F3_Commercial_Warehouse (ID)_Existing_Space Heating_Natural Gas_Boiler_E8 | F3 | Commercial | Warehouse (ID) | Existing | Space Heating | Natural Gas | Boiler | E8 | PACT BC Ratio | 0 | 0 | 0 | 0 | 0 | 0 | 0 | 0 | 0 | 0 | 0 | 0 | 0 | 0 | 0 | 0 | 0 | 0 | 0 | 0 | 0 | 0 | 0 | 0 | 0 | 0 | 0
F3_Commercial_Warehouse (ID)_Existing_Space Heating_Natural Gas_Boiler_E9 | F3 | Commercial | Warehouse (ID) | Existing | Space Heating | Natural Gas | Boiler | E9 | PACT BC Ratio | 0 | 0 | 0 | 0 | 0 | 0 | 0 | 0 | 0 | 0 | 0 | 0 | 0 | 0 | 0 | 0 | 0 | 0 | 0 | 0 | 0 | 0 | 0 | 0 | 0 | 0 | 0
F3_Commercial_Warehouse (ID)_Existing_Space Heating_Natural Gas_Boiler_E10 | F3 | Commercial | Warehouse (ID) | Existing | Space Heating | Natural Gas | Boiler | E10 | PACT BC Ratio | 0 | 0 | 0 | 0 | 0 | 0 | 0 | 0 | 0 | 0 | 0 | 0 | 0 | 0 | 0 | 0 | 0 | 0 | 0 | 0 | 0 | 0 | 0 | 0 | 0 | 0 | 0
F4_Commercial_Warehouse (ID)_Existing_Space Heating_Natural Gas_Boiler_E1 | F4 | Commercial | Warehouse (ID) | Existing | Space Heating | Natural Gas | Boiler | E1 | RVT BC Ratio | [24 empty] | 1 | 1 | 1 | bar: 2019 to 2042
F4_Commercial_Warehouse (ID)_Existing_Space Heating_Natural Gas_Boiler_E2 | F4 | Commercial | Warehouse (ID) | Existing | Space Heating | Natural Gas | Boiler | E2 | RVT BC Ratio | 16.7844 | 16.9839 | 17.2474 | 17.535 | 17.8486 | 18.2913 | 18.7347 | 19.1982 | 19.6254 | 20.0493 | 20.5182 | 20.952 | 21.4214 | 21.9003 | 22.3461 | 22.7833 | 23.1903 | 23.6057 | 24.034 | 24.4689 | 24.9075 | 25.438 | 26.035 | 26.5714 | 27.1132 | 27.5274 | 27.9
F4_Commercial_Warehouse (ID)_Existing_Space Heating_Natural Gas_Boiler_E3 | F4 | Commercial | Warehouse (ID) | Existing | Space Heating | Natural Gas | Boiler | E3 | RVT BC Ratio | [24 empty] | 1 | 1 | 1 | bar: 2019 to 2042
F4_Commercial_Warehouse (ID)_Existing_Space Heating_Natural Gas_Boiler_E4 | F4 | Commercial | Warehouse (ID) | Existing | Space Heating | Natural Gas | Boiler | E4 | RVT BC Ratio | 1.0335 | 1.0464 | 1.0611 | 1.0763 | 1.0921 | 1.1109 | 1.13 | 1.15 | 1.1695 | 1.1895 | 1.211 | 1.2321 | 1.2544 | 1.2768 | 1.2987 | 1.3207 | 1.3423 | 1.3644 | 1.387 | 1.41 | 1.4334 | 1.4589 | 1.4859 | 1.5114 | 1.5369 | 1.5487 | 1.5558
F4_Commercial_Warehouse (ID)_Existing_Space Heating_Natural Gas_Boiler_E5 | F4 | Commercial | Warehouse (ID) | Existing | Space Heating | Natural Gas | Boiler | E5 | RVT BC Ratio | 0 | 0 | 0 | 0 | 0 | 0 | 0 | 0 | 0 | 0 | 0 | 0 | 0 | 0 | 0 | 0 | 0 | 0 | 0 | 0 | 0 | 0 | 0 | 0 | 0 | 0 | 0
F4_Commercial_Warehouse (ID)_Existing_Space Heating_Natural Gas_Boiler_E6 | F4 | Commercial | Warehouse (ID) | Existing | Space Heating | Natural Gas | Boiler | E6 | RVT BC Ratio | 0 | 0 | 0 | 0 | 0 | 0 | 0 | 0 | 0 | 0 | 0 | 0 | 0 | 0 | 0 | 0 | 0 | 0 | 0 | 0 | 0 | 0 | 0 | 0 | 0 | 0 | 0
F4_Commercial_Warehouse (ID)_Existing_Space Heating_Natural Gas_Boiler_E7 | F4 | Commercial | Warehouse (ID) | Existing | Space Heating | Natural Gas | Boiler | E7 | RVT BC Ratio | 0 | 0 | 0 | 0 | 0 | 0 | 0 | 0 | 0 | 0 | 0 | 0 | 0 | 0 | 0 | 0 | 0 | 0 | 0 | 0 | 0 | 0 | 0 | 0 | 0 | 0 | 0
F4_Commercial_Warehouse (ID)_Existing_Space Heating_Natural Gas_Boiler_E8 | F4 | Commercial | Warehouse (ID) | Existing | Space Heating | Natural Gas | Boiler | E8 | RVT BC Ratio | 0 | 0 | 0 | 0 | 0 | 0 | 0 | 0 | 0 | 0 | 0 | 0 | 0 | 0 | 0 | 0 | 0 | 0 | 0 | 0 | 0 | 0 | 0 | 0 | 0 | 0 | 0
F4_Commercial_Warehouse (ID)_Existing_Space Heating_Natural Gas_Boiler_E9 | F4 | Commercial | Warehouse (ID) | Existing | Space Heating | Natural Gas | Boiler | E9 | RVT BC Ratio | 0 | 0 | 0 | 0 | 0 | 0 | 0 | 0 | 0 | 0 | 0 | 0 | 0 | 0 | 0 | 0 | 0 | 0 | 0 | 0 | 0 | 0 | 0 | 0 | 0 | 0 | 0
F4_Commercial_Warehouse (ID)_Existing_Space Heating_Natural Gas_Boiler_E10 | F4 | Commercial | Warehouse (ID) | Existing | Space Heating | Natural Gas | Boiler | E10 | RVT BC Ratio | 0 | 0 | 0 | 0 | 0 | 0 | 0 | 0 | 0 | 0 | 0 | 0 | 0 | 0 | 0 | 0 | 0 | 0 | 0 | 0 | 0 | 0 | 0 | 0 | 0 | 0 | 0
F5_Commercial_Warehouse (ID)_Existing_Space Heating_Natural Gas_Boiler_E1 | F5 | Commercial | Warehouse (ID) | Existing | Space Heating | Natural Gas | Boiler | E1 | RIM BC Ratio | [24 empty] | 1 | 1 | 1 | bar: 2019 to 2042
F5_Commercial_Warehouse (ID)_Existing_Space Heating_Natural Gas_Boiler_E2 | F5 | Commercial | Warehouse (ID) | Existing | Space Heating | Natural Gas | Boiler | E2 | RIM BC Ratio | 0.85985 | 0.86469 | 0.86968 | 0.87488 | 0.88028 | 0.88558 | 0.89111 | 0.89681 | 0.9029 | 0.90928 | 0.91128 | 0.91335 | 0.91549 | 0.91769 | 0.91999 | 0.92239 | 0.92491 | 0.92754 | 0.93028 | 0.93314 | 0.93613 | 0.93647 | 0.93683 | 0.93714 | 0.93744 | 0.93767 | 0.93786
F5_Commercial_Warehouse (ID)_Existing_Space Heating_Natural Gas_Boiler_E3 | F5 | Commercial | Warehouse (ID) | Existing | Space Heating | Natural Gas | Boiler | E3 | RIM BC Ratio | [24 empty] | 1 | 1 | 1 | bar: 2019 to 2042
F5_Commercial_Warehouse (ID)_Existing_Space Heating_Natural Gas_Boiler_E4 | F5 | Commercial | Warehouse (ID) | Existing | Space Heating | Natural Gas | Boiler | E4 | RIM BC Ratio | 0.59373 | 0.59955 | 0.60568 | 0.61188 | 0.61812 | 0.6248 | 0.63144 | 0.63812 | 0.64464 | 0.65112 | 0.65621 | 0.661 | 0.66587 | 0.67069 | 0.67535 | 0.67996 | 0.68444 | 0.68895 | 0.69348 | 0.69802 | 0.70257 | 0.70641 | 0.71035 | 0.71396 | 0.71746 | 0.71905 | 0.71999
F5_Commercial_Warehouse (ID)_Existing_Space Heating_Natural Gas_Boiler_E5 | F5 | Commercial | Warehouse (ID) | Existing | Space Heating | Natural Gas | Boiler | E5 | RIM BC Ratio | 0 | 0 | 0 | 0 | 0 | 0 | 0 | 0 | 0 | 0 | 0 | 0 | 0 | 0 | 0 | 0 | 0 | 0 | 0 | 0 | 0 | 0 | 0 | 0 | 0 | 0 | 0
F5_Commercial_Warehouse (ID)_Existing_Space Heating_Natural Gas_Boiler_E6 | F5 | Commercial | Warehouse (ID) | Existing | Space Heating | Natural Gas | Boiler | E6 | RIM BC Ratio | 0 | 0 | 0 | 0 | 0 | 0 | 0 | 0 | 0 | 0 | 0 | 0 | 0 | 0 | 0 | 0 | 0 | 0 | 0 | 0 | 0 | 0 | 0 | 0 | 0 | 0 | 0
F5_Commercial_Warehouse (ID)_Existing_Space Heating_Natural Gas_Boiler_E7 | F5 | Commercial | Warehouse (ID) | Existing | Space Heating | Natural Gas | Boiler | E7 | RIM BC Ratio | 0 | 0 | 0 | 0 | 0 | 0 | 0 | 0 | 0 | 0 | 0 | 0 | 0 | 0 | 0 | 0 | 0 | 0 | 0 | 0 | 0 | 0 | 0 | 0 | 0 | 0 | 0
F5_Commercial_Warehouse (ID)_Existing_Space Heating_Natural Gas_Boiler_E8 | F5 | Commercial | Warehouse (ID) | Existing | Space Heating | Natural Gas | Boiler | E8 | RIM BC Ratio | 0 | 0 | 0 | 0 | 0 | 0 | 0 | 0 | 0 | 0 | 0 | 0 | 0 | 0 | 0 | 0 | 0 | 0 | 0 | 0 | 0 | 0 | 0 | 0 | 0 | 0 | 0
F5_Commercial_Warehouse (ID)_Existing_Space Heating_Natural Gas_Boiler_E9 | F5 | Commercial | Warehouse (ID) | Existing | Space Heating | Natural Gas | Boiler | E9 | RIM BC Ratio | 0 | 0 | 0 | 0 | 0 | 0 | 0 | 0 | 0 | 0 | 0 | 0 | 0 | 0 | 0 | 0 | 0 | 0 | 0 | 0 | 0 | 0 | 0 | 0 | 0 | 0 | 0
F5_Commercial_Warehouse (ID)_Existing_Space Heating_Natural Gas_Boiler_E10 | F5 | Commercial | Warehouse (ID) | Existing | Space Heating | Natural Gas | Boiler | E10 | RIM BC Ratio | 0 | 0 | 0 | 0 | 0 | 0 | 0 | 0 | 0 | 0 | 0 | 0 | 0 | 0 | 0 | 0 | 0 | 0 | 0 | 0 | 0 | 0 | 0 | 0 | 0 | 0 | 0
F0_Commercial_Warehouse (ID)_Existing_Space Heating_Natural Gas_Unit Heater_E0 | F0 | Commercial | Warehouse (ID) | Existing | Space Heating | Natural Gas | Unit Heater | E0 | Economic Unit | Infrared Radiant | Infrared Radiant | Infrared Radiant | Infrared Radiant | Infrared Radiant | Infrared Radiant | Infrared Radiant | Infrared Radiant | Infrared Radiant | Infrared Radiant | Infrared Radiant | Infrared Radiant | Infrared Radiant | Infrared Radiant | Infrared Radiant | Infrared Radiant | Infrared Radiant | Infrared Radiant | Infrared Radiant | Infrared Radiant | Infrared Radiant | Infrared Radiant | Infrared Radiant | Infrared Radiant | Infrared Radiant | Infrared Radiant | Infrared Radiant
F1_Commercial_Warehouse (ID)_Existing_Space Heating_Natural Gas_Unit Heater_E1 | F1 | Commercial | Warehouse (ID) | Existing | Space Heating | Natural Gas | Unit Heater | E1 | CCE | 0 | 0 | 0 | 0 | 0 | 0 | 0 | 0 | 0 | 0 | 0 | 0 | 0 | 0 | 0 | 0 | 0 | 0 | 0 | 0 | 0 | 0 | 0 | 0 | 0 | 0 | 0
F1_Commercial_Warehouse (ID)_Existing_Space Heating_Natural Gas_Unit Heater_E2 | F1 | Commercial | Warehouse (ID) | Existing | Space Heating | Natural Gas | Unit Heater | E2 | CCE | 0.0015073 | 0.0015642 | 0.0015642 | 0.0015642 | 0.0015642 | 0.0015642 | 0.0015642 | 0.0015642 | 0.0015642 | 0.0015642 | 0.0015642 | 0.0015642 | 0.0015642 | 0.0015642 | 0.0015642 | 0.0015642 | 0.0015642 | 0.0015642 | 0.0015642 | 0.0015642 | 0.0015642 | 0.0015642 | 0.0015642 | 0.0015642 | 0.0015642 | 0.0015642 | 0.0015642
F1_Commercial_Warehouse (ID)_Existing_Space Heating_Natural Gas_Unit Heater_E3 | F1 | Commercial | Warehouse (ID) | Existing | Space Heating | Natural Gas | Unit Heater | E3 | CCE | 0.00047308 | 0.00049094 | 0.00049094 | 0.00049094 | 0.00049094 | 0.00049094 | 0.00049094 | 0.00049094 | 0.00049094 | 0.00049094 | 0.00049094 | 0.00049094 | 0.00049094 | 0.00049094 | 0.00049094 | 0.00049094 | 0.00049094 | 0.00049094 | 0.00049094 | 0.00049094 | 0.00049094 | 0.00049094 | 0.00049094 | 0.00049094 | 0.00049094 | 0.00049094 | 0.00049094
F1_Commercial_Warehouse (ID)_Existing_Space Heating_Natural Gas_Unit Heater_E4 | F1 | Commercial | Warehouse (ID) | Existing | Space Heating | Natural Gas | Unit Heater | E4 | CCE | 0 | 0 | 0 | 0 | 0 | 0 | 0 | 0 | 0 | 0 | 0 | 0 | 0 | 0 | 0 | 0 | 0 | 0 | 0 | 0 | 0 | 0 | 0 | 0 | 0 | 0 | 0
F1_Commercial_Warehouse (ID)_Existing_Space Heating_Natural Gas_Unit Heater_E5 | F1 | Commercial | Warehouse (ID) | Existing | Space Heating | Natural Gas | Unit Heater | E5 | CCE | 0 | 0 | 0 | 0 | 0 | 0 | 0 | 0 | 0 | 0 | 0 | 0 | 0 | 0 | 0 | 0 | 0 | 0 | 0 | 0 | 0 | 0 | 0 | 0 | 0 | 0 | 0
F1_Commercial_Warehouse (ID)_Existing_Space Heating_Natural Gas_Unit Heater_E6 | F1 | Commercial | Warehouse (ID) | Existing | Space Heating | Natural Gas | Unit Heater | E6 | CCE | 0 | 0 | 0 | 0 | 0 | 0 | 0 | 0 | 0 | 0 | 0 | 0 | 0 | 0 | 0 | 0 | 0 | 0 | 0 | 0 | 0 | 0 | 0 | 0 | 0 | 0 | 0
F1_Commercial_Warehouse (ID)_Existing_Space Heating_Natural Gas_Unit Heater_E7 | F1 | Commercial | Warehouse (ID) | Existing | Space Heating | Natural Gas | Unit Heater | E7 | CCE | 0 | 0 | 0 | 0 | 0 | 0 | 0 | 0 | 0 | 0 | 0 | 0 | 0 | 0 | 0 | 0 | 0 | 0 | 0 | 0 | 0 | 0 | 0 | 0 | 0 | 0 | 0
F1_Commercial_Warehouse (ID)_Existing_Space Heating_Natural Gas_Unit Heater_E8 | F1 | Commercial | Warehouse (ID) | Existing | Space Heating | Natural Gas | Unit Heater | E8 | CCE | 0 | 0 | 0 | 0 | 0 | 0 | 0 | 0 | 0 | 0 | 0 | 0 | 0 | 0 | 0 | 0 | 0 | 0 | 0 | 0 | 0 | 0 | 0 | 0 | 0 | 0 | 0
F1_Commercial_Warehouse (ID)_Existing_Space Heating_Natural Gas_Unit Heater_E9 | F1 | Commercial | Warehouse (ID) | Existing | Space Heating | Natural Gas | Unit Heater | E9 | CCE | 0 | 0 | 0 | 0 | 0 | 0 | 0 | 0 | 0 | 0 | 0 | 0 | 0 | 0 | 0 | 0 | 0 | 0 | 0 | 0 | 0 | 0 | 0 | 0 | 0 | 0 | 0
F1_Commercial_Warehouse (ID)_Existing_Space Heating_Natural Gas_Unit Heater_E10 | F1 | Commercial | Warehouse (ID) | Existing | Space Heating | Natural Gas | Unit Heater | E10 | CCE | 0 | 0 | 0 | 0 | 0 | 0 | 0 | 0 | 0 | 0 | 0 | 0 | 0 | 0 | 0 | 0 | 0 | 0 | 0 | 0 | 0 | 0 | 0 | 0 | 0 | 0 | 0
F2_Commercial_Warehouse (ID)_Existing_Space Heating_Natural Gas_Unit Heater_E1 | F2 | Commercial | Warehouse (ID) | Existing | Space Heating | Natural Gas | Unit Heater | E1 | TRC BC Ratio | [24 empty] | 1 | 1 | 1 | bar: 2019 to 2042
F2_Commercial_Warehouse (ID)_Existing_Space Heating_Natural Gas_Unit Heater_E2 | F2 | Commercial | Warehouse (ID) | Existing | Space Heating | Natural Gas | Unit Heater | E2 | TRC BC Ratio | 2.63 | 2.6732 | 2.7296 | 2.7918 | 2.8603 | 2.9546 | 3.0507 | 3.1525 | 3.2498 | 3.3487 | 3.4372 | 3.5188 | 3.6082 | 3.7 | 3.7854 | 3.8696 | 3.9482 | 4.0292 | 4.1136 | 4.2001 | 4.2883 | 4.3814 | 4.4892 | 4.5845 | 4.6818 | 4.7811 | 4.8826
F2_Commercial_Warehouse (ID)_Existing_Space Heating_Natural Gas_Unit Heater_E3 | F2 | Commercial | Warehouse (ID) | Existing | Space Heating | Natural Gas | Unit Heater | E3 | TRC BC Ratio | 11.6747 | 11.9824 | 12.2839 | 12.5676 | 12.8323 | 13.072 | 13.3102 | 13.5568 | 13.8327 | 14.1174 | 14.4209 | 14.7407 | 15.0609 | 15.3678 | 15.6882 | 16.018 | 16.361 | 16.7106 | 17.0662 | 17.4291 | 17.7998 | 18.1759 | 18.5493 | 18.9431 | 19.3451 | 19.7557 | 20.175
F2_Commercial_Warehouse (ID)_Existing_Space Heating_Natural Gas_Unit Heater_E4 | F2 | Commercial | Warehouse (ID) | Existing | Space Heating | Natural Gas | Unit Heater | E4 | TRC BC Ratio | 0 | 0 | 0 | 0 | 0 | 0 | 0 | 0 | 0 | 0 | 0 | 0 | 0 | 0 | 0 | 0 | 0 | 0 | 0 | 0 | 0 | 0 | 0 | 0 | 0 | 0 | 0
F2_Commercial_Warehouse (ID)_Existing_Space Heating_Natural Gas_Unit Heater_E5 | F2 | Commercial | Warehouse (ID) | Existing | Space Heating | Natural Gas | Unit Heater | E5 | TRC BC Ratio | 0 | 0 | 0 | 0 | 0 | 0 | 0 | 0 | 0 | 0 | 0 | 0 | 0 | 0 | 0 | 0 | 0 | 0 | 0 | 0 | 0 | 0 | 0 | 0 | 0 | 0 | 0
F2_Commercial_Warehouse (ID)_Existing_Space Heating_Natural Gas_Unit Heater_E6 | F2 | Commercial | Warehouse (ID) | Existing | Space Heating | Natural Gas | Unit Heater | E6 | TRC BC Ratio | 0 | 0 | 0 | 0 | 0 | 0 | 0 | 0 | 0 | 0 | 0 | 0 | 0 | 0 | 0 | 0 | 0 | 0 | 0 | 0 | 0 | 0 | 0 | 0 | 0 | 0 | 0
F2_Commercial_Warehouse (ID)_Existing_Space Heating_Natural Gas_Unit Heater_E7 | F2 | Commercial | Warehouse (ID) | Existing | Space Heating | Natural Gas | Unit Heater | E7 | TRC BC Ratio | 0 | 0 | 0 | 0 | 0 | 0 | 0 | 0 | 0 | 0 | 0 | 0 | 0 | 0 | 0 | 0 | 0 | 0 | 0 | 0 | 0 | 0 | 0 | 0 | 0 | 0 | 0
F2_Commercial_Warehouse (ID)_Existing_Space Heating_Natural Gas_Unit Heater_E8 | F2 | Commercial | Warehouse (ID) | Existing | Space Heating | Natural Gas | Unit Heater | E8 | TRC BC Ratio | 0 | 0 | 0 | 0 | 0 | 0 | 0 | 0 | 0 | 0 | 0 | 0 | 0 | 0 | 0 | 0 | 0 | 0 | 0 | 0 | 0 | 0 | 0 | 0 | 0 | 0 | 0
F2_Commercial_Warehouse (ID)_Existing_Space Heating_Natural Gas_Unit Heater_E9 | F2 | Commercial | Warehouse (ID) | Existing | Space Heating | Natural Gas | Unit Heater | E9 | TRC BC Ratio | 0 | 0 | 0 | 0 | 0 | 0 | 0 | 0 | 0 | 0 | 0 | 0 | 0 | 0 | 0 | 0 | 0 | 0 | 0 | 0 | 0 | 0 | 0 | 0 | 0 | 0 | 0
F2_Commercial_Warehouse (ID)_Existing_Space Heating_Natural Gas_Unit Heater_E10 | F2 | Commercial | Warehouse (ID) | Existing | Space Heating | Natural Gas | Unit Heater | E10 | TRC BC Ratio | 0 | 0 | 0 | 0 | 0 | 0 | 0 | 0 | 0 | 0 | 0 | 0 | 0 | 0 | 0 | 0 | 0 | 0 | 0 | 0 | 0 | 0 | 0 | 0 | 0 | 0 | 0
F3_Commercial_Warehouse (ID)_Existing_Space Heating_Natural Gas_Unit Heater_E1 | F3 | Commercial | Warehouse (ID) | Existing | Space Heating | Natural Gas | Unit Heater | E1 | PACT BC Ratio | [24 empty] | 1 | 1 | 1 | bar: 2019 to 2042
F3_Commercial_Warehouse (ID)_Existing_Space Heating_Natural Gas_Unit Heater_E2 | F3 | Commercial | Warehouse (ID) | Existing | Space Heating | Natural Gas | Unit Heater | E2 | PACT BC Ratio | 7.3663 | 7.4874 | 7.6454 | 7.8196 | 8.0114 | 8.2756 | 8.5447 | 8.8297 | 9.1024 | 9.3794 | 9.6273 | 9.856 | 10.1063 | 10.3633 | 10.6026 | 10.8385 | 11.0586 | 11.2855 | 11.5218 | 11.7642 | 12.0113 | 12.272 | 12.5738 | 12.8406 | 13.1132 | 13.3915 | 13.6757
F3_Commercial_Warehouse (ID)_Existing_Space Heating_Natural Gas_Unit Heater_E3 | F3 | Commercial | Warehouse (ID) | Existing | Space Heating | Natural Gas | Unit Heater | E3 | PACT BC Ratio | 32.6998 | 33.5616 | 34.4062 | 35.2007 | 35.942 | 36.6133 | 37.2806 | 37.9713 | 38.744 | 39.5417 | 40.3916 | 41.2874 | 42.1842 | 43.0439 | 43.9414 | 44.865 | 45.8255 | 46.8048 | 47.8009 | 48.8173 | 49.8556 | 50.909 | 51.955 | 53.0578 | 54.1839 | 55.334 | 56.5085
F3_Commercial_Warehouse (ID)_Existing_Space Heating_Natural Gas_Unit Heater_E4 | F3 | Commercial | Warehouse (ID) | Existing | Space Heating | Natural Gas | Unit Heater | E4 | PACT BC Ratio | 0 | 0 | 0 | 0 | 0 | 0 | 0 | 0 | 0 | 0 | 0 | 0 | 0 | 0 | 0 | 0 | 0 | 0 | 0 | 0 | 0 | 0 | 0 | 0 | 0 | 0 | 0
F3_Commercial_Warehouse (ID)_Existing_Space Heating_Natural Gas_Unit Heater_E5 | F3 | Commercial | Warehouse (ID) | Existing | Space Heating | Natural Gas | Unit Heater | E5 | PACT BC Ratio | 0 | 0 | 0 | 0 | 0 | 0 | 0 | 0 | 0 | 0 | 0 | 0 | 0 | 0 | 0 | 0 | 0 | 0 | 0 | 0 | 0 | 0 | 0 | 0 | 0 | 0 | 0
F3_Commercial_Warehouse (ID)_Existing_Space Heating_Natural Gas_Unit Heater_E6 | F3 | Commercial | Warehouse (ID) | Existing | Space Heating | Natural Gas | Unit Heater | E6 | PACT BC Ratio | 0 | 0 | 0 | 0 | 0 | 0 | 0 | 0 | 0 | 0 | 0 | 0 | 0 | 0 | 0 | 0 | 0 | 0 | 0 | 0 | 0 | 0 | 0 | 0 | 0 | 0 | 0
F3_Commercial_Warehouse (ID)_Existing_Space Heating_Natural Gas_Unit Heater_E7 | F3 | Commercial | Warehouse (ID) | Existing | Space Heating | Natural Gas | Unit Heater | E7 | PACT BC Ratio | 0 | 0 | 0 | 0 | 0 | 0 | 0 | 0 | 0 | 0 | 0 | 0 | 0 | 0 | 0 | 0 | 0 | 0 | 0 | 0 | 0 | 0 | 0 | 0 | 0 | 0 | 0
F3_Commercial_Warehouse (ID)_Existing_Space Heating_Natural Gas_Unit Heater_E8 | F3 | Commercial | Warehouse (ID) | Existing | Space Heating | Natural Gas | Unit Heater | E8 | PACT BC Ratio | 0 | 0 | 0 | 0 | 0 | 0 | 0 | 0 | 0 | 0 | 0 | 0 | 0 | 0 | 0 | 0 | 0 | 0 | 0 | 0 | 0 | 0 | 0 | 0 | 0 | 0 | 0
F3_Commercial_Warehouse (ID)_Existing_Space Heating_Natural Gas_Unit Heater_E9 | F3 | Commercial | Warehouse (ID) | Existing | Space Heating | Natural Gas | Unit Heater | E9 | PACT BC Ratio | 0 | 0 | 0 | 0 | 0 | 0 | 0 | 0 | 0 | 0 | 0 | 0 | 0 | 0 | 0 | 0 | 0 | 0 | 0 | 0 | 0 | 0 | 0 | 0 | 0 | 0 | 0
F3_Commercial_Warehouse (ID)_Existing_Space Heating_Natural Gas_Unit Heater_E10 | F3 | Commercial | Warehouse (ID) | Existing | Space Heating | Natural Gas | Unit Heater | E10 | PACT BC Ratio | 0 | 0 | 0 | 0 | 0 | 0 | 0 | 0 | 0 | 0 | 0 | 0 | 0 | 0 | 0 | 0 | 0 | 0 | 0 | 0 | 0 | 0 | 0 | 0 | 0 | 0 | 0
F4_Commercial_Warehouse (ID)_Existing_Space Heating_Natural Gas_Unit Heater_E1 | F4 | Commercial | Warehouse (ID) | Existing | Space Heating | Natural Gas | Unit Heater | E1 | RVT BC Ratio | [24 empty] | 1 | 1 | 1 | bar: 2019 to 2042
F4_Commercial_Warehouse (ID)_Existing_Space Heating_Natural Gas_Unit Heater_E2 | F4 | Commercial | Warehouse (ID) | Existing | Space Heating | Natural Gas | Unit Heater | E2 | RVT BC Ratio | 3.8664 | 3.9047 | 3.9596 | 4.02 | 4.0866 | 4.1872 | 4.2869 | 4.3916 | 4.4867 | 4.5804 | 4.6858 | 4.7813 | 4.886 | 4.9927 | 5.09 | 5.1844 | 5.2701 | 5.3576 | 5.448 | 5.5396 | 5.6317 | 5.749 | 5.8848 | 6.0048 | 6.1274 | 6.2527 | 6.3805
F4_Commercial_Warehouse (ID)_Existing_Space Heating_Natural Gas_Unit Heater_E3 | F4 | Commercial | Warehouse (ID) | Existing | Space Heating | Natural Gas | Unit Heater | E3 | RVT BC Ratio | 15.316 | 15.6642 | 15.9979 | 16.3028 | 16.5771 | 16.8105 | 17.0362 | 17.2866 | 17.5926 | 17.9307 | 18.2929 | 18.7021 | 19.1121 | 19.5063 | 19.9187 | 20.3439 | 20.7872 | 21.2399 | 21.7014 | 22.1732 | 22.6562 | 23.1301 | 23.6006 | 24.0967 | 24.6033 | 25.1207 | 25.649
F4_Commercial_Warehouse (ID)_Existing_Space Heating_Natural Gas_Unit Heater_E4 | F4 | Commercial | Warehouse (ID) | Existing | Space Heating | Natural Gas | Unit Heater | E4 | RVT BC Ratio | 0 | 0 | 0 | 0 | 0 | 0 | 0 | 0 | 0 | 0 | 0 | 0 | 0 | 0 | 0 | 0 | 0 | 0 | 0 | 0 | 0 | 0 | 0 | 0 | 0 | 0 | 0
F4_Commercial_Warehouse (ID)_Existing_Space Heating_Natural Gas_Unit Heater_E5 | F4 | Commercial | Warehouse (ID) | Existing | Space Heating | Natural Gas | Unit Heater | E5 | RVT BC Ratio | 0 | 0 | 0 | 0 | 0 | 0 | 0 | 0 | 0 | 0 | 0 | 0 | 0 | 0 | 0 | 0 | 0 | 0 | 0 | 0 | 0 | 0 | 0 | 0 | 0 | 0 | 0
F4_Commercial_Warehouse (ID)_Existing_Space Heating_Natural Gas_Unit Heater_E6 | F4 | Commercial | Warehouse (ID) | Existing | Space Heating | Natural Gas | Unit Heater | E6 | RVT BC Ratio | 0 | 0 | 0 | 0 | 0 | 0 | 0 | 0 | 0 | 0 | 0 | 0 | 0 | 0 | 0 | 0 | 0 | 0 | 0 | 0 | 0 | 0 | 0 | 0 | 0 | 0 | 0
F4_Commercial_Warehouse (ID)_Existing_Space Heating_Natural Gas_Unit Heater_E7 | F4 | Commercial | Warehouse (ID) | Existing | Space Heating | Natural Gas | Unit Heater | E7 | RVT BC Ratio | 0 | 0 | 0 | 0 | 0 | 0 | 0 | 0 | 0 | 0 | 0 | 0 | 0 | 0 | 0 | 0 | 0 | 0 | 0 | 0 | 0 | 0 | 0 | 0 | 0 | 0 | 0
F4_Commercial_Warehouse (ID)_Existing_Space Heating_Natural Gas_Unit Heater_E8 | F4 | Commercial | Warehouse (ID) | Existing | Space Heating | Natural Gas | Unit Heater | E8 | RVT BC Ratio | 0 | 0 | 0 | 0 | 0 | 0 | 0 | 0 | 0 | 0 | 0 | 0 | 0 | 0 | 0 | 0 | 0 | 0 | 0 | 0 | 0 | 0 | 0 | 0 | 0 | 0 | 0
F4_Commercial_Warehouse (ID)_Existing_Space Heating_Natural Gas_Unit Heater_E9 | F4 | Commercial | Warehouse (ID) | Existing | Space Heating | Natural Gas | Unit Heater | E9 | RVT BC Ratio | 0 | 0 | 0 | 0 | 0 | 0 | 0 | 0 | 0 | 0 | 0 | 0 | 0 | 0 | 0 | 0 | 0 | 0 | 0 | 0 | 0 | 0 | 0 | 0 | 0 | 0 | 0
F4_Commercial_Warehouse (ID)_Existing_Space Heating_Natural Gas_Unit Heater_E10 | F4 | Commercial | Warehouse (ID) | Existing | Space Heating | Natural Gas | Unit Heater | E10 | RVT BC Ratio | 0 | 0 | 0 | 0 | 0 | 0 | 0 | 0 | 0 | 0 | 0 | 0 | 0 | 0 | 0 | 0 | 0 | 0 | 0 | 0 | 0 | 0 | 0 | 0 | 0 | 0 | 0
F5_Commercial_Warehouse (ID)_Existing_Space Heating_Natural Gas_Unit Heater_E1 | F5 | Commercial | Warehouse (ID) | Existing | Space Heating | Natural Gas | Unit Heater | E1 | RIM BC Ratio | [24 empty] | 1 | 1 | 1 | bar: 2019 to 2042
F5_Commercial_Warehouse (ID)_Existing_Space Heating_Natural Gas_Unit Heater_E2 | F5 | Commercial | Warehouse (ID) | Existing | Space Heating | Natural Gas | Unit Heater | E2 | RIM BC Ratio | 0.77611 | 0.7815 | 0.78747 | 0.79387 | 0.80071 | 0.80815 | 0.8159 | 0.82388 | 0.8321 | 0.84061 | 0.8442 | 0.84769 | 0.85133 | 0.85504 | 0.8587 | 0.86241 | 0.86614 | 0.87 | 0.874 | 0.87813 | 0.88241 | 0.88379 | 0.88532 | 0.88662 | 0.8879 | 0.88915 | 0.89038
F5_Commercial_Warehouse (ID)_Existing_Space Heating_Natural Gas_Unit Heater_E3 | F5 | Commercial | Warehouse (ID) | Existing | Space Heating | Natural Gas | Unit Heater | E3 | RIM BC Ratio | 0.90292 | 0.90638 | 0.91004 | 0.91385 | 0.91784 | 0.92216 | 0.92667 | 0.93032 | 0.93293 | 0.93438 | 0.93577 | 0.93582 | 0.93584 | 0.93581 | 0.93574 | 0.93563 | 0.93548 | 0.93529 | 0.93508 | 0.93482 | 0.93453 | 0.93489 | 0.93524 | 0.93559 | 0.93593 | 0.93627 | 0.9366
F5_Commercial_Warehouse (ID)_Existing_Space Heating_Natural Gas_Unit Heater_E4 | F5 | Commercial | Warehouse (ID) | Existing | Space Heating | Natural Gas | Unit Heater | E4 | RIM BC Ratio | 0 | 0 | 0 | 0 | 0 | 0 | 0 | 0 | 0 | 0 | 0 | 0 | 0 | 0 | 0 | 0 | 0 | 0 | 0 | 0 | 0 | 0 | 0 | 0 | 0 | 0 | 0
F5_Commercial_Warehouse (ID)_Existing_Space Heating_Natural Gas_Unit Heater_E5 | F5 | Commercial | Warehouse (ID) | Existing | Space Heating | Natural Gas | Unit Heater | E5 | RIM BC Ratio | 0 | 0 | 0 | 0 | 0 | 0 | 0 | 0 | 0 | 0 | 0 | 0 | 0 | 0 | 0 | 0 | 0 | 0 | 0 | 0 | 0 | 0 | 0 | 0 | 0 | 0 | 0
F5_Commercial_Warehouse (ID)_Existing_Space Heating_Natural Gas_Unit Heater_E6 | F5 | Commercial | Warehouse (ID) | Existing | Space Heating | Natural Gas | Unit Heater | E6 | RIM BC Ratio | 0 | 0 | 0 | 0 | 0 | 0 | 0 | 0 | 0 | 0 | 0 | 0 | 0 | 0 | 0 | 0 | 0 | 0 | 0 | 0 | 0 | 0 | 0 | 0 | 0 | 0 | 0
F5_Commercial_Warehouse (ID)_Existing_Space Heating_Natural Gas_Unit Heater_E7 | F5 | Commercial | Warehouse (ID) | Existing | Space Heating | Natural Gas | Unit Heater | E7 | RIM BC Ratio | 0 | 0 | 0 | 0 | 0 | 0 | 0 | 0 | 0 | 0 | 0 | 0 | 0 | 0 | 0 | 0 | 0 | 0 | 0 | 0 | 0 | 0 | 0 | 0 | 0 | 0 | 0
F5_Commercial_Warehouse (ID)_Existing_Space Heating_Natural Gas_Unit Heater_E8 | F5 | Commercial | Warehouse (ID) | Existing | Space Heating | Natural Gas | Unit Heater | E8 | RIM BC Ratio | 0 | 0 | 0 | 0 | 0 | 0 | 0 | 0 | 0 | 0 | 0 | 0 | 0 | 0 | 0 | 0 | 0 | 0 | 0 | 0 | 0 | 0 | 0 | 0 | 0 | 0 | 0
F5_Commercial_Warehouse (ID)_Existing_Space Heating_Natural Gas_Unit Heater_E9 | F5 | Commercial | Warehouse (ID) | Existing | Space Heating | Natural Gas | Unit Heater | E9 | RIM BC Ratio | 0 | 0 | 0 | 0 | 0 | 0 | 0 | 0 | 0 | 0 | 0 | 0 | 0 | 0 | 0 | 0 | 0 | 0 | 0 | 0 | 0 | 0 | 0 | 0 | 0 | 0 | 0
F5_Commercial_Warehouse (ID)_Existing_Space Heating_Natural Gas_Unit Heater_E10 | F5 | Commercial | Warehouse (ID) | Existing | Space Heating | Natural Gas | Unit Heater | E10 | RIM BC Ratio | 0 | 0 | 0 | 0 | 0 | 0 | 0 | 0 | 0 | 0 | 0 | 0 | 0 | 0 | 0 | 0 | 0 | 0 | 0 | 0 | 0 | 0 | 0 | 0 | 0 | 0 | 0
F0_Commercial_Warehouse (ID)_Existing_Water Heating_Natural Gas_Water Heater_E0 | F0 | Commercial | Warehouse (ID) | Existing | Water Heating | Natural Gas | Water Heater | E0 | Economic Unit | Gas-Fired Absorption HPWH | Gas-Fired Absorption HPWH | Gas-Fired Absorption HPWH | Gas-Fired Absorption HPWH | Gas-Fired Absorption HPWH | Gas-Fired Absorption HPWH | Gas-Fired Absorption HPWH | Gas-Fired Absorption HPWH | Gas-Fired Absorption HPWH | Gas-Fired Absorption HPWH | Gas-Fired Absorption HPWH | Gas-Fired Absorption HPWH | Gas-Fired Absorption HPWH | Gas-Fired Absorption HPWH | Gas-Fired Absorption HPWH | Gas-Fired Absorption HPWH | Gas-Fired Absorption HPWH | Gas-Fired Absorption HPWH | Gas-Fired Absorption HPWH | Gas-Fired Absorption HPWH | Gas-Fired Absorption HPWH | Gas-Fired Absorption HPWH | Gas-Fired Absorption HPWH | Gas-Fired Absorption HPWH | Gas-Fired Absorption HPWH | Gas-Fired Absorption HPWH | Gas-Fired Absorption HPWH
F1_Commercial_Warehouse (ID)_Existing_Water Heating_Natural Gas_Water Heater_E1 | F1 | Commercial | Warehouse (ID) | Existing | Water Heating | Natural Gas | Water Heater | E1 | CCE | 0 | 0 | 0 | 0 | 0 | 0 | 0 | 0 | 0 | 0 | 0 | 0 | 0 | 0 | 0 | 0 | 0 | 0 | 0 | 0 | 0 | 0 | 0 | 0 | 0 | 0 | 0
F1_Commercial_Warehouse (ID)_Existing_Water Heating_Natural Gas_Water Heater_E2 | F1 | Commercial | Warehouse (ID) | Existing | Water Heating | Natural Gas | Water Heater | E2 | CCE | 0.0013567 | 0.0013567 | 0.0013567 | 0.0013567 | 0.0013567 | 0.0013567 | 0.0013567 | 0.0013567 | 0.0013567 | 0.0013567 | 0.0013567 | 0.0013567 | 0.0013567 | 0.0013567 | 0.0013567 | 0.0013567 | 0.0013567 | 0.0013567 | 0.0013567 | 0.0013567 | 0.0013567 | 0.0013567 | 0.0013567 | 0.0013567 | 0.0013567 | 0.0013567 | 0.0013567
F1_Commercial_Warehouse (ID)_Existing_Water Heating_Natural Gas_Water Heater_E3 | F1 | Commercial | Warehouse (ID) | Existing | Water Heating | Natural Gas | Water Heater | E3 | CCE | 0.0024045 | 0.0024045 | 0.0024045 | 0.0024045 | 0.0024045 | 0.0024045 | 0.0024045 | 0.0024045 | 0.0024045 | 0.0024045 | 0.0024045 | 0.0024045 | 0.0024045 | 0.0024045 | 0.0024045 | 0.0024045 | 0.0024045 | 0.0024045 | 0.0024045 | 0.0024045 | 0.0024045 | 0.0024045 | 0.0024045 | 0.0024045 | 0.0024045 | 0.0024045 | 0.0024045
F1_Commercial_Warehouse (ID)_Existing_Water Heating_Natural Gas_Water Heater_E4 | F1 | Commercial | Warehouse (ID) | Existing | Water Heating | Natural Gas | Water Heater | E4 | CCE | 0.0024486 | 0.0024486 | 0.0024486 | 0.0024486 | 0.0024486 | 0.0024486 | 0.0024486 | 0.0024486 | 0.0024486 | 0.0024486 | 0.0024486 | 0.0024486 | 0.0024486 | 0.0024486 | 0.0024486 | 0.0024486 | 0.0024486 | 0.0024486 | 0.0024486 | 0.0024486 | 0.0024486 | 0.0024486 | 0.0024486 | 0.0024486 | 0.0024486 | 0.0024486 | 0.0024486
F1_Commercial_Warehouse (ID)_Existing_Water Heating_Natural Gas_Water Heater_E5 | F1 | Commercial | Warehouse (ID) | Existing | Water Heating | Natural Gas | Water Heater | E5 | CCE | 0.0035685 | 0.0035685 | 0.0035685 | 0.0035685 | 0.0035685 | 0.0035685 | 0.0035685 | 0.0035685 | 0.0035685 | 0.0035685 | 0.0035685 | 0.0035685 | 0.0035685 | 0.0035685 | 0.0035685 | 0.0035685 | 0.0035685 | 0.0035685 | 0.0035685 | 0.0035685 | 0.0035685 | 0.0035685 | 0.0035685 | 0.0035685 | 0.0035685 | 0.0035685 | 0.0035685
F1_Commercial_Warehouse (ID)_Existing_Water Heating_Natural Gas_Water Heater_E6 | F1 | Commercial | Warehouse (ID) | Existing | Water Heating | Natural Gas | Water Heater | E6 | CCE | 0 | 0 | 0 | 0 | 0 | 0 | 0 | 0 | 0 | 0 | 0 | 0 | 0 | 0 | 0 | 0 | 0 | 0 | 0 | 0 | 0 | 0 | 0 | 0 | 0 | 0 | 0
F1_Commercial_Warehouse (ID)_Existing_Water Heating_Natural Gas_Water Heater_E7 | F1 | Commercial | Warehouse (ID) | Existing | Water Heating | Natural Gas | Water Heater | E7 | CCE | 0 | 0 | 0 | 0 | 0 | 0 | 0 | 0 | 0 | 0 | 0 | 0 | 0 | 0 | 0 | 0 | 0 | 0 | 0 | 0 | 0 | 0 | 0 | 0 | 0 | 0 | 0
F1_Commercial_Warehouse (ID)_Existing_Water Heating_Natural Gas_Water Heater_E8 | F1 | Commercial | Warehouse (ID) | Existing | Water Heating | Natural Gas | Water Heater | E8 | CCE | 0 | 0 | 0 | 0 | 0 | 0 | 0 | 0 | 0 | 0 | 0 | 0 | 0 | 0 | 0 | 0 | 0 | 0 | 0 | 0 | 0 | 0 | 0 | 0 | 0 | 0 | 0
F1_Commercial_Warehouse (ID)_Existing_Water Heating_Natural Gas_Water Heater_E9 | F1 | Commercial | Warehouse (ID) | Existing | Water Heating | Natural Gas | Water Heater | E9 | CCE | 0 | 0 | 0 | 0 | 0 | 0 | 0 | 0 | 0 | 0 | 0 | 0 | 0 | 0 | 0 | 0 | 0 | 0 | 0 | 0 | 0 | 0 | 0 | 0 | 0 | 0 | 0
F1_Commercial_Warehouse (ID)_Existing_Water Heating_Natural Gas_Water Heater_E10 | F1 | Commercial | Warehouse (ID) | Existing | Water Heating | Natural Gas | Water Heater | E10 | CCE | 0 | 0 | 0 | 0 | 0 | 0 | 0 | 0 | 0 | 0 | 0 | 0 | 0 | 0 | 0 | 0 | 0 | 0 | 0 | 0 | 0 | 0 | 0 | 0 | 0 | 0 | 0
F2_Commercial_Warehouse (ID)_Existing_Water Heating_Natural Gas_Water Heater_E1 | F2 | Commercial | Warehouse (ID) | Existing | Water Heating | Natural Gas | Water Heater | E1 | TRC BC Ratio | [24 empty] | 1 | 1 | 1 | bar: 2019 to 2042
F2_Commercial_Warehouse (ID)_Existing_Water Heating_Natural Gas_Water Heater_E2 | F2 | Commercial | Warehouse (ID) | Existing | Water Heating | Natural Gas | Water Heater | E2 | TRC BC Ratio | 2.7328 | 2.8046 | 2.8852 | 2.9754 | 3.0759 | 3.1948 | 3.3159 | 3.4351 | 3.5498 | 3.6662 | 3.761 | 3.8504 | 3.946 | 4.0401 | 4.1255 | 4.2064 | 4.2802 | 4.3533 | 4.4309 | 4.5071 | 4.5853 | 4.6662 | 4.7482 | 4.8325 | 4.9184 | 5.0058 | 5.0947
F2_Commercial_Warehouse (ID)_Existing_Water Heating_Natural Gas_Water Heater_E3 | F2 | Commercial | Warehouse (ID) | Existing | Water Heating | Natural Gas | Water Heater | E3 | TRC BC Ratio | 1.542 | 1.5825 | 1.628 | 1.6789 | 1.7356 | 1.8027 | 1.871 | 1.9383 | 2.003 | 2.0687 | 2.1221 | 2.1726 | 2.2265 | 2.2796 | 2.3278 | 2.3734 | 2.4151 | 2.4564 | 2.5001 | 2.5431 | 2.5872 | 2.6329 | 2.6792 | 2.7267 | 2.7752 | 2.8245 | 2.8747
F2_Commercial_Warehouse (ID)_Existing_Water Heating_Natural Gas_Water Heater_E4 | F2 | Commercial | Warehouse (ID) | Existing | Water Heating | Natural Gas | Water Heater | E4 | TRC BC Ratio | 0.97324 | 1.0029 | 1.043 | 1.0953 | 1.1601 | 1.2446 | 1.3318 | 1.4166 | 1.496 | 1.5765 | 1.6345 | 1.6862 | 1.7435 | 1.7985 | 1.844 | 1.8843 | 1.9168 | 1.948 | 1.9829 | 2.0156 | 2.0495 | 2.0854 | 2.1215 | 2.1592 | 2.1976 | 2.2366 | 2.2763
F2_Commercial_Warehouse (ID)_Existing_Water Heating_Natural Gas_Water Heater_E5 | F2 | Commercial | Warehouse (ID) | Existing | Water Heating | Natural Gas | Water Heater | E5 | TRC BC Ratio | 1.066 | 1.0939 | 1.1247 | 1.1586 | 1.1956 | 1.2387 | 1.2826 | 1.3258 | 1.3676 | 1.41 | 1.4451 | 1.4785 | 1.514 | 1.5491 | 1.5813 | 1.612 | 1.6403 | 1.6684 | 1.6982 | 1.7275 | 1.7575 | 1.7886 | 1.82 | 1.8523 | 1.8852 | 1.9187 | 1.9528
F2_Commercial_Warehouse (ID)_Existing_Water Heating_Natural Gas_Water Heater_E6 | F2 | Commercial | Warehouse (ID) | Existing | Water Heating | Natural Gas | Water Heater | E6 | TRC BC Ratio | 0 | 0 | 0 | 0 | 0 | 0 | 0 | 0 | 0 | 0 | 0 | 0 | 0 | 0 | 0 | 0 | 0 | 0 | 0 | 0 | 0 | 0 | 0 | 0 | 0 | 0 | 0
F2_Commercial_Warehouse (ID)_Existing_Water Heating_Natural Gas_Water Heater_E7 | F2 | Commercial | Warehouse (ID) | Existing | Water Heating | Natural Gas | Water Heater | E7 | TRC BC Ratio | 0 | 0 | 0 | 0 | 0 | 0 | 0 | 0 | 0 | 0 | 0 | 0 | 0 | 0 | 0 | 0 | 0 | 0 | 0 | 0 | 0 | 0 | 0 | 0 | 0 | 0 | 0
F2_Commercial_Warehouse (ID)_Existing_Water Heating_Natural Gas_Water Heater_E8 | F2 | Commercial | Warehouse (ID) | Existing | Water Heating | Natural Gas | Water Heater | E8 | TRC BC Ratio | 0 | 0 | 0 | 0 | 0 | 0 | 0 | 0 | 0 | 0 | 0 | 0 | 0 | 0 | 0 | 0 | 0 | 0 | 0 | 0 | 0 | 0 | 0 | 0 | 0 | 0 | 0
F2_Commercial_Warehouse (ID)_Existing_Water Heating_Natural Gas_Water Heater_E9 | F2 | Commercial | Warehouse (ID) | Existing | Water Heating | Natural Gas | Water Heater | E9 | TRC BC Ratio | 0 | 0 | 0 | 0 | 0 | 0 | 0 | 0 | 0 | 0 | 0 | 0 | 0 | 0 | 0 | 0 | 0 | 0 | 0 | 0 | 0 | 0 | 0 | 0 | 0 | 0 | 0
F2_Commercial_Warehouse (ID)_Existing_Water Heating_Natural Gas_Water Heater_E10 | F2 | Commercial | Warehouse (ID) | Existing | Water Heating | Natural Gas | Water Heater | E10 | TRC BC Ratio | 0 | 0 | 0 | 0 | 0 | 0 | 0 | 0 | 0 | 0 | 0 | 0 | 0 | 0 | 0 | 0 | 0 | 0 | 0 | 0 | 0 | 0 | 0 | 0 | 0 | 0 | 0
F3_Commercial_Warehouse (ID)_Existing_Water Heating_Natural Gas_Water Heater_E1 | F3 | Commercial | Warehouse (ID) | Existing | Water Heating | Natural Gas | Water Heater | E1 | PACT BC Ratio | [24 empty] | 1 | 1 | 1 | bar: 2019 to 2042
F3_Commercial_Warehouse (ID)_Existing_Water Heating_Natural Gas_Water Heater_E2 | F3 | Commercial | Warehouse (ID) | Existing | Water Heating | Natural Gas | Water Heater | E2 | PACT BC Ratio | 6.7806 | 6.9587 | 7.1586 | 7.3825 | 7.6318 | 7.9268 | 8.2272 | 8.5231 | 8.8077 | 9.0965 | 9.3316 | 9.5534 | 9.7907 | 10.0242 | 10.2361 | 10.4367 | 10.6198 | 10.8013 | 10.9938 | 11.1828 | 11.3767 | 11.5777 | 11.781 | 11.9903 | 12.2033 | 12.4201 | 12.6408
F3_Commercial_Warehouse (ID)_Existing_Water Heating_Natural Gas_Water Heater_E3 | F3 | Commercial | Warehouse (ID) | Existing | Water Heating | Natural Gas | Water Heater | E3 | PACT BC Ratio | 3.8259 | 3.9264 | 4.0392 | 4.1656 | 4.3063 | 4.4727 | 4.6422 | 4.8092 | 4.9697 | 5.1327 | 5.2653 | 5.3905 | 5.5244 | 5.6561 | 5.7757 | 5.8889 | 5.9922 | 6.0946 | 6.2033 | 6.3099 | 6.4193 | 6.5327 | 6.6474 | 6.7655 | 6.8857 | 7.008 | 7.1325
F3_Commercial_Warehouse (ID)_Existing_Water Heating_Natural Gas_Water Heater_E4 | F3 | Commercial | Warehouse (ID) | Existing | Water Heating | Natural Gas | Water Heater | E4 | PACT BC Ratio | 2.4148 | 2.4883 | 2.5877 | 2.7177 | 2.8785 | 3.088 | 3.3044 | 3.5148 | 3.7117 | 3.9115 | 4.0554 | 4.1838 | 4.326 | 4.4623 | 4.5753 | 4.6753 | 4.756 | 4.8334 | 4.9199 | 5.001 | 5.0851 | 5.1743 | 5.2638 | 5.3573 | 5.4525 | 5.5494 | 5.6479
F3_Commercial_Warehouse (ID)_Existing_Water Heating_Natural Gas_Water Heater_E5 | F3 | Commercial | Warehouse (ID) | Existing | Water Heating | Natural Gas | Water Heater | E5 | PACT BC Ratio | 2.6448 | 2.7142 | 2.7907 | 2.8746 | 2.9664 | 3.0735 | 3.1823 | 3.2896 | 3.3933 | 3.4985 | 3.5856 | 3.6684 | 3.7566 | 3.8436 | 3.9234 | 3.9995 | 4.0698 | 4.1396 | 4.2134 | 4.2861 | 4.3606 | 4.4377 | 4.5157 | 4.5959 | 4.6776 | 4.7607 | 4.8453
F3_Commercial_Warehouse (ID)_Existing_Water Heating_Natural Gas_Water Heater_E6 | F3 | Commercial | Warehouse (ID) | Existing | Water Heating | Natural Gas | Water Heater | E6 | PACT BC Ratio | 0 | 0 | 0 | 0 | 0 | 0 | 0 | 0 | 0 | 0 | 0 | 0 | 0 | 0 | 0 | 0 | 0 | 0 | 0 | 0 | 0 | 0 | 0 | 0 | 0 | 0 | 0
F3_Commercial_Warehouse (ID)_Existing_Water Heating_Natural Gas_Water Heater_E7 | F3 | Commercial | Warehouse (ID) | Existing | Water Heating | Natural Gas | Water Heater | E7 | PACT BC Ratio | 0 | 0 | 0 | 0 | 0 | 0 | 0 | 0 | 0 | 0 | 0 | 0 | 0 | 0 | 0 | 0 | 0 | 0 | 0 | 0 | 0 | 0 | 0 | 0 | 0 | 0 | 0
F3_Commercial_Warehouse (ID)_Existing_Water Heating_Natural Gas_Water Heater_E8 | F3 | Commercial | Warehouse (ID) | Existing | Water Heating | Natural Gas | Water Heater | E8 | PACT BC Ratio | 0 | 0 | 0 | 0 | 0 | 0 | 0 | 0 | 0 | 0 | 0 | 0 | 0 | 0 | 0 | 0 | 0 | 0 | 0 | 0 | 0 | 0 | 0 | 0 | 0 | 0 | 0
F3_Commercial_Warehouse (ID)_Existing_Water Heating_Natural Gas_Water Heater_E9 | F3 | Commercial | Warehouse (ID) | Existing | Water Heating | Natural Gas | Water Heater | E9 | PACT BC Ratio | 0 | 0 | 0 | 0 | 0 | 0 | 0 | 0 | 0 | 0 | 0 | 0 | 0 | 0 | 0 | 0 | 0 | 0 | 0 | 0 | 0 | 0 | 0 | 0 | 0 | 0 | 0
F3_Commercial_Warehouse (ID)_Existing_Water Heating_Natural Gas_Water Heater_E10 | F3 | Commercial | Warehouse (ID) | Existing | Water Heating | Natural Gas | Water Heater | E10 | PACT BC Ratio | 0 | 0 | 0 | 0 | 0 | 0 | 0 | 0 | 0 | 0 | 0 | 0 | 0 | 0 | 0 | 0 | 0 | 0 | 0 | 0 | 0 | 0 | 0 | 0 | 0 | 0 | 0
F4_Commercial_Warehouse (ID)_Existing_Water Heating_Natural Gas_Water Heater_E1 | F4 | Commercial | Warehouse (ID) | Existing | Water Heating | Natural Gas | Water Heater | E1 | RVT BC Ratio | [24 empty] | 1 | 1 | 1 | bar: 2019 to 2042
F4_Commercial_Warehouse (ID)_Existing_Water Heating_Natural Gas_Water Heater_E2 | F4 | Commercial | Warehouse (ID) | Existing | Water Heating | Natural Gas | Water Heater | E2 | RVT BC Ratio | 4.1066 | 4.1835 | 4.2699 | 4.367 | 4.4753 | 4.6062 | 4.7361 | 4.859 | 4.9703 | 5.0788 | 5.1911 | 5.2941 | 5.4041 | 5.5107 | 5.6044 | 5.6906 | 5.7658 | 5.8385 | 5.9151 | 5.9879 | 6.0611 | 6.1631 | 6.2664 | 6.3726 | 6.4808 | 6.5909 | 6.703
F4_Commercial_Warehouse (ID)_Existing_Water Heating_Natural Gas_Water Heater_E3 | F4 | Commercial | Warehouse (ID) | Existing | Water Heating | Natural Gas | Water Heater | E3 | RVT BC Ratio | 2.4407 | 2.4841 | 2.5329 | 2.5877 | 2.6488 | 2.7227 | 2.796 | 2.8653 | 2.9281 | 2.9893 | 3.0527 | 3.1108 | 3.1728 | 3.233 | 3.2859 | 3.3345 | 3.3769 | 3.4179 | 3.4612 | 3.5022 | 3.5435 | 3.6011 | 3.6594 | 3.7193 | 3.7804 | 3.8425 | 3.9057
F4_Commercial_Warehouse (ID)_Existing_Water Heating_Natural Gas_Water Heater_E4 | F4 | Commercial | Warehouse (ID) | Existing | Water Heating | Natural Gas | Water Heater | E4 | RVT BC Ratio | 1.8069 | 1.8373 | 1.8804 | 1.9384 | 2.0114 | 2.1095 | 2.2085 | 2.298 | 2.3731 | 2.4423 | 2.5115 | 2.5671 | 2.6287 | 2.686 | 2.7295 | 2.7646 | 2.7879 | 2.8077 | 2.8305 | 2.8485 | 2.866 | 2.9113 | 2.9567 | 3.0042 | 3.0526 | 3.1018 | 3.1518
F4_Commercial_Warehouse (ID)_Existing_Water Heating_Natural Gas_Water Heater_E5 | F4 | Commercial | Warehouse (ID) | Existing | Water Heating | Natural Gas | Water Heater | E5 | RVT BC Ratio | 1.7642 | 1.7947 | 1.828 | 1.864 | 1.903 | 1.9497 | 1.996 | 2.0401 | 2.0807 | 2.1205 | 2.162 | 2.2007 | 2.2419 | 2.2821 | 2.3179 | 2.3511 | 2.3808 | 2.4096 | 2.4399 | 2.4689 | 2.4981 | 2.5372 | 2.5769 | 2.6176 | 2.6591 | 2.7013 | 2.7442
F4_Commercial_Warehouse (ID)_Existing_Water Heating_Natural Gas_Water Heater_E6 | F4 | Commercial | Warehouse (ID) | Existing | Water Heating | Natural Gas | Water Heater | E6 | RVT BC Ratio | 0 | 0 | 0 | 0 | 0 | 0 | 0 | 0 | 0 | 0 | 0 | 0 | 0 | 0 | 0 | 0 | 0 | 0 | 0 | 0 | 0 | 0 | 0 | 0 | 0 | 0 | 0
F4_Commercial_Warehouse (ID)_Existing_Water Heating_Natural Gas_Water Heater_E7 | F4 | Commercial | Warehouse (ID) | Existing | Water Heating | Natural Gas | Water Heater | E7 | RVT BC Ratio | 0 | 0 | 0 | 0 | 0 | 0 | 0 | 0 | 0 | 0 | 0 | 0 | 0 | 0 | 0 | 0 | 0 | 0 | 0 | 0 | 0 | 0 | 0 | 0 | 0 | 0 | 0
F4_Commercial_Warehouse (ID)_Existing_Water Heating_Natural Gas_Water Heater_E8 | F4 | Commercial | Warehouse (ID) | Existing | Water Heating | Natural Gas | Water Heater | E8 | RVT BC Ratio | 0 | 0 | 0 | 0 | 0 | 0 | 0 | 0 | 0 | 0 | 0 | 0 | 0 | 0 | 0 | 0 | 0 | 0 | 0 | 0 | 0 | 0 | 0 | 0 | 0 | 0 | 0
F4_Commercial_Warehouse (ID)_Existing_Water Heating_Natural Gas_Water Heater_E9 | F4 | Commercial | Warehouse (ID) | Existing | Water Heating | Natural Gas | Water Heater | E9 | RVT BC Ratio | 0 | 0 | 0 | 0 | 0 | 0 | 0 | 0 | 0 | 0 | 0 | 0 | 0 | 0 | 0 | 0 | 0 | 0 | 0 | 0 | 0 | 0 | 0 | 0 | 0 | 0 | 0
F4_Commercial_Warehouse (ID)_Existing_Water Heating_Natural Gas_Water Heater_E10 | F4 | Commercial | Warehouse (ID) | Existing | Water Heating | Natural Gas | Water Heater | E10 | RVT BC Ratio | 0 | 0 | 0 | 0 | 0 | 0 | 0 | 0 | 0 | 0 | 0 | 0 | 0 | 0 | 0 | 0 | 0 | 0 | 0 | 0 | 0 | 0 | 0 | 0 | 0 | 0 | 0
F5_Commercial_Warehouse (ID)_Existing_Water Heating_Natural Gas_Water Heater_E1 | F5 | Commercial | Warehouse (ID) | Existing | Water Heating | Natural Gas | Water Heater | E1 | RIM BC Ratio | [24 empty] | 1 | 1 | 1 | bar: 2019 to 2042
F5_Commercial_Warehouse (ID)_Existing_Water Heating_Natural Gas_Water Heater_E2 | F5 | Commercial | Warehouse (ID) | Existing | Water Heating | Natural Gas | Water Heater | E2 | RIM BC Ratio | 0.76148 | 0.76778 | 0.77456 | 0.7818 | 0.78948 | 0.79766 | 0.8061 | 0.81483 | 0.8239 | 0.83343 | 0.83715 | 0.84099 | 0.84496 | 0.84896 | 0.85291 | 0.8569 | 0.86094 | 0.86512 | 0.86951 | 0.87406 | 0.87881 | 0.87999 | 0.88115 | 0.8823 | 0.88344 | 0.88455 | 0.88565
F5_Commercial_Warehouse (ID)_Existing_Water Heating_Natural Gas_Water Heater_E3 | F5 | Commercial | Warehouse (ID) | Existing | Water Heating | Natural Gas | Water Heater | E3 | RIM BC Ratio | 0.70071 | 0.7075 | 0.71483 | 0.72269 | 0.73108 | 0.74014 | 0.7494 | 0.7588 | 0.76839 | 0.77836 | 0.78291 | 0.78745 | 0.79217 | 0.79685 | 0.80135 | 0.80581 | 0.81021 | 0.81473 | 0.81945 | 0.8243 | 0.82934 | 0.8312 | 0.83303 | 0.83486 | 0.83666 | 0.83844 | 0.84019
F5_Commercial_Warehouse (ID)_Existing_Water Heating_Natural Gas_Water Heater_E4 | F5 | Commercial | Warehouse (ID) | Existing | Water Heating | Natural Gas | Water Heater | E4 | RIM BC Ratio | 0.58194 | 0.59069 | 0.60158 | 0.61466 | 0.62955 | 0.64667 | 0.66355 | 0.68051 | 0.69767 | 0.71597 | 0.72336 | 0.73128 | 0.73964 | 0.7478 | 0.75535 | 0.76272 | 0.76985 | 0.77722 | 0.78517 | 0.79341 | 0.80215 | 0.80433 | 0.80647 | 0.80863 | 0.81077 | 0.81288 | 0.81496
F5_Commercial_Warehouse (ID)_Existing_Water Heating_Natural Gas_Water Heater_E5 | F5 | Commercial | Warehouse (ID) | Existing | Water Heating | Natural Gas | Water Heater | E5 | RIM BC Ratio | 0.65123 | 0.65809 | 0.66554 | 0.67358 | 0.68221 | 0.69149 | 0.70086 | 0.71022 | 0.71959 | 0.72917 | 0.73419 | 0.73902 | 0.74402 | 0.74895 | 0.75364 | 0.75823 | 0.76269 | 0.76721 | 0.77193 | 0.77672 | 0.78166 | 0.7841 | 0.7865 | 0.7889 | 0.79127 | 0.79362 | 0.79593
F5_Commercial_Warehouse (ID)_Existing_Water Heating_Natural Gas_Water Heater_E6 | F5 | Commercial | Warehouse (ID) | Existing | Water Heating | Natural Gas | Water Heater | E6 | RIM BC Ratio | 0 | 0 | 0 | 0 | 0 | 0 | 0 | 0 | 0 | 0 | 0 | 0 | 0 | 0 | 0 | 0 | 0 | 0 | 0 | 0 | 0 | 0 | 0 | 0 | 0 | 0 | 0
F5_Commercial_Warehouse (ID)_Existing_Water Heating_Natural Gas_Water Heater_E7 | F5 | Commercial | Warehouse (ID) | Existing | Water Heating | Natural Gas | Water Heater | E7 | RIM BC Ratio | 0 | 0 | 0 | 0 | 0 | 0 | 0 | 0 | 0 | 0 | 0 | 0 | 0 | 0 | 0 | 0 | 0 | 0 | 0 | 0 | 0 | 0 | 0 | 0 | 0 | 0 | 0
F5_Commercial_Warehouse (ID)_Existing_Water Heating_Natural Gas_Water Heater_E8 | F5 | Commercial | Warehouse (ID) | Existing | Water Heating | Natural Gas | Water Heater | E8 | RIM BC Ratio | 0 | 0 | 0 | 0 | 0 | 0 | 0 | 0 | 0 | 0 | 0 | 0 | 0 | 0 | 0 | 0 | 0 | 0 | 0 | 0 | 0 | 0 | 0 | 0 | 0 | 0 | 0
F5_Commercial_Warehouse (ID)_Existing_Water Heating_Natural Gas_Water Heater_E9 | F5 | Commercial | Warehouse (ID) | Existing | Water Heating | Natural Gas | Water Heater | E9 | RIM BC Ratio | 0 | 0 | 0 | 0 | 0 | 0 | 0 | 0 | 0 | 0 | 0 | 0 | 0 | 0 | 0 | 0 | 0 | 0 | 0 | 0 | 0 | 0 | 0 | 0 | 0 | 0 | 0
F5_Commercial_Warehouse (ID)_Existing_Water Heating_Natural Gas_Water Heater_E10 | F5 | Commercial | Warehouse (ID) | Existing | Water Heating | Natural Gas | Water Heater | E10 | RIM BC Ratio | 0 | 0 | 0 | 0 | 0 | 0 | 0 | 0 | 0 | 0 | 0 | 0 | 0 | 0 | 0 | 0 | 0 | 0 | 0 | 0 | 0 | 0 | 0 | 0 | 0 | 0 | 0
F0_Commercial_Warehouse (ID)_Existing_Food Preparation_Natural Gas_Oven_E0 | F0 | Commercial | Warehouse (ID) | Existing | Food Preparation | Natural Gas | Oven | E0 | Economic Unit | ENERGY STAR (>42% Baking Efficiency) | ENERGY STAR (>42% Baking Efficiency) | ENERGY STAR (>42% Baking Efficiency) | ENERGY STAR (>42% Baking Efficiency) | ENERGY STAR (>42% Baking Efficiency) | ENERGY STAR (>42% Baking Efficiency) | ENERGY STAR (>42% Baking Efficiency) | ENERGY STAR (>42% Baking Efficiency) | ENERGY STAR (>42% Baking Efficiency) | ENERGY STAR (>42% Baking Efficiency) | ENERGY STAR (>42% Baking Efficiency) | ENERGY STAR (>42% Baking Efficiency) | ENERGY STAR (>42% Baking Efficiency) | ENERGY STAR (>42% Baking Efficiency) | ENERGY STAR (>42% Baking Efficiency) | ENERGY STAR (>42% Baking Efficiency) | ENERGY STAR (>42% Baking Efficiency) | ENERGY STAR (>42% Baking Efficiency) | ENERGY STAR (>42% Baking Efficiency) | ENERGY STAR (>42% Baking Efficiency) | ENERGY STAR (>42% Baking Efficiency) | ENERGY STAR (>42% Baking Efficiency) | ENERGY STAR (>42% Baking Efficiency) | ENERGY STAR (>42% Baking Efficiency) | ENERGY STAR (>42% Baking Efficiency) | ENERGY STAR (>42% Baking Efficiency) | ENERGY STAR (>42% Baking Efficiency)
F1_Commercial_Warehouse (ID)_Existing_Food Preparation_Natural Gas_Oven_E1 | F1 | Commercial | Warehouse (ID) | Existing | Food Preparation | Natural Gas | Oven | E1 | CCE | 0 | 0 | 0 | 0 | 0 | 0 | 0 | 0 | 0 | 0 | 0 | 0 | 0 | 0 | 0 | 0 | 0 | 0 | 0 | 0 | 0 | 0 | 0 | 0 | 0 | 0 | 0
F1_Commercial_Warehouse (ID)_Existing_Food Preparation_Natural Gas_Oven_E2 | F1 | Commercial | Warehouse (ID) | Existing | Food Preparation | Natural Gas | Oven | E2 | CCE | 8.3372e-06 | 8.3372e-06 | 8.3372e-06 | 8.3372e-06 | 8.3372e-06 | 8.3372e-06 | 8.3372e-06 | 8.3372e-06 | 8.3372e-06 | 8.3372e-06 | 8.3372e-06 | 8.3372e-06 | 8.3372e-06 | 8.3372e-06 | 8.3372e-06 | 8.3372e-06 | 8.3372e-06 | 8.3372e-06 | 8.3372e-06 | 8.3372e-06 | 8.3372e-06 | 8.3372e-06 | 8.3372e-06 | 8.3372e-06 | 8.3372e-06 | 8.3372e-06 | 8.3372e-06
F1_Commercial_Warehouse (ID)_Existing_Food Preparation_Natural Gas_Oven_E3 | F1 | Commercial | Warehouse (ID) | Existing | Food Preparation | Natural Gas | Oven | E3 | CCE | 0 | 0 | 0 | 0 | 0 | 0 | 0 | 0 | 0 | 0 | 0 | 0 | 0 | 0 | 0 | 0 | 0 | 0 | 0 | 0 | 0 | 0 | 0 | 0 | 0 | 0 | 0
F1_Commercial_Warehouse (ID)_Existing_Food Preparation_Natural Gas_Oven_E4 | F1 | Commercial | Warehouse (ID) | Existing | Food Preparation | Natural Gas | Oven | E4 | CCE | 0 | 0 | 0 | 0 | 0 | 0 | 0 | 0 | 0 | 0 | 0 | 0 | 0 | 0 | 0 | 0 | 0 | 0 | 0 | 0 | 0 | 0 | 0 | 0 | 0 | 0 | 0
F1_Commercial_Warehouse (ID)_Existing_Food Preparation_Natural Gas_Oven_E5 | F1 | Commercial | Warehouse (ID) | Existing | Food Preparation | Natural Gas | Oven | E5 | CCE | 0 | 0 | 0 | 0 | 0 | 0 | 0 | 0 | 0 | 0 | 0 | 0 | 0 | 0 | 0 | 0 | 0 | 0 | 0 | 0 | 0 | 0 | 0 | 0 | 0 | 0 | 0
F1_Commercial_Warehouse (ID)_Existing_Food Preparation_Natural Gas_Oven_E6 | F1 | Commercial | Warehouse (ID) | Existing | Food Preparation | Natural Gas | Oven | E6 | CCE | 0 | 0 | 0 | 0 | 0 | 0 | 0 | 0 | 0 | 0 | 0 | 0 | 0 | 0 | 0 | 0 | 0 | 0 | 0 | 0 | 0 | 0 | 0 | 0 | 0 | 0 | 0
F1_Commercial_Warehouse (ID)_Existing_Food Preparation_Natural Gas_Oven_E7 | F1 | Commercial | Warehouse (ID) | Existing | Food Preparation | Natural Gas | Oven | E7 | CCE | 0 | 0 | 0 | 0 | 0 | 0 | 0 | 0 | 0 | 0 | 0 | 0 | 0 | 0 | 0 | 0 | 0 | 0 | 0 | 0 | 0 | 0 | 0 | 0 | 0 | 0 | 0
F1_Commercial_Warehouse (ID)_Existing_Food Preparation_Natural Gas_Oven_E8 | F1 | Commercial | Warehouse (ID) | Existing | Food Preparation | Natural Gas | Oven | E8 | CCE | 0 | 0 | 0 | 0 | 0 | 0 | 0 | 0 | 0 | 0 | 0 | 0 | 0 | 0 | 0 | 0 | 0 | 0 | 0 | 0 | 0 | 0 | 0 | 0 | 0 | 0 | 0
F1_Commercial_Warehouse (ID)_Existing_Food Preparation_Natural Gas_Oven_E9 | F1 | Commercial | Warehouse (ID) | Existing | Food Preparation | Natural Gas | Oven | E9 | CCE | 0 | 0 | 0 | 0 | 0 | 0 | 0 | 0 | 0 | 0 | 0 | 0 | 0 | 0 | 0 | 0 | 0 | 0 | 0 | 0 | 0 | 0 | 0 | 0 | 0 | 0 | 0
F1_Commercial_Warehouse (ID)_Existing_Food Preparation_Natural Gas_Oven_E10 | F1 | Commercial | Warehouse (ID) | Existing | Food Preparation | Natural Gas | Oven | E10 | CCE | 0 | 0 | 0 | 0 | 0 | 0 | 0 | 0 | 0 | 0 | 0 | 0 | 0 | 0 | 0 | 0 | 0 | 0 | 0 | 0 | 0 | 0 | 0 | 0 | 0 | 0 | 0
F2_Commercial_Warehouse (ID)_Existing_Food Preparation_Natural Gas_Oven_E1 | F2 | Commercial | Warehouse (ID) | Existing | Food Preparation | Natural Gas | Oven | E1 | TRC BC Ratio | [24 empty] | 1 | 1 | 1 | bar: 2019 to 2042
F2_Commercial_Warehouse (ID)_Existing_Food Preparation_Natural Gas_Oven_E2 | F2 | Commercial | Warehouse (ID) | Existing | Food Preparation | Natural Gas | Oven | E2 | TRC BC Ratio | 415.9799 | 425.5832 | 437.6631 | 451.9131 | 468.4845 | 489.384 | 511.1526 | 532.8573 | 553.7923 | 575.0153 | 591.5792 | 606.9871 | 623.5989 | 639.7812 | 654.0529 | 667.2675 | 678.9212 | 690.3765 | 702.6968 | 714.6429 | 726.9319 | 739.7473 | 752.6857 | 766.0579 | 779.6676 | 793.5191 | 807.6167
F2_Commercial_Warehouse (ID)_Existing_Food Preparation_Natural Gas_Oven_E3 | F2 | Commercial | Warehouse (ID) | Existing | Food Preparation | Natural Gas | Oven | E3 | TRC BC Ratio | 0 | 0 | 0 | 0 | 0 | 0 | 0 | 0 | 0 | 0 | 0 | 0 | 0 | 0 | 0 | 0 | 0 | 0 | 0 | 0 | 0 | 0 | 0 | 0 | 0 | 0 | 0
F2_Commercial_Warehouse (ID)_Existing_Food Preparation_Natural Gas_Oven_E4 | F2 | Commercial | Warehouse (ID) | Existing | Food Preparation | Natural Gas | Oven | E4 | TRC BC Ratio | 0 | 0 | 0 | 0 | 0 | 0 | 0 | 0 | 0 | 0 | 0 | 0 | 0 | 0 | 0 | 0 | 0 | 0 | 0 | 0 | 0 | 0 | 0 | 0 | 0 | 0 | 0
F2_Commercial_Warehouse (ID)_Existing_Food Preparation_Natural Gas_Oven_E5 | F2 | Commercial | Warehouse (ID) | Existing | Food Preparation | Natural Gas | Oven | E5 | TRC BC Ratio | 0 | 0 | 0 | 0 | 0 | 0 | 0 | 0 | 0 | 0 | 0 | 0 | 0 | 0 | 0 | 0 | 0 | 0 | 0 | 0 | 0 | 0 | 0 | 0 | 0 | 0 | 0
F2_Commercial_Warehouse (ID)_Existing_Food Preparation_Natural Gas_Oven_E6 | F2 | Commercial | Warehouse (ID) | Existing | Food Preparation | Natural Gas | Oven | E6 | TRC BC Ratio | 0 | 0 | 0 | 0 | 0 | 0 | 0 | 0 | 0 | 0 | 0 | 0 | 0 | 0 | 0 | 0 | 0 | 0 | 0 | 0 | 0 | 0 | 0 | 0 | 0 | 0 | 0
F2_Commercial_Warehouse (ID)_Existing_Food Preparation_Natural Gas_Oven_E7 | F2 | Commercial | Warehouse (ID) | Existing | Food Preparation | Natural Gas | Oven | E7 | TRC BC Ratio | 0 | 0 | 0 | 0 | 0 | 0 | 0 | 0 | 0 | 0 | 0 | 0 | 0 | 0 | 0 | 0 | 0 | 0 | 0 | 0 | 0 | 0 | 0 | 0 | 0 | 0 | 0
F2_Commercial_Warehouse (ID)_Existing_Food Preparation_Natural Gas_Oven_E8 | F2 | Commercial | Warehouse (ID) | Existing | Food Preparation | Natural Gas | Oven | E8 | TRC BC Ratio | 0 | 0 | 0 | 0 | 0 | 0 | 0 | 0 | 0 | 0 | 0 | 0 | 0 | 0 | 0 | 0 | 0 | 0 | 0 | 0 | 0 | 0 | 0 | 0 | 0 | 0 | 0
F2_Commercial_Warehouse (ID)_Existing_Food Preparation_Natural Gas_Oven_E9 | F2 | Commercial | Warehouse (ID) | Existing | Food Preparation | Natural Gas | Oven | E9 | TRC BC Ratio | 0 | 0 | 0 | 0 | 0 | 0 | 0 | 0 | 0 | 0 | 0 | 0 | 0 | 0 | 0 | 0 | 0 | 0 | 0 | 0 | 0 | 0 | 0 | 0 | 0 | 0 | 0
F2_Commercial_Warehouse (ID)_Existing_Food Preparation_Natural Gas_Oven_E10 | F2 | Commercial | Warehouse (ID) | Existing | Food Preparation | Natural Gas | Oven | E10 | TRC BC Ratio | 0 | 0 | 0 | 0 | 0 | 0 | 0 | 0 | 0 | 0 | 0 | 0 | 0 | 0 | 0 | 0 | 0 | 0 | 0 | 0 | 0 | 0 | 0 | 0 | 0 | 0 | 0
F3_Commercial_Warehouse (ID)_Existing_Food Preparation_Natural Gas_Oven_E1 | F3 | Commercial | Warehouse (ID) | Existing | Food Preparation | Natural Gas | Oven | E1 | PACT BC Ratio | [24 empty] | 1 | 1 | 1 | bar: 2019 to 2042
F3_Commercial_Warehouse (ID)_Existing_Food Preparation_Natural Gas_Oven_E2 | F3 | Commercial | Warehouse (ID) | Existing | Food Preparation | Natural Gas | Oven | E2 | PACT BC Ratio | 823.7926 | 842.8107 | 866.7333 | 894.9536 | 927.7709 | 969.1597 | 1012.2695 | 1055.2527 | 1096.7116 | 1138.7409 | 1171.5435 | 1202.0569 | 1234.9542 | 1267.0012 | 1295.2644 | 1321.4341 | 1344.5128 | 1367.1984 | 1391.5972 | 1415.2547 | 1439.5915 | 1464.9708 | 1490.5936 | 1517.0753 | 1544.0275 | 1571.4585 | 1599.3769
F3_Commercial_Warehouse (ID)_Existing_Food Preparation_Natural Gas_Oven_E3 | F3 | Commercial | Warehouse (ID) | Existing | Food Preparation | Natural Gas | Oven | E3 | PACT BC Ratio | 0 | 0 | 0 | 0 | 0 | 0 | 0 | 0 | 0 | 0 | 0 | 0 | 0 | 0 | 0 | 0 | 0 | 0 | 0 | 0 | 0 | 0 | 0 | 0 | 0 | 0 | 0
F3_Commercial_Warehouse (ID)_Existing_Food Preparation_Natural Gas_Oven_E4 | F3 | Commercial | Warehouse (ID) | Existing | Food Preparation | Natural Gas | Oven | E4 | PACT BC Ratio | 0 | 0 | 0 | 0 | 0 | 0 | 0 | 0 | 0 | 0 | 0 | 0 | 0 | 0 | 0 | 0 | 0 | 0 | 0 | 0 | 0 | 0 | 0 | 0 | 0 | 0 | 0
F3_Commercial_Warehouse (ID)_Existing_Food Preparation_Natural Gas_Oven_E5 | F3 | Commercial | Warehouse (ID) | Existing | Food Preparation | Natural Gas | Oven | E5 | PACT BC Ratio | 0 | 0 | 0 | 0 | 0 | 0 | 0 | 0 | 0 | 0 | 0 | 0 | 0 | 0 | 0 | 0 | 0 | 0 | 0 | 0 | 0 | 0 | 0 | 0 | 0 | 0 | 0
F3_Commercial_Warehouse (ID)_Existing_Food Preparation_Natural Gas_Oven_E6 | F3 | Commercial | Warehouse (ID) | Existing | Food Preparation | Natural Gas | Oven | E6 | PACT BC Ratio | 0 | 0 | 0 | 0 | 0 | 0 | 0 | 0 | 0 | 0 | 0 | 0 | 0 | 0 | 0 | 0 | 0 | 0 | 0 | 0 | 0 | 0 | 0 | 0 | 0 | 0 | 0
F3_Commercial_Warehouse (ID)_Existing_Food Preparation_Natural Gas_Oven_E7 | F3 | Commercial | Warehouse (ID) | Existing | Food Preparation | Natural Gas | Oven | E7 | PACT BC Ratio | 0 | 0 | 0 | 0 | 0 | 0 | 0 | 0 | 0 | 0 | 0 | 0 | 0 | 0 | 0 | 0 | 0 | 0 | 0 | 0 | 0 | 0 | 0 | 0 | 0 | 0 | 0
F3_Commercial_Warehouse (ID)_Existing_Food Preparation_Natural Gas_Oven_E8 | F3 | Commercial | Warehouse (ID) | Existing | Food Preparation | Natural Gas | Oven | E8 | PACT BC Ratio | 0 | 0 | 0 | 0 | 0 | 0 | 0 | 0 | 0 | 0 | 0 | 0 | 0 | 0 | 0 | 0 | 0 | 0 | 0 | 0 | 0 | 0 | 0 | 0 | 0 | 0 | 0
F3_Commercial_Warehouse (ID)_Existing_Food Preparation_Natural Gas_Oven_E9 | F3 | Commercial | Warehouse (ID) | Existing | Food Preparation | Natural Gas | Oven | E9 | PACT BC Ratio | 0 | 0 | 0 | 0 | 0 | 0 | 0 | 0 | 0 | 0 | 0 | 0 | 0 | 0 | 0 | 0 | 0 | 0 | 0 | 0 | 0 | 0 | 0 | 0 | 0 | 0 | 0
F3_Commercial_Warehouse (ID)_Existing_Food Preparation_Natural Gas_Oven_E10 | F3 | Commercial | Warehouse (ID) | Existing | Food Preparation | Natural Gas | Oven | E10 | PACT BC Ratio | 0 | 0 | 0 | 0 | 0 | 0 | 0 | 0 | 0 | 0 | 0 | 0 | 0 | 0 | 0 | 0 | 0 | 0 | 0 | 0 | 0 | 0 | 0 | 0 | 0 | 0 | 0
F4_Commercial_Warehouse (ID)_Existing_Food Preparation_Natural Gas_Oven_E1 | F4 | Commercial | Warehouse (ID) | Existing | Food Preparation | Natural Gas | Oven | E1 | RVT BC Ratio | [24 empty] | 1 | 1 | 1 | bar: 2019 to 2042
F4_Commercial_Warehouse (ID)_Existing_Food Preparation_Natural Gas_Oven_E2 | F4 | Commercial | Warehouse (ID) | Existing | Food Preparation | Natural Gas | Oven | E2 | RVT BC Ratio | 594.2157 | 604.0996 | 616.1451 | 630.7857 | 648.2022 | 671.2236 | 694.8392 | 717.6836 | 738.7118 | 758.9069 | 779.6514 | 798.1807 | 817.51 | 835.3735 | 850.4194 | 863.7536 | 874.687 | 884.9933 | 896.0502 | 906.1935 | 916.3401 | 932.4876 | 948.79 | 965.6389 | 982.7871 | 1000.24 | 1018.0029
F4_Commercial_Warehouse (ID)_Existing_Food Preparation_Natural Gas_Oven_E3 | F4 | Commercial | Warehouse (ID) | Existing | Food Preparation | Natural Gas | Oven | E3 | RVT BC Ratio | 0 | 0 | 0 | 0 | 0 | 0 | 0 | 0 | 0 | 0 | 0 | 0 | 0 | 0 | 0 | 0 | 0 | 0 | 0 | 0 | 0 | 0 | 0 | 0 | 0 | 0 | 0
F4_Commercial_Warehouse (ID)_Existing_Food Preparation_Natural Gas_Oven_E4 | F4 | Commercial | Warehouse (ID) | Existing | Food Preparation | Natural Gas | Oven | E4 | RVT BC Ratio | 0 | 0 | 0 | 0 | 0 | 0 | 0 | 0 | 0 | 0 | 0 | 0 | 0 | 0 | 0 | 0 | 0 | 0 | 0 | 0 | 0 | 0 | 0 | 0 | 0 | 0 | 0
F4_Commercial_Warehouse (ID)_Existing_Food Preparation_Natural Gas_Oven_E5 | F4 | Commercial | Warehouse (ID) | Existing | Food Preparation | Natural Gas | Oven | E5 | RVT BC Ratio | 0 | 0 | 0 | 0 | 0 | 0 | 0 | 0 | 0 | 0 | 0 | 0 | 0 | 0 | 0 | 0 | 0 | 0 | 0 | 0 | 0 | 0 | 0 | 0 | 0 | 0 | 0
F4_Commercial_Warehouse (ID)_Existing_Food Preparation_Natural Gas_Oven_E6 | F4 | Commercial | Warehouse (ID) | Existing | Food Preparation | Natural Gas | Oven | E6 | RVT BC Ratio | 0 | 0 | 0 | 0 | 0 | 0 | 0 | 0 | 0 | 0 | 0 | 0 | 0 | 0 | 0 | 0 | 0 | 0 | 0 | 0 | 0 | 0 | 0 | 0 | 0 | 0 | 0
F4_Commercial_Warehouse (ID)_Existing_Food Preparation_Natural Gas_Oven_E7 | F4 | Commercial | Warehouse (ID) | Existing | Food Preparation | Natural Gas | Oven | E7 | RVT BC Ratio | 0 | 0 | 0 | 0 | 0 | 0 | 0 | 0 | 0 | 0 | 0 | 0 | 0 | 0 | 0 | 0 | 0 | 0 | 0 | 0 | 0 | 0 | 0 | 0 | 0 | 0 | 0
F4_Commercial_Warehouse (ID)_Existing_Food Preparation_Natural Gas_Oven_E8 | F4 | Commercial | Warehouse (ID) | Existing | Food Preparation | Natural Gas | Oven | E8 | RVT BC Ratio | 0 | 0 | 0 | 0 | 0 | 0 | 0 | 0 | 0 | 0 | 0 | 0 | 0 | 0 | 0 | 0 | 0 | 0 | 0 | 0 | 0 | 0 | 0 | 0 | 0 | 0 | 0
F4_Commercial_Warehouse (ID)_Existing_Food Preparation_Natural Gas_Oven_E9 | F4 | Commercial | Warehouse (ID) | Existing | Food Preparation | Natural Gas | Oven | E9 | RVT BC Ratio | 0 | 0 | 0 | 0 | 0 | 0 | 0 | 0 | 0 | 0 | 0 | 0 | 0 | 0 | 0 | 0 | 0 | 0 | 0 | 0 | 0 | 0 | 0 | 0 | 0 | 0 | 0
F4_Commercial_Warehouse (ID)_Existing_Food Preparation_Natural Gas_Oven_E10 | F4 | Commercial | Warehouse (ID) | Existing | Food Preparation | Natural Gas | Oven | E10 | RVT BC Ratio | 0 | 0 | 0 | 0 | 0 | 0 | 0 | 0 | 0 | 0 | 0 | 0 | 0 | 0 | 0 | 0 | 0 | 0 | 0 | 0 | 0 | 0 | 0 | 0 | 0 | 0 | 0
F5_Commercial_Warehouse (ID)_Existing_Food Preparation_Natural Gas_Oven_E1 | F5 | Commercial | Warehouse (ID) | Existing | Food Preparation | Natural Gas | Oven | E1 | RIM BC Ratio | [24 empty] | 1 | 1 | 1 | bar: 2019 to 2042
F5_Commercial_Warehouse (ID)_Existing_Food Preparation_Natural Gas_Oven_E2 | F5 | Commercial | Warehouse (ID) | Existing | Food Preparation | Natural Gas | Oven | E2 | RIM BC Ratio | 0.83978 | 0.84511 | 0.85211 | 0.85944 | 0.86703 | 0.87465 | 0.88252 | 0.89071 | 0.89936 | 0.90899 | 0.9103 | 0.91233 | 0.91514 | 0.91881 | 0.9227 | 0.92681 | 0.93121 | 0.9359 | 0.94085 | 0.94614 | 0.95175 | 0.95176 | 0.95177 | 0.95178 | 0.95179 | 0.9518 | 0.95181
F5_Commercial_Warehouse (ID)_Existing_Food Preparation_Natural Gas_Oven_E3 | F5 | Commercial | Warehouse (ID) | Existing | Food Preparation | Natural Gas | Oven | E3 | RIM BC Ratio | 0 | 0 | 0 | 0 | 0 | 0 | 0 | 0 | 0 | 0 | 0 | 0 | 0 | 0 | 0 | 0 | 0 | 0 | 0 | 0 | 0 | 0 | 0 | 0 | 0 | 0 | 0
F5_Commercial_Warehouse (ID)_Existing_Food Preparation_Natural Gas_Oven_E4 | F5 | Commercial | Warehouse (ID) | Existing | Food Preparation | Natural Gas | Oven | E4 | RIM BC Ratio | 0 | 0 | 0 | 0 | 0 | 0 | 0 | 0 | 0 | 0 | 0 | 0 | 0 | 0 | 0 | 0 | 0 | 0 | 0 | 0 | 0 | 0 | 0 | 0 | 0 | 0 | 0
F5_Commercial_Warehouse (ID)_Existing_Food Preparation_Natural Gas_Oven_E5 | F5 | Commercial | Warehouse (ID) | Existing | Food Preparation | Natural Gas | Oven | E5 | RIM BC Ratio | 0 | 0 | 0 | 0 | 0 | 0 | 0 | 0 | 0 | 0 | 0 | 0 | 0 | 0 | 0 | 0 | 0 | 0 | 0 | 0 | 0 | 0 | 0 | 0 | 0 | 0 | 0
F5_Commercial_Warehouse (ID)_Existing_Food Preparation_Natural Gas_Oven_E6 | F5 | Commercial | Warehouse (ID) | Existing | Food Preparation | Natural Gas | Oven | E6 | RIM BC Ratio | 0 | 0 | 0 | 0 | 0 | 0 | 0 | 0 | 0 | 0 | 0 | 0 | 0 | 0 | 0 | 0 | 0 | 0 | 0 | 0 | 0 | 0 | 0 | 0 | 0 | 0 | 0
F5_Commercial_Warehouse (ID)_Existing_Food Preparation_Natural Gas_Oven_E7 | F5 | Commercial | Warehouse (ID) | Existing | Food Preparation | Natural Gas | Oven | E7 | RIM BC Ratio | 0 | 0 | 0 | 0 | 0 | 0 | 0 | 0 | 0 | 0 | 0 | 0 | 0 | 0 | 0 | 0 | 0 | 0 | 0 | 0 | 0 | 0 | 0 | 0 | 0 | 0 | 0
F5_Commercial_Warehouse (ID)_Existing_Food Preparation_Natural Gas_Oven_E8 | F5 | Commercial | Warehouse (ID) | Existing | Food Preparation | Natural Gas | Oven | E8 | RIM BC Ratio | 0 | 0 | 0 | 0 | 0 | 0 | 0 | 0 | 0 | 0 | 0 | 0 | 0 | 0 | 0 | 0 | 0 | 0 | 0 | 0 | 0 | 0 | 0 | 0 | 0 | 0 | 0
F5_Commercial_Warehouse (ID)_Existing_Food Preparation_Natural Gas_Oven_E9 | F5 | Commercial | Warehouse (ID) | Existing | Food Preparation | Natural Gas | Oven | E9 | RIM BC Ratio | 0 | 0 | 0 | 0 | 0 | 0 | 0 | 0 | 0 | 0 | 0 | 0 | 0 | 0 | 0 | 0 | 0 | 0 | 0 | 0 | 0 | 0 | 0 | 0 | 0 | 0 | 0
F5_Commercial_Warehouse (ID)_Existing_Food Preparation_Natural Gas_Oven_E10 | F5 | Commercial | Warehouse (ID) | Existing | Food Preparation | Natural Gas | Oven | E10 | RIM BC Ratio | 0 | 0 | 0 | 0 | 0 | 0 | 0 | 0 | 0 | 0 | 0 | 0 | 0 | 0 | 0 | 0 | 0 | 0 | 0 | 0 | 0 | 0 | 0 | 0 | 0 | 0 | 0
F0_Commercial_Warehouse (ID)_Existing_Food Preparation_Natural Gas_Conveyor Oven_E0 | F0 | Commercial | Warehouse (ID) | Existing | Food Preparation | Natural Gas | Conveyor Oven | E0 | Economic Unit | ENERGY STAR (>42% Baking Efficiency) | ENERGY STAR (>42% Baking Efficiency) | ENERGY STAR (>42% Baking Efficiency) | ENERGY STAR (>42% Baking Efficiency) | ENERGY STAR (>42% Baking Efficiency) | ENERGY STAR (>42% Baking Efficiency) | ENERGY STAR (>42% Baking Efficiency) | ENERGY STAR (>42% Baking Efficiency) | ENERGY STAR (>42% Baking Efficiency) | ENERGY STAR (>42% Baking Efficiency) | ENERGY STAR (>42% Baking Efficiency) | ENERGY STAR (>42% Baking Efficiency) | ENERGY STAR (>42% Baking Efficiency) | ENERGY STAR (>42% Baking Efficiency) | ENERGY STAR (>42% Baking Efficiency) | ENERGY STAR (>42% Baking Efficiency) | ENERGY STAR (>42% Baking Efficiency) | ENERGY STAR (>42% Baking Efficiency) | ENERGY STAR (>42% Baking Efficiency) | ENERGY STAR (>42% Baking Efficiency) | ENERGY STAR (>42% Baking Efficiency) | ENERGY STAR (>42% Baking Efficiency) | ENERGY STAR (>42% Baking Efficiency) | ENERGY STAR (>42% Baking Efficiency) | ENERGY STAR (>42% Baking Efficiency) | ENERGY STAR (>42% Baking Efficiency) | ENERGY STAR (>42% Baking Efficiency)
F1_Commercial_Warehouse (ID)_Existing_Food Preparation_Natural Gas_Conveyor Oven_E1 | F1 | Commercial | Warehouse (ID) | Existing | Food Preparation | Natural Gas | Conveyor Oven | E1 | CCE | 0 | 0 | 0 | 0 | 0 | 0 | 0 | 0 | 0 | 0 | 0 | 0 | 0 | 0 | 0 | 0 | 0 | 0 | 0 | 0 | 0 | 0 | 0 | 0 | 0 | 0 | 0
F1_Commercial_Warehouse (ID)_Existing_Food Preparation_Natural Gas_Conveyor Oven_E2 | F1 | Commercial | Warehouse (ID) | Existing | Food Preparation | Natural Gas | Conveyor Oven | E2 | CCE | 1.3039e-05 | 1.3039e-05 | 1.3039e-05 | 1.3039e-05 | 1.3039e-05 | 1.3039e-05 | 1.3039e-05 | 1.3039e-05 | 1.3039e-05 | 1.3039e-05 | 1.3039e-05 | 1.3039e-05 | 1.3039e-05 | 1.3039e-05 | 1.3039e-05 | 1.3039e-05 | 1.3039e-05 | 1.3039e-05 | 1.3039e-05 | 1.3039e-05 | 1.3039e-05 | 1.3039e-05 | 1.3039e-05 | 1.3039e-05 | 1.3039e-05 | 1.3039e-05 | 1.3039e-05
F1_Commercial_Warehouse (ID)_Existing_Food Preparation_Natural Gas_Conveyor Oven_E3 | F1 | Commercial | Warehouse (ID) | Existing | Food Preparation | Natural Gas | Conveyor Oven | E3 | CCE | 0 | 0 | 0 | 0 | 0 | 0 | 0 | 0 | 0 | 0 | 0 | 0 | 0 | 0 | 0 | 0 | 0 | 0 | 0 | 0 | 0 | 0 | 0 | 0 | 0 | 0 | 0
F1_Commercial_Warehouse (ID)_Existing_Food Preparation_Natural Gas_Conveyor Oven_E4 | F1 | Commercial | Warehouse (ID) | Existing | Food Preparation | Natural Gas | Conveyor Oven | E4 | CCE | 0 | 0 | 0 | 0 | 0 | 0 | 0 | 0 | 0 | 0 | 0 | 0 | 0 | 0 | 0 | 0 | 0 | 0 | 0 | 0 | 0 | 0 | 0 | 0 | 0 | 0 | 0
F1_Commercial_Warehouse (ID)_Existing_Food Preparation_Natural Gas_Conveyor Oven_E5 | F1 | Commercial | Warehouse (ID) | Existing | Food Preparation | Natural Gas | Conveyor Oven | E5 | CCE | 0 | 0 | 0 | 0 | 0 | 0 | 0 | 0 | 0 | 0 | 0 | 0 | 0 | 0 | 0 | 0 | 0 | 0 | 0 | 0 | 0 | 0 | 0 | 0 | 0 | 0 | 0
F1_Commercial_Warehouse (ID)_Existing_Food Preparation_Natural Gas_Conveyor Oven_E6 | F1 | Commercial | Warehouse (ID) | Existing | Food Preparation | Natural Gas | Conveyor Oven | E6 | CCE | 0 | 0 | 0 | 0 | 0 | 0 | 0 | 0 | 0 | 0 | 0 | 0 | 0 | 0 | 0 | 0 | 0 | 0 | 0 | 0 | 0 | 0 | 0 | 0 | 0 | 0 | 0
F1_Commercial_Warehouse (ID)_Existing_Food Preparation_Natural Gas_Conveyor Oven_E7 | F1 | Commercial | Warehouse (ID) | Existing | Food Preparation | Natural Gas | Conveyor Oven | E7 | CCE | 0 | 0 | 0 | 0 | 0 | 0 | 0 | 0 | 0 | 0 | 0 | 0 | 0 | 0 | 0 | 0 | 0 | 0 | 0 | 0 | 0 | 0 | 0 | 0 | 0 | 0 | 0
F1_Commercial_Warehouse (ID)_Existing_Food Preparation_Natural Gas_Conveyor Oven_E8 | F1 | Commercial | Warehouse (ID) | Existing | Food Preparation | Natural Gas | Conveyor Oven | E8 | CCE | 0 | 0 | 0 | 0 | 0 | 0 | 0 | 0 | 0 | 0 | 0 | 0 | 0 | 0 | 0 | 0 | 0 | 0 | 0 | 0 | 0 | 0 | 0 | 0 | 0 | 0 | 0
F1_Commercial_Warehouse (ID)_Existing_Food Preparation_Natural Gas_Conveyor Oven_E9 | F1 | Commercial | Warehouse (ID) | Existing | Food Preparation | Natural Gas | Conveyor Oven | E9 | CCE | 0 | 0 | 0 | 0 | 0 | 0 | 0 | 0 | 0 | 0 | 0 | 0 | 0 | 0 | 0 | 0 | 0 | 0 | 0 | 0 | 0 | 0 | 0 | 0 | 0 | 0 | 0
F1_Commercial_Warehouse (ID)_Existing_Food Preparation_Natural Gas_Conveyor Oven_E10 | F1 | Commercial | Warehouse (ID) | Existing | Food Preparation | Natural Gas | Conveyor Oven | E10 | CCE | 0 | 0 | 0 | 0 | 0 | 0 | 0 | 0 | 0 | 0 | 0 | 0 | 0 | 0 | 0 | 0 | 0 | 0 | 0 | 0 | 0 | 0 | 0 | 0 | 0 | 0 | 0
F2_Commercial_Warehouse (ID)_Existing_Food Preparation_Natural Gas_Conveyor Oven_E1 | F2 | Commercial | Warehouse (ID) | Existing | Food Preparation | Natural Gas | Conveyor Oven | E1 | TRC BC Ratio | [24 empty] | 1 | 1 | 1 | bar: 2019 to 2042
F2_Commercial_Warehouse (ID)_Existing_Food Preparation_Natural Gas_Conveyor Oven_E2 | F2 | Commercial | Warehouse (ID) | Existing | Food Preparation | Natural Gas | Conveyor Oven | E2 | TRC BC Ratio | 294.2299 | 302.1251 | 310.8023 | 320.3076 | 330.721 | 342.8514 | 355.1552 | 367.2939 | 379.0044 | 390.8865 | 400.689 | 409.9929 | 419.9156 | 429.7029 | 438.6597 | 447.1849 | 455.0374 | 462.8431 | 471.0913 | 479.2137 | 487.5404 | 496.1565 | 504.8776 | 513.8472 | 522.9761 | 532.2673 | 541.7235
F2_Commercial_Warehouse (ID)_Existing_Food Preparation_Natural Gas_Conveyor Oven_E3 | F2 | Commercial | Warehouse (ID) | Existing | Food Preparation | Natural Gas | Conveyor Oven | E3 | TRC BC Ratio | 0 | 0 | 0 | 0 | 0 | 0 | 0 | 0 | 0 | 0 | 0 | 0 | 0 | 0 | 0 | 0 | 0 | 0 | 0 | 0 | 0 | 0 | 0 | 0 | 0 | 0 | 0
F2_Commercial_Warehouse (ID)_Existing_Food Preparation_Natural Gas_Conveyor Oven_E4 | F2 | Commercial | Warehouse (ID) | Existing | Food Preparation | Natural Gas | Conveyor Oven | E4 | TRC BC Ratio | 0 | 0 | 0 | 0 | 0 | 0 | 0 | 0 | 0 | 0 | 0 | 0 | 0 | 0 | 0 | 0 | 0 | 0 | 0 | 0 | 0 | 0 | 0 | 0 | 0 | 0 | 0
F2_Commercial_Warehouse (ID)_Existing_Food Preparation_Natural Gas_Conveyor Oven_E5 | F2 | Commercial | Warehouse (ID) | Existing | Food Preparation | Natural Gas | Conveyor Oven | E5 | TRC BC Ratio | 0 | 0 | 0 | 0 | 0 | 0 | 0 | 0 | 0 | 0 | 0 | 0 | 0 | 0 | 0 | 0 | 0 | 0 | 0 | 0 | 0 | 0 | 0 | 0 | 0 | 0 | 0
F2_Commercial_Warehouse (ID)_Existing_Food Preparation_Natural Gas_Conveyor Oven_E6 | F2 | Commercial | Warehouse (ID) | Existing | Food Preparation | Natural Gas | Conveyor Oven | E6 | TRC BC Ratio | 0 | 0 | 0 | 0 | 0 | 0 | 0 | 0 | 0 | 0 | 0 | 0 | 0 | 0 | 0 | 0 | 0 | 0 | 0 | 0 | 0 | 0 | 0 | 0 | 0 | 0 | 0
F2_Commercial_Warehouse (ID)_Existing_Food Preparation_Natural Gas_Conveyor Oven_E7 | F2 | Commercial | Warehouse (ID) | Existing | Food Preparation | Natural Gas | Conveyor Oven | E7 | TRC BC Ratio | 0 | 0 | 0 | 0 | 0 | 0 | 0 | 0 | 0 | 0 | 0 | 0 | 0 | 0 | 0 | 0 | 0 | 0 | 0 | 0 | 0 | 0 | 0 | 0 | 0 | 0 | 0
F2_Commercial_Warehouse (ID)_Existing_Food Preparation_Natural Gas_Conveyor Oven_E8 | F2 | Commercial | Warehouse (ID) | Existing | Food Preparation | Natural Gas | Conveyor Oven | E8 | TRC BC Ratio | 0 | 0 | 0 | 0 | 0 | 0 | 0 | 0 | 0 | 0 | 0 | 0 | 0 | 0 | 0 | 0 | 0 | 0 | 0 | 0 | 0 | 0 | 0 | 0 | 0 | 0 | 0
F2_Commercial_Warehouse (ID)_Existing_Food Preparation_Natural Gas_Conveyor Oven_E9 | F2 | Commercial | Warehouse (ID) | Existing | Food Preparation | Natural Gas | Conveyor Oven | E9 | TRC BC Ratio | 0 | 0 | 0 | 0 | 0 | 0 | 0 | 0 | 0 | 0 | 0 | 0 | 0 | 0 | 0 | 0 | 0 | 0 | 0 | 0 | 0 | 0 | 0 | 0 | 0 | 0 | 0
F2_Commercial_Warehouse (ID)_Existing_Food Preparation_Natural Gas_Conveyor Oven_E10 | F2 | Commercial | Warehouse (ID) | Existing | Food Preparation | Natural Gas | Conveyor Oven | E10 | TRC BC Ratio | 0 | 0 | 0 | 0 | 0 | 0 | 0 | 0 | 0 | 0 | 0 | 0 | 0 | 0 | 0 | 0 | 0 | 0 | 0 | 0 | 0 | 0 | 0 | 0 | 0 | 0 | 0
F3_Commercial_Warehouse (ID)_Existing_Food Preparation_Natural Gas_Conveyor Oven_E1 | F3 | Commercial | Warehouse (ID) | Existing | Food Preparation | Natural Gas | Conveyor Oven | E1 | PACT BC Ratio | [24 empty] | 1 | 1 | 1 | bar: 2019 to 2042
F3_Commercial_Warehouse (ID)_Existing_Food Preparation_Natural Gas_Conveyor Oven_E2 | F3 | Commercial | Warehouse (ID) | Existing | Food Preparation | Natural Gas | Conveyor Oven | E2 | PACT BC Ratio | 582.683 | 598.3185 | 615.5024 | 634.3264 | 654.9487 | 678.9715 | 703.3375 | 727.3765 | 750.5676 | 774.0984 | 793.511 | 811.9361 | 831.5867 | 850.9692 | 868.7069 | 885.59 | 901.1407 | 916.599 | 932.9334 | 949.0187 | 965.5087 | 982.5717 | 999.8426 | 1017.6057 | 1035.6844 | 1054.0842 | 1072.811
F3_Commercial_Warehouse (ID)_Existing_Food Preparation_Natural Gas_Conveyor Oven_E3 | F3 | Commercial | Warehouse (ID) | Existing | Food Preparation | Natural Gas | Conveyor Oven | E3 | PACT BC Ratio | 0 | 0 | 0 | 0 | 0 | 0 | 0 | 0 | 0 | 0 | 0 | 0 | 0 | 0 | 0 | 0 | 0 | 0 | 0 | 0 | 0 | 0 | 0 | 0 | 0 | 0 | 0
F3_Commercial_Warehouse (ID)_Existing_Food Preparation_Natural Gas_Conveyor Oven_E4 | F3 | Commercial | Warehouse (ID) | Existing | Food Preparation | Natural Gas | Conveyor Oven | E4 | PACT BC Ratio | 0 | 0 | 0 | 0 | 0 | 0 | 0 | 0 | 0 | 0 | 0 | 0 | 0 | 0 | 0 | 0 | 0 | 0 | 0 | 0 | 0 | 0 | 0 | 0 | 0 | 0 | 0
F3_Commercial_Warehouse (ID)_Existing_Food Preparation_Natural Gas_Conveyor Oven_E5 | F3 | Commercial | Warehouse (ID) | Existing | Food Preparation | Natural Gas | Conveyor Oven | E5 | PACT BC Ratio | 0 | 0 | 0 | 0 | 0 | 0 | 0 | 0 | 0 | 0 | 0 | 0 | 0 | 0 | 0 | 0 | 0 | 0 | 0 | 0 | 0 | 0 | 0 | 0 | 0 | 0 | 0
F3_Commercial_Warehouse (ID)_Existing_Food Preparation_Natural Gas_Conveyor Oven_E6 | F3 | Commercial | Warehouse (ID) | Existing | Food Preparation | Natural Gas | Conveyor Oven | E6 | PACT BC Ratio | 0 | 0 | 0 | 0 | 0 | 0 | 0 | 0 | 0 | 0 | 0 | 0 | 0 | 0 | 0 | 0 | 0 | 0 | 0 | 0 | 0 | 0 | 0 | 0 | 0 | 0 | 0
F3_Commercial_Warehouse (ID)_Existing_Food Preparation_Natural Gas_Conveyor Oven_E7 | F3 | Commercial | Warehouse (ID) | Existing | Food Preparation | Natural Gas | Conveyor Oven | E7 | PACT BC Ratio | 0 | 0 | 0 | 0 | 0 | 0 | 0 | 0 | 0 | 0 | 0 | 0 | 0 | 0 | 0 | 0 | 0 | 0 | 0 | 0 | 0 | 0 | 0 | 0 | 0 | 0 | 0
F3_Commercial_Warehouse (ID)_Existing_Food Preparation_Natural Gas_Conveyor Oven_E8 | F3 | Commercial | Warehouse (ID) | Existing | Food Preparation | Natural Gas | Conveyor Oven | E8 | PACT BC Ratio | 0 | 0 | 0 | 0 | 0 | 0 | 0 | 0 | 0 | 0 | 0 | 0 | 0 | 0 | 0 | 0 | 0 | 0 | 0 | 0 | 0 | 0 | 0 | 0 | 0 | 0 | 0
F3_Commercial_Warehouse (ID)_Existing_Food Preparation_Natural Gas_Conveyor Oven_E9 | F3 | Commercial | Warehouse (ID) | Existing | Food Preparation | Natural Gas | Conveyor Oven | E9 | PACT BC Ratio | 0 | 0 | 0 | 0 | 0 | 0 | 0 | 0 | 0 | 0 | 0 | 0 | 0 | 0 | 0 | 0 | 0 | 0 | 0 | 0 | 0 | 0 | 0 | 0 | 0 | 0 | 0
F3_Commercial_Warehouse (ID)_Existing_Food Preparation_Natural Gas_Conveyor Oven_E10 | F3 | Commercial | Warehouse (ID) | Existing | Food Preparation | Natural Gas | Conveyor Oven | E10 | PACT BC Ratio | 0 | 0 | 0 | 0 | 0 | 0 | 0 | 0 | 0 | 0 | 0 | 0 | 0 | 0 | 0 | 0 | 0 | 0 | 0 | 0 | 0 | 0 | 0 | 0 | 0 | 0 | 0
F4_Commercial_Warehouse (ID)_Existing_Food Preparation_Natural Gas_Conveyor Oven_E1 | F4 | Commercial | Warehouse (ID) | Existing | Food Preparation | Natural Gas | Conveyor Oven | E1 | RVT BC Ratio | [24 empty] | 1 | 1 | 1 | bar: 2019 to 2042
F4_Commercial_Warehouse (ID)_Existing_Food Preparation_Natural Gas_Conveyor Oven_E2 | F4 | Commercial | Warehouse (ID) | Existing | Food Preparation | Natural Gas | Conveyor Oven | E2 | RVT BC Ratio | 409.7086 | 418.4558 | 427.9701 | 438.2811 | 449.4603 | 462.6294 | 475.515 | 487.7823 | 499.0263 | 510.0801 | 521.6349 | 532.419 | 543.8994 | 555.0718 | 565.0094 | 574.2289 | 582.4015 | 590.3422 | 598.6844 | 606.6654 | 614.7069 | 625.5631 | 636.5517 | 647.8534 | 659.3559 | 671.0627 | 682.9775
F4_Commercial_Warehouse (ID)_Existing_Food Preparation_Natural Gas_Conveyor Oven_E3 | F4 | Commercial | Warehouse (ID) | Existing | Food Preparation | Natural Gas | Conveyor Oven | E3 | RVT BC Ratio | 0 | 0 | 0 | 0 | 0 | 0 | 0 | 0 | 0 | 0 | 0 | 0 | 0 | 0 | 0 | 0 | 0 | 0 | 0 | 0 | 0 | 0 | 0 | 0 | 0 | 0 | 0
F4_Commercial_Warehouse (ID)_Existing_Food Preparation_Natural Gas_Conveyor Oven_E4 | F4 | Commercial | Warehouse (ID) | Existing | Food Preparation | Natural Gas | Conveyor Oven | E4 | RVT BC Ratio | 0 | 0 | 0 | 0 | 0 | 0 | 0 | 0 | 0 | 0 | 0 | 0 | 0 | 0 | 0 | 0 | 0 | 0 | 0 | 0 | 0 | 0 | 0 | 0 | 0 | 0 | 0
F4_Commercial_Warehouse (ID)_Existing_Food Preparation_Natural Gas_Conveyor Oven_E5 | F4 | Commercial | Warehouse (ID) | Existing | Food Preparation | Natural Gas | Conveyor Oven | E5 | RVT BC Ratio | 0 | 0 | 0 | 0 | 0 | 0 | 0 | 0 | 0 | 0 | 0 | 0 | 0 | 0 | 0 | 0 | 0 | 0 | 0 | 0 | 0 | 0 | 0 | 0 | 0 | 0 | 0
F4_Commercial_Warehouse (ID)_Existing_Food Preparation_Natural Gas_Conveyor Oven_E6 | F4 | Commercial | Warehouse (ID) | Existing | Food Preparation | Natural Gas | Conveyor Oven | E6 | RVT BC Ratio | 0 | 0 | 0 | 0 | 0 | 0 | 0 | 0 | 0 | 0 | 0 | 0 | 0 | 0 | 0 | 0 | 0 | 0 | 0 | 0 | 0 | 0 | 0 | 0 | 0 | 0 | 0
F4_Commercial_Warehouse (ID)_Existing_Food Preparation_Natural Gas_Conveyor Oven_E7 | F4 | Commercial | Warehouse (ID) | Existing | Food Preparation | Natural Gas | Conveyor Oven | E7 | RVT BC Ratio | 0 | 0 | 0 | 0 | 0 | 0 | 0 | 0 | 0 | 0 | 0 | 0 | 0 | 0 | 0 | 0 | 0 | 0 | 0 | 0 | 0 | 0 | 0 | 0 | 0 | 0 | 0
F4_Commercial_Warehouse (ID)_Existing_Food Preparation_Natural Gas_Conveyor Oven_E8 | F4 | Commercial | Warehouse (ID) | Existing | Food Preparation | Natural Gas | Conveyor Oven | E8 | RVT BC Ratio | 0 | 0 | 0 | 0 | 0 | 0 | 0 | 0 | 0 | 0 | 0 | 0 | 0 | 0 | 0 | 0 | 0 | 0 | 0 | 0 | 0 | 0 | 0 | 0 | 0 | 0 | 0
F4_Commercial_Warehouse (ID)_Existing_Food Preparation_Natural Gas_Conveyor Oven_E9 | F4 | Commercial | Warehouse (ID) | Existing | Food Preparation | Natural Gas | Conveyor Oven | E9 | RVT BC Ratio | 0 | 0 | 0 | 0 | 0 | 0 | 0 | 0 | 0 | 0 | 0 | 0 | 0 | 0 | 0 | 0 | 0 | 0 | 0 | 0 | 0 | 0 | 0 | 0 | 0 | 0 | 0
F4_Commercial_Warehouse (ID)_Existing_Food Preparation_Natural Gas_Conveyor Oven_E10 | F4 | Commercial | Warehouse (ID) | Existing | Food Preparation | Natural Gas | Conveyor Oven | E10 | RVT BC Ratio | 0 | 0 | 0 | 0 | 0 | 0 | 0 | 0 | 0 | 0 | 0 | 0 | 0 | 0 | 0 | 0 | 0 | 0 | 0 | 0 | 0 | 0 | 0 | 0 | 0 | 0 | 0
F5_Commercial_Warehouse (ID)_Existing_Food Preparation_Natural Gas_Conveyor Oven_E1 | F5 | Commercial | Warehouse (ID) | Existing | Food Preparation | Natural Gas | Conveyor Oven | E1 | RIM BC Ratio | [24 empty] | 1 | 1 | 1 | bar: 2019 to 2042
F5_Commercial_Warehouse (ID)_Existing_Food Preparation_Natural Gas_Conveyor Oven_E2 | F5 | Commercial | Warehouse (ID) | Existing | Food Preparation | Natural Gas | Conveyor Oven | E2 | RIM BC Ratio | 0.86135 | 0.86599 | 0.87106 | 0.87659 | 0.88259 | 0.88893 | 0.89589 | 0.90321 | 0.91102 | 0.91923 | 0.92142 | 0.92372 | 0.92612 | 0.92863 | 0.93132 | 0.93418 | 0.93725 | 0.94051 | 0.94394 | 0.94758 | 0.95144 | 0.95146 | 0.95147 | 0.95149 | 0.95151 | 0.95152 | 0.95154
F5_Commercial_Warehouse (ID)_Existing_Food Preparation_Natural Gas_Conveyor Oven_E3 | F5 | Commercial | Warehouse (ID) | Existing | Food Preparation | Natural Gas | Conveyor Oven | E3 | RIM BC Ratio | 0 | 0 | 0 | 0 | 0 | 0 | 0 | 0 | 0 | 0 | 0 | 0 | 0 | 0 | 0 | 0 | 0 | 0 | 0 | 0 | 0 | 0 | 0 | 0 | 0 | 0 | 0
F5_Commercial_Warehouse (ID)_Existing_Food Preparation_Natural Gas_Conveyor Oven_E4 | F5 | Commercial | Warehouse (ID) | Existing | Food Preparation | Natural Gas | Conveyor Oven | E4 | RIM BC Ratio | 0 | 0 | 0 | 0 | 0 | 0 | 0 | 0 | 0 | 0 | 0 | 0 | 0 | 0 | 0 | 0 | 0 | 0 | 0 | 0 | 0 | 0 | 0 | 0 | 0 | 0 | 0
F5_Commercial_Warehouse (ID)_Existing_Food Preparation_Natural Gas_Conveyor Oven_E5 | F5 | Commercial | Warehouse (ID) | Existing | Food Preparation | Natural Gas | Conveyor Oven | E5 | RIM BC Ratio | 0 | 0 | 0 | 0 | 0 | 0 | 0 | 0 | 0 | 0 | 0 | 0 | 0 | 0 | 0 | 0 | 0 | 0 | 0 | 0 | 0 | 0 | 0 | 0 | 0 | 0 | 0
F5_Commercial_Warehouse (ID)_Existing_Food Preparation_Natural Gas_Conveyor Oven_E6 | F5 | Commercial | Warehouse (ID) | Existing | Food Preparation | Natural Gas | Conveyor Oven | E6 | RIM BC Ratio | 0 | 0 | 0 | 0 | 0 | 0 | 0 | 0 | 0 | 0 | 0 | 0 | 0 | 0 | 0 | 0 | 0 | 0 | 0 | 0 | 0 | 0 | 0 | 0 | 0 | 0 | 0
F5_Commercial_Warehouse (ID)_Existing_Food Preparation_Natural Gas_Conveyor Oven_E7 | F5 | Commercial | Warehouse (ID) | Existing | Food Preparation | Natural Gas | Conveyor Oven | E7 | RIM BC Ratio | 0 | 0 | 0 | 0 | 0 | 0 | 0 | 0 | 0 | 0 | 0 | 0 | 0 | 0 | 0 | 0 | 0 | 0 | 0 | 0 | 0 | 0 | 0 | 0 | 0 | 0 | 0
F5_Commercial_Warehouse (ID)_Existing_Food Preparation_Natural Gas_Conveyor Oven_E8 | F5 | Commercial | Warehouse (ID) | Existing | Food Preparation | Natural Gas | Conveyor Oven | E8 | RIM BC Ratio | 0 | 0 | 0 | 0 | 0 | 0 | 0 | 0 | 0 | 0 | 0 | 0 | 0 | 0 | 0 | 0 | 0 | 0 | 0 | 0 | 0 | 0 | 0 | 0 | 0 | 0 | 0
F5_Commercial_Warehouse (ID)_Existing_Food Preparation_Natural Gas_Conveyor Oven_E9 | F5 | Commercial | Warehouse (ID) | Existing | Food Preparation | Natural Gas | Conveyor Oven | E9 | RIM BC Ratio | 0 | 0 | 0 | 0 | 0 | 0 | 0 | 0 | 0 | 0 | 0 | 0 | 0 | 0 | 0 | 0 | 0 | 0 | 0 | 0 | 0 | 0 | 0 | 0 | 0 | 0 | 0
F5_Commercial_Warehouse (ID)_Existing_Food Preparation_Natural Gas_Conveyor Oven_E10 | F5 | Commercial | Warehouse (ID) | Existing | Food Preparation | Natural Gas | Conveyor Oven | E10 | RIM BC Ratio | 0 | 0 | 0 | 0 | 0 | 0 | 0 | 0 | 0 | 0 | 0 | 0 | 0 | 0 | 0 | 0 | 0 | 0 | 0 | 0 | 0 | 0 | 0 | 0 | 0 | 0 | 0
F0_Commercial_Warehouse (ID)_Existing_Food Preparation_Natural Gas_Double Rack Oven_E0 | F0 | Commercial | Warehouse (ID) | Existing | Food Preparation | Natural Gas | Double Rack Oven | E0 | Economic Unit | FTSC Qualified (>50% Cooking Efficiency) | FTSC Qualified (>50% Cooking Efficiency) | FTSC Qualified (>50% Cooking Efficiency) | FTSC Qualified (>50% Cooking Efficiency) | FTSC Qualified (>50% Cooking Efficiency) | FTSC Qualified (>50% Cooking Efficiency) | FTSC Qualified (>50% Cooking Efficiency) | FTSC Qualified (>50% Cooking Efficiency) | FTSC Qualified (>50% Cooking Efficiency) | FTSC Qualified (>50% Cooking Efficiency) | FTSC Qualified (>50% Cooking Efficiency) | FTSC Qualified (>50% Cooking Efficiency) | FTSC Qualified (>50% Cooking Efficiency) | FTSC Qualified (>50% Cooking Efficiency) | FTSC Qualified (>50% Cooking Efficiency) | FTSC Qualified (>50% Cooking Efficiency) | FTSC Qualified (>50% Cooking Efficiency) | FTSC Qualified (>50% Cooking Efficiency) | FTSC Qualified (>50% Cooking Efficiency) | FTSC Qualified (>50% Cooking Efficiency) | FTSC Qualified (>50% Cooking Efficiency) | FTSC Qualified (>50% Cooking Efficiency) | FTSC Qualified (>50% Cooking Efficiency) | FTSC Qualified (>50% Cooking Efficiency) | FTSC Qualified (>50% Cooking Efficiency) | FTSC Qualified (>50% Cooking Efficiency) | FTSC Qualified (>50% Cooking Efficiency)
F1_Commercial_Warehouse (ID)_Existing_Food Preparation_Natural Gas_Double Rack Oven_E1 | F1 | Commercial | Warehouse (ID) | Existing | Food Preparation | Natural Gas | Double Rack Oven | E1 | CCE | 0 | 0 | 0 | 0 | 0 | 0 | 0 | 0 | 0 | 0 | 0 | 0 | 0 | 0 | 0 | 0 | 0 | 0 | 0 | 0 | 0 | 0 | 0 | 0 | 0 | 0 | 0
F1_Commercial_Warehouse (ID)_Existing_Food Preparation_Natural Gas_Double Rack Oven_E2 | F1 | Commercial | Warehouse (ID) | Existing | Food Preparation | Natural Gas | Double Rack Oven | E2 | CCE | 2.7379e-05 | 2.7379e-05 | 2.7379e-05 | 2.7379e-05 | 2.7379e-05 | 2.7379e-05 | 2.7379e-05 | 2.7379e-05 | 2.7379e-05 | 2.7379e-05 | 2.7379e-05 | 2.7379e-05 | 2.7379e-05 | 2.7379e-05 | 2.7379e-05 | 2.7379e-05 | 2.7379e-05 | 2.7379e-05 | 2.7379e-05 | 2.7379e-05 | 2.7379e-05 | 2.7379e-05 | 2.7379e-05 | 2.7379e-05 | 2.7379e-05 | 2.7379e-05 | 2.7379e-05
F1_Commercial_Warehouse (ID)_Existing_Food Preparation_Natural Gas_Double Rack Oven_E3 | F1 | Commercial | Warehouse (ID) | Existing | Food Preparation | Natural Gas | Double Rack Oven | E3 | CCE | 0 | 0 | 0 | 0 | 0 | 0 | 0 | 0 | 0 | 0 | 0 | 0 | 0 | 0 | 0 | 0 | 0 | 0 | 0 | 0 | 0 | 0 | 0 | 0 | 0 | 0 | 0
F1_Commercial_Warehouse (ID)_Existing_Food Preparation_Natural Gas_Double Rack Oven_E4 | F1 | Commercial | Warehouse (ID) | Existing | Food Preparation | Natural Gas | Double Rack Oven | E4 | CCE | 0 | 0 | 0 | 0 | 0 | 0 | 0 | 0 | 0 | 0 | 0 | 0 | 0 | 0 | 0 | 0 | 0 | 0 | 0 | 0 | 0 | 0 | 0 | 0 | 0 | 0 | 0
F1_Commercial_Warehouse (ID)_Existing_Food Preparation_Natural Gas_Double Rack Oven_E5 | F1 | Commercial | Warehouse (ID) | Existing | Food Preparation | Natural Gas | Double Rack Oven | E5 | CCE | 0 | 0 | 0 | 0 | 0 | 0 | 0 | 0 | 0 | 0 | 0 | 0 | 0 | 0 | 0 | 0 | 0 | 0 | 0 | 0 | 0 | 0 | 0 | 0 | 0 | 0 | 0
F1_Commercial_Warehouse (ID)_Existing_Food Preparation_Natural Gas_Double Rack Oven_E6 | F1 | Commercial | Warehouse (ID) | Existing | Food Preparation | Natural Gas | Double Rack Oven | E6 | CCE | 0 | 0 | 0 | 0 | 0 | 0 | 0 | 0 | 0 | 0 | 0 | 0 | 0 | 0 | 0 | 0 | 0 | 0 | 0 | 0 | 0 | 0 | 0 | 0 | 0 | 0 | 0
F1_Commercial_Warehouse (ID)_Existing_Food Preparation_Natural Gas_Double Rack Oven_E7 | F1 | Commercial | Warehouse (ID) | Existing | Food Preparation | Natural Gas | Double Rack Oven | E7 | CCE | 0 | 0 | 0 | 0 | 0 | 0 | 0 | 0 | 0 | 0 | 0 | 0 | 0 | 0 | 0 | 0 | 0 | 0 | 0 | 0 | 0 | 0 | 0 | 0 | 0 | 0 | 0
F1_Commercial_Warehouse (ID)_Existing_Food Preparation_Natural Gas_Double Rack Oven_E8 | F1 | Commercial | Warehouse (ID) | Existing | Food Preparation | Natural Gas | Double Rack Oven | E8 | CCE | 0 | 0 | 0 | 0 | 0 | 0 | 0 | 0 | 0 | 0 | 0 | 0 | 0 | 0 | 0 | 0 | 0 | 0 | 0 | 0 | 0 | 0 | 0 | 0 | 0 | 0 | 0
F1_Commercial_Warehouse (ID)_Existing_Food Preparation_Natural Gas_Double Rack Oven_E9 | F1 | Commercial | Warehouse (ID) | Existing | Food Preparation | Natural Gas | Double Rack Oven | E9 | CCE | 0 | 0 | 0 | 0 | 0 | 0 | 0 | 0 | 0 | 0 | 0 | 0 | 0 | 0 | 0 | 0 | 0 | 0 | 0 | 0 | 0 | 0 | 0 | 0 | 0 | 0 | 0
F1_Commercial_Warehouse (ID)_Existing_Food Preparation_Natural Gas_Double Rack Oven_E10 | F1 | Commercial | Warehouse (ID) | Existing | Food Preparation | Natural Gas | Double Rack Oven | E10 | CCE | 0 | 0 | 0 | 0 | 0 | 0 | 0 | 0 | 0 | 0 | 0 | 0 | 0 | 0 | 0 | 0 | 0 | 0 | 0 | 0 | 0 | 0 | 0 | 0 | 0 | 0 | 0
F2_Commercial_Warehouse (ID)_Existing_Food Preparation_Natural Gas_Double Rack Oven_E1 | F2 | Commercial | Warehouse (ID) | Existing | Food Preparation | Natural Gas | Double Rack Oven | E1 | TRC BC Ratio | [24 empty] | 1 | 1 | 1 | bar: 2019 to 2042
F2_Commercial_Warehouse (ID)_Existing_Food Preparation_Natural Gas_Double Rack Oven_E2 | F2 | Commercial | Warehouse (ID) | Existing | Food Preparation | Natural Gas | Double Rack Oven | E2 | TRC BC Ratio | 129.9897 | 133.2657 | 137.1471 | 141.5949 | 146.6248 | 152.7447 | 159.0438 | 165.282 | 171.2875 | 177.3766 | 182.2216 | 186.7605 | 191.6373 | 196.4112 | 200.6796 | 204.674 | 208.2562 | 211.7929 | 215.5704 | 219.2554 | 223.0411 | 226.9769 | 230.9545 | 235.0576 | 239.2337 | 243.4839 | 247.8096
F2_Commercial_Warehouse (ID)_Existing_Food Preparation_Natural Gas_Double Rack Oven_E3 | F2 | Commercial | Warehouse (ID) | Existing | Food Preparation | Natural Gas | Double Rack Oven | E3 | TRC BC Ratio | 0 | 0 | 0 | 0 | 0 | 0 | 0 | 0 | 0 | 0 | 0 | 0 | 0 | 0 | 0 | 0 | 0 | 0 | 0 | 0 | 0 | 0 | 0 | 0 | 0 | 0 | 0
F2_Commercial_Warehouse (ID)_Existing_Food Preparation_Natural Gas_Double Rack Oven_E4 | F2 | Commercial | Warehouse (ID) | Existing | Food Preparation | Natural Gas | Double Rack Oven | E4 | TRC BC Ratio | 0 | 0 | 0 | 0 | 0 | 0 | 0 | 0 | 0 | 0 | 0 | 0 | 0 | 0 | 0 | 0 | 0 | 0 | 0 | 0 | 0 | 0 | 0 | 0 | 0 | 0 | 0
F2_Commercial_Warehouse (ID)_Existing_Food Preparation_Natural Gas_Double Rack Oven_E5 | F2 | Commercial | Warehouse (ID) | Existing | Food Preparation | Natural Gas | Double Rack Oven | E5 | TRC BC Ratio | 0 | 0 | 0 | 0 | 0 | 0 | 0 | 0 | 0 | 0 | 0 | 0 | 0 | 0 | 0 | 0 | 0 | 0 | 0 | 0 | 0 | 0 | 0 | 0 | 0 | 0 | 0
F2_Commercial_Warehouse (ID)_Existing_Food Preparation_Natural Gas_Double Rack Oven_E6 | F2 | Commercial | Warehouse (ID) | Existing | Food Preparation | Natural Gas | Double Rack Oven | E6 | TRC BC Ratio | 0 | 0 | 0 | 0 | 0 | 0 | 0 | 0 | 0 | 0 | 0 | 0 | 0 | 0 | 0 | 0 | 0 | 0 | 0 | 0 | 0 | 0 | 0 | 0 | 0 | 0 | 0
F2_Commercial_Warehouse (ID)_Existing_Food Preparation_Natural Gas_Double Rack Oven_E7 | F2 | Commercial | Warehouse (ID) | Existing | Food Preparation | Natural Gas | Double Rack Oven | E7 | TRC BC Ratio | 0 | 0 | 0 | 0 | 0 | 0 | 0 | 0 | 0 | 0 | 0 | 0 | 0 | 0 | 0 | 0 | 0 | 0 | 0 | 0 | 0 | 0 | 0 | 0 | 0 | 0 | 0
F2_Commercial_Warehouse (ID)_Existing_Food Preparation_Natural Gas_Double Rack Oven_E8 | F2 | Commercial | Warehouse (ID) | Existing | Food Preparation | Natural Gas | Double Rack Oven | E8 | TRC BC Ratio | 0 | 0 | 0 | 0 | 0 | 0 | 0 | 0 | 0 | 0 | 0 | 0 | 0 | 0 | 0 | 0 | 0 | 0 | 0 | 0 | 0 | 0 | 0 | 0 | 0 | 0 | 0
F2_Commercial_Warehouse (ID)_Existing_Food Preparation_Natural Gas_Double Rack Oven_E9 | F2 | Commercial | Warehouse (ID) | Existing | Food Preparation | Natural Gas | Double Rack Oven | E9 | TRC BC Ratio | 0 | 0 | 0 | 0 | 0 | 0 | 0 | 0 | 0 | 0 | 0 | 0 | 0 | 0 | 0 | 0 | 0 | 0 | 0 | 0 | 0 | 0 | 0 | 0 | 0 | 0 | 0
F2_Commercial_Warehouse (ID)_Existing_Food Preparation_Natural Gas_Double Rack Oven_E10 | F2 | Commercial | Warehouse (ID) | Existing | Food Preparation | Natural Gas | Double Rack Oven | E10 | TRC BC Ratio | 0 | 0 | 0 | 0 | 0 | 0 | 0 | 0 | 0 | 0 | 0 | 0 | 0 | 0 | 0 | 0 | 0 | 0 | 0 | 0 | 0 | 0 | 0 | 0 | 0 | 0 | 0
F3_Commercial_Warehouse (ID)_Existing_Food Preparation_Natural Gas_Double Rack Oven_E1 | F3 | Commercial | Warehouse (ID) | Existing | Food Preparation | Natural Gas | Double Rack Oven | E1 | PACT BC Ratio | [24 empty] | 1 | 1 | 1 | bar: 2019 to 2042
F3_Commercial_Warehouse (ID)_Existing_Food Preparation_Natural Gas_Double Rack Oven_E2 | F3 | Commercial | Warehouse (ID) | Existing | Food Preparation | Natural Gas | Double Rack Oven | E2 | PACT BC Ratio | 257.4273 | 263.915 | 271.6014 | 280.4097 | 290.3708 | 302.4906 | 314.9651 | 327.319 | 339.2121 | 351.2706 | 360.8654 | 369.8542 | 379.5121 | 388.9661 | 397.4192 | 405.3295 | 412.4235 | 419.4275 | 426.9084 | 434.2061 | 441.7031 | 449.4975 | 457.3746 | 465.5003 | 473.7703 | 482.1873 | 490.7537
F3_Commercial_Warehouse (ID)_Existing_Food Preparation_Natural Gas_Double Rack Oven_E3 | F3 | Commercial | Warehouse (ID) | Existing | Food Preparation | Natural Gas | Double Rack Oven | E3 | PACT BC Ratio | 0 | 0 | 0 | 0 | 0 | 0 | 0 | 0 | 0 | 0 | 0 | 0 | 0 | 0 | 0 | 0 | 0 | 0 | 0 | 0 | 0 | 0 | 0 | 0 | 0 | 0 | 0
F3_Commercial_Warehouse (ID)_Existing_Food Preparation_Natural Gas_Double Rack Oven_E4 | F3 | Commercial | Warehouse (ID) | Existing | Food Preparation | Natural Gas | Double Rack Oven | E4 | PACT BC Ratio | 0 | 0 | 0 | 0 | 0 | 0 | 0 | 0 | 0 | 0 | 0 | 0 | 0 | 0 | 0 | 0 | 0 | 0 | 0 | 0 | 0 | 0 | 0 | 0 | 0 | 0 | 0
F3_Commercial_Warehouse (ID)_Existing_Food Preparation_Natural Gas_Double Rack Oven_E5 | F3 | Commercial | Warehouse (ID) | Existing | Food Preparation | Natural Gas | Double Rack Oven | E5 | PACT BC Ratio | 0 | 0 | 0 | 0 | 0 | 0 | 0 | 0 | 0 | 0 | 0 | 0 | 0 | 0 | 0 | 0 | 0 | 0 | 0 | 0 | 0 | 0 | 0 | 0 | 0 | 0 | 0
F3_Commercial_Warehouse (ID)_Existing_Food Preparation_Natural Gas_Double Rack Oven_E6 | F3 | Commercial | Warehouse (ID) | Existing | Food Preparation | Natural Gas | Double Rack Oven | E6 | PACT BC Ratio | 0 | 0 | 0 | 0 | 0 | 0 | 0 | 0 | 0 | 0 | 0 | 0 | 0 | 0 | 0 | 0 | 0 | 0 | 0 | 0 | 0 | 0 | 0 | 0 | 0 | 0 | 0
F3_Commercial_Warehouse (ID)_Existing_Food Preparation_Natural Gas_Double Rack Oven_E7 | F3 | Commercial | Warehouse (ID) | Existing | Food Preparation | Natural Gas | Double Rack Oven | E7 | PACT BC Ratio | 0 | 0 | 0 | 0 | 0 | 0 | 0 | 0 | 0 | 0 | 0 | 0 | 0 | 0 | 0 | 0 | 0 | 0 | 0 | 0 | 0 | 0 | 0 | 0 | 0 | 0 | 0
F3_Commercial_Warehouse (ID)_Existing_Food Preparation_Natural Gas_Double Rack Oven_E8 | F3 | Commercial | Warehouse (ID) | Existing | Food Preparation | Natural Gas | Double Rack Oven | E8 | PACT BC Ratio | 0 | 0 | 0 | 0 | 0 | 0 | 0 | 0 | 0 | 0 | 0 | 0 | 0 | 0 | 0 | 0 | 0 | 0 | 0 | 0 | 0 | 0 | 0 | 0 | 0 | 0 | 0
F3_Commercial_Warehouse (ID)_Existing_Food Preparation_Natural Gas_Double Rack Oven_E9 | F3 | Commercial | Warehouse (ID) | Existing | Food Preparation | Natural Gas | Double Rack Oven | E9 | PACT BC Ratio | 0 | 0 | 0 | 0 | 0 | 0 | 0 | 0 | 0 | 0 | 0 | 0 | 0 | 0 | 0 | 0 | 0 | 0 | 0 | 0 | 0 | 0 | 0 | 0 | 0 | 0 | 0
F3_Commercial_Warehouse (ID)_Existing_Food Preparation_Natural Gas_Double Rack Oven_E10 | F3 | Commercial | Warehouse (ID) | Existing | Food Preparation | Natural Gas | Double Rack Oven | E10 | PACT BC Ratio | 0 | 0 | 0 | 0 | 0 | 0 | 0 | 0 | 0 | 0 | 0 | 0 | 0 | 0 | 0 | 0 | 0 | 0 | 0 | 0 | 0 | 0 | 0 | 0 | 0 | 0 | 0
F4_Commercial_Warehouse (ID)_Existing_Food Preparation_Natural Gas_Double Rack Oven_E1 | F4 | Commercial | Warehouse (ID) | Existing | Food Preparation | Natural Gas | Double Rack Oven | E1 | RVT BC Ratio | [24 empty] | 1 | 1 | 1 | bar: 2019 to 2042
F4_Commercial_Warehouse (ID)_Existing_Food Preparation_Natural Gas_Double Rack Oven_E2 | F4 | Commercial | Warehouse (ID) | Existing | Food Preparation | Natural Gas | Double Rack Oven | E2 | RVT BC Ratio | 184.1278 | 187.5984 | 191.6723 | 196.4214 | 201.8613 | 208.6515 | 215.4607 | 221.9257 | 227.778 | 233.4509 | 239.3292 | 244.6715 | 250.3105 | 255.6458 | 260.2338 | 264.3743 | 267.8787 | 271.2242 | 274.7819 | 278.1041 | 281.4377 | 286.3969 | 291.4087 | 296.5786 | 301.8404 | 307.1956 | 312.646
F4_Commercial_Warehouse (ID)_Existing_Food Preparation_Natural Gas_Double Rack Oven_E3 | F4 | Commercial | Warehouse (ID) | Existing | Food Preparation | Natural Gas | Double Rack Oven | E3 | RVT BC Ratio | 0 | 0 | 0 | 0 | 0 | 0 | 0 | 0 | 0 | 0 | 0 | 0 | 0 | 0 | 0 | 0 | 0 | 0 | 0 | 0 | 0 | 0 | 0 | 0 | 0 | 0 | 0
F4_Commercial_Warehouse (ID)_Existing_Food Preparation_Natural Gas_Double Rack Oven_E4 | F4 | Commercial | Warehouse (ID) | Existing | Food Preparation | Natural Gas | Double Rack Oven | E4 | RVT BC Ratio | 0 | 0 | 0 | 0 | 0 | 0 | 0 | 0 | 0 | 0 | 0 | 0 | 0 | 0 | 0 | 0 | 0 | 0 | 0 | 0 | 0 | 0 | 0 | 0 | 0 | 0 | 0
F4_Commercial_Warehouse (ID)_Existing_Food Preparation_Natural Gas_Double Rack Oven_E5 | F4 | Commercial | Warehouse (ID) | Existing | Food Preparation | Natural Gas | Double Rack Oven | E5 | RVT BC Ratio | 0 | 0 | 0 | 0 | 0 | 0 | 0 | 0 | 0 | 0 | 0 | 0 | 0 | 0 | 0 | 0 | 0 | 0 | 0 | 0 | 0 | 0 | 0 | 0 | 0 | 0 | 0
F4_Commercial_Warehouse (ID)_Existing_Food Preparation_Natural Gas_Double Rack Oven_E6 | F4 | Commercial | Warehouse (ID) | Existing | Food Preparation | Natural Gas | Double Rack Oven | E6 | RVT BC Ratio | 0 | 0 | 0 | 0 | 0 | 0 | 0 | 0 | 0 | 0 | 0 | 0 | 0 | 0 | 0 | 0 | 0 | 0 | 0 | 0 | 0 | 0 | 0 | 0 | 0 | 0 | 0
F4_Commercial_Warehouse (ID)_Existing_Food Preparation_Natural Gas_Double Rack Oven_E7 | F4 | Commercial | Warehouse (ID) | Existing | Food Preparation | Natural Gas | Double Rack Oven | E7 | RVT BC Ratio | 0 | 0 | 0 | 0 | 0 | 0 | 0 | 0 | 0 | 0 | 0 | 0 | 0 | 0 | 0 | 0 | 0 | 0 | 0 | 0 | 0 | 0 | 0 | 0 | 0 | 0 | 0
F4_Commercial_Warehouse (ID)_Existing_Food Preparation_Natural Gas_Double Rack Oven_E8 | F4 | Commercial | Warehouse (ID) | Existing | Food Preparation | Natural Gas | Double Rack Oven | E8 | RVT BC Ratio | 0 | 0 | 0 | 0 | 0 | 0 | 0 | 0 | 0 | 0 | 0 | 0 | 0 | 0 | 0 | 0 | 0 | 0 | 0 | 0 | 0 | 0 | 0 | 0 | 0 | 0 | 0
F4_Commercial_Warehouse (ID)_Existing_Food Preparation_Natural Gas_Double Rack Oven_E9 | F4 | Commercial | Warehouse (ID) | Existing | Food Preparation | Natural Gas | Double Rack Oven | E9 | RVT BC Ratio | 0 | 0 | 0 | 0 | 0 | 0 | 0 | 0 | 0 | 0 | 0 | 0 | 0 | 0 | 0 | 0 | 0 | 0 | 0 | 0 | 0 | 0 | 0 | 0 | 0 | 0 | 0
F4_Commercial_Warehouse (ID)_Existing_Food Preparation_Natural Gas_Double Rack Oven_E10 | F4 | Commercial | Warehouse (ID) | Existing | Food Preparation | Natural Gas | Double Rack Oven | E10 | RVT BC Ratio | 0 | 0 | 0 | 0 | 0 | 0 | 0 | 0 | 0 | 0 | 0 | 0 | 0 | 0 | 0 | 0 | 0 | 0 | 0 | 0 | 0 | 0 | 0 | 0 | 0 | 0 | 0
F5_Commercial_Warehouse (ID)_Existing_Food Preparation_Natural Gas_Double Rack Oven_E1 | F5 | Commercial | Warehouse (ID) | Existing | Food Preparation | Natural Gas | Double Rack Oven | E1 | RIM BC Ratio | [24 empty] | 1 | 1 | 1 | bar: 2019 to 2042
F5_Commercial_Warehouse (ID)_Existing_Food Preparation_Natural Gas_Double Rack Oven_E2 | F5 | Commercial | Warehouse (ID) | Existing | Food Preparation | Natural Gas | Double Rack Oven | E2 | RIM BC Ratio | 0.84625 | 0.85155 | 0.85774 | 0.86417 | 0.87077 | 0.87763 | 0.88497 | 0.89291 | 0.9016 | 0.91098 | 0.9129 | 0.91523 | 0.91798 | 0.92123 | 0.92467 | 0.92832 | 0.93222 | 0.93636 | 0.94073 | 0.94539 | 0.95033 | 0.95037 | 0.9504 | 0.95044 | 0.95047 | 0.9505 | 0.95054
F5_Commercial_Warehouse (ID)_Existing_Food Preparation_Natural Gas_Double Rack Oven_E3 | F5 | Commercial | Warehouse (ID) | Existing | Food Preparation | Natural Gas | Double Rack Oven | E3 | RIM BC Ratio | 0 | 0 | 0 | 0 | 0 | 0 | 0 | 0 | 0 | 0 | 0 | 0 | 0 | 0 | 0 | 0 | 0 | 0 | 0 | 0 | 0 | 0 | 0 | 0 | 0 | 0 | 0
F5_Commercial_Warehouse (ID)_Existing_Food Preparation_Natural Gas_Double Rack Oven_E4 | F5 | Commercial | Warehouse (ID) | Existing | Food Preparation | Natural Gas | Double Rack Oven | E4 | RIM BC Ratio | 0 | 0 | 0 | 0 | 0 | 0 | 0 | 0 | 0 | 0 | 0 | 0 | 0 | 0 | 0 | 0 | 0 | 0 | 0 | 0 | 0 | 0 | 0 | 0 | 0 | 0 | 0
F5_Commercial_Warehouse (ID)_Existing_Food Preparation_Natural Gas_Double Rack Oven_E5 | F5 | Commercial | Warehouse (ID) | Existing | Food Preparation | Natural Gas | Double Rack Oven | E5 | RIM BC Ratio | 0 | 0 | 0 | 0 | 0 | 0 | 0 | 0 | 0 | 0 | 0 | 0 | 0 | 0 | 0 | 0 | 0 | 0 | 0 | 0 | 0 | 0 | 0 | 0 | 0 | 0 | 0
F5_Commercial_Warehouse (ID)_Existing_Food Preparation_Natural Gas_Double Rack Oven_E6 | F5 | Commercial | Warehouse (ID) | Existing | Food Preparation | Natural Gas | Double Rack Oven | E6 | RIM BC Ratio | 0 | 0 | 0 | 0 | 0 | 0 | 0 | 0 | 0 | 0 | 0 | 0 | 0 | 0 | 0 | 0 | 0 | 0 | 0 | 0 | 0 | 0 | 0 | 0 | 0 | 0 | 0
F5_Commercial_Warehouse (ID)_Existing_Food Preparation_Natural Gas_Double Rack Oven_E7 | F5 | Commercial | Warehouse (ID) | Existing | Food Preparation | Natural Gas | Double Rack Oven | E7 | RIM BC Ratio | 0 | 0 | 0 | 0 | 0 | 0 | 0 | 0 | 0 | 0 | 0 | 0 | 0 | 0 | 0 | 0 | 0 | 0 | 0 | 0 | 0 | 0 | 0 | 0 | 0 | 0 | 0
F5_Commercial_Warehouse (ID)_Existing_Food Preparation_Natural Gas_Double Rack Oven_E8 | F5 | Commercial | Warehouse (ID) | Existing | Food Preparation | Natural Gas | Double Rack Oven | E8 | RIM BC Ratio | 0 | 0 | 0 | 0 | 0 | 0 | 0 | 0 | 0 | 0 | 0 | 0 | 0 | 0 | 0 | 0 | 0 | 0 | 0 | 0 | 0 | 0 | 0 | 0 | 0 | 0 | 0
F5_Commercial_Warehouse (ID)_Existing_Food Preparation_Natural Gas_Double Rack Oven_E9 | F5 | Commercial | Warehouse (ID) | Existing | Food Preparation | Natural Gas | Double Rack Oven | E9 | RIM BC Ratio | 0 | 0 | 0 | 0 | 0 | 0 | 0 | 0 | 0 | 0 | 0 | 0 | 0 | 0 | 0 | 0 | 0 | 0 | 0 | 0 | 0 | 0 | 0 | 0 | 0 | 0 | 0
F5_Commercial_Warehouse (ID)_Existing_Food Preparation_Natural Gas_Double Rack Oven_E10 | F5 | Commercial | Warehouse (ID) | Existing | Food Preparation | Natural Gas | Double Rack Oven | E10 | RIM BC Ratio | 0 | 0 | 0 | 0 | 0 | 0 | 0 | 0 | 0 | 0 | 0 | 0 | 0 | 0 | 0 | 0 | 0 | 0 | 0 | 0 | 0 | 0 | 0 | 0 | 0 | 0 | 0
F0_Commercial_Warehouse (ID)_Existing_Food Preparation_Natural Gas_Fryer_E0 | F0 | Commercial | Warehouse (ID) | Existing | Food Preparation | Natural Gas | Fryer | E0 | Economic Unit | ENERGY STAR | ENERGY STAR | ENERGY STAR | ENERGY STAR | ENERGY STAR | ENERGY STAR | ENERGY STAR | ENERGY STAR | ENERGY STAR | ENERGY STAR | ENERGY STAR | ENERGY STAR | ENERGY STAR | ENERGY STAR | ENERGY STAR | ENERGY STAR | ENERGY STAR | ENERGY STAR | ENERGY STAR | ENERGY STAR | ENERGY STAR | ENERGY STAR | ENERGY STAR | ENERGY STAR | ENERGY STAR | ENERGY STAR | ENERGY STAR
F1_Commercial_Warehouse (ID)_Existing_Food Preparation_Natural Gas_Fryer_E1 | F1 | Commercial | Warehouse (ID) | Existing | Food Preparation | Natural Gas | Fryer | E1 | CCE | 0 | 0 | 0 | 0 | 0 | 0 | 0 | 0 | 0 | 0 | 0 | 0 | 0 | 0 | 0 | 0 | 0 | 0 | 0 | 0 | 0 | 0 | 0 | 0 | 0 | 0 | 0
F1_Commercial_Warehouse (ID)_Existing_Food Preparation_Natural Gas_Fryer_E2 | F1 | Commercial | Warehouse (ID) | Existing | Food Preparation | Natural Gas | Fryer | E2 | CCE | 5.522e-05 | 5.522e-05 | 5.522e-05 | 5.522e-05 | 5.522e-05 | 5.522e-05 | 5.522e-05 | 5.522e-05 | 5.522e-05 | 5.522e-05 | 5.522e-05 | 5.522e-05 | 5.522e-05 | 5.522e-05 | 5.522e-05 | 5.522e-05 | 5.522e-05 | 5.522e-05 | 5.522e-05 | 5.522e-05 | 5.522e-05 | 5.522e-05 | 5.522e-05 | 5.522e-05 | 5.522e-05 | 5.522e-05 | 5.522e-05
F1_Commercial_Warehouse (ID)_Existing_Food Preparation_Natural Gas_Fryer_E3 | F1 | Commercial | Warehouse (ID) | Existing | Food Preparation | Natural Gas | Fryer | E3 | CCE | 0 | 0 | 0 | 0 | 0 | 0 | 0 | 0 | 0 | 0 | 0 | 0 | 0 | 0 | 0 | 0 | 0 | 0 | 0 | 0 | 0 | 0 | 0 | 0 | 0 | 0 | 0
F1_Commercial_Warehouse (ID)_Existing_Food Preparation_Natural Gas_Fryer_E4 | F1 | Commercial | Warehouse (ID) | Existing | Food Preparation | Natural Gas | Fryer | E4 | CCE | 0 | 0 | 0 | 0 | 0 | 0 | 0 | 0 | 0 | 0 | 0 | 0 | 0 | 0 | 0 | 0 | 0 | 0 | 0 | 0 | 0 | 0 | 0 | 0 | 0 | 0 | 0
F1_Commercial_Warehouse (ID)_Existing_Food Preparation_Natural Gas_Fryer_E5 | F1 | Commercial | Warehouse (ID) | Existing | Food Preparation | Natural Gas | Fryer | E5 | CCE | 0 | 0 | 0 | 0 | 0 | 0 | 0 | 0 | 0 | 0 | 0 | 0 | 0 | 0 | 0 | 0 | 0 | 0 | 0 | 0 | 0 | 0 | 0 | 0 | 0 | 0 | 0
F1_Commercial_Warehouse (ID)_Existing_Food Preparation_Natural Gas_Fryer_E6 | F1 | Commercial | Warehouse (ID) | Existing | Food Preparation | Natural Gas | Fryer | E6 | CCE | 0 | 0 | 0 | 0 | 0 | 0 | 0 | 0 | 0 | 0 | 0 | 0 | 0 | 0 | 0 | 0 | 0 | 0 | 0 | 0 | 0 | 0 | 0 | 0 | 0 | 0 | 0
F1_Commercial_Warehouse (ID)_Existing_Food Preparation_Natural Gas_Fryer_E7 | F1 | Commercial | Warehouse (ID) | Existing | Food Preparation | Natural Gas | Fryer | E7 | CCE | 0 | 0 | 0 | 0 | 0 | 0 | 0 | 0 | 0 | 0 | 0 | 0 | 0 | 0 | 0 | 0 | 0 | 0 | 0 | 0 | 0 | 0 | 0 | 0 | 0 | 0 | 0
F1_Commercial_Warehouse (ID)_Existing_Food Preparation_Natural Gas_Fryer_E8 | F1 | Commercial | Warehouse (ID) | Existing | Food Preparation | Natural Gas | Fryer | E8 | CCE | 0 | 0 | 0 | 0 | 0 | 0 | 0 | 0 | 0 | 0 | 0 | 0 | 0 | 0 | 0 | 0 | 0 | 0 | 0 | 0 | 0 | 0 | 0 | 0 | 0 | 0 | 0
F1_Commercial_Warehouse (ID)_Existing_Food Preparation_Natural Gas_Fryer_E9 | F1 | Commercial | Warehouse (ID) | Existing | Food Preparation | Natural Gas | Fryer | E9 | CCE | 0 | 0 | 0 | 0 | 0 | 0 | 0 | 0 | 0 | 0 | 0 | 0 | 0 | 0 | 0 | 0 | 0 | 0 | 0 | 0 | 0 | 0 | 0 | 0 | 0 | 0 | 0
F1_Commercial_Warehouse (ID)_Existing_Food Preparation_Natural Gas_Fryer_E10 | F1 | Commercial | Warehouse (ID) | Existing | Food Preparation | Natural Gas | Fryer | E10 | CCE | 0 | 0 | 0 | 0 | 0 | 0 | 0 | 0 | 0 | 0 | 0 | 0 | 0 | 0 | 0 | 0 | 0 | 0 | 0 | 0 | 0 | 0 | 0 | 0 | 0 | 0 | 0
F2_Commercial_Warehouse (ID)_Existing_Food Preparation_Natural Gas_Fryer_E1 | F2 | Commercial | Warehouse (ID) | Existing | Food Preparation | Natural Gas | Fryer | E1 | TRC BC Ratio | [24 empty] | 1 | 1 | 1 | bar: 2019 to 2042
F2_Commercial_Warehouse (ID)_Existing_Food Preparation_Natural Gas_Fryer_E2 | F2 | Commercial | Warehouse (ID) | Existing | Food Preparation | Natural Gas | Fryer | E2 | TRC BC Ratio | 67.1428 | 68.9064 | 70.8858 | 73.103 | 75.572 | 78.4927 | 81.4672 | 84.3976 | 87.2157 | 90.0754 | 92.4032 | 94.5998 | 96.9498 | 99.2616 | 101.36 | 103.3462 | 105.1588 | 106.9566 | 108.8632 | 110.7347 | 112.6547 | 114.6445 | 116.6576 | 118.7301 | 120.8395 | 122.9863 | 125.1713
F2_Commercial_Warehouse (ID)_Existing_Food Preparation_Natural Gas_Fryer_E3 | F2 | Commercial | Warehouse (ID) | Existing | Food Preparation | Natural Gas | Fryer | E3 | TRC BC Ratio | 0 | 0 | 0 | 0 | 0 | 0 | 0 | 0 | 0 | 0 | 0 | 0 | 0 | 0 | 0 | 0 | 0 | 0 | 0 | 0 | 0 | 0 | 0 | 0 | 0 | 0 | 0
F2_Commercial_Warehouse (ID)_Existing_Food Preparation_Natural Gas_Fryer_E4 | F2 | Commercial | Warehouse (ID) | Existing | Food Preparation | Natural Gas | Fryer | E4 | TRC BC Ratio | 0 | 0 | 0 | 0 | 0 | 0 | 0 | 0 | 0 | 0 | 0 | 0 | 0 | 0 | 0 | 0 | 0 | 0 | 0 | 0 | 0 | 0 | 0 | 0 | 0 | 0 | 0
F2_Commercial_Warehouse (ID)_Existing_Food Preparation_Natural Gas_Fryer_E5 | F2 | Commercial | Warehouse (ID) | Existing | Food Preparation | Natural Gas | Fryer | E5 | TRC BC Ratio | 0 | 0 | 0 | 0 | 0 | 0 | 0 | 0 | 0 | 0 | 0 | 0 | 0 | 0 | 0 | 0 | 0 | 0 | 0 | 0 | 0 | 0 | 0 | 0 | 0 | 0 | 0
F2_Commercial_Warehouse (ID)_Existing_Food Preparation_Natural Gas_Fryer_E6 | F2 | Commercial | Warehouse (ID) | Existing | Food Preparation | Natural Gas | Fryer | E6 | TRC BC Ratio | 0 | 0 | 0 | 0 | 0 | 0 | 0 | 0 | 0 | 0 | 0 | 0 | 0 | 0 | 0 | 0 | 0 | 0 | 0 | 0 | 0 | 0 | 0 | 0 | 0 | 0 | 0
F2_Commercial_Warehouse (ID)_Existing_Food Preparation_Natural Gas_Fryer_E7 | F2 | Commercial | Warehouse (ID) | Existing | Food Preparation | Natural Gas | Fryer | E7 | TRC BC Ratio | 0 | 0 | 0 | 0 | 0 | 0 | 0 | 0 | 0 | 0 | 0 | 0 | 0 | 0 | 0 | 0 | 0 | 0 | 0 | 0 | 0 | 0 | 0 | 0 | 0 | 0 | 0
F2_Commercial_Warehouse (ID)_Existing_Food Preparation_Natural Gas_Fryer_E8 | F2 | Commercial | Warehouse (ID) | Existing | Food Preparation | Natural Gas | Fryer | E8 | TRC BC Ratio | 0 | 0 | 0 | 0 | 0 | 0 | 0 | 0 | 0 | 0 | 0 | 0 | 0 | 0 | 0 | 0 | 0 | 0 | 0 | 0 | 0 | 0 | 0 | 0 | 0 | 0 | 0
F2_Commercial_Warehouse (ID)_Existing_Food Preparation_Natural Gas_Fryer_E9 | F2 | Commercial | Warehouse (ID) | Existing | Food Preparation | Natural Gas | Fryer | E9 | TRC BC Ratio | 0 | 0 | 0 | 0 | 0 | 0 | 0 | 0 | 0 | 0 | 0 | 0 | 0 | 0 | 0 | 0 | 0 | 0 | 0 | 0 | 0 | 0 | 0 | 0 | 0 | 0 | 0
F2_Commercial_Warehouse (ID)_Existing_Food Preparation_Natural Gas_Fryer_E10 | F2 | Commercial | Warehouse (ID) | Existing | Food Preparation | Natural Gas | Fryer | E10 | TRC BC Ratio | 0 | 0 | 0 | 0 | 0 | 0 | 0 | 0 | 0 | 0 | 0 | 0 | 0 | 0 | 0 | 0 | 0 | 0 | 0 | 0 | 0 | 0 | 0 | 0 | 0 | 0 | 0
F3_Commercial_Warehouse (ID)_Existing_Food Preparation_Natural Gas_Fryer_E1 | F3 | Commercial | Warehouse (ID) | Existing | Food Preparation | Natural Gas | Fryer | E1 | PACT BC Ratio | [24 empty] | 1 | 1 | 1 | bar: 2019 to 2042
F3_Commercial_Warehouse (ID)_Existing_Food Preparation_Natural Gas_Fryer_E2 | F3 | Commercial | Warehouse (ID) | Existing | Food Preparation | Natural Gas | Fryer | E2 | PACT BC Ratio | 132.9673 | 136.4598 | 140.38 | 144.7707 | 149.6603 | 155.4444 | 161.3349 | 167.1381 | 172.7191 | 178.3824 | 182.9922 | 187.3423 | 191.9962 | 196.5743 | 200.73 | 204.6633 | 208.253 | 211.8132 | 215.589 | 219.2953 | 223.0975 | 227.0382 | 231.0248 | 235.1292 | 239.3064 | 243.5579 | 247.885
F3_Commercial_Warehouse (ID)_Existing_Food Preparation_Natural Gas_Fryer_E3 | F3 | Commercial | Warehouse (ID) | Existing | Food Preparation | Natural Gas | Fryer | E3 | PACT BC Ratio | 0 | 0 | 0 | 0 | 0 | 0 | 0 | 0 | 0 | 0 | 0 | 0 | 0 | 0 | 0 | 0 | 0 | 0 | 0 | 0 | 0 | 0 | 0 | 0 | 0 | 0 | 0
F3_Commercial_Warehouse (ID)_Existing_Food Preparation_Natural Gas_Fryer_E4 | F3 | Commercial | Warehouse (ID) | Existing | Food Preparation | Natural Gas | Fryer | E4 | PACT BC Ratio | 0 | 0 | 0 | 0 | 0 | 0 | 0 | 0 | 0 | 0 | 0 | 0 | 0 | 0 | 0 | 0 | 0 | 0 | 0 | 0 | 0 | 0 | 0 | 0 | 0 | 0 | 0
F3_Commercial_Warehouse (ID)_Existing_Food Preparation_Natural Gas_Fryer_E5 | F3 | Commercial | Warehouse (ID) | Existing | Food Preparation | Natural Gas | Fryer | E5 | PACT BC Ratio | 0 | 0 | 0 | 0 | 0 | 0 | 0 | 0 | 0 | 0 | 0 | 0 | 0 | 0 | 0 | 0 | 0 | 0 | 0 | 0 | 0 | 0 | 0 | 0 | 0 | 0 | 0
F3_Commercial_Warehouse (ID)_Existing_Food Preparation_Natural Gas_Fryer_E6 | F3 | Commercial | Warehouse (ID) | Existing | Food Preparation | Natural Gas | Fryer | E6 | PACT BC Ratio | 0 | 0 | 0 | 0 | 0 | 0 | 0 | 0 | 0 | 0 | 0 | 0 | 0 | 0 | 0 | 0 | 0 | 0 | 0 | 0 | 0 | 0 | 0 | 0 | 0 | 0 | 0
F3_Commercial_Warehouse (ID)_Existing_Food Preparation_Natural Gas_Fryer_E7 | F3 | Commercial | Warehouse (ID) | Existing | Food Preparation | Natural Gas | Fryer | E7 | PACT BC Ratio | 0 | 0 | 0 | 0 | 0 | 0 | 0 | 0 | 0 | 0 | 0 | 0 | 0 | 0 | 0 | 0 | 0 | 0 | 0 | 0 | 0 | 0 | 0 | 0 | 0 | 0 | 0
F3_Commercial_Warehouse (ID)_Existing_Food Preparation_Natural Gas_Fryer_E8 | F3 | Commercial | Warehouse (ID) | Existing | Food Preparation | Natural Gas | Fryer | E8 | PACT BC Ratio | 0 | 0 | 0 | 0 | 0 | 0 | 0 | 0 | 0 | 0 | 0 | 0 | 0 | 0 | 0 | 0 | 0 | 0 | 0 | 0 | 0 | 0 | 0 | 0 | 0 | 0 | 0
F3_Commercial_Warehouse (ID)_Existing_Food Preparation_Natural Gas_Fryer_E9 | F3 | Commercial | Warehouse (ID) | Existing | Food Preparation | Natural Gas | Fryer | E9 | PACT BC Ratio | 0 | 0 | 0 | 0 | 0 | 0 | 0 | 0 | 0 | 0 | 0 | 0 | 0 | 0 | 0 | 0 | 0 | 0 | 0 | 0 | 0 | 0 | 0 | 0 | 0 | 0 | 0
F3_Commercial_Warehouse (ID)_Existing_Food Preparation_Natural Gas_Fryer_E10 | F3 | Commercial | Warehouse (ID) | Existing | Food Preparation | Natural Gas | Fryer | E10 | PACT BC Ratio | 0 | 0 | 0 | 0 | 0 | 0 | 0 | 0 | 0 | 0 | 0 | 0 | 0 | 0 | 0 | 0 | 0 | 0 | 0 | 0 | 0 | 0 | 0 | 0 | 0 | 0 | 0
F4_Commercial_Warehouse (ID)_Existing_Food Preparation_Natural Gas_Fryer_E1 | F4 | Commercial | Warehouse (ID) | Existing | Food Preparation | Natural Gas | Fryer | E1 | RVT BC Ratio | [24 empty] | 1 | 1 | 1 | bar: 2019 to 2042
F4_Commercial_Warehouse (ID)_Existing_Food Preparation_Natural Gas_Fryer_E2 | F4 | Commercial | Warehouse (ID) | Existing | Food Preparation | Natural Gas | Fryer | E2 | RVT BC Ratio | 94.3321 | 96.2199 | 98.3448 | 100.7307 | 103.3912 | 106.6075 | 109.7988 | 112.8163 | 115.5523 | 118.2171 | 120.9773 | 123.5073 | 126.2094 | 128.8286 | 131.1312 | 133.2483 | 135.0963 | 136.8817 | 138.7647 | 140.5522 | 142.3508 | 144.8581 | 147.3945 | 150.0059 | 152.6637 | 155.3687 | 158.1217
F4_Commercial_Warehouse (ID)_Existing_Food Preparation_Natural Gas_Fryer_E3 | F4 | Commercial | Warehouse (ID) | Existing | Food Preparation | Natural Gas | Fryer | E3 | RVT BC Ratio | 0 | 0 | 0 | 0 | 0 | 0 | 0 | 0 | 0 | 0 | 0 | 0 | 0 | 0 | 0 | 0 | 0 | 0 | 0 | 0 | 0 | 0 | 0 | 0 | 0 | 0 | 0
F4_Commercial_Warehouse (ID)_Existing_Food Preparation_Natural Gas_Fryer_E4 | F4 | Commercial | Warehouse (ID) | Existing | Food Preparation | Natural Gas | Fryer | E4 | RVT BC Ratio | 0 | 0 | 0 | 0 | 0 | 0 | 0 | 0 | 0 | 0 | 0 | 0 | 0 | 0 | 0 | 0 | 0 | 0 | 0 | 0 | 0 | 0 | 0 | 0 | 0 | 0 | 0
F4_Commercial_Warehouse (ID)_Existing_Food Preparation_Natural Gas_Fryer_E5 | F4 | Commercial | Warehouse (ID) | Existing | Food Preparation | Natural Gas | Fryer | E5 | RVT BC Ratio | 0 | 0 | 0 | 0 | 0 | 0 | 0 | 0 | 0 | 0 | 0 | 0 | 0 | 0 | 0 | 0 | 0 | 0 | 0 | 0 | 0 | 0 | 0 | 0 | 0 | 0 | 0
F4_Commercial_Warehouse (ID)_Existing_Food Preparation_Natural Gas_Fryer_E6 | F4 | Commercial | Warehouse (ID) | Existing | Food Preparation | Natural Gas | Fryer | E6 | RVT BC Ratio | 0 | 0 | 0 | 0 | 0 | 0 | 0 | 0 | 0 | 0 | 0 | 0 | 0 | 0 | 0 | 0 | 0 | 0 | 0 | 0 | 0 | 0 | 0 | 0 | 0 | 0 | 0
F4_Commercial_Warehouse (ID)_Existing_Food Preparation_Natural Gas_Fryer_E7 | F4 | Commercial | Warehouse (ID) | Existing | Food Preparation | Natural Gas | Fryer | E7 | RVT BC Ratio | 0 | 0 | 0 | 0 | 0 | 0 | 0 | 0 | 0 | 0 | 0 | 0 | 0 | 0 | 0 | 0 | 0 | 0 | 0 | 0 | 0 | 0 | 0 | 0 | 0 | 0 | 0
F4_Commercial_Warehouse (ID)_Existing_Food Preparation_Natural Gas_Fryer_E8 | F4 | Commercial | Warehouse (ID) | Existing | Food Preparation | Natural Gas | Fryer | E8 | RVT BC Ratio | 0 | 0 | 0 | 0 | 0 | 0 | 0 | 0 | 0 | 0 | 0 | 0 | 0 | 0 | 0 | 0 | 0 | 0 | 0 | 0 | 0 | 0 | 0 | 0 | 0 | 0 | 0
F4_Commercial_Warehouse (ID)_Existing_Food Preparation_Natural Gas_Fryer_E9 | F4 | Commercial | Warehouse (ID) | Existing | Food Preparation | Natural Gas | Fryer | E9 | RVT BC Ratio | 0 | 0 | 0 | 0 | 0 | 0 | 0 | 0 | 0 | 0 | 0 | 0 | 0 | 0 | 0 | 0 | 0 | 0 | 0 | 0 | 0 | 0 | 0 | 0 | 0 | 0 | 0
F4_Commercial_Warehouse (ID)_Existing_Food Preparation_Natural Gas_Fryer_E10 | F4 | Commercial | Warehouse (ID) | Existing | Food Preparation | Natural Gas | Fryer | E10 | RVT BC Ratio | 0 | 0 | 0 | 0 | 0 | 0 | 0 | 0 | 0 | 0 | 0 | 0 | 0 | 0 | 0 | 0 | 0 | 0 | 0 | 0 | 0 | 0 | 0 | 0 | 0 | 0 | 0
F5_Commercial_Warehouse (ID)_Existing_Food Preparation_Natural Gas_Fryer_E1 | F5 | Commercial | Warehouse (ID) | Existing | Food Preparation | Natural Gas | Fryer | E1 | RIM BC Ratio | [24 empty] | 1 | 1 | 1 | bar: 2019 to 2042
F5_Commercial_Warehouse (ID)_Existing_Food Preparation_Natural Gas_Fryer_E2 | F5 | Commercial | Warehouse (ID) | Existing | Food Preparation | Natural Gas | Fryer | E2 | RIM BC Ratio | 0.85232 | 0.85758 | 0.86319 | 0.86915 | 0.87543 | 0.88188 | 0.88874 | 0.89613 | 0.90416 | 0.91279 | 0.91505 | 0.91765 | 0.92034 | 0.92316 | 0.92615 | 0.92931 | 0.9327 | 0.93629 | 0.94006 | 0.94408 | 0.94833 | 0.9484 | 0.94847 | 0.94854 | 0.94861 | 0.94867 | 0.94874
F5_Commercial_Warehouse (ID)_Existing_Food Preparation_Natural Gas_Fryer_E3 | F5 | Commercial | Warehouse (ID) | Existing | Food Preparation | Natural Gas | Fryer | E3 | RIM BC Ratio | 0 | 0 | 0 | 0 | 0 | 0 | 0 | 0 | 0 | 0 | 0 | 0 | 0 | 0 | 0 | 0 | 0 | 0 | 0 | 0 | 0 | 0 | 0 | 0 | 0 | 0 | 0
F5_Commercial_Warehouse (ID)_Existing_Food Preparation_Natural Gas_Fryer_E4 | F5 | Commercial | Warehouse (ID) | Existing | Food Preparation | Natural Gas | Fryer | E4 | RIM BC Ratio | 0 | 0 | 0 | 0 | 0 | 0 | 0 | 0 | 0 | 0 | 0 | 0 | 0 | 0 | 0 | 0 | 0 | 0 | 0 | 0 | 0 | 0 | 0 | 0 | 0 | 0 | 0
F5_Commercial_Warehouse (ID)_Existing_Food Preparation_Natural Gas_Fryer_E5 | F5 | Commercial | Warehouse (ID) | Existing | Food Preparation | Natural Gas | Fryer | E5 | RIM BC Ratio | 0 | 0 | 0 | 0 | 0 | 0 | 0 | 0 | 0 | 0 | 0 | 0 | 0 | 0 | 0 | 0 | 0 | 0 | 0 | 0 | 0 | 0 | 0 | 0 | 0 | 0 | 0
F5_Commercial_Warehouse (ID)_Existing_Food Preparation_Natural Gas_Fryer_E6 | F5 | Commercial | Warehouse (ID) | Existing | Food Preparation | Natural Gas | Fryer | E6 | RIM BC Ratio | 0 | 0 | 0 | 0 | 0 | 0 | 0 | 0 | 0 | 0 | 0 | 0 | 0 | 0 | 0 | 0 | 0 | 0 | 0 | 0 | 0 | 0 | 0 | 0 | 0 | 0 | 0
F5_Commercial_Warehouse (ID)_Existing_Food Preparation_Natural Gas_Fryer_E7 | F5 | Commercial | Warehouse (ID) | Existing | Food Preparation | Natural Gas | Fryer | E7 | RIM BC Ratio | 0 | 0 | 0 | 0 | 0 | 0 | 0 | 0 | 0 | 0 | 0 | 0 | 0 | 0 | 0 | 0 | 0 | 0 | 0 | 0 | 0 | 0 | 0 | 0 | 0 | 0 | 0
F5_Commercial_Warehouse (ID)_Existing_Food Preparation_Natural Gas_Fryer_E8 | F5 | Commercial | Warehouse (ID) | Existing | Food Preparation | Natural Gas | Fryer | E8 | RIM BC Ratio | 0 | 0 | 0 | 0 | 0 | 0 | 0 | 0 | 0 | 0 | 0 | 0 | 0 | 0 | 0 | 0 | 0 | 0 | 0 | 0 | 0 | 0 | 0 | 0 | 0 | 0 | 0
F5_Commercial_Warehouse (ID)_Existing_Food Preparation_Natural Gas_Fryer_E9 | F5 | Commercial | Warehouse (ID) | Existing | Food Preparation | Natural Gas | Fryer | E9 | RIM BC Ratio | 0 | 0 | 0 | 0 | 0 | 0 | 0 | 0 | 0 | 0 | 0 | 0 | 0 | 0 | 0 | 0 | 0 | 0 | 0 | 0 | 0 | 0 | 0 | 0 | 0 | 0 | 0
F5_Commercial_Warehouse (ID)_Existing_Food Preparation_Natural Gas_Fryer_E10 | F5 | Commercial | Warehouse (ID) | Existing | Food Preparation | Natural Gas | Fryer | E10 | RIM BC Ratio | 0 | 0 | 0 | 0 | 0 | 0 | 0 | 0 | 0 | 0 | 0 | 0 | 0 | 0 | 0 | 0 | 0 | 0 | 0 | 0 | 0 | 0 | 0 | 0 | 0 | 0 | 0
F0_Commercial_Warehouse (ID)_Existing_Food Preparation_Natural Gas_Broiler_E0 | F0 | Commercial | Warehouse (ID) | Existing | Food Preparation | Natural Gas | Broiler | E0 | Economic Unit | Standard | Standard | Standard | Standard | Standard | Standard | Standard | Standard | Standard | Standard | Standard | Standard | Standard | Standard | Standard | Standard | Standard | Standard | Standard | Standard | Standard | Standard | Standard | Standard | Standard | Standard | Standard
F1_Commercial_Warehouse (ID)_Existing_Food Preparation_Natural Gas_Broiler_E1 | F1 | Commercial | Warehouse (ID) | Existing | Food Preparation | Natural Gas | Broiler | E1 | CCE | 0 | 0 | 0 | 0 | 0 | 0 | 0 | 0 | 0 | 0 | 0 | 0 | 0 | 0 | 0 | 0 | 0 | 0 | 0 | 0 | 0 | 0 | 0 | 0 | 0 | 0 | 0
F1_Commercial_Warehouse (ID)_Existing_Food Preparation_Natural Gas_Broiler_E2 | F1 | Commercial | Warehouse (ID) | Existing | Food Preparation | Natural Gas | Broiler | E2 | CCE | 0.0069043 | 0.0069043 | 0.0069043 | 0.0069043 | 0.0069043 | 0.0069043 | 0.0069043 | 0.0069043 | 0.0069043 | 0.0069043 | 0.0069043 | 0.0069043 | 0.0069043 | 0.0069043 | 0.0069043 | 0.0069043 | 0.0069043 | 0.0069043 | 0.0069043 | 0.0069043 | 0.0069043 | 0.0069043 | 0.0069043 | 0.0069043 | 0.0069043 | 0.0069043 | 0.0069043
F1_Commercial_Warehouse (ID)_Existing_Food Preparation_Natural Gas_Broiler_E3 | F1 | Commercial | Warehouse (ID) | Existing | Food Preparation | Natural Gas | Broiler | E3 | CCE | 0 | 0 | 0 | 0 | 0 | 0 | 0 | 0 | 0 | 0 | 0 | 0 | 0 | 0 | 0 | 0 | 0 | 0 | 0 | 0 | 0 | 0 | 0 | 0 | 0 | 0 | 0
F1_Commercial_Warehouse (ID)_Existing_Food Preparation_Natural Gas_Broiler_E4 | F1 | Commercial | Warehouse (ID) | Existing | Food Preparation | Natural Gas | Broiler | E4 | CCE | 0 | 0 | 0 | 0 | 0 | 0 | 0 | 0 | 0 | 0 | 0 | 0 | 0 | 0 | 0 | 0 | 0 | 0 | 0 | 0 | 0 | 0 | 0 | 0 | 0 | 0 | 0
F1_Commercial_Warehouse (ID)_Existing_Food Preparation_Natural Gas_Broiler_E5 | F1 | Commercial | Warehouse (ID) | Existing | Food Preparation | Natural Gas | Broiler | E5 | CCE | 0 | 0 | 0 | 0 | 0 | 0 | 0 | 0 | 0 | 0 | 0 | 0 | 0 | 0 | 0 | 0 | 0 | 0 | 0 | 0 | 0 | 0 | 0 | 0 | 0 | 0 | 0
F1_Commercial_Warehouse (ID)_Existing_Food Preparation_Natural Gas_Broiler_E6 | F1 | Commercial | Warehouse (ID) | Existing | Food Preparation | Natural Gas | Broiler | E6 | CCE | 0 | 0 | 0 | 0 | 0 | 0 | 0 | 0 | 0 | 0 | 0 | 0 | 0 | 0 | 0 | 0 | 0 | 0 | 0 | 0 | 0 | 0 | 0 | 0 | 0 | 0 | 0
F1_Commercial_Warehouse (ID)_Existing_Food Preparation_Natural Gas_Broiler_E7 | F1 | Commercial | Warehouse (ID) | Existing | Food Preparation | Natural Gas | Broiler | E7 | CCE | 0 | 0 | 0 | 0 | 0 | 0 | 0 | 0 | 0 | 0 | 0 | 0 | 0 | 0 | 0 | 0 | 0 | 0 | 0 | 0 | 0 | 0 | 0 | 0 | 0 | 0 | 0
F1_Commercial_Warehouse (ID)_Existing_Food Preparation_Natural Gas_Broiler_E8 | F1 | Commercial | Warehouse (ID) | Existing | Food Preparation | Natural Gas | Broiler | E8 | CCE | 0 | 0 | 0 | 0 | 0 | 0 | 0 | 0 | 0 | 0 | 0 | 0 | 0 | 0 | 0 | 0 | 0 | 0 | 0 | 0 | 0 | 0 | 0 | 0 | 0 | 0 | 0
F1_Commercial_Warehouse (ID)_Existing_Food Preparation_Natural Gas_Broiler_E9 | F1 | Commercial | Warehouse (ID) | Existing | Food Preparation | Natural Gas | Broiler | E9 | CCE | 0 | 0 | 0 | 0 | 0 | 0 | 0 | 0 | 0 | 0 | 0 | 0 | 0 | 0 | 0 | 0 | 0 | 0 | 0 | 0 | 0 | 0 | 0 | 0 | 0 | 0 | 0
F1_Commercial_Warehouse (ID)_Existing_Food Preparation_Natural Gas_Broiler_E10 | F1 | Commercial | Warehouse (ID) | Existing | Food Preparation | Natural Gas | Broiler | E10 | CCE | 0 | 0 | 0 | 0 | 0 | 0 | 0 | 0 | 0 | 0 | 0 | 0 | 0 | 0 | 0 | 0 | 0 | 0 | 0 | 0 | 0 | 0 | 0 | 0 | 0 | 0 | 0
F2_Commercial_Warehouse (ID)_Existing_Food Preparation_Natural Gas_Broiler_E1 | F2 | Commercial | Warehouse (ID) | Existing | Food Preparation | Natural Gas | Broiler | E1 | TRC BC Ratio | [24 empty] | 1 | 1 | 1 | bar: 2019 to 2042
F2_Commercial_Warehouse (ID)_Existing_Food Preparation_Natural Gas_Broiler_E2 | F2 | Commercial | Warehouse (ID) | Existing | Food Preparation | Natural Gas | Broiler | E2 | TRC BC Ratio | 0.51548 | 0.52847 | 0.54386 | 0.5615 | 0.58144 | 0.60571 | 0.63069 | 0.65543 | 0.67924 | 0.70339 | 0.7226 | 0.7406 | 0.75994 | 0.77887 | 0.7958 | 0.81164 | 0.82584 | 0.83987 | 0.85485 | 0.86946 | 0.88447 | 0.90008 | 0.91585 | 0.93212 | 0.94868 | 0.96554 | 0.98269
F2_Commercial_Warehouse (ID)_Existing_Food Preparation_Natural Gas_Broiler_E3 | F2 | Commercial | Warehouse (ID) | Existing | Food Preparation | Natural Gas | Broiler | E3 | TRC BC Ratio | 0 | 0 | 0 | 0 | 0 | 0 | 0 | 0 | 0 | 0 | 0 | 0 | 0 | 0 | 0 | 0 | 0 | 0 | 0 | 0 | 0 | 0 | 0 | 0 | 0 | 0 | 0
F2_Commercial_Warehouse (ID)_Existing_Food Preparation_Natural Gas_Broiler_E4 | F2 | Commercial | Warehouse (ID) | Existing | Food Preparation | Natural Gas | Broiler | E4 | TRC BC Ratio | 0 | 0 | 0 | 0 | 0 | 0 | 0 | 0 | 0 | 0 | 0 | 0 | 0 | 0 | 0 | 0 | 0 | 0 | 0 | 0 | 0 | 0 | 0 | 0 | 0 | 0 | 0
F2_Commercial_Warehouse (ID)_Existing_Food Preparation_Natural Gas_Broiler_E5 | F2 | Commercial | Warehouse (ID) | Existing | Food Preparation | Natural Gas | Broiler | E5 | TRC BC Ratio | 0 | 0 | 0 | 0 | 0 | 0 | 0 | 0 | 0 | 0 | 0 | 0 | 0 | 0 | 0 | 0 | 0 | 0 | 0 | 0 | 0 | 0 | 0 | 0 | 0 | 0 | 0
F2_Commercial_Warehouse (ID)_Existing_Food Preparation_Natural Gas_Broiler_E6 | F2 | Commercial | Warehouse (ID) | Existing | Food Preparation | Natural Gas | Broiler | E6 | TRC BC Ratio | 0 | 0 | 0 | 0 | 0 | 0 | 0 | 0 | 0 | 0 | 0 | 0 | 0 | 0 | 0 | 0 | 0 | 0 | 0 | 0 | 0 | 0 | 0 | 0 | 0 | 0 | 0
F2_Commercial_Warehouse (ID)_Existing_Food Preparation_Natural Gas_Broiler_E7 | F2 | Commercial | Warehouse (ID) | Existing | Food Preparation | Natural Gas | Broiler | E7 | TRC BC Ratio | 0 | 0 | 0 | 0 | 0 | 0 | 0 | 0 | 0 | 0 | 0 | 0 | 0 | 0 | 0 | 0 | 0 | 0 | 0 | 0 | 0 | 0 | 0 | 0 | 0 | 0 | 0
F2_Commercial_Warehouse (ID)_Existing_Food Preparation_Natural Gas_Broiler_E8 | F2 | Commercial | Warehouse (ID) | Existing | Food Preparation | Natural Gas | Broiler | E8 | TRC BC Ratio | 0 | 0 | 0 | 0 | 0 | 0 | 0 | 0 | 0 | 0 | 0 | 0 | 0 | 0 | 0 | 0 | 0 | 0 | 0 | 0 | 0 | 0 | 0 | 0 | 0 | 0 | 0
F2_Commercial_Warehouse (ID)_Existing_Food Preparation_Natural Gas_Broiler_E9 | F2 | Commercial | Warehouse (ID) | Existing | Food Preparation | Natural Gas | Broiler | E9 | TRC BC Ratio | 0 | 0 | 0 | 0 | 0 | 0 | 0 | 0 | 0 | 0 | 0 | 0 | 0 | 0 | 0 | 0 | 0 | 0 | 0 | 0 | 0 | 0 | 0 | 0 | 0 | 0 | 0
F2_Commercial_Warehouse (ID)_Existing_Food Preparation_Natural Gas_Broiler_E10 | F2 | Commercial | Warehouse (ID) | Existing | Food Preparation | Natural Gas | Broiler | E10 | TRC BC Ratio | 0 | 0 | 0 | 0 | 0 | 0 | 0 | 0 | 0 | 0 | 0 | 0 | 0 | 0 | 0 | 0 | 0 | 0 | 0 | 0 | 0 | 0 | 0 | 0 | 0 | 0 | 0
F3_Commercial_Warehouse (ID)_Existing_Food Preparation_Natural Gas_Broiler_E1 | F3 | Commercial | Warehouse (ID) | Existing | Food Preparation | Natural Gas | Broiler | E1 | PACT BC Ratio | [24 empty] | 1 | 1 | 1 | bar: 2019 to 2042
F3_Commercial_Warehouse (ID)_Existing_Food Preparation_Natural Gas_Broiler_E2 | F3 | Commercial | Warehouse (ID) | Existing | Food Preparation | Natural Gas | Broiler | E2 | PACT BC Ratio | 1.0208 | 1.0466 | 1.077 | 1.112 | 1.1515 | 1.1995 | 1.249 | 1.298 | 1.3452 | 1.393 | 1.431 | 1.4667 | 1.505 | 1.5425 | 1.576 | 1.6073 | 1.6355 | 1.6632 | 1.6929 | 1.7218 | 1.7516 | 1.7825 | 1.8137 | 1.8459 | 1.8787 | 1.9121 | 1.9461
F3_Commercial_Warehouse (ID)_Existing_Food Preparation_Natural Gas_Broiler_E3 | F3 | Commercial | Warehouse (ID) | Existing | Food Preparation | Natural Gas | Broiler | E3 | PACT BC Ratio | 0 | 0 | 0 | 0 | 0 | 0 | 0 | 0 | 0 | 0 | 0 | 0 | 0 | 0 | 0 | 0 | 0 | 0 | 0 | 0 | 0 | 0 | 0 | 0 | 0 | 0 | 0
F3_Commercial_Warehouse (ID)_Existing_Food Preparation_Natural Gas_Broiler_E4 | F3 | Commercial | Warehouse (ID) | Existing | Food Preparation | Natural Gas | Broiler | E4 | PACT BC Ratio | 0 | 0 | 0 | 0 | 0 | 0 | 0 | 0 | 0 | 0 | 0 | 0 | 0 | 0 | 0 | 0 | 0 | 0 | 0 | 0 | 0 | 0 | 0 | 0 | 0 | 0 | 0
F3_Commercial_Warehouse (ID)_Existing_Food Preparation_Natural Gas_Broiler_E5 | F3 | Commercial | Warehouse (ID) | Existing | Food Preparation | Natural Gas | Broiler | E5 | PACT BC Ratio | 0 | 0 | 0 | 0 | 0 | 0 | 0 | 0 | 0 | 0 | 0 | 0 | 0 | 0 | 0 | 0 | 0 | 0 | 0 | 0 | 0 | 0 | 0 | 0 | 0 | 0 | 0
F3_Commercial_Warehouse (ID)_Existing_Food Preparation_Natural Gas_Broiler_E6 | F3 | Commercial | Warehouse (ID) | Existing | Food Preparation | Natural Gas | Broiler | E6 | PACT BC Ratio | 0 | 0 | 0 | 0 | 0 | 0 | 0 | 0 | 0 | 0 | 0 | 0 | 0 | 0 | 0 | 0 | 0 | 0 | 0 | 0 | 0 | 0 | 0 | 0 | 0 | 0 | 0
F3_Commercial_Warehouse (ID)_Existing_Food Preparation_Natural Gas_Broiler_E7 | F3 | Commercial | Warehouse (ID) | Existing | Food Preparation | Natural Gas | Broiler | E7 | PACT BC Ratio | 0 | 0 | 0 | 0 | 0 | 0 | 0 | 0 | 0 | 0 | 0 | 0 | 0 | 0 | 0 | 0 | 0 | 0 | 0 | 0 | 0 | 0 | 0 | 0 | 0 | 0 | 0
F3_Commercial_Warehouse (ID)_Existing_Food Preparation_Natural Gas_Broiler_E8 | F3 | Commercial | Warehouse (ID) | Existing | Food Preparation | Natural Gas | Broiler | E8 | PACT BC Ratio | 0 | 0 | 0 | 0 | 0 | 0 | 0 | 0 | 0 | 0 | 0 | 0 | 0 | 0 | 0 | 0 | 0 | 0 | 0 | 0 | 0 | 0 | 0 | 0 | 0 | 0 | 0
F3_Commercial_Warehouse (ID)_Existing_Food Preparation_Natural Gas_Broiler_E9 | F3 | Commercial | Warehouse (ID) | Existing | Food Preparation | Natural Gas | Broiler | E9 | PACT BC Ratio | 0 | 0 | 0 | 0 | 0 | 0 | 0 | 0 | 0 | 0 | 0 | 0 | 0 | 0 | 0 | 0 | 0 | 0 | 0 | 0 | 0 | 0 | 0 | 0 | 0 | 0 | 0
F3_Commercial_Warehouse (ID)_Existing_Food Preparation_Natural Gas_Broiler_E10 | F3 | Commercial | Warehouse (ID) | Existing | Food Preparation | Natural Gas | Broiler | E10 | PACT BC Ratio | 0 | 0 | 0 | 0 | 0 | 0 | 0 | 0 | 0 | 0 | 0 | 0 | 0 | 0 | 0 | 0 | 0 | 0 | 0 | 0 | 0 | 0 | 0 | 0 | 0 | 0 | 0
F4_Commercial_Warehouse (ID)_Existing_Food Preparation_Natural Gas_Broiler_E1 | F4 | Commercial | Warehouse (ID) | Existing | Food Preparation | Natural Gas | Broiler | E1 | RVT BC Ratio | [24 empty] | 1 | 1 | 1 | bar: 2019 to 2042
F4_Commercial_Warehouse (ID)_Existing_Food Preparation_Natural Gas_Broiler_E2 | F4 | Commercial | Warehouse (ID) | Existing | Food Preparation | Natural Gas | Broiler | E2 | RVT BC Ratio | 1.1345 | 1.1483 | 1.1644 | 1.1833 | 1.2048 | 1.2317 | 1.2588 | 1.2844 | 1.3076 | 1.3301 | 1.3534 | 1.3746 | 1.3969 | 1.4181 | 1.4363 | 1.4527 | 1.4666 | 1.4799 | 1.494 | 1.5072 | 1.5204 | 1.54 | 1.5599 | 1.5804 | 1.6013 | 1.6225 | 1.6441
F4_Commercial_Warehouse (ID)_Existing_Food Preparation_Natural Gas_Broiler_E3 | F4 | Commercial | Warehouse (ID) | Existing | Food Preparation | Natural Gas | Broiler | E3 | RVT BC Ratio | 0 | 0 | 0 | 0 | 0 | 0 | 0 | 0 | 0 | 0 | 0 | 0 | 0 | 0 | 0 | 0 | 0 | 0 | 0 | 0 | 0 | 0 | 0 | 0 | 0 | 0 | 0
F4_Commercial_Warehouse (ID)_Existing_Food Preparation_Natural Gas_Broiler_E4 | F4 | Commercial | Warehouse (ID) | Existing | Food Preparation | Natural Gas | Broiler | E4 | RVT BC Ratio | 0 | 0 | 0 | 0 | 0 | 0 | 0 | 0 | 0 | 0 | 0 | 0 | 0 | 0 | 0 | 0 | 0 | 0 | 0 | 0 | 0 | 0 | 0 | 0 | 0 | 0 | 0
F4_Commercial_Warehouse (ID)_Existing_Food Preparation_Natural Gas_Broiler_E5 | F4 | Commercial | Warehouse (ID) | Existing | Food Preparation | Natural Gas | Broiler | E5 | RVT BC Ratio | 0 | 0 | 0 | 0 | 0 | 0 | 0 | 0 | 0 | 0 | 0 | 0 | 0 | 0 | 0 | 0 | 0 | 0 | 0 | 0 | 0 | 0 | 0 | 0 | 0 | 0 | 0
F4_Commercial_Warehouse (ID)_Existing_Food Preparation_Natural Gas_Broiler_E6 | F4 | Commercial | Warehouse (ID) | Existing | Food Preparation | Natural Gas | Broiler | E6 | RVT BC Ratio | 0 | 0 | 0 | 0 | 0 | 0 | 0 | 0 | 0 | 0 | 0 | 0 | 0 | 0 | 0 | 0 | 0 | 0 | 0 | 0 | 0 | 0 | 0 | 0 | 0 | 0 | 0
F4_Commercial_Warehouse (ID)_Existing_Food Preparation_Natural Gas_Broiler_E7 | F4 | Commercial | Warehouse (ID) | Existing | Food Preparation | Natural Gas | Broiler | E7 | RVT BC Ratio | 0 | 0 | 0 | 0 | 0 | 0 | 0 | 0 | 0 | 0 | 0 | 0 | 0 | 0 | 0 | 0 | 0 | 0 | 0 | 0 | 0 | 0 | 0 | 0 | 0 | 0 | 0
F4_Commercial_Warehouse (ID)_Existing_Food Preparation_Natural Gas_Broiler_E8 | F4 | Commercial | Warehouse (ID) | Existing | Food Preparation | Natural Gas | Broiler | E8 | RVT BC Ratio | 0 | 0 | 0 | 0 | 0 | 0 | 0 | 0 | 0 | 0 | 0 | 0 | 0 | 0 | 0 | 0 | 0 | 0 | 0 | 0 | 0 | 0 | 0 | 0 | 0 | 0 | 0
F4_Commercial_Warehouse (ID)_Existing_Food Preparation_Natural Gas_Broiler_E9 | F4 | Commercial | Warehouse (ID) | Existing | Food Preparation | Natural Gas | Broiler | E9 | RVT BC Ratio | 0 | 0 | 0 | 0 | 0 | 0 | 0 | 0 | 0 | 0 | 0 | 0 | 0 | 0 | 0 | 0 | 0 | 0 | 0 | 0 | 0 | 0 | 0 | 0 | 0 | 0 | 0
F4_Commercial_Warehouse (ID)_Existing_Food Preparation_Natural Gas_Broiler_E10 | F4 | Commercial | Warehouse (ID) | Existing | Food Preparation | Natural Gas | Broiler | E10 | RVT BC Ratio | 0 | 0 | 0 | 0 | 0 | 0 | 0 | 0 | 0 | 0 | 0 | 0 | 0 | 0 | 0 | 0 | 0 | 0 | 0 | 0 | 0 | 0 | 0 | 0 | 0 | 0 | 0
F5_Commercial_Warehouse (ID)_Existing_Food Preparation_Natural Gas_Broiler_E1 | F5 | Commercial | Warehouse (ID) | Existing | Food Preparation | Natural Gas | Broiler | E1 | RIM BC Ratio | [24 empty] | 1 | 1 | 1 | bar: 2019 to 2042
F5_Commercial_Warehouse (ID)_Existing_Food Preparation_Natural Gas_Broiler_E2 | F5 | Commercial | Warehouse (ID) | Existing | Food Preparation | Natural Gas | Broiler | E2 | RIM BC Ratio | 0.46352 | 0.47035 | 0.47832 | 0.48711 | 0.49667 | 0.50767 | 0.51882 | 0.52986 | 0.54066 | 0.55164 | 0.55821 | 0.56442 | 0.57104 | 0.57762 | 0.58361 | 0.58931 | 0.59463 | 0.59995 | 0.60556 | 0.61116 | 0.61694 | 0.62073 | 0.62447 | 0.62825 | 0.632 | 0.63574 | 0.63945
F5_Commercial_Warehouse (ID)_Existing_Food Preparation_Natural Gas_Broiler_E3 | F5 | Commercial | Warehouse (ID) | Existing | Food Preparation | Natural Gas | Broiler | E3 | RIM BC Ratio | 0 | 0 | 0 | 0 | 0 | 0 | 0 | 0 | 0 | 0 | 0 | 0 | 0 | 0 | 0 | 0 | 0 | 0 | 0 | 0 | 0 | 0 | 0 | 0 | 0 | 0 | 0
F5_Commercial_Warehouse (ID)_Existing_Food Preparation_Natural Gas_Broiler_E4 | F5 | Commercial | Warehouse (ID) | Existing | Food Preparation | Natural Gas | Broiler | E4 | RIM BC Ratio | 0 | 0 | 0 | 0 | 0 | 0 | 0 | 0 | 0 | 0 | 0 | 0 | 0 | 0 | 0 | 0 | 0 | 0 | 0 | 0 | 0 | 0 | 0 | 0 | 0 | 0 | 0
F5_Commercial_Warehouse (ID)_Existing_Food Preparation_Natural Gas_Broiler_E5 | F5 | Commercial | Warehouse (ID) | Existing | Food Preparation | Natural Gas | Broiler | E5 | RIM BC Ratio | 0 | 0 | 0 | 0 | 0 | 0 | 0 | 0 | 0 | 0 | 0 | 0 | 0 | 0 | 0 | 0 | 0 | 0 | 0 | 0 | 0 | 0 | 0 | 0 | 0 | 0 | 0
F5_Commercial_Warehouse (ID)_Existing_Food Preparation_Natural Gas_Broiler_E6 | F5 | Commercial | Warehouse (ID) | Existing | Food Preparation | Natural Gas | Broiler | E6 | RIM BC Ratio | 0 | 0 | 0 | 0 | 0 | 0 | 0 | 0 | 0 | 0 | 0 | 0 | 0 | 0 | 0 | 0 | 0 | 0 | 0 | 0 | 0 | 0 | 0 | 0 | 0 | 0 | 0
F5_Commercial_Warehouse (ID)_Existing_Food Preparation_Natural Gas_Broiler_E7 | F5 | Commercial | Warehouse (ID) | Existing | Food Preparation | Natural Gas | Broiler | E7 | RIM BC Ratio | 0 | 0 | 0 | 0 | 0 | 0 | 0 | 0 | 0 | 0 | 0 | 0 | 0 | 0 | 0 | 0 | 0 | 0 | 0 | 0 | 0 | 0 | 0 | 0 | 0 | 0 | 0
F5_Commercial_Warehouse (ID)_Existing_Food Preparation_Natural Gas_Broiler_E8 | F5 | Commercial | Warehouse (ID) | Existing | Food Preparation | Natural Gas | Broiler | E8 | RIM BC Ratio | 0 | 0 | 0 | 0 | 0 | 0 | 0 | 0 | 0 | 0 | 0 | 0 | 0 | 0 | 0 | 0 | 0 | 0 | 0 | 0 | 0 | 0 | 0 | 0 | 0 | 0 | 0
F5_Commercial_Warehouse (ID)_Existing_Food Preparation_Natural Gas_Broiler_E9 | F5 | Commercial | Warehouse (ID) | Existing | Food Preparation | Natural Gas | Broiler | E9 | RIM BC Ratio | 0 | 0 | 0 | 0 | 0 | 0 | 0 | 0 | 0 | 0 | 0 | 0 | 0 | 0 | 0 | 0 | 0 | 0 | 0 | 0 | 0 | 0 | 0 | 0 | 0 | 0 | 0
F5_Commercial_Warehouse (ID)_Existing_Food Preparation_Natural Gas_Broiler_E10 | F5 | Commercial | Warehouse (ID) | Existing | Food Preparation | Natural Gas | Broiler | E10 | RIM BC Ratio | 0 | 0 | 0 | 0 | 0 | 0 | 0 | 0 | 0 | 0 | 0 | 0 | 0 | 0 | 0 | 0 | 0 | 0 | 0 | 0 | 0 | 0 | 0 | 0 | 0 | 0 | 0
F0_Commercial_Warehouse (ID)_Existing_Food Preparation_Natural Gas_Griddle_E0 | F0 | Commercial | Warehouse (ID) | Existing | Food Preparation | Natural Gas | Griddle | E0 | Economic Unit | ENERGY STAR | ENERGY STAR | ENERGY STAR | ENERGY STAR | ENERGY STAR | ENERGY STAR | ENERGY STAR | ENERGY STAR | ENERGY STAR | ENERGY STAR | ENERGY STAR | ENERGY STAR | ENERGY STAR | ENERGY STAR | ENERGY STAR | ENERGY STAR | ENERGY STAR | ENERGY STAR | ENERGY STAR | ENERGY STAR | ENERGY STAR | ENERGY STAR | ENERGY STAR | ENERGY STAR | ENERGY STAR | ENERGY STAR | ENERGY STAR
F1_Commercial_Warehouse (ID)_Existing_Food Preparation_Natural Gas_Griddle_E1 | F1 | Commercial | Warehouse (ID) | Existing | Food Preparation | Natural Gas | Griddle | E1 | CCE | 0 | 0 | 0 | 0 | 0 | 0 | 0 | 0 | 0 | 0 | 0 | 0 | 0 | 0 | 0 | 0 | 0 | 0 | 0 | 0 | 0 | 0 | 0 | 0 | 0 | 0 | 0
F1_Commercial_Warehouse (ID)_Existing_Food Preparation_Natural Gas_Griddle_E2 | F1 | Commercial | Warehouse (ID) | Existing | Food Preparation | Natural Gas | Griddle | E2 | CCE | 6.1281e-05 | 6.1281e-05 | 6.1281e-05 | 6.1281e-05 | 6.1281e-05 | 6.1281e-05 | 6.1281e-05 | 6.1281e-05 | 6.1281e-05 | 6.1281e-05 | 6.1281e-05 | 6.1281e-05 | 6.1281e-05 | 6.1281e-05 | 6.1281e-05 | 6.1281e-05 | 6.1281e-05 | 6.1281e-05 | 6.1281e-05 | 6.1281e-05 | 6.1281e-05 | 6.1281e-05 | 6.1281e-05 | 6.1281e-05 | 6.1281e-05 | 6.1281e-05 | 6.1281e-05
F1_Commercial_Warehouse (ID)_Existing_Food Preparation_Natural Gas_Griddle_E3 | F1 | Commercial | Warehouse (ID) | Existing | Food Preparation | Natural Gas | Griddle | E3 | CCE | 0 | 0 | 0 | 0 | 0 | 0 | 0 | 0 | 0 | 0 | 0 | 0 | 0 | 0 | 0 | 0 | 0 | 0 | 0 | 0 | 0 | 0 | 0 | 0 | 0 | 0 | 0
F1_Commercial_Warehouse (ID)_Existing_Food Preparation_Natural Gas_Griddle_E4 | F1 | Commercial | Warehouse (ID) | Existing | Food Preparation | Natural Gas | Griddle | E4 | CCE | 0 | 0 | 0 | 0 | 0 | 0 | 0 | 0 | 0 | 0 | 0 | 0 | 0 | 0 | 0 | 0 | 0 | 0 | 0 | 0 | 0 | 0 | 0 | 0 | 0 | 0 | 0
F1_Commercial_Warehouse (ID)_Existing_Food Preparation_Natural Gas_Griddle_E5 | F1 | Commercial | Warehouse (ID) | Existing | Food Preparation | Natural Gas | Griddle | E5 | CCE | 0 | 0 | 0 | 0 | 0 | 0 | 0 | 0 | 0 | 0 | 0 | 0 | 0 | 0 | 0 | 0 | 0 | 0 | 0 | 0 | 0 | 0 | 0 | 0 | 0 | 0 | 0
F1_Commercial_Warehouse (ID)_Existing_Food Preparation_Natural Gas_Griddle_E6 | F1 | Commercial | Warehouse (ID) | Existing | Food Preparation | Natural Gas | Griddle | E6 | CCE | 0 | 0 | 0 | 0 | 0 | 0 | 0 | 0 | 0 | 0 | 0 | 0 | 0 | 0 | 0 | 0 | 0 | 0 | 0 | 0 | 0 | 0 | 0 | 0 | 0 | 0 | 0
F1_Commercial_Warehouse (ID)_Existing_Food Preparation_Natural Gas_Griddle_E7 | F1 | Commercial | Warehouse (ID) | Existing | Food Preparation | Natural Gas | Griddle | E7 | CCE | 0 | 0 | 0 | 0 | 0 | 0 | 0 | 0 | 0 | 0 | 0 | 0 | 0 | 0 | 0 | 0 | 0 | 0 | 0 | 0 | 0 | 0 | 0 | 0 | 0 | 0 | 0
F1_Commercial_Warehouse (ID)_Existing_Food Preparation_Natural Gas_Griddle_E8 | F1 | Commercial | Warehouse (ID) | Existing | Food Preparation | Natural Gas | Griddle | E8 | CCE | 0 | 0 | 0 | 0 | 0 | 0 | 0 | 0 | 0 | 0 | 0 | 0 | 0 | 0 | 0 | 0 | 0 | 0 | 0 | 0 | 0 | 0 | 0 | 0 | 0 | 0 | 0
F1_Commercial_Warehouse (ID)_Existing_Food Preparation_Natural Gas_Griddle_E9 | F1 | Commercial | Warehouse (ID) | Existing | Food Preparation | Natural Gas | Griddle | E9 | CCE | 0 | 0 | 0 | 0 | 0 | 0 | 0 | 0 | 0 | 0 | 0 | 0 | 0 | 0 | 0 | 0 | 0 | 0 | 0 | 0 | 0 | 0 | 0 | 0 | 0 | 0 | 0
F1_Commercial_Warehouse (ID)_Existing_Food Preparation_Natural Gas_Griddle_E10 | F1 | Commercial | Warehouse (ID) | Existing | Food Preparation | Natural Gas | Griddle | E10 | CCE | 0 | 0 | 0 | 0 | 0 | 0 | 0 | 0 | 0 | 0 | 0 | 0 | 0 | 0 | 0 | 0 | 0 | 0 | 0 | 0 | 0 | 0 | 0 | 0 | 0 | 0 | 0
F2_Commercial_Warehouse (ID)_Existing_Food Preparation_Natural Gas_Griddle_E1 | F2 | Commercial | Warehouse (ID) | Existing | Food Preparation | Natural Gas | Griddle | E1 | TRC BC Ratio | [24 empty] | 1 | 1 | 1 | bar: 2019 to 2042
F2_Commercial_Warehouse (ID)_Existing_Food Preparation_Natural Gas_Griddle_E2 | F2 | Commercial | Warehouse (ID) | Existing | Food Preparation | Natural Gas | Griddle | E2 | TRC BC Ratio | 58.0767 | 59.5404 | 61.2745 | 63.2617 | 65.509 | 68.2432 | 71.0575 | 73.8446 | 76.5278 | 79.2482 | 81.4128 | 83.4408 | 85.6196 | 87.7525 | 89.6595 | 91.4441 | 93.0446 | 94.6247 | 96.3124 | 97.9588 | 99.6502 | 101.4086 | 103.1857 | 105.0189 | 106.8847 | 108.7836 | 110.7162
F2_Commercial_Warehouse (ID)_Existing_Food Preparation_Natural Gas_Griddle_E3 | F2 | Commercial | Warehouse (ID) | Existing | Food Preparation | Natural Gas | Griddle | E3 | TRC BC Ratio | 0 | 0 | 0 | 0 | 0 | 0 | 0 | 0 | 0 | 0 | 0 | 0 | 0 | 0 | 0 | 0 | 0 | 0 | 0 | 0 | 0 | 0 | 0 | 0 | 0 | 0 | 0
F2_Commercial_Warehouse (ID)_Existing_Food Preparation_Natural Gas_Griddle_E4 | F2 | Commercial | Warehouse (ID) | Existing | Food Preparation | Natural Gas | Griddle | E4 | TRC BC Ratio | 0 | 0 | 0 | 0 | 0 | 0 | 0 | 0 | 0 | 0 | 0 | 0 | 0 | 0 | 0 | 0 | 0 | 0 | 0 | 0 | 0 | 0 | 0 | 0 | 0 | 0 | 0
F2_Commercial_Warehouse (ID)_Existing_Food Preparation_Natural Gas_Griddle_E5 | F2 | Commercial | Warehouse (ID) | Existing | Food Preparation | Natural Gas | Griddle | E5 | TRC BC Ratio | 0 | 0 | 0 | 0 | 0 | 0 | 0 | 0 | 0 | 0 | 0 | 0 | 0 | 0 | 0 | 0 | 0 | 0 | 0 | 0 | 0 | 0 | 0 | 0 | 0 | 0 | 0
F2_Commercial_Warehouse (ID)_Existing_Food Preparation_Natural Gas_Griddle_E6 | F2 | Commercial | Warehouse (ID) | Existing | Food Preparation | Natural Gas | Griddle | E6 | TRC BC Ratio | 0 | 0 | 0 | 0 | 0 | 0 | 0 | 0 | 0 | 0 | 0 | 0 | 0 | 0 | 0 | 0 | 0 | 0 | 0 | 0 | 0 | 0 | 0 | 0 | 0 | 0 | 0
F2_Commercial_Warehouse (ID)_Existing_Food Preparation_Natural Gas_Griddle_E7 | F2 | Commercial | Warehouse (ID) | Existing | Food Preparation | Natural Gas | Griddle | E7 | TRC BC Ratio | 0 | 0 | 0 | 0 | 0 | 0 | 0 | 0 | 0 | 0 | 0 | 0 | 0 | 0 | 0 | 0 | 0 | 0 | 0 | 0 | 0 | 0 | 0 | 0 | 0 | 0 | 0
F2_Commercial_Warehouse (ID)_Existing_Food Preparation_Natural Gas_Griddle_E8 | F2 | Commercial | Warehouse (ID) | Existing | Food Preparation | Natural Gas | Griddle | E8 | TRC BC Ratio | 0 | 0 | 0 | 0 | 0 | 0 | 0 | 0 | 0 | 0 | 0 | 0 | 0 | 0 | 0 | 0 | 0 | 0 | 0 | 0 | 0 | 0 | 0 | 0 | 0 | 0 | 0
F2_Commercial_Warehouse (ID)_Existing_Food Preparation_Natural Gas_Griddle_E9 | F2 | Commercial | Warehouse (ID) | Existing | Food Preparation | Natural Gas | Griddle | E9 | TRC BC Ratio | 0 | 0 | 0 | 0 | 0 | 0 | 0 | 0 | 0 | 0 | 0 | 0 | 0 | 0 | 0 | 0 | 0 | 0 | 0 | 0 | 0 | 0 | 0 | 0 | 0 | 0 | 0
F2_Commercial_Warehouse (ID)_Existing_Food Preparation_Natural Gas_Griddle_E10 | F2 | Commercial | Warehouse (ID) | Existing | Food Preparation | Natural Gas | Griddle | E10 | TRC BC Ratio | 0 | 0 | 0 | 0 | 0 | 0 | 0 | 0 | 0 | 0 | 0 | 0 | 0 | 0 | 0 | 0 | 0 | 0 | 0 | 0 | 0 | 0 | 0 | 0 | 0 | 0 | 0
F3_Commercial_Warehouse (ID)_Existing_Food Preparation_Natural Gas_Griddle_E1 | F3 | Commercial | Warehouse (ID) | Existing | Food Preparation | Natural Gas | Griddle | E1 | PACT BC Ratio | [24 empty] | 1 | 1 | 1 | bar: 2019 to 2042
F3_Commercial_Warehouse (ID)_Existing_Food Preparation_Natural Gas_Griddle_E2 | F3 | Commercial | Warehouse (ID) | Existing | Food Preparation | Natural Gas | Griddle | E2 | PACT BC Ratio | 115.0132 | 117.9118 | 121.3459 | 125.2813 | 129.7317 | 135.1466 | 140.7199 | 146.2394 | 151.553 | 156.9405 | 161.2273 | 165.2433 | 169.5582 | 173.7821 | 177.5587 | 181.0929 | 184.2624 | 187.3916 | 190.7339 | 193.9944 | 197.3439 | 200.8263 | 204.3456 | 207.976 | 211.6708 | 215.4314 | 219.2587
F3_Commercial_Warehouse (ID)_Existing_Food Preparation_Natural Gas_Griddle_E3 | F3 | Commercial | Warehouse (ID) | Existing | Food Preparation | Natural Gas | Griddle | E3 | PACT BC Ratio | 0 | 0 | 0 | 0 | 0 | 0 | 0 | 0 | 0 | 0 | 0 | 0 | 0 | 0 | 0 | 0 | 0 | 0 | 0 | 0 | 0 | 0 | 0 | 0 | 0 | 0 | 0
F3_Commercial_Warehouse (ID)_Existing_Food Preparation_Natural Gas_Griddle_E4 | F3 | Commercial | Warehouse (ID) | Existing | Food Preparation | Natural Gas | Griddle | E4 | PACT BC Ratio | 0 | 0 | 0 | 0 | 0 | 0 | 0 | 0 | 0 | 0 | 0 | 0 | 0 | 0 | 0 | 0 | 0 | 0 | 0 | 0 | 0 | 0 | 0 | 0 | 0 | 0 | 0
F3_Commercial_Warehouse (ID)_Existing_Food Preparation_Natural Gas_Griddle_E5 | F3 | Commercial | Warehouse (ID) | Existing | Food Preparation | Natural Gas | Griddle | E5 | PACT BC Ratio | 0 | 0 | 0 | 0 | 0 | 0 | 0 | 0 | 0 | 0 | 0 | 0 | 0 | 0 | 0 | 0 | 0 | 0 | 0 | 0 | 0 | 0 | 0 | 0 | 0 | 0 | 0
F3_Commercial_Warehouse (ID)_Existing_Food Preparation_Natural Gas_Griddle_E6 | F3 | Commercial | Warehouse (ID) | Existing | Food Preparation | Natural Gas | Griddle | E6 | PACT BC Ratio | 0 | 0 | 0 | 0 | 0 | 0 | 0 | 0 | 0 | 0 | 0 | 0 | 0 | 0 | 0 | 0 | 0 | 0 | 0 | 0 | 0 | 0 | 0 | 0 | 0 | 0 | 0
F3_Commercial_Warehouse (ID)_Existing_Food Preparation_Natural Gas_Griddle_E7 | F3 | Commercial | Warehouse (ID) | Existing | Food Preparation | Natural Gas | Griddle | E7 | PACT BC Ratio | 0 | 0 | 0 | 0 | 0 | 0 | 0 | 0 | 0 | 0 | 0 | 0 | 0 | 0 | 0 | 0 | 0 | 0 | 0 | 0 | 0 | 0 | 0 | 0 | 0 | 0 | 0
F3_Commercial_Warehouse (ID)_Existing_Food Preparation_Natural Gas_Griddle_E8 | F3 | Commercial | Warehouse (ID) | Existing | Food Preparation | Natural Gas | Griddle | E8 | PACT BC Ratio | 0 | 0 | 0 | 0 | 0 | 0 | 0 | 0 | 0 | 0 | 0 | 0 | 0 | 0 | 0 | 0 | 0 | 0 | 0 | 0 | 0 | 0 | 0 | 0 | 0 | 0 | 0
F3_Commercial_Warehouse (ID)_Existing_Food Preparation_Natural Gas_Griddle_E9 | F3 | Commercial | Warehouse (ID) | Existing | Food Preparation | Natural Gas | Griddle | E9 | PACT BC Ratio | 0 | 0 | 0 | 0 | 0 | 0 | 0 | 0 | 0 | 0 | 0 | 0 | 0 | 0 | 0 | 0 | 0 | 0 | 0 | 0 | 0 | 0 | 0 | 0 | 0 | 0 | 0
F3_Commercial_Warehouse (ID)_Existing_Food Preparation_Natural Gas_Griddle_E10 | F3 | Commercial | Warehouse (ID) | Existing | Food Preparation | Natural Gas | Griddle | E10 | PACT BC Ratio | 0 | 0 | 0 | 0 | 0 | 0 | 0 | 0 | 0 | 0 | 0 | 0 | 0 | 0 | 0 | 0 | 0 | 0 | 0 | 0 | 0 | 0 | 0 | 0 | 0 | 0 | 0
F4_Commercial_Warehouse (ID)_Existing_Food Preparation_Natural Gas_Griddle_E1 | F4 | Commercial | Warehouse (ID) | Existing | Food Preparation | Natural Gas | Griddle | E1 | RVT BC Ratio | [24 empty] | 1 | 1 | 1 | bar: 2019 to 2042
F4_Commercial_Warehouse (ID)_Existing_Food Preparation_Natural Gas_Griddle_E2 | F4 | Commercial | Warehouse (ID) | Existing | Food Preparation | Natural Gas | Griddle | E2 | RVT BC Ratio | 82.4891 | 84.0397 | 85.8598 | 87.9816 | 90.4121 | 93.4458 | 96.488 | 99.3764 | 101.9911 | 104.5257 | 107.152 | 109.5388 | 112.0581 | 114.4419 | 116.4917 | 118.3416 | 119.9073 | 121.402 | 122.9915 | 124.4758 | 125.9652 | 128.1808 | 130.42 | 132.7298 | 135.0807 | 137.4733 | 139.9084
F4_Commercial_Warehouse (ID)_Existing_Food Preparation_Natural Gas_Griddle_E3 | F4 | Commercial | Warehouse (ID) | Existing | Food Preparation | Natural Gas | Griddle | E3 | RVT BC Ratio | 0 | 0 | 0 | 0 | 0 | 0 | 0 | 0 | 0 | 0 | 0 | 0 | 0 | 0 | 0 | 0 | 0 | 0 | 0 | 0 | 0 | 0 | 0 | 0 | 0 | 0 | 0
F4_Commercial_Warehouse (ID)_Existing_Food Preparation_Natural Gas_Griddle_E4 | F4 | Commercial | Warehouse (ID) | Existing | Food Preparation | Natural Gas | Griddle | E4 | RVT BC Ratio | 0 | 0 | 0 | 0 | 0 | 0 | 0 | 0 | 0 | 0 | 0 | 0 | 0 | 0 | 0 | 0 | 0 | 0 | 0 | 0 | 0 | 0 | 0 | 0 | 0 | 0 | 0
F4_Commercial_Warehouse (ID)_Existing_Food Preparation_Natural Gas_Griddle_E5 | F4 | Commercial | Warehouse (ID) | Existing | Food Preparation | Natural Gas | Griddle | E5 | RVT BC Ratio | 0 | 0 | 0 | 0 | 0 | 0 | 0 | 0 | 0 | 0 | 0 | 0 | 0 | 0 | 0 | 0 | 0 | 0 | 0 | 0 | 0 | 0 | 0 | 0 | 0 | 0 | 0
F4_Commercial_Warehouse (ID)_Existing_Food Preparation_Natural Gas_Griddle_E6 | F4 | Commercial | Warehouse (ID) | Existing | Food Preparation | Natural Gas | Griddle | E6 | RVT BC Ratio | 0 | 0 | 0 | 0 | 0 | 0 | 0 | 0 | 0 | 0 | 0 | 0 | 0 | 0 | 0 | 0 | 0 | 0 | 0 | 0 | 0 | 0 | 0 | 0 | 0 | 0 | 0
F4_Commercial_Warehouse (ID)_Existing_Food Preparation_Natural Gas_Griddle_E7 | F4 | Commercial | Warehouse (ID) | Existing | Food Preparation | Natural Gas | Griddle | E7 | RVT BC Ratio | 0 | 0 | 0 | 0 | 0 | 0 | 0 | 0 | 0 | 0 | 0 | 0 | 0 | 0 | 0 | 0 | 0 | 0 | 0 | 0 | 0 | 0 | 0 | 0 | 0 | 0 | 0
F4_Commercial_Warehouse (ID)_Existing_Food Preparation_Natural Gas_Griddle_E8 | F4 | Commercial | Warehouse (ID) | Existing | Food Preparation | Natural Gas | Griddle | E8 | RVT BC Ratio | 0 | 0 | 0 | 0 | 0 | 0 | 0 | 0 | 0 | 0 | 0 | 0 | 0 | 0 | 0 | 0 | 0 | 0 | 0 | 0 | 0 | 0 | 0 | 0 | 0 | 0 | 0
F4_Commercial_Warehouse (ID)_Existing_Food Preparation_Natural Gas_Griddle_E9 | F4 | Commercial | Warehouse (ID) | Existing | Food Preparation | Natural Gas | Griddle | E9 | RVT BC Ratio | 0 | 0 | 0 | 0 | 0 | 0 | 0 | 0 | 0 | 0 | 0 | 0 | 0 | 0 | 0 | 0 | 0 | 0 | 0 | 0 | 0 | 0 | 0 | 0 | 0 | 0 | 0
F4_Commercial_Warehouse (ID)_Existing_Food Preparation_Natural Gas_Griddle_E10 | F4 | Commercial | Warehouse (ID) | Existing | Food Preparation | Natural Gas | Griddle | E10 | RVT BC Ratio | 0 | 0 | 0 | 0 | 0 | 0 | 0 | 0 | 0 | 0 | 0 | 0 | 0 | 0 | 0 | 0 | 0 | 0 | 0 | 0 | 0 | 0 | 0 | 0 | 0 | 0 | 0
F5_Commercial_Warehouse (ID)_Existing_Food Preparation_Natural Gas_Griddle_E1 | F5 | Commercial | Warehouse (ID) | Existing | Food Preparation | Natural Gas | Griddle | E1 | RIM BC Ratio | [24 empty] | 1 | 1 | 1 | bar: 2019 to 2042
F5_Commercial_Warehouse (ID)_Existing_Food Preparation_Natural Gas_Griddle_E2 | F5 | Commercial | Warehouse (ID) | Existing | Food Preparation | Natural Gas | Griddle | E2 | RIM BC Ratio | 0.84282 | 0.84816 | 0.8544 | 0.86088 | 0.86755 | 0.87449 | 0.8819 | 0.8899 | 0.89864 | 0.90807 | 0.91005 | 0.91243 | 0.91524 | 0.91854 | 0.92201 | 0.92569 | 0.92961 | 0.93378 | 0.93817 | 0.94285 | 0.94781 | 0.94789 | 0.94796 | 0.94804 | 0.94812 | 0.94819 | 0.94826
F5_Commercial_Warehouse (ID)_Existing_Food Preparation_Natural Gas_Griddle_E3 | F5 | Commercial | Warehouse (ID) | Existing | Food Preparation | Natural Gas | Griddle | E3 | RIM BC Ratio | 0 | 0 | 0 | 0 | 0 | 0 | 0 | 0 | 0 | 0 | 0 | 0 | 0 | 0 | 0 | 0 | 0 | 0 | 0 | 0 | 0 | 0 | 0 | 0 | 0 | 0 | 0
F5_Commercial_Warehouse (ID)_Existing_Food Preparation_Natural Gas_Griddle_E4 | F5 | Commercial | Warehouse (ID) | Existing | Food Preparation | Natural Gas | Griddle | E4 | RIM BC Ratio | 0 | 0 | 0 | 0 | 0 | 0 | 0 | 0 | 0 | 0 | 0 | 0 | 0 | 0 | 0 | 0 | 0 | 0 | 0 | 0 | 0 | 0 | 0 | 0 | 0 | 0 | 0
F5_Commercial_Warehouse (ID)_Existing_Food Preparation_Natural Gas_Griddle_E5 | F5 | Commercial | Warehouse (ID) | Existing | Food Preparation | Natural Gas | Griddle | E5 | RIM BC Ratio | 0 | 0 | 0 | 0 | 0 | 0 | 0 | 0 | 0 | 0 | 0 | 0 | 0 | 0 | 0 | 0 | 0 | 0 | 0 | 0 | 0 | 0 | 0 | 0 | 0 | 0 | 0
F5_Commercial_Warehouse (ID)_Existing_Food Preparation_Natural Gas_Griddle_E6 | F5 | Commercial | Warehouse (ID) | Existing | Food Preparation | Natural Gas | Griddle | E6 | RIM BC Ratio | 0 | 0 | 0 | 0 | 0 | 0 | 0 | 0 | 0 | 0 | 0 | 0 | 0 | 0 | 0 | 0 | 0 | 0 | 0 | 0 | 0 | 0 | 0 | 0 | 0 | 0 | 0
F5_Commercial_Warehouse (ID)_Existing_Food Preparation_Natural Gas_Griddle_E7 | F5 | Commercial | Warehouse (ID) | Existing | Food Preparation | Natural Gas | Griddle | E7 | RIM BC Ratio | 0 | 0 | 0 | 0 | 0 | 0 | 0 | 0 | 0 | 0 | 0 | 0 | 0 | 0 | 0 | 0 | 0 | 0 | 0 | 0 | 0 | 0 | 0 | 0 | 0 | 0 | 0
F5_Commercial_Warehouse (ID)_Existing_Food Preparation_Natural Gas_Griddle_E8 | F5 | Commercial | Warehouse (ID) | Existing | Food Preparation | Natural Gas | Griddle | E8 | RIM BC Ratio | 0 | 0 | 0 | 0 | 0 | 0 | 0 | 0 | 0 | 0 | 0 | 0 | 0 | 0 | 0 | 0 | 0 | 0 | 0 | 0 | 0 | 0 | 0 | 0 | 0 | 0 | 0
F5_Commercial_Warehouse (ID)_Existing_Food Preparation_Natural Gas_Griddle_E9 | F5 | Commercial | Warehouse (ID) | Existing | Food Preparation | Natural Gas | Griddle | E9 | RIM BC Ratio | 0 | 0 | 0 | 0 | 0 | 0 | 0 | 0 | 0 | 0 | 0 | 0 | 0 | 0 | 0 | 0 | 0 | 0 | 0 | 0 | 0 | 0 | 0 | 0 | 0 | 0 | 0
F5_Commercial_Warehouse (ID)_Existing_Food Preparation_Natural Gas_Griddle_E10 | F5 | Commercial | Warehouse (ID) | Existing | Food Preparation | Natural Gas | Griddle | E10 | RIM BC Ratio | 0 | 0 | 0 | 0 | 0 | 0 | 0 | 0 | 0 | 0 | 0 | 0 | 0 | 0 | 0 | 0 | 0 | 0 | 0 | 0 | 0 | 0 | 0 | 0 | 0 | 0 | 0
F0_Commercial_Warehouse (ID)_Existing_Food Preparation_Natural Gas_Range_E0 | F0 | Commercial | Warehouse (ID) | Existing | Food Preparation | Natural Gas | Range | E0 | Economic Unit | High Efficiency | High Efficiency | High Efficiency | High Efficiency | High Efficiency | High Efficiency | High Efficiency | High Efficiency | High Efficiency | High Efficiency | High Efficiency | High Efficiency | High Efficiency | High Efficiency | High Efficiency | High Efficiency | High Efficiency | High Efficiency | High Efficiency | High Efficiency | High Efficiency | High Efficiency | High Efficiency | High Efficiency | High Efficiency | High Efficiency | High Efficiency
F1_Commercial_Warehouse (ID)_Existing_Food Preparation_Natural Gas_Range_E1 | F1 | Commercial | Warehouse (ID) | Existing | Food Preparation | Natural Gas | Range | E1 | CCE | 0 | 0 | 0 | 0 | 0 | 0 | 0 | 0 | 0 | 0 | 0 | 0 | 0 | 0 | 0 | 0 | 0 | 0 | 0 | 0 | 0 | 0 | 0 | 0 | 0 | 0 | 0
F1_Commercial_Warehouse (ID)_Existing_Food Preparation_Natural Gas_Range_E2 | F1 | Commercial | Warehouse (ID) | Existing | Food Preparation | Natural Gas | Range | E2 | CCE | 1.6433e-05 | 1.6433e-05 | 1.6433e-05 | 1.6433e-05 | 1.6433e-05 | 1.6433e-05 | 1.6433e-05 | 1.6433e-05 | 1.6433e-05 | 1.6433e-05 | 1.6433e-05 | 1.6433e-05 | 1.6433e-05 | 1.6433e-05 | 1.6433e-05 | 1.6433e-05 | 1.6433e-05 | 1.6433e-05 | 1.6433e-05 | 1.6433e-05 | 1.6433e-05 | 1.6433e-05 | 1.6433e-05 | 1.6433e-05 | 1.6433e-05 | 1.6433e-05 | 1.6433e-05
F1_Commercial_Warehouse (ID)_Existing_Food Preparation_Natural Gas_Range_E3 | F1 | Commercial | Warehouse (ID) | Existing | Food Preparation | Natural Gas | Range | E3 | CCE | 0 | 0 | 0 | 0 | 0 | 0 | 0 | 0 | 0 | 0 | 0 | 0 | 0 | 0 | 0 | 0 | 0 | 0 | 0 | 0 | 0 | 0 | 0 | 0 | 0 | 0 | 0
F1_Commercial_Warehouse (ID)_Existing_Food Preparation_Natural Gas_Range_E4 | F1 | Commercial | Warehouse (ID) | Existing | Food Preparation | Natural Gas | Range | E4 | CCE | 0 | 0 | 0 | 0 | 0 | 0 | 0 | 0 | 0 | 0 | 0 | 0 | 0 | 0 | 0 | 0 | 0 | 0 | 0 | 0 | 0 | 0 | 0 | 0 | 0 | 0 | 0
F1_Commercial_Warehouse (ID)_Existing_Food Preparation_Natural Gas_Range_E5 | F1 | Commercial | Warehouse (ID) | Existing | Food Preparation | Natural Gas | Range | E5 | CCE | 0 | 0 | 0 | 0 | 0 | 0 | 0 | 0 | 0 | 0 | 0 | 0 | 0 | 0 | 0 | 0 | 0 | 0 | 0 | 0 | 0 | 0 | 0 | 0 | 0 | 0 | 0
F1_Commercial_Warehouse (ID)_Existing_Food Preparation_Natural Gas_Range_E6 | F1 | Commercial | Warehouse (ID) | Existing | Food Preparation | Natural Gas | Range | E6 | CCE | 0 | 0 | 0 | 0 | 0 | 0 | 0 | 0 | 0 | 0 | 0 | 0 | 0 | 0 | 0 | 0 | 0 | 0 | 0 | 0 | 0 | 0 | 0 | 0 | 0 | 0 | 0
F1_Commercial_Warehouse (ID)_Existing_Food Preparation_Natural Gas_Range_E7 | F1 | Commercial | Warehouse (ID) | Existing | Food Preparation | Natural Gas | Range | E7 | CCE | 0 | 0 | 0 | 0 | 0 | 0 | 0 | 0 | 0 | 0 | 0 | 0 | 0 | 0 | 0 | 0 | 0 | 0 | 0 | 0 | 0 | 0 | 0 | 0 | 0 | 0 | 0
F1_Commercial_Warehouse (ID)_Existing_Food Preparation_Natural Gas_Range_E8 | F1 | Commercial | Warehouse (ID) | Existing | Food Preparation | Natural Gas | Range | E8 | CCE | 0 | 0 | 0 | 0 | 0 | 0 | 0 | 0 | 0 | 0 | 0 | 0 | 0 | 0 | 0 | 0 | 0 | 0 | 0 | 0 | 0 | 0 | 0 | 0 | 0 | 0 | 0
F1_Commercial_Warehouse (ID)_Existing_Food Preparation_Natural Gas_Range_E9 | F1 | Commercial | Warehouse (ID) | Existing | Food Preparation | Natural Gas | Range | E9 | CCE | 0 | 0 | 0 | 0 | 0 | 0 | 0 | 0 | 0 | 0 | 0 | 0 | 0 | 0 | 0 | 0 | 0 | 0 | 0 | 0 | 0 | 0 | 0 | 0 | 0 | 0 | 0
F1_Commercial_Warehouse (ID)_Existing_Food Preparation_Natural Gas_Range_E10 | F1 | Commercial | Warehouse (ID) | Existing | Food Preparation | Natural Gas | Range | E10 | CCE | 0 | 0 | 0 | 0 | 0 | 0 | 0 | 0 | 0 | 0 | 0 | 0 | 0 | 0 | 0 | 0 | 0 | 0 | 0 | 0 | 0 | 0 | 0 | 0 | 0 | 0 | 0
F2_Commercial_Warehouse (ID)_Existing_Food Preparation_Natural Gas_Range_E1 | F2 | Commercial | Warehouse (ID) | Existing | Food Preparation | Natural Gas | Range | E1 | TRC BC Ratio | [24 empty] | 1 | 1 | 1 | bar: 2019 to 2042
F2_Commercial_Warehouse (ID)_Existing_Food Preparation_Natural Gas_Range_E2 | F2 | Commercial | Warehouse (ID) | Existing | Food Preparation | Natural Gas | Range | E2 | TRC BC Ratio | 211.0481 | 215.9204 | 222.0491 | 229.2789 | 237.6864 | 248.2899 | 259.3342 | 270.3461 | 280.9675 | 291.735 | 300.1387 | 307.956 | 316.384 | 324.5941 | 331.8349 | 338.5393 | 344.4519 | 350.2637 | 356.5145 | 362.5753 | 368.8102 | 375.3121 | 381.8764 | 388.6608 | 395.5657 | 402.5933 | 409.7457
F2_Commercial_Warehouse (ID)_Existing_Food Preparation_Natural Gas_Range_E3 | F2 | Commercial | Warehouse (ID) | Existing | Food Preparation | Natural Gas | Range | E3 | TRC BC Ratio | 0 | 0 | 0 | 0 | 0 | 0 | 0 | 0 | 0 | 0 | 0 | 0 | 0 | 0 | 0 | 0 | 0 | 0 | 0 | 0 | 0 | 0 | 0 | 0 | 0 | 0 | 0
F2_Commercial_Warehouse (ID)_Existing_Food Preparation_Natural Gas_Range_E4 | F2 | Commercial | Warehouse (ID) | Existing | Food Preparation | Natural Gas | Range | E4 | TRC BC Ratio | 0 | 0 | 0 | 0 | 0 | 0 | 0 | 0 | 0 | 0 | 0 | 0 | 0 | 0 | 0 | 0 | 0 | 0 | 0 | 0 | 0 | 0 | 0 | 0 | 0 | 0 | 0
F2_Commercial_Warehouse (ID)_Existing_Food Preparation_Natural Gas_Range_E5 | F2 | Commercial | Warehouse (ID) | Existing | Food Preparation | Natural Gas | Range | E5 | TRC BC Ratio | 0 | 0 | 0 | 0 | 0 | 0 | 0 | 0 | 0 | 0 | 0 | 0 | 0 | 0 | 0 | 0 | 0 | 0 | 0 | 0 | 0 | 0 | 0 | 0 | 0 | 0 | 0
F2_Commercial_Warehouse (ID)_Existing_Food Preparation_Natural Gas_Range_E6 | F2 | Commercial | Warehouse (ID) | Existing | Food Preparation | Natural Gas | Range | E6 | TRC BC Ratio | 0 | 0 | 0 | 0 | 0 | 0 | 0 | 0 | 0 | 0 | 0 | 0 | 0 | 0 | 0 | 0 | 0 | 0 | 0 | 0 | 0 | 0 | 0 | 0 | 0 | 0 | 0
F2_Commercial_Warehouse (ID)_Existing_Food Preparation_Natural Gas_Range_E7 | F2 | Commercial | Warehouse (ID) | Existing | Food Preparation | Natural Gas | Range | E7 | TRC BC Ratio | 0 | 0 | 0 | 0 | 0 | 0 | 0 | 0 | 0 | 0 | 0 | 0 | 0 | 0 | 0 | 0 | 0 | 0 | 0 | 0 | 0 | 0 | 0 | 0 | 0 | 0 | 0
F2_Commercial_Warehouse (ID)_Existing_Food Preparation_Natural Gas_Range_E8 | F2 | Commercial | Warehouse (ID) | Existing | Food Preparation | Natural Gas | Range | E8 | TRC BC Ratio | 0 | 0 | 0 | 0 | 0 | 0 | 0 | 0 | 0 | 0 | 0 | 0 | 0 | 0 | 0 | 0 | 0 | 0 | 0 | 0 | 0 | 0 | 0 | 0 | 0 | 0 | 0
F2_Commercial_Warehouse (ID)_Existing_Food Preparation_Natural Gas_Range_E9 | F2 | Commercial | Warehouse (ID) | Existing | Food Preparation | Natural Gas | Range | E9 | TRC BC Ratio | 0 | 0 | 0 | 0 | 0 | 0 | 0 | 0 | 0 | 0 | 0 | 0 | 0 | 0 | 0 | 0 | 0 | 0 | 0 | 0 | 0 | 0 | 0 | 0 | 0 | 0 | 0
F2_Commercial_Warehouse (ID)_Existing_Food Preparation_Natural Gas_Range_E10 | F2 | Commercial | Warehouse (ID) | Existing | Food Preparation | Natural Gas | Range | E10 | TRC BC Ratio | 0 | 0 | 0 | 0 | 0 | 0 | 0 | 0 | 0 | 0 | 0 | 0 | 0 | 0 | 0 | 0 | 0 | 0 | 0 | 0 | 0 | 0 | 0 | 0 | 0 | 0 | 0
F3_Commercial_Warehouse (ID)_Existing_Food Preparation_Natural Gas_Range_E1 | F3 | Commercial | Warehouse (ID) | Existing | Food Preparation | Natural Gas | Range | E1 | PACT BC Ratio | [24 empty] | 1 | 1 | 1 | bar: 2019 to 2042
F3_Commercial_Warehouse (ID)_Existing_Food Preparation_Natural Gas_Range_E2 | F3 | Commercial | Warehouse (ID) | Existing | Food Preparation | Natural Gas | Range | E2 | PACT BC Ratio | 417.9526 | 427.6015 | 439.7387 | 454.0563 | 470.7062 | 491.7049 | 513.5767 | 535.3843 | 556.4186 | 577.7422 | 594.3847 | 609.8657 | 626.5562 | 642.8153 | 657.1547 | 670.4319 | 682.1409 | 693.6505 | 706.0293 | 718.032 | 730.3793 | 743.2555 | 756.2553 | 769.6908 | 783.3651 | 797.2823 | 811.4467
F3_Commercial_Warehouse (ID)_Existing_Food Preparation_Natural Gas_Range_E3 | F3 | Commercial | Warehouse (ID) | Existing | Food Preparation | Natural Gas | Range | E3 | PACT BC Ratio | 0 | 0 | 0 | 0 | 0 | 0 | 0 | 0 | 0 | 0 | 0 | 0 | 0 | 0 | 0 | 0 | 0 | 0 | 0 | 0 | 0 | 0 | 0 | 0 | 0 | 0 | 0
F3_Commercial_Warehouse (ID)_Existing_Food Preparation_Natural Gas_Range_E4 | F3 | Commercial | Warehouse (ID) | Existing | Food Preparation | Natural Gas | Range | E4 | PACT BC Ratio | 0 | 0 | 0 | 0 | 0 | 0 | 0 | 0 | 0 | 0 | 0 | 0 | 0 | 0 | 0 | 0 | 0 | 0 | 0 | 0 | 0 | 0 | 0 | 0 | 0 | 0 | 0
F3_Commercial_Warehouse (ID)_Existing_Food Preparation_Natural Gas_Range_E5 | F3 | Commercial | Warehouse (ID) | Existing | Food Preparation | Natural Gas | Range | E5 | PACT BC Ratio | 0 | 0 | 0 | 0 | 0 | 0 | 0 | 0 | 0 | 0 | 0 | 0 | 0 | 0 | 0 | 0 | 0 | 0 | 0 | 0 | 0 | 0 | 0 | 0 | 0 | 0 | 0
F3_Commercial_Warehouse (ID)_Existing_Food Preparation_Natural Gas_Range_E6 | F3 | Commercial | Warehouse (ID) | Existing | Food Preparation | Natural Gas | Range | E6 | PACT BC Ratio | 0 | 0 | 0 | 0 | 0 | 0 | 0 | 0 | 0 | 0 | 0 | 0 | 0 | 0 | 0 | 0 | 0 | 0 | 0 | 0 | 0 | 0 | 0 | 0 | 0 | 0 | 0
F3_Commercial_Warehouse (ID)_Existing_Food Preparation_Natural Gas_Range_E7 | F3 | Commercial | Warehouse (ID) | Existing | Food Preparation | Natural Gas | Range | E7 | PACT BC Ratio | 0 | 0 | 0 | 0 | 0 | 0 | 0 | 0 | 0 | 0 | 0 | 0 | 0 | 0 | 0 | 0 | 0 | 0 | 0 | 0 | 0 | 0 | 0 | 0 | 0 | 0 | 0
F3_Commercial_Warehouse (ID)_Existing_Food Preparation_Natural Gas_Range_E8 | F3 | Commercial | Warehouse (ID) | Existing | Food Preparation | Natural Gas | Range | E8 | PACT BC Ratio | 0 | 0 | 0 | 0 | 0 | 0 | 0 | 0 | 0 | 0 | 0 | 0 | 0 | 0 | 0 | 0 | 0 | 0 | 0 | 0 | 0 | 0 | 0 | 0 | 0 | 0 | 0
F3_Commercial_Warehouse (ID)_Existing_Food Preparation_Natural Gas_Range_E9 | F3 | Commercial | Warehouse (ID) | Existing | Food Preparation | Natural Gas | Range | E9 | PACT BC Ratio | 0 | 0 | 0 | 0 | 0 | 0 | 0 | 0 | 0 | 0 | 0 | 0 | 0 | 0 | 0 | 0 | 0 | 0 | 0 | 0 | 0 | 0 | 0 | 0 | 0 | 0 | 0
F3_Commercial_Warehouse (ID)_Existing_Food Preparation_Natural Gas_Range_E10 | F3 | Commercial | Warehouse (ID) | Existing | Food Preparation | Natural Gas | Range | E10 | PACT BC Ratio | 0 | 0 | 0 | 0 | 0 | 0 | 0 | 0 | 0 | 0 | 0 | 0 | 0 | 0 | 0 | 0 | 0 | 0 | 0 | 0 | 0 | 0 | 0 | 0 | 0 | 0 | 0
F4_Commercial_Warehouse (ID)_Existing_Food Preparation_Natural Gas_Range_E1 | F4 | Commercial | Warehouse (ID) | Existing | Food Preparation | Natural Gas | Range | E1 | RVT BC Ratio | [24 empty] | 1 | 1 | 1 | bar: 2019 to 2042
F4_Commercial_Warehouse (ID)_Existing_Food Preparation_Natural Gas_Range_E2 | F4 | Commercial | Warehouse (ID) | Existing | Food Preparation | Natural Gas | Range | E2 | RVT BC Ratio | 301.6764 | 306.691 | 312.8023 | 320.2302 | 329.0665 | 340.7465 | 352.7279 | 364.318 | 374.9867 | 385.2328 | 395.7575 | 405.1584 | 414.9651 | 424.0282 | 431.6618 | 438.4269 | 443.974 | 449.2029 | 454.8127 | 459.9589 | 465.1068 | 473.2992 | 481.5703 | 490.1186 | 498.8188 | 507.6735 | 516.6856
F4_Commercial_Warehouse (ID)_Existing_Food Preparation_Natural Gas_Range_E3 | F4 | Commercial | Warehouse (ID) | Existing | Food Preparation | Natural Gas | Range | E3 | RVT BC Ratio | 0 | 0 | 0 | 0 | 0 | 0 | 0 | 0 | 0 | 0 | 0 | 0 | 0 | 0 | 0 | 0 | 0 | 0 | 0 | 0 | 0 | 0 | 0 | 0 | 0 | 0 | 0
F4_Commercial_Warehouse (ID)_Existing_Food Preparation_Natural Gas_Range_E4 | F4 | Commercial | Warehouse (ID) | Existing | Food Preparation | Natural Gas | Range | E4 | RVT BC Ratio | 0 | 0 | 0 | 0 | 0 | 0 | 0 | 0 | 0 | 0 | 0 | 0 | 0 | 0 | 0 | 0 | 0 | 0 | 0 | 0 | 0 | 0 | 0 | 0 | 0 | 0 | 0
F4_Commercial_Warehouse (ID)_Existing_Food Preparation_Natural Gas_Range_E5 | F4 | Commercial | Warehouse (ID) | Existing | Food Preparation | Natural Gas | Range | E5 | RVT BC Ratio | 0 | 0 | 0 | 0 | 0 | 0 | 0 | 0 | 0 | 0 | 0 | 0 | 0 | 0 | 0 | 0 | 0 | 0 | 0 | 0 | 0 | 0 | 0 | 0 | 0 | 0 | 0
F4_Commercial_Warehouse (ID)_Existing_Food Preparation_Natural Gas_Range_E6 | F4 | Commercial | Warehouse (ID) | Existing | Food Preparation | Natural Gas | Range | E6 | RVT BC Ratio | 0 | 0 | 0 | 0 | 0 | 0 | 0 | 0 | 0 | 0 | 0 | 0 | 0 | 0 | 0 | 0 | 0 | 0 | 0 | 0 | 0 | 0 | 0 | 0 | 0 | 0 | 0
F4_Commercial_Warehouse (ID)_Existing_Food Preparation_Natural Gas_Range_E7 | F4 | Commercial | Warehouse (ID) | Existing | Food Preparation | Natural Gas | Range | E7 | RVT BC Ratio | 0 | 0 | 0 | 0 | 0 | 0 | 0 | 0 | 0 | 0 | 0 | 0 | 0 | 0 | 0 | 0 | 0 | 0 | 0 | 0 | 0 | 0 | 0 | 0 | 0 | 0 | 0
F4_Commercial_Warehouse (ID)_Existing_Food Preparation_Natural Gas_Range_E8 | F4 | Commercial | Warehouse (ID) | Existing | Food Preparation | Natural Gas | Range | E8 | RVT BC Ratio | 0 | 0 | 0 | 0 | 0 | 0 | 0 | 0 | 0 | 0 | 0 | 0 | 0 | 0 | 0 | 0 | 0 | 0 | 0 | 0 | 0 | 0 | 0 | 0 | 0 | 0 | 0
F4_Commercial_Warehouse (ID)_Existing_Food Preparation_Natural Gas_Range_E9 | F4 | Commercial | Warehouse (ID) | Existing | Food Preparation | Natural Gas | Range | E9 | RVT BC Ratio | 0 | 0 | 0 | 0 | 0 | 0 | 0 | 0 | 0 | 0 | 0 | 0 | 0 | 0 | 0 | 0 | 0 | 0 | 0 | 0 | 0 | 0 | 0 | 0 | 0 | 0 | 0
F4_Commercial_Warehouse (ID)_Existing_Food Preparation_Natural Gas_Range_E10 | F4 | Commercial | Warehouse (ID) | Existing | Food Preparation | Natural Gas | Range | E10 | RVT BC Ratio | 0 | 0 | 0 | 0 | 0 | 0 | 0 | 0 | 0 | 0 | 0 | 0 | 0 | 0 | 0 | 0 | 0 | 0 | 0 | 0 | 0 | 0 | 0 | 0 | 0 | 0 | 0
F5_Commercial_Warehouse (ID)_Existing_Food Preparation_Natural Gas_Range_E1 | F5 | Commercial | Warehouse (ID) | Existing | Food Preparation | Natural Gas | Range | E1 | RIM BC Ratio | [24 empty] | 1 | 1 | 1 | bar: 2019 to 2042
F5_Commercial_Warehouse (ID)_Existing_Food Preparation_Natural Gas_Range_E2 | F5 | Commercial | Warehouse (ID) | Existing | Food Preparation | Natural Gas | Range | E2 | RIM BC Ratio | 0.83895 | 0.84429 | 0.8513 | 0.85864 | 0.86624 | 0.87388 | 0.88177 | 0.88998 | 0.89865 | 0.90828 | 0.90961 | 0.91166 | 0.91448 | 0.91817 | 0.92206 | 0.92618 | 0.93059 | 0.93528 | 0.94023 | 0.94552 | 0.95114 | 0.95116 | 0.95118 | 0.9512 | 0.95122 | 0.95124 | 0.95126
F5_Commercial_Warehouse (ID)_Existing_Food Preparation_Natural Gas_Range_E3 | F5 | Commercial | Warehouse (ID) | Existing | Food Preparation | Natural Gas | Range | E3 | RIM BC Ratio | 0 | 0 | 0 | 0 | 0 | 0 | 0 | 0 | 0 | 0 | 0 | 0 | 0 | 0 | 0 | 0 | 0 | 0 | 0 | 0 | 0 | 0 | 0 | 0 | 0 | 0 | 0
F5_Commercial_Warehouse (ID)_Existing_Food Preparation_Natural Gas_Range_E4 | F5 | Commercial | Warehouse (ID) | Existing | Food Preparation | Natural Gas | Range | E4 | RIM BC Ratio | 0 | 0 | 0 | 0 | 0 | 0 | 0 | 0 | 0 | 0 | 0 | 0 | 0 | 0 | 0 | 0 | 0 | 0 | 0 | 0 | 0 | 0 | 0 | 0 | 0 | 0 | 0
F5_Commercial_Warehouse (ID)_Existing_Food Preparation_Natural Gas_Range_E5 | F5 | Commercial | Warehouse (ID) | Existing | Food Preparation | Natural Gas | Range | E5 | RIM BC Ratio | 0 | 0 | 0 | 0 | 0 | 0 | 0 | 0 | 0 | 0 | 0 | 0 | 0 | 0 | 0 | 0 | 0 | 0 | 0 | 0 | 0 | 0 | 0 | 0 | 0 | 0 | 0
F5_Commercial_Warehouse (ID)_Existing_Food Preparation_Natural Gas_Range_E6 | F5 | Commercial | Warehouse (ID) | Existing | Food Preparation | Natural Gas | Range | E6 | RIM BC Ratio | 0 | 0 | 0 | 0 | 0 | 0 | 0 | 0 | 0 | 0 | 0 | 0 | 0 | 0 | 0 | 0 | 0 | 0 | 0 | 0 | 0 | 0 | 0 | 0 | 0 | 0 | 0
F5_Commercial_Warehouse (ID)_Existing_Food Preparation_Natural Gas_Range_E7 | F5 | Commercial | Warehouse (ID) | Existing | Food Preparation | Natural Gas | Range | E7 | RIM BC Ratio | 0 | 0 | 0 | 0 | 0 | 0 | 0 | 0 | 0 | 0 | 0 | 0 | 0 | 0 | 0 | 0 | 0 | 0 | 0 | 0 | 0 | 0 | 0 | 0 | 0 | 0 | 0
F5_Commercial_Warehouse (ID)_Existing_Food Preparation_Natural Gas_Range_E8 | F5 | Commercial | Warehouse (ID) | Existing | Food Preparation | Natural Gas | Range | E8 | RIM BC Ratio | 0 | 0 | 0 | 0 | 0 | 0 | 0 | 0 | 0 | 0 | 0 | 0 | 0 | 0 | 0 | 0 | 0 | 0 | 0 | 0 | 0 | 0 | 0 | 0 | 0 | 0 | 0
F5_Commercial_Warehouse (ID)_Existing_Food Preparation_Natural Gas_Range_E9 | F5 | Commercial | Warehouse (ID) | Existing | Food Preparation | Natural Gas | Range | E9 | RIM BC Ratio | 0 | 0 | 0 | 0 | 0 | 0 | 0 | 0 | 0 | 0 | 0 | 0 | 0 | 0 | 0 | 0 | 0 | 0 | 0 | 0 | 0 | 0 | 0 | 0 | 0 | 0 | 0
F5_Commercial_Warehouse (ID)_Existing_Food Preparation_Natural Gas_Range_E10 | F5 | Commercial | Warehouse (ID) | Existing | Food Preparation | Natural Gas | Range | E10 | RIM BC Ratio | 0 | 0 | 0 | 0 | 0 | 0 | 0 | 0 | 0 | 0 | 0 | 0 | 0 | 0 | 0 | 0 | 0 | 0 | 0 | 0 | 0 | 0 | 0 | 0 | 0 | 0 | 0
F0_Commercial_Warehouse (ID)_Existing_Food Preparation_Natural Gas_Steamer_E0 | F0 | Commercial | Warehouse (ID) | Existing | Food Preparation | Natural Gas | Steamer | E0 | Economic Unit | ENERGY STAR | ENERGY STAR | ENERGY STAR | ENERGY STAR | ENERGY STAR | ENERGY STAR | ENERGY STAR | ENERGY STAR | ENERGY STAR | ENERGY STAR | ENERGY STAR | ENERGY STAR | ENERGY STAR | ENERGY STAR | ENERGY STAR | ENERGY STAR | ENERGY STAR | ENERGY STAR | ENERGY STAR | ENERGY STAR | ENERGY STAR | ENERGY STAR | ENERGY STAR | ENERGY STAR | ENERGY STAR | ENERGY STAR | ENERGY STAR
F1_Commercial_Warehouse (ID)_Existing_Food Preparation_Natural Gas_Steamer_E1 | F1 | Commercial | Warehouse (ID) | Existing | Food Preparation | Natural Gas | Steamer | E1 | CCE | 0 | 0 | 0 | 0 | 0 | 0 | 0 | 0 | 0 | 0 | 0 | 0 | 0 | 0 | 0 | 0 | 0 | 0 | 0 | 0 | 0 | 0 | 0 | 0 | 0 | 0 | 0
F1_Commercial_Warehouse (ID)_Existing_Food Preparation_Natural Gas_Steamer_E2 | F1 | Commercial | Warehouse (ID) | Existing | Food Preparation | Natural Gas | Steamer | E2 | CCE | 0.0015697 | 0.0015697 | 0.0015697 | 0.0015697 | 0.0015697 | 0.0015697 | 0.0015697 | 0.0015697 | 0.0015697 | 0.0015697 | 0.0015697 | 0.0015697 | 0.0015697 | 0.0015697 | 0.0015697 | 0.0015697 | 0.0015697 | 0.0015697 | 0.0015697 | 0.0015697 | 0.0015697 | 0.0015697 | 0.0015697 | 0.0015697 | 0.0015697 | 0.0015697 | 0.0015697
F1_Commercial_Warehouse (ID)_Existing_Food Preparation_Natural Gas_Steamer_E3 | F1 | Commercial | Warehouse (ID) | Existing | Food Preparation | Natural Gas | Steamer | E3 | CCE | 0 | 0 | 0 | 0 | 0 | 0 | 0 | 0 | 0 | 0 | 0 | 0 | 0 | 0 | 0 | 0 | 0 | 0 | 0 | 0 | 0 | 0 | 0 | 0 | 0 | 0 | 0
F1_Commercial_Warehouse (ID)_Existing_Food Preparation_Natural Gas_Steamer_E4 | F1 | Commercial | Warehouse (ID) | Existing | Food Preparation | Natural Gas | Steamer | E4 | CCE | 0 | 0 | 0 | 0 | 0 | 0 | 0 | 0 | 0 | 0 | 0 | 0 | 0 | 0 | 0 | 0 | 0 | 0 | 0 | 0 | 0 | 0 | 0 | 0 | 0 | 0 | 0
F1_Commercial_Warehouse (ID)_Existing_Food Preparation_Natural Gas_Steamer_E5 | F1 | Commercial | Warehouse (ID) | Existing | Food Preparation | Natural Gas | Steamer | E5 | CCE | 0 | 0 | 0 | 0 | 0 | 0 | 0 | 0 | 0 | 0 | 0 | 0 | 0 | 0 | 0 | 0 | 0 | 0 | 0 | 0 | 0 | 0 | 0 | 0 | 0 | 0 | 0
F1_Commercial_Warehouse (ID)_Existing_Food Preparation_Natural Gas_Steamer_E6 | F1 | Commercial | Warehouse (ID) | Existing | Food Preparation | Natural Gas | Steamer | E6 | CCE | 0 | 0 | 0 | 0 | 0 | 0 | 0 | 0 | 0 | 0 | 0 | 0 | 0 | 0 | 0 | 0 | 0 | 0 | 0 | 0 | 0 | 0 | 0 | 0 | 0 | 0 | 0
F1_Commercial_Warehouse (ID)_Existing_Food Preparation_Natural Gas_Steamer_E7 | F1 | Commercial | Warehouse (ID) | Existing | Food Preparation | Natural Gas | Steamer | E7 | CCE | 0 | 0 | 0 | 0 | 0 | 0 | 0 | 0 | 0 | 0 | 0 | 0 | 0 | 0 | 0 | 0 | 0 | 0 | 0 | 0 | 0 | 0 | 0 | 0 | 0 | 0 | 0
F1_Commercial_Warehouse (ID)_Existing_Food Preparation_Natural Gas_Steamer_E8 | F1 | Commercial | Warehouse (ID) | Existing | Food Preparation | Natural Gas | Steamer | E8 | CCE | 0 | 0 | 0 | 0 | 0 | 0 | 0 | 0 | 0 | 0 | 0 | 0 | 0 | 0 | 0 | 0 | 0 | 0 | 0 | 0 | 0 | 0 | 0 | 0 | 0 | 0 | 0
F1_Commercial_Warehouse (ID)_Existing_Food Preparation_Natural Gas_Steamer_E9 | F1 | Commercial | Warehouse (ID) | Existing | Food Preparation | Natural Gas | Steamer | E9 | CCE | 0 | 0 | 0 | 0 | 0 | 0 | 0 | 0 | 0 | 0 | 0 | 0 | 0 | 0 | 0 | 0 | 0 | 0 | 0 | 0 | 0 | 0 | 0 | 0 | 0 | 0 | 0
F1_Commercial_Warehouse (ID)_Existing_Food Preparation_Natural Gas_Steamer_E10 | F1 | Commercial | Warehouse (ID) | Existing | Food Preparation | Natural Gas | Steamer | E10 | CCE | 0 | 0 | 0 | 0 | 0 | 0 | 0 | 0 | 0 | 0 | 0 | 0 | 0 | 0 | 0 | 0 | 0 | 0 | 0 | 0 | 0 | 0 | 0 | 0 | 0 | 0 | 0
F2_Commercial_Warehouse (ID)_Existing_Food Preparation_Natural Gas_Steamer_E1 | F2 | Commercial | Warehouse (ID) | Existing | Food Preparation | Natural Gas | Steamer | E1 | TRC BC Ratio | [24 empty] | 1 | 1 | 1 | bar: 2019 to 2042
F2_Commercial_Warehouse (ID)_Existing_Food Preparation_Natural Gas_Steamer_E2 | F2 | Commercial | Warehouse (ID) | Existing | Food Preparation | Natural Gas | Steamer | E2 | TRC BC Ratio | 2.2673 | 2.3245 | 2.3922 | 2.4698 | 2.5575 | 2.6642 | 2.7741 | 2.8829 | 2.9877 | 3.0939 | 3.1784 | 3.2576 | 3.3426 | 3.4259 | 3.5004 | 3.57 | 3.6325 | 3.6942 | 3.7601 | 3.8244 | 3.8904 | 3.959 | 4.0284 | 4.1 | 4.1728 | 4.247 | 4.3224
F2_Commercial_Warehouse (ID)_Existing_Food Preparation_Natural Gas_Steamer_E3 | F2 | Commercial | Warehouse (ID) | Existing | Food Preparation | Natural Gas | Steamer | E3 | TRC BC Ratio | 0 | 0 | 0 | 0 | 0 | 0 | 0 | 0 | 0 | 0 | 0 | 0 | 0 | 0 | 0 | 0 | 0 | 0 | 0 | 0 | 0 | 0 | 0 | 0 | 0 | 0 | 0
F2_Commercial_Warehouse (ID)_Existing_Food Preparation_Natural Gas_Steamer_E4 | F2 | Commercial | Warehouse (ID) | Existing | Food Preparation | Natural Gas | Steamer | E4 | TRC BC Ratio | 0 | 0 | 0 | 0 | 0 | 0 | 0 | 0 | 0 | 0 | 0 | 0 | 0 | 0 | 0 | 0 | 0 | 0 | 0 | 0 | 0 | 0 | 0 | 0 | 0 | 0 | 0
F2_Commercial_Warehouse (ID)_Existing_Food Preparation_Natural Gas_Steamer_E5 | F2 | Commercial | Warehouse (ID) | Existing | Food Preparation | Natural Gas | Steamer | E5 | TRC BC Ratio | 0 | 0 | 0 | 0 | 0 | 0 | 0 | 0 | 0 | 0 | 0 | 0 | 0 | 0 | 0 | 0 | 0 | 0 | 0 | 0 | 0 | 0 | 0 | 0 | 0 | 0 | 0
F2_Commercial_Warehouse (ID)_Existing_Food Preparation_Natural Gas_Steamer_E6 | F2 | Commercial | Warehouse (ID) | Existing | Food Preparation | Natural Gas | Steamer | E6 | TRC BC Ratio | 0 | 0 | 0 | 0 | 0 | 0 | 0 | 0 | 0 | 0 | 0 | 0 | 0 | 0 | 0 | 0 | 0 | 0 | 0 | 0 | 0 | 0 | 0 | 0 | 0 | 0 | 0
F2_Commercial_Warehouse (ID)_Existing_Food Preparation_Natural Gas_Steamer_E7 | F2 | Commercial | Warehouse (ID) | Existing | Food Preparation | Natural Gas | Steamer | E7 | TRC BC Ratio | 0 | 0 | 0 | 0 | 0 | 0 | 0 | 0 | 0 | 0 | 0 | 0 | 0 | 0 | 0 | 0 | 0 | 0 | 0 | 0 | 0 | 0 | 0 | 0 | 0 | 0 | 0
F2_Commercial_Warehouse (ID)_Existing_Food Preparation_Natural Gas_Steamer_E8 | F2 | Commercial | Warehouse (ID) | Existing | Food Preparation | Natural Gas | Steamer | E8 | TRC BC Ratio | 0 | 0 | 0 | 0 | 0 | 0 | 0 | 0 | 0 | 0 | 0 | 0 | 0 | 0 | 0 | 0 | 0 | 0 | 0 | 0 | 0 | 0 | 0 | 0 | 0 | 0 | 0
F2_Commercial_Warehouse (ID)_Existing_Food Preparation_Natural Gas_Steamer_E9 | F2 | Commercial | Warehouse (ID) | Existing | Food Preparation | Natural Gas | Steamer | E9 | TRC BC Ratio | 0 | 0 | 0 | 0 | 0 | 0 | 0 | 0 | 0 | 0 | 0 | 0 | 0 | 0 | 0 | 0 | 0 | 0 | 0 | 0 | 0 | 0 | 0 | 0 | 0 | 0 | 0
F2_Commercial_Warehouse (ID)_Existing_Food Preparation_Natural Gas_Steamer_E10 | F2 | Commercial | Warehouse (ID) | Existing | Food Preparation | Natural Gas | Steamer | E10 | TRC BC Ratio | 0 | 0 | 0 | 0 | 0 | 0 | 0 | 0 | 0 | 0 | 0 | 0 | 0 | 0 | 0 | 0 | 0 | 0 | 0 | 0 | 0 | 0 | 0 | 0 | 0 | 0 | 0
F3_Commercial_Warehouse (ID)_Existing_Food Preparation_Natural Gas_Steamer_E1 | F3 | Commercial | Warehouse (ID) | Existing | Food Preparation | Natural Gas | Steamer | E1 | PACT BC Ratio | [24 empty] | 1 | 1 | 1 | bar: 2019 to 2042
F3_Commercial_Warehouse (ID)_Existing_Food Preparation_Natural Gas_Steamer_E2 | F3 | Commercial | Warehouse (ID) | Existing | Food Preparation | Natural Gas | Steamer | E2 | PACT BC Ratio | 4.4902 | 4.6033 | 4.7374 | 4.891 | 5.0648 | 5.2762 | 5.4938 | 5.7093 | 5.9167 | 6.127 | 6.2944 | 6.4512 | 6.6196 | 6.7845 | 6.932 | 7.07 | 7.1937 | 7.3159 | 7.4463 | 7.5736 | 7.7044 | 7.8404 | 7.9778 | 8.1195 | 8.2637 | 8.4105 | 8.56
F3_Commercial_Warehouse (ID)_Existing_Food Preparation_Natural Gas_Steamer_E3 | F3 | Commercial | Warehouse (ID) | Existing | Food Preparation | Natural Gas | Steamer | E3 | PACT BC Ratio | 0 | 0 | 0 | 0 | 0 | 0 | 0 | 0 | 0 | 0 | 0 | 0 | 0 | 0 | 0 | 0 | 0 | 0 | 0 | 0 | 0 | 0 | 0 | 0 | 0 | 0 | 0
F3_Commercial_Warehouse (ID)_Existing_Food Preparation_Natural Gas_Steamer_E4 | F3 | Commercial | Warehouse (ID) | Existing | Food Preparation | Natural Gas | Steamer | E4 | PACT BC Ratio | 0 | 0 | 0 | 0 | 0 | 0 | 0 | 0 | 0 | 0 | 0 | 0 | 0 | 0 | 0 | 0 | 0 | 0 | 0 | 0 | 0 | 0 | 0 | 0 | 0 | 0 | 0
F3_Commercial_Warehouse (ID)_Existing_Food Preparation_Natural Gas_Steamer_E5 | F3 | Commercial | Warehouse (ID) | Existing | Food Preparation | Natural Gas | Steamer | E5 | PACT BC Ratio | 0 | 0 | 0 | 0 | 0 | 0 | 0 | 0 | 0 | 0 | 0 | 0 | 0 | 0 | 0 | 0 | 0 | 0 | 0 | 0 | 0 | 0 | 0 | 0 | 0 | 0 | 0
F3_Commercial_Warehouse (ID)_Existing_Food Preparation_Natural Gas_Steamer_E6 | F3 | Commercial | Warehouse (ID) | Existing | Food Preparation | Natural Gas | Steamer | E6 | PACT BC Ratio | 0 | 0 | 0 | 0 | 0 | 0 | 0 | 0 | 0 | 0 | 0 | 0 | 0 | 0 | 0 | 0 | 0 | 0 | 0 | 0 | 0 | 0 | 0 | 0 | 0 | 0 | 0
F3_Commercial_Warehouse (ID)_Existing_Food Preparation_Natural Gas_Steamer_E7 | F3 | Commercial | Warehouse (ID) | Existing | Food Preparation | Natural Gas | Steamer | E7 | PACT BC Ratio | 0 | 0 | 0 | 0 | 0 | 0 | 0 | 0 | 0 | 0 | 0 | 0 | 0 | 0 | 0 | 0 | 0 | 0 | 0 | 0 | 0 | 0 | 0 | 0 | 0 | 0 | 0
F3_Commercial_Warehouse (ID)_Existing_Food Preparation_Natural Gas_Steamer_E8 | F3 | Commercial | Warehouse (ID) | Existing | Food Preparation | Natural Gas | Steamer | E8 | PACT BC Ratio | 0 | 0 | 0 | 0 | 0 | 0 | 0 | 0 | 0 | 0 | 0 | 0 | 0 | 0 | 0 | 0 | 0 | 0 | 0 | 0 | 0 | 0 | 0 | 0 | 0 | 0 | 0
F3_Commercial_Warehouse (ID)_Existing_Food Preparation_Natural Gas_Steamer_E9 | F3 | Commercial | Warehouse (ID) | Existing | Food Preparation | Natural Gas | Steamer | E9 | PACT BC Ratio | 0 | 0 | 0 | 0 | 0 | 0 | 0 | 0 | 0 | 0 | 0 | 0 | 0 | 0 | 0 | 0 | 0 | 0 | 0 | 0 | 0 | 0 | 0 | 0 | 0 | 0 | 0
F3_Commercial_Warehouse (ID)_Existing_Food Preparation_Natural Gas_Steamer_E10 | F3 | Commercial | Warehouse (ID) | Existing | Food Preparation | Natural Gas | Steamer | E10 | PACT BC Ratio | 0 | 0 | 0 | 0 | 0 | 0 | 0 | 0 | 0 | 0 | 0 | 0 | 0 | 0 | 0 | 0 | 0 | 0 | 0 | 0 | 0 | 0 | 0 | 0 | 0 | 0 | 0
F4_Commercial_Warehouse (ID)_Existing_Food Preparation_Natural Gas_Steamer_E1 | F4 | Commercial | Warehouse (ID) | Existing | Food Preparation | Natural Gas | Steamer | E1 | RVT BC Ratio | [24 empty] | 1 | 1 | 1 | bar: 2019 to 2042
F4_Commercial_Warehouse (ID)_Existing_Food Preparation_Natural Gas_Steamer_E2 | F4 | Commercial | Warehouse (ID) | Existing | Food Preparation | Natural Gas | Steamer | E2 | RVT BC Ratio | 3.6105 | 3.6711 | 3.7421 | 3.8249 | 3.9198 | 4.0383 | 4.157 | 4.2698 | 4.3719 | 4.4708 | 4.5734 | 4.6665 | 4.7649 | 4.858 | 4.938 | 5.0102 | 5.0713 | 5.1297 | 5.1917 | 5.2497 | 5.3078 | 5.3943 | 5.4818 | 5.5719 | 5.6637 | 5.7571 | 5.8522
F4_Commercial_Warehouse (ID)_Existing_Food Preparation_Natural Gas_Steamer_E3 | F4 | Commercial | Warehouse (ID) | Existing | Food Preparation | Natural Gas | Steamer | E3 | RVT BC Ratio | 0 | 0 | 0 | 0 | 0 | 0 | 0 | 0 | 0 | 0 | 0 | 0 | 0 | 0 | 0 | 0 | 0 | 0 | 0 | 0 | 0 | 0 | 0 | 0 | 0 | 0 | 0
F4_Commercial_Warehouse (ID)_Existing_Food Preparation_Natural Gas_Steamer_E4 | F4 | Commercial | Warehouse (ID) | Existing | Food Preparation | Natural Gas | Steamer | E4 | RVT BC Ratio | 0 | 0 | 0 | 0 | 0 | 0 | 0 | 0 | 0 | 0 | 0 | 0 | 0 | 0 | 0 | 0 | 0 | 0 | 0 | 0 | 0 | 0 | 0 | 0 | 0 | 0 | 0
F4_Commercial_Warehouse (ID)_Existing_Food Preparation_Natural Gas_Steamer_E5 | F4 | Commercial | Warehouse (ID) | Existing | Food Preparation | Natural Gas | Steamer | E5 | RVT BC Ratio | 0 | 0 | 0 | 0 | 0 | 0 | 0 | 0 | 0 | 0 | 0 | 0 | 0 | 0 | 0 | 0 | 0 | 0 | 0 | 0 | 0 | 0 | 0 | 0 | 0 | 0 | 0
F4_Commercial_Warehouse (ID)_Existing_Food Preparation_Natural Gas_Steamer_E6 | F4 | Commercial | Warehouse (ID) | Existing | Food Preparation | Natural Gas | Steamer | E6 | RVT BC Ratio | 0 | 0 | 0 | 0 | 0 | 0 | 0 | 0 | 0 | 0 | 0 | 0 | 0 | 0 | 0 | 0 | 0 | 0 | 0 | 0 | 0 | 0 | 0 | 0 | 0 | 0 | 0
F4_Commercial_Warehouse (ID)_Existing_Food Preparation_Natural Gas_Steamer_E7 | F4 | Commercial | Warehouse (ID) | Existing | Food Preparation | Natural Gas | Steamer | E7 | RVT BC Ratio | 0 | 0 | 0 | 0 | 0 | 0 | 0 | 0 | 0 | 0 | 0 | 0 | 0 | 0 | 0 | 0 | 0 | 0 | 0 | 0 | 0 | 0 | 0 | 0 | 0 | 0 | 0
F4_Commercial_Warehouse (ID)_Existing_Food Preparation_Natural Gas_Steamer_E8 | F4 | Commercial | Warehouse (ID) | Existing | Food Preparation | Natural Gas | Steamer | E8 | RVT BC Ratio | 0 | 0 | 0 | 0 | 0 | 0 | 0 | 0 | 0 | 0 | 0 | 0 | 0 | 0 | 0 | 0 | 0 | 0 | 0 | 0 | 0 | 0 | 0 | 0 | 0 | 0 | 0
F4_Commercial_Warehouse (ID)_Existing_Food Preparation_Natural Gas_Steamer_E9 | F4 | Commercial | Warehouse (ID) | Existing | Food Preparation | Natural Gas | Steamer | E9 | RVT BC Ratio | 0 | 0 | 0 | 0 | 0 | 0 | 0 | 0 | 0 | 0 | 0 | 0 | 0 | 0 | 0 | 0 | 0 | 0 | 0 | 0 | 0 | 0 | 0 | 0 | 0 | 0 | 0
F4_Commercial_Warehouse (ID)_Existing_Food Preparation_Natural Gas_Steamer_E10 | F4 | Commercial | Warehouse (ID) | Existing | Food Preparation | Natural Gas | Steamer | E10 | RVT BC Ratio | 0 | 0 | 0 | 0 | 0 | 0 | 0 | 0 | 0 | 0 | 0 | 0 | 0 | 0 | 0 | 0 | 0 | 0 | 0 | 0 | 0 | 0 | 0 | 0 | 0 | 0 | 0
F5_Commercial_Warehouse (ID)_Existing_Food Preparation_Natural Gas_Steamer_E1 | F5 | Commercial | Warehouse (ID) | Existing | Food Preparation | Natural Gas | Steamer | E1 | RIM BC Ratio | [24 empty] | 1 | 1 | 1 | bar: 2019 to 2042
F5_Commercial_Warehouse (ID)_Existing_Food Preparation_Natural Gas_Steamer_E2 | F5 | Commercial | Warehouse (ID) | Existing | Food Preparation | Natural Gas | Steamer | E2 | RIM BC Ratio | 0.71403 | 0.72058 | 0.72819 | 0.73634 | 0.74493 | 0.75434 | 0.76404 | 0.77397 | 0.78419 | 0.79486 | 0.79903 | 0.80326 | 0.8079 | 0.81279 | 0.81752 | 0.82224 | 0.82693 | 0.83176 | 0.83685 | 0.84211 | 0.8476 | 0.84922 | 0.85081 | 0.8524 | 0.85396 | 0.85551 | 0.85703
F5_Commercial_Warehouse (ID)_Existing_Food Preparation_Natural Gas_Steamer_E3 | F5 | Commercial | Warehouse (ID) | Existing | Food Preparation | Natural Gas | Steamer | E3 | RIM BC Ratio | 0 | 0 | 0 | 0 | 0 | 0 | 0 | 0 | 0 | 0 | 0 | 0 | 0 | 0 | 0 | 0 | 0 | 0 | 0 | 0 | 0 | 0 | 0 | 0 | 0 | 0 | 0
F5_Commercial_Warehouse (ID)_Existing_Food Preparation_Natural Gas_Steamer_E4 | F5 | Commercial | Warehouse (ID) | Existing | Food Preparation | Natural Gas | Steamer | E4 | RIM BC Ratio | 0 | 0 | 0 | 0 | 0 | 0 | 0 | 0 | 0 | 0 | 0 | 0 | 0 | 0 | 0 | 0 | 0 | 0 | 0 | 0 | 0 | 0 | 0 | 0 | 0 | 0 | 0
F5_Commercial_Warehouse (ID)_Existing_Food Preparation_Natural Gas_Steamer_E5 | F5 | Commercial | Warehouse (ID) | Existing | Food Preparation | Natural Gas | Steamer | E5 | RIM BC Ratio | 0 | 0 | 0 | 0 | 0 | 0 | 0 | 0 | 0 | 0 | 0 | 0 | 0 | 0 | 0 | 0 | 0 | 0 | 0 | 0 | 0 | 0 | 0 | 0 | 0 | 0 | 0
F5_Commercial_Warehouse (ID)_Existing_Food Preparation_Natural Gas_Steamer_E6 | F5 | Commercial | Warehouse (ID) | Existing | Food Preparation | Natural Gas | Steamer | E6 | RIM BC Ratio | 0 | 0 | 0 | 0 | 0 | 0 | 0 | 0 | 0 | 0 | 0 | 0 | 0 | 0 | 0 | 0 | 0 | 0 | 0 | 0 | 0 | 0 | 0 | 0 | 0 | 0 | 0
F5_Commercial_Warehouse (ID)_Existing_Food Preparation_Natural Gas_Steamer_E7 | F5 | Commercial | Warehouse (ID) | Existing | Food Preparation | Natural Gas | Steamer | E7 | RIM BC Ratio | 0 | 0 | 0 | 0 | 0 | 0 | 0 | 0 | 0 | 0 | 0 | 0 | 0 | 0 | 0 | 0 | 0 | 0 | 0 | 0 | 0 | 0 | 0 | 0 | 0 | 0 | 0
F5_Commercial_Warehouse (ID)_Existing_Food Preparation_Natural Gas_Steamer_E8 | F5 | Commercial | Warehouse (ID) | Existing | Food Preparation | Natural Gas | Steamer | E8 | RIM BC Ratio | 0 | 0 | 0 | 0 | 0 | 0 | 0 | 0 | 0 | 0 | 0 | 0 | 0 | 0 | 0 | 0 | 0 | 0 | 0 | 0 | 0 | 0 | 0 | 0 | 0 | 0 | 0
F5_Commercial_Warehouse (ID)_Existing_Food Preparation_Natural Gas_Steamer_E9 | F5 | Commercial | Warehouse (ID) | Existing | Food Preparation | Natural Gas | Steamer | E9 | RIM BC Ratio | 0 | 0 | 0 | 0 | 0 | 0 | 0 | 0 | 0 | 0 | 0 | 0 | 0 | 0 | 0 | 0 | 0 | 0 | 0 | 0 | 0 | 0 | 0 | 0 | 0 | 0 | 0
F5_Commercial_Warehouse (ID)_Existing_Food Preparation_Natural Gas_Steamer_E10 | F5 | Commercial | Warehouse (ID) | Existing | Food Preparation | Natural Gas | Steamer | E10 | RIM BC Ratio | 0 | 0 | 0 | 0 | 0 | 0 | 0 | 0 | 0 | 0 | 0 | 0 | 0 | 0 | 0 | 0 | 0 | 0 | 0 | 0 | 0 | 0 | 0 | 0 | 0 | 0 | 0
F0_Commercial_Warehouse (ID)_Existing_Food Preparation_Natural Gas_Food Prep Other_E0 | F0 | Commercial | Warehouse (ID) | Existing | Food Preparation | Natural Gas | Food Prep Other | E0 | Economic Unit | Standard | Standard | Standard | Standard | Standard | Standard | Standard | Standard | Standard | Standard | Standard | Standard | Standard | Standard | Standard | Standard | Standard | Standard | Standard | Standard | Standard | Standard | Standard | Standard | Standard | Standard | Standard
F1_Commercial_Warehouse (ID)_Existing_Food Preparation_Natural Gas_Food Prep Other_E1 | F1 | Commercial | Warehouse (ID) | Existing | Food Preparation | Natural Gas | Food Prep Other | E1 | CCE | 0 | 0 | 0 | 0 | 0 | 0 | 0 | 0 | 0 | 0 | 0 | 0 | 0 | 0 | 0 | 0 | 0 | 0 | 0 | 0 | 0 | 0 | 0 | 0 | 0 | 0 | 0
F1_Commercial_Warehouse (ID)_Existing_Food Preparation_Natural Gas_Food Prep Other_E2 | F1 | Commercial | Warehouse (ID) | Existing | Food Preparation | Natural Gas | Food Prep Other | E2 | CCE | 0.19058 | 0.19058 | 0.19058 | 0.19058 | 0.19058 | 0.19058 | 0.19058 | 0.19058 | 0.19058 | 0.19058 | 0.19058 | 0.19058 | 0.19058 | 0.19058 | 0.19058 | 0.19058 | 0.19058 | 0.19058 | 0.19058 | 0.19058 | 0.19058 | 0.19058 | 0.19058 | 0.19058 | 0.19058 | 0.19058 | 0.19058
F1_Commercial_Warehouse (ID)_Existing_Food Preparation_Natural Gas_Food Prep Other_E3 | F1 | Commercial | Warehouse (ID) | Existing | Food Preparation | Natural Gas | Food Prep Other | E3 | CCE | 0 | 0 | 0 | 0 | 0 | 0 | 0 | 0 | 0 | 0 | 0 | 0 | 0 | 0 | 0 | 0 | 0 | 0 | 0 | 0 | 0 | 0 | 0 | 0 | 0 | 0 | 0
F1_Commercial_Warehouse (ID)_Existing_Food Preparation_Natural Gas_Food Prep Other_E4 | F1 | Commercial | Warehouse (ID) | Existing | Food Preparation | Natural Gas | Food Prep Other | E4 | CCE | 0 | 0 | 0 | 0 | 0 | 0 | 0 | 0 | 0 | 0 | 0 | 0 | 0 | 0 | 0 | 0 | 0 | 0 | 0 | 0 | 0 | 0 | 0 | 0 | 0 | 0 | 0
F1_Commercial_Warehouse (ID)_Existing_Food Preparation_Natural Gas_Food Prep Other_E5 | F1 | Commercial | Warehouse (ID) | Existing | Food Preparation | Natural Gas | Food Prep Other | E5 | CCE | 0 | 0 | 0 | 0 | 0 | 0 | 0 | 0 | 0 | 0 | 0 | 0 | 0 | 0 | 0 | 0 | 0 | 0 | 0 | 0 | 0 | 0 | 0 | 0 | 0 | 0 | 0
F1_Commercial_Warehouse (ID)_Existing_Food Preparation_Natural Gas_Food Prep Other_E6 | F1 | Commercial | Warehouse (ID) | Existing | Food Preparation | Natural Gas | Food Prep Other | E6 | CCE | 0 | 0 | 0 | 0 | 0 | 0 | 0 | 0 | 0 | 0 | 0 | 0 | 0 | 0 | 0 | 0 | 0 | 0 | 0 | 0 | 0 | 0 | 0 | 0 | 0 | 0 | 0
F1_Commercial_Warehouse (ID)_Existing_Food Preparation_Natural Gas_Food Prep Other_E7 | F1 | Commercial | Warehouse (ID) | Existing | Food Preparation | Natural Gas | Food Prep Other | E7 | CCE | 0 | 0 | 0 | 0 | 0 | 0 | 0 | 0 | 0 | 0 | 0 | 0 | 0 | 0 | 0 | 0 | 0 | 0 | 0 | 0 | 0 | 0 | 0 | 0 | 0 | 0 | 0
F1_Commercial_Warehouse (ID)_Existing_Food Preparation_Natural Gas_Food Prep Other_E8 | F1 | Commercial | Warehouse (ID) | Existing | Food Preparation | Natural Gas | Food Prep Other | E8 | CCE | 0 | 0 | 0 | 0 | 0 | 0 | 0 | 0 | 0 | 0 | 0 | 0 | 0 | 0 | 0 | 0 | 0 | 0 | 0 | 0 | 0 | 0 | 0 | 0 | 0 | 0 | 0
F1_Commercial_Warehouse (ID)_Existing_Food Preparation_Natural Gas_Food Prep Other_E9 | F1 | Commercial | Warehouse (ID) | Existing | Food Preparation | Natural Gas | Food Prep Other | E9 | CCE | 0 | 0 | 0 | 0 | 0 | 0 | 0 | 0 | 0 | 0 | 0 | 0 | 0 | 0 | 0 | 0 | 0 | 0 | 0 | 0 | 0 | 0 | 0 | 0 | 0 | 0 | 0
F1_Commercial_Warehouse (ID)_Existing_Food Preparation_Natural Gas_Food Prep Other_E10 | F1 | Commercial | Warehouse (ID) | Existing | Food Preparation | Natural Gas | Food Prep Other | E10 | CCE | 0 | 0 | 0 | 0 | 0 | 0 | 0 | 0 | 0 | 0 | 0 | 0 | 0 | 0 | 0 | 0 | 0 | 0 | 0 | 0 | 0 | 0 | 0 | 0 | 0 | 0 | 0
F2_Commercial_Warehouse (ID)_Existing_Food Preparation_Natural Gas_Food Prep Other_E1 | F2 | Commercial | Warehouse (ID) | Existing | Food Preparation | Natural Gas | Food Prep Other | E1 | TRC BC Ratio | [24 empty] | 1 | 1 | 1 | bar: 2019 to 2042
F2_Commercial_Warehouse (ID)_Existing_Food Preparation_Natural Gas_Food Prep Other_E2 | F2 | Commercial | Warehouse (ID) | Existing | Food Preparation | Natural Gas | Food Prep Other | E2 | TRC BC Ratio | 0.018197 | 0.018618 | 0.019146 | 0.019769 | 0.020494 | 0.021409 | 0.022361 | 0.02331 | 0.024226 | 0.025155 | 0.025879 | 0.026553 | 0.02728 | 0.027988 | 0.028612 | 0.02919 | 0.0297 | 0.030201 | 0.03074 | 0.031263 | 0.0318 | 0.032361 | 0.032927 | 0.033512 | 0.034107 | 0.034713 | 0.03533
F2_Commercial_Warehouse (ID)_Existing_Food Preparation_Natural Gas_Food Prep Other_E3 | F2 | Commercial | Warehouse (ID) | Existing | Food Preparation | Natural Gas | Food Prep Other | E3 | TRC BC Ratio | 0 | 0 | 0 | 0 | 0 | 0 | 0 | 0 | 0 | 0 | 0 | 0 | 0 | 0 | 0 | 0 | 0 | 0 | 0 | 0 | 0 | 0 | 0 | 0 | 0 | 0 | 0
F2_Commercial_Warehouse (ID)_Existing_Food Preparation_Natural Gas_Food Prep Other_E4 | F2 | Commercial | Warehouse (ID) | Existing | Food Preparation | Natural Gas | Food Prep Other | E4 | TRC BC Ratio | 0 | 0 | 0 | 0 | 0 | 0 | 0 | 0 | 0 | 0 | 0 | 0 | 0 | 0 | 0 | 0 | 0 | 0 | 0 | 0 | 0 | 0 | 0 | 0 | 0 | 0 | 0
F2_Commercial_Warehouse (ID)_Existing_Food Preparation_Natural Gas_Food Prep Other_E5 | F2 | Commercial | Warehouse (ID) | Existing | Food Preparation | Natural Gas | Food Prep Other | E5 | TRC BC Ratio | 0 | 0 | 0 | 0 | 0 | 0 | 0 | 0 | 0 | 0 | 0 | 0 | 0 | 0 | 0 | 0 | 0 | 0 | 0 | 0 | 0 | 0 | 0 | 0 | 0 | 0 | 0
F2_Commercial_Warehouse (ID)_Existing_Food Preparation_Natural Gas_Food Prep Other_E6 | F2 | Commercial | Warehouse (ID) | Existing | Food Preparation | Natural Gas | Food Prep Other | E6 | TRC BC Ratio | 0 | 0 | 0 | 0 | 0 | 0 | 0 | 0 | 0 | 0 | 0 | 0 | 0 | 0 | 0 | 0 | 0 | 0 | 0 | 0 | 0 | 0 | 0 | 0 | 0 | 0 | 0
F2_Commercial_Warehouse (ID)_Existing_Food Preparation_Natural Gas_Food Prep Other_E7 | F2 | Commercial | Warehouse (ID) | Existing | Food Preparation | Natural Gas | Food Prep Other | E7 | TRC BC Ratio | 0 | 0 | 0 | 0 | 0 | 0 | 0 | 0 | 0 | 0 | 0 | 0 | 0 | 0 | 0 | 0 | 0 | 0 | 0 | 0 | 0 | 0 | 0 | 0 | 0 | 0 | 0
F2_Commercial_Warehouse (ID)_Existing_Food Preparation_Natural Gas_Food Prep Other_E8 | F2 | Commercial | Warehouse (ID) | Existing | Food Preparation | Natural Gas | Food Prep Other | E8 | TRC BC Ratio | 0 | 0 | 0 | 0 | 0 | 0 | 0 | 0 | 0 | 0 | 0 | 0 | 0 | 0 | 0 | 0 | 0 | 0 | 0 | 0 | 0 | 0 | 0 | 0 | 0 | 0 | 0
F2_Commercial_Warehouse (ID)_Existing_Food Preparation_Natural Gas_Food Prep Other_E9 | F2 | Commercial | Warehouse (ID) | Existing | Food Preparation | Natural Gas | Food Prep Other | E9 | TRC BC Ratio | 0 | 0 | 0 | 0 | 0 | 0 | 0 | 0 | 0 | 0 | 0 | 0 | 0 | 0 | 0 | 0 | 0 | 0 | 0 | 0 | 0 | 0 | 0 | 0 | 0 | 0 | 0
F2_Commercial_Warehouse (ID)_Existing_Food Preparation_Natural Gas_Food Prep Other_E10 | F2 | Commercial | Warehouse (ID) | Existing | Food Preparation | Natural Gas | Food Prep Other | E10 | TRC BC Ratio | 0 | 0 | 0 | 0 | 0 | 0 | 0 | 0 | 0 | 0 | 0 | 0 | 0 | 0 | 0 | 0 | 0 | 0 | 0 | 0 | 0 | 0 | 0 | 0 | 0 | 0 | 0
F3_Commercial_Warehouse (ID)_Existing_Food Preparation_Natural Gas_Food Prep Other_E1 | F3 | Commercial | Warehouse (ID) | Existing | Food Preparation | Natural Gas | Food Prep Other | E1 | PACT BC Ratio | [24 empty] | 1 | 1 | 1 | bar: 2019 to 2042
F3_Commercial_Warehouse (ID)_Existing_Food Preparation_Natural Gas_Food Prep Other_E2 | F3 | Commercial | Warehouse (ID) | Existing | Food Preparation | Natural Gas | Food Prep Other | E2 | PACT BC Ratio | 0.036038 | 0.03687 | 0.037916 | 0.039151 | 0.040586 | 0.042397 | 0.044283 | 0.046163 | 0.047977 | 0.049815 | 0.05125 | 0.052585 | 0.054024 | 0.055426 | 0.056663 | 0.057807 | 0.058817 | 0.059809 | 0.060877 | 0.061912 | 0.062976 | 0.064087 | 0.065207 | 0.066366 | 0.067545 | 0.068745 | 0.069966
F3_Commercial_Warehouse (ID)_Existing_Food Preparation_Natural Gas_Food Prep Other_E3 | F3 | Commercial | Warehouse (ID) | Existing | Food Preparation | Natural Gas | Food Prep Other | E3 | PACT BC Ratio | 0 | 0 | 0 | 0 | 0 | 0 | 0 | 0 | 0 | 0 | 0 | 0 | 0 | 0 | 0 | 0 | 0 | 0 | 0 | 0 | 0 | 0 | 0 | 0 | 0 | 0 | 0
F3_Commercial_Warehouse (ID)_Existing_Food Preparation_Natural Gas_Food Prep Other_E4 | F3 | Commercial | Warehouse (ID) | Existing | Food Preparation | Natural Gas | Food Prep Other | E4 | PACT BC Ratio | 0 | 0 | 0 | 0 | 0 | 0 | 0 | 0 | 0 | 0 | 0 | 0 | 0 | 0 | 0 | 0 | 0 | 0 | 0 | 0 | 0 | 0 | 0 | 0 | 0 | 0 | 0
F3_Commercial_Warehouse (ID)_Existing_Food Preparation_Natural Gas_Food Prep Other_E5 | F3 | Commercial | Warehouse (ID) | Existing | Food Preparation | Natural Gas | Food Prep Other | E5 | PACT BC Ratio | 0 | 0 | 0 | 0 | 0 | 0 | 0 | 0 | 0 | 0 | 0 | 0 | 0 | 0 | 0 | 0 | 0 | 0 | 0 | 0 | 0 | 0 | 0 | 0 | 0 | 0 | 0
F3_Commercial_Warehouse (ID)_Existing_Food Preparation_Natural Gas_Food Prep Other_E6 | F3 | Commercial | Warehouse (ID) | Existing | Food Preparation | Natural Gas | Food Prep Other | E6 | PACT BC Ratio | 0 | 0 | 0 | 0 | 0 | 0 | 0 | 0 | 0 | 0 | 0 | 0 | 0 | 0 | 0 | 0 | 0 | 0 | 0 | 0 | 0 | 0 | 0 | 0 | 0 | 0 | 0
F3_Commercial_Warehouse (ID)_Existing_Food Preparation_Natural Gas_Food Prep Other_E7 | F3 | Commercial | Warehouse (ID) | Existing | Food Preparation | Natural Gas | Food Prep Other | E7 | PACT BC Ratio | 0 | 0 | 0 | 0 | 0 | 0 | 0 | 0 | 0 | 0 | 0 | 0 | 0 | 0 | 0 | 0 | 0 | 0 | 0 | 0 | 0 | 0 | 0 | 0 | 0 | 0 | 0
F3_Commercial_Warehouse (ID)_Existing_Food Preparation_Natural Gas_Food Prep Other_E8 | F3 | Commercial | Warehouse (ID) | Existing | Food Preparation | Natural Gas | Food Prep Other | E8 | PACT BC Ratio | 0 | 0 | 0 | 0 | 0 | 0 | 0 | 0 | 0 | 0 | 0 | 0 | 0 | 0 | 0 | 0 | 0 | 0 | 0 | 0 | 0 | 0 | 0 | 0 | 0 | 0 | 0
F3_Commercial_Warehouse (ID)_Existing_Food Preparation_Natural Gas_Food Prep Other_E9 | F3 | Commercial | Warehouse (ID) | Existing | Food Preparation | Natural Gas | Food Prep Other | E9 | PACT BC Ratio | 0 | 0 | 0 | 0 | 0 | 0 | 0 | 0 | 0 | 0 | 0 | 0 | 0 | 0 | 0 | 0 | 0 | 0 | 0 | 0 | 0 | 0 | 0 | 0 | 0 | 0 | 0
F3_Commercial_Warehouse (ID)_Existing_Food Preparation_Natural Gas_Food Prep Other_E10 | F3 | Commercial | Warehouse (ID) | Existing | Food Preparation | Natural Gas | Food Prep Other | E10 | PACT BC Ratio | 0 | 0 | 0 | 0 | 0 | 0 | 0 | 0 | 0 | 0 | 0 | 0 | 0 | 0 | 0 | 0 | 0 | 0 | 0 | 0 | 0 | 0 | 0 | 0 | 0 | 0 | 0
F4_Commercial_Warehouse (ID)_Existing_Food Preparation_Natural Gas_Food Prep Other_E1 | F4 | Commercial | Warehouse (ID) | Existing | Food Preparation | Natural Gas | Food Prep Other | E1 | RVT BC Ratio | [24 empty] | 1 | 1 | 1 | bar: 2019 to 2042
F4_Commercial_Warehouse (ID)_Existing_Food Preparation_Natural Gas_Food Prep Other_E2 | F4 | Commercial | Warehouse (ID) | Existing | Food Preparation | Natural Gas | Food Prep Other | E2 | RVT BC Ratio | 0.43193 | 0.43236 | 0.43288 | 0.43353 | 0.43429 | 0.43529 | 0.43633 | 0.43733 | 0.43825 | 0.43913 | 0.44004 | 0.44085 | 0.44169 | 0.44247 | 0.44313 | 0.44372 | 0.44419 | 0.44465 | 0.44513 | 0.44557 | 0.44602 | 0.44672 | 0.44744 | 0.44817 | 0.44892 | 0.44969 | 0.45046
F4_Commercial_Warehouse (ID)_Existing_Food Preparation_Natural Gas_Food Prep Other_E3 | F4 | Commercial | Warehouse (ID) | Existing | Food Preparation | Natural Gas | Food Prep Other | E3 | RVT BC Ratio | 0 | 0 | 0 | 0 | 0 | 0 | 0 | 0 | 0 | 0 | 0 | 0 | 0 | 0 | 0 | 0 | 0 | 0 | 0 | 0 | 0 | 0 | 0 | 0 | 0 | 0 | 0
F4_Commercial_Warehouse (ID)_Existing_Food Preparation_Natural Gas_Food Prep Other_E4 | F4 | Commercial | Warehouse (ID) | Existing | Food Preparation | Natural Gas | Food Prep Other | E4 | RVT BC Ratio | 0 | 0 | 0 | 0 | 0 | 0 | 0 | 0 | 0 | 0 | 0 | 0 | 0 | 0 | 0 | 0 | 0 | 0 | 0 | 0 | 0 | 0 | 0 | 0 | 0 | 0 | 0
F4_Commercial_Warehouse (ID)_Existing_Food Preparation_Natural Gas_Food Prep Other_E5 | F4 | Commercial | Warehouse (ID) | Existing | Food Preparation | Natural Gas | Food Prep Other | E5 | RVT BC Ratio | 0 | 0 | 0 | 0 | 0 | 0 | 0 | 0 | 0 | 0 | 0 | 0 | 0 | 0 | 0 | 0 | 0 | 0 | 0 | 0 | 0 | 0 | 0 | 0 | 0 | 0 | 0
F4_Commercial_Warehouse (ID)_Existing_Food Preparation_Natural Gas_Food Prep Other_E6 | F4 | Commercial | Warehouse (ID) | Existing | Food Preparation | Natural Gas | Food Prep Other | E6 | RVT BC Ratio | 0 | 0 | 0 | 0 | 0 | 0 | 0 | 0 | 0 | 0 | 0 | 0 | 0 | 0 | 0 | 0 | 0 | 0 | 0 | 0 | 0 | 0 | 0 | 0 | 0 | 0 | 0
F4_Commercial_Warehouse (ID)_Existing_Food Preparation_Natural Gas_Food Prep Other_E7 | F4 | Commercial | Warehouse (ID) | Existing | Food Preparation | Natural Gas | Food Prep Other | E7 | RVT BC Ratio | 0 | 0 | 0 | 0 | 0 | 0 | 0 | 0 | 0 | 0 | 0 | 0 | 0 | 0 | 0 | 0 | 0 | 0 | 0 | 0 | 0 | 0 | 0 | 0 | 0 | 0 | 0
F4_Commercial_Warehouse (ID)_Existing_Food Preparation_Natural Gas_Food Prep Other_E8 | F4 | Commercial | Warehouse (ID) | Existing | Food Preparation | Natural Gas | Food Prep Other | E8 | RVT BC Ratio | 0 | 0 | 0 | 0 | 0 | 0 | 0 | 0 | 0 | 0 | 0 | 0 | 0 | 0 | 0 | 0 | 0 | 0 | 0 | 0 | 0 | 0 | 0 | 0 | 0 | 0 | 0
F4_Commercial_Warehouse (ID)_Existing_Food Preparation_Natural Gas_Food Prep Other_E9 | F4 | Commercial | Warehouse (ID) | Existing | Food Preparation | Natural Gas | Food Prep Other | E9 | RVT BC Ratio | 0 | 0 | 0 | 0 | 0 | 0 | 0 | 0 | 0 | 0 | 0 | 0 | 0 | 0 | 0 | 0 | 0 | 0 | 0 | 0 | 0 | 0 | 0 | 0 | 0 | 0 | 0
F4_Commercial_Warehouse (ID)_Existing_Food Preparation_Natural Gas_Food Prep Other_E10 | F4 | Commercial | Warehouse (ID) | Existing | Food Preparation | Natural Gas | Food Prep Other | E10 | RVT BC Ratio | 0 | 0 | 0 | 0 | 0 | 0 | 0 | 0 | 0 | 0 | 0 | 0 | 0 | 0 | 0 | 0 | 0 | 0 | 0 | 0 | 0 | 0 | 0 | 0 | 0 | 0 | 0
F5_Commercial_Warehouse (ID)_Existing_Food Preparation_Natural Gas_Food Prep Other_E1 | F5 | Commercial | Warehouse (ID) | Existing | Food Preparation | Natural Gas | Food Prep Other | E1 | RIM BC Ratio | [24 empty] | 1 | 1 | 1 | bar: 2019 to 2042
F5_Commercial_Warehouse (ID)_Existing_Food Preparation_Natural Gas_Food Prep Other_E2 | F5 | Commercial | Warehouse (ID) | Existing | Food Preparation | Natural Gas | Food Prep Other | E2 | RIM BC Ratio | 0.034556 | 0.03533 | 0.036302 | 0.037446 | 0.038773 | 0.040438 | 0.042169 | 0.04389 | 0.045549 | 0.047229 | 0.048521 | 0.049721 | 0.051015 | 0.052275 | 0.053386 | 0.054416 | 0.055325 | 0.056219 | 0.057179 | 0.058112 | 0.05907 | 0.060046 | 0.061029 | 0.062043 | 0.063072 | 0.064117 | 0.065178
F5_Commercial_Warehouse (ID)_Existing_Food Preparation_Natural Gas_Food Prep Other_E3 | F5 | Commercial | Warehouse (ID) | Existing | Food Preparation | Natural Gas | Food Prep Other | E3 | RIM BC Ratio | 0 | 0 | 0 | 0 | 0 | 0 | 0 | 0 | 0 | 0 | 0 | 0 | 0 | 0 | 0 | 0 | 0 | 0 | 0 | 0 | 0 | 0 | 0 | 0 | 0 | 0 | 0
F5_Commercial_Warehouse (ID)_Existing_Food Preparation_Natural Gas_Food Prep Other_E4 | F5 | Commercial | Warehouse (ID) | Existing | Food Preparation | Natural Gas | Food Prep Other | E4 | RIM BC Ratio | 0 | 0 | 0 | 0 | 0 | 0 | 0 | 0 | 0 | 0 | 0 | 0 | 0 | 0 | 0 | 0 | 0 | 0 | 0 | 0 | 0 | 0 | 0 | 0 | 0 | 0 | 0
F5_Commercial_Warehouse (ID)_Existing_Food Preparation_Natural Gas_Food Prep Other_E5 | F5 | Commercial | Warehouse (ID) | Existing | Food Preparation | Natural Gas | Food Prep Other | E5 | RIM BC Ratio | 0 | 0 | 0 | 0 | 0 | 0 | 0 | 0 | 0 | 0 | 0 | 0 | 0 | 0 | 0 | 0 | 0 | 0 | 0 | 0 | 0 | 0 | 0 | 0 | 0 | 0 | 0
F5_Commercial_Warehouse (ID)_Existing_Food Preparation_Natural Gas_Food Prep Other_E6 | F5 | Commercial | Warehouse (ID) | Existing | Food Preparation | Natural Gas | Food Prep Other | E6 | RIM BC Ratio | 0 | 0 | 0 | 0 | 0 | 0 | 0 | 0 | 0 | 0 | 0 | 0 | 0 | 0 | 0 | 0 | 0 | 0 | 0 | 0 | 0 | 0 | 0 | 0 | 0 | 0 | 0
F5_Commercial_Warehouse (ID)_Existing_Food Preparation_Natural Gas_Food Prep Other_E7 | F5 | Commercial | Warehouse (ID) | Existing | Food Preparation | Natural Gas | Food Prep Other | E7 | RIM BC Ratio | 0 | 0 | 0 | 0 | 0 | 0 | 0 | 0 | 0 | 0 | 0 | 0 | 0 | 0 | 0 | 0 | 0 | 0 | 0 | 0 | 0 | 0 | 0 | 0 | 0 | 0 | 0
F5_Commercial_Warehouse (ID)_Existing_Food Preparation_Natural Gas_Food Prep Other_E8 | F5 | Commercial | Warehouse (ID) | Existing | Food Preparation | Natural Gas | Food Prep Other | E8 | RIM BC Ratio | 0 | 0 | 0 | 0 | 0 | 0 | 0 | 0 | 0 | 0 | 0 | 0 | 0 | 0 | 0 | 0 | 0 | 0 | 0 | 0 | 0 | 0 | 0 | 0 | 0 | 0 | 0
F5_Commercial_Warehouse (ID)_Existing_Food Preparation_Natural Gas_Food Prep Other_E9 | F5 | Commercial | Warehouse (ID) | Existing | Food Preparation | Natural Gas | Food Prep Other | E9 | RIM BC Ratio | 0 | 0 | 0 | 0 | 0 | 0 | 0 | 0 | 0 | 0 | 0 | 0 | 0 | 0 | 0 | 0 | 0 | 0 | 0 | 0 | 0 | 0 | 0 | 0 | 0 | 0 | 0
F5_Commercial_Warehouse (ID)_Existing_Food Preparation_Natural Gas_Food Prep Other_E10 | F5 | Commercial | Warehouse (ID) | Existing | Food Preparation | Natural Gas | Food Prep Other | E10 | RIM BC Ratio | 0 | 0 | 0 | 0 | 0 | 0 | 0 | 0 | 0 | 0 | 0 | 0 | 0 | 0 | 0 | 0 | 0 | 0 | 0 | 0 | 0 | 0 | 0 | 0 | 0 | 0 | 0
F0_Commercial_Warehouse (ID)_Existing_Miscellaneous_Natural Gas_Pool Heater_E0 | F0 | Commercial | Warehouse (ID) | Existing | Miscellaneous | Natural Gas | Pool Heater | E0 | Economic Unit | Standard (EF .82) | Standard (EF .82) | Standard (EF .82) | Standard (EF .82) | Standard (EF .82) | Standard (EF .82) | Standard (EF .82) | Standard (EF .82) | Standard (EF .82) | Standard (EF .82) | Standard (EF .82) | Standard (EF .82) | Standard (EF .82) | Standard (EF .82) | Standard (EF .82) | Standard (EF .82) | Standard (EF .82) | Standard (EF .82) | Standard (EF .82) | Standard (EF .82) | Standard (EF .82) | Standard (EF .82) | Standard (EF .82) | Standard (EF .82) | Standard (EF .82) | Standard (EF .82) | Standard (EF .82)
F1_Commercial_Warehouse (ID)_Existing_Miscellaneous_Natural Gas_Pool Heater_E1 | F1 | Commercial | Warehouse (ID) | Existing | Miscellaneous | Natural Gas | Pool Heater | E1 | CCE | 0 | 0 | 0 | 0 | 0 | 0 | 0 | 0 | 0 | 0 | 0 | 0 | 0 | 0 | 0 | 0 | 0 | 0 | 0 | 0 | 0 | 0 | 0 | 0 | 0 | 0 | 0
F1_Commercial_Warehouse (ID)_Existing_Miscellaneous_Natural Gas_Pool Heater_E2 | F1 | Commercial | Warehouse (ID) | Existing | Miscellaneous | Natural Gas | Pool Heater | E2 | CCE | 0.013474 | 0.013474 | 0.013474 | 0.013474 | 0.013474 | 0.013474 | 0.013474 | 0.013474 | 0.013474 | 0.013474 | 0.013474 | 0.013474 | 0.013474 | 0.013474 | 0.013474 | 0.013474 | 0.013474 | 0.013474 | 0.013474 | 0.013474 | 0.013474 | 0.013474 | 0.013474 | 0.013474 | 0.013474 | 0.013474 | 0.013474
F1_Commercial_Warehouse (ID)_Existing_Miscellaneous_Natural Gas_Pool Heater_E3 | F1 | Commercial | Warehouse (ID) | Existing | Miscellaneous | Natural Gas | Pool Heater | E3 | CCE | 0 | 0 | 0 | 0 | 0 | 0 | 0 | 0 | 0 | 0 | 0 | 0 | 0 | 0 | 0 | 0 | 0 | 0 | 0 | 0 | 0 | 0 | 0 | 0 | 0 | 0 | 0
F1_Commercial_Warehouse (ID)_Existing_Miscellaneous_Natural Gas_Pool Heater_E4 | F1 | Commercial | Warehouse (ID) | Existing | Miscellaneous | Natural Gas | Pool Heater | E4 | CCE | 0 | 0 | 0 | 0 | 0 | 0 | 0 | 0 | 0 | 0 | 0 | 0 | 0 | 0 | 0 | 0 | 0 | 0 | 0 | 0 | 0 | 0 | 0 | 0 | 0 | 0 | 0
F1_Commercial_Warehouse (ID)_Existing_Miscellaneous_Natural Gas_Pool Heater_E5 | F1 | Commercial | Warehouse (ID) | Existing | Miscellaneous | Natural Gas | Pool Heater | E5 | CCE | 0 | 0 | 0 | 0 | 0 | 0 | 0 | 0 | 0 | 0 | 0 | 0 | 0 | 0 | 0 | 0 | 0 | 0 | 0 | 0 | 0 | 0 | 0 | 0 | 0 | 0 | 0
F1_Commercial_Warehouse (ID)_Existing_Miscellaneous_Natural Gas_Pool Heater_E6 | F1 | Commercial | Warehouse (ID) | Existing | Miscellaneous | Natural Gas | Pool Heater | E6 | CCE | 0 | 0 | 0 | 0 | 0 | 0 | 0 | 0 | 0 | 0 | 0 | 0 | 0 | 0 | 0 | 0 | 0 | 0 | 0 | 0 | 0 | 0 | 0 | 0 | 0 | 0 | 0
F1_Commercial_Warehouse (ID)_Existing_Miscellaneous_Natural Gas_Pool Heater_E7 | F1 | Commercial | Warehouse (ID) | Existing | Miscellaneous | Natural Gas | Pool Heater | E7 | CCE | 0 | 0 | 0 | 0 | 0 | 0 | 0 | 0 | 0 | 0 | 0 | 0 | 0 | 0 | 0 | 0 | 0 | 0 | 0 | 0 | 0 | 0 | 0 | 0 | 0 | 0 | 0
F1_Commercial_Warehouse (ID)_Existing_Miscellaneous_Natural Gas_Pool Heater_E8 | F1 | Commercial | Warehouse (ID) | Existing | Miscellaneous | Natural Gas | Pool Heater | E8 | CCE | 0 | 0 | 0 | 0 | 0 | 0 | 0 | 0 | 0 | 0 | 0 | 0 | 0 | 0 | 0 | 0 | 0 | 0 | 0 | 0 | 0 | 0 | 0 | 0 | 0 | 0 | 0
F1_Commercial_Warehouse (ID)_Existing_Miscellaneous_Natural Gas_Pool Heater_E9 | F1 | Commercial | Warehouse (ID) | Existing | Miscellaneous | Natural Gas | Pool Heater | E9 | CCE | 0 | 0 | 0 | 0 | 0 | 0 | 0 | 0 | 0 | 0 | 0 | 0 | 0 | 0 | 0 | 0 | 0 | 0 | 0 | 0 | 0 | 0 | 0 | 0 | 0 | 0 | 0
F1_Commercial_Warehouse (ID)_Existing_Miscellaneous_Natural Gas_Pool Heater_E10 | F1 | Commercial | Warehouse (ID) | Existing | Miscellaneous | Natural Gas | Pool Heater | E10 | CCE | 0 | 0 | 0 | 0 | 0 | 0 | 0 | 0 | 0 | 0 | 0 | 0 | 0 | 0 | 0 | 0 | 0 | 0 | 0 | 0 | 0 | 0 | 0 | 0 | 0 | 0 | 0
F2_Commercial_Warehouse (ID)_Existing_Miscellaneous_Natural Gas_Pool Heater_E1 | F2 | Commercial | Warehouse (ID) | Existing | Miscellaneous | Natural Gas | Pool Heater | E1 | TRC BC Ratio | [24 empty] | 1 | 1 | 1 | bar: 2019 to 2042
F2_Commercial_Warehouse (ID)_Existing_Miscellaneous_Natural Gas_Pool Heater_E2 | F2 | Commercial | Warehouse (ID) | Existing | Miscellaneous | Natural Gas | Pool Heater | E2 | TRC BC Ratio | 0.24558 | 0.24744 | 0.25144 | 0.25792 | 0.26685 | 0.27983 | 0.29405 | 0.30832 | 0.32213 | 0.3369 | 0.34804 | 0.3585 | 0.37033 | 0.38173 | 0.39129 | 0.39986 | 0.40688 | 0.4136 | 0.42102 | 0.42801 | 0.43524 | 0.44289 | 0.45057 | 0.45857 | 0.46672 | 0.47501 | 0.48345
F2_Commercial_Warehouse (ID)_Existing_Miscellaneous_Natural Gas_Pool Heater_E3 | F2 | Commercial | Warehouse (ID) | Existing | Miscellaneous | Natural Gas | Pool Heater | E3 | TRC BC Ratio | 0 | 0 | 0 | 0 | 0 | 0 | 0 | 0 | 0 | 0 | 0 | 0 | 0 | 0 | 0 | 0 | 0 | 0 | 0 | 0 | 0 | 0 | 0 | 0 | 0 | 0 | 0
F2_Commercial_Warehouse (ID)_Existing_Miscellaneous_Natural Gas_Pool Heater_E4 | F2 | Commercial | Warehouse (ID) | Existing | Miscellaneous | Natural Gas | Pool Heater | E4 | TRC BC Ratio | 0 | 0 | 0 | 0 | 0 | 0 | 0 | 0 | 0 | 0 | 0 | 0 | 0 | 0 | 0 | 0 | 0 | 0 | 0 | 0 | 0 | 0 | 0 | 0 | 0 | 0 | 0
F2_Commercial_Warehouse (ID)_Existing_Miscellaneous_Natural Gas_Pool Heater_E5 | F2 | Commercial | Warehouse (ID) | Existing | Miscellaneous | Natural Gas | Pool Heater | E5 | TRC BC Ratio | 0 | 0 | 0 | 0 | 0 | 0 | 0 | 0 | 0 | 0 | 0 | 0 | 0 | 0 | 0 | 0 | 0 | 0 | 0 | 0 | 0 | 0 | 0 | 0 | 0 | 0 | 0
F2_Commercial_Warehouse (ID)_Existing_Miscellaneous_Natural Gas_Pool Heater_E6 | F2 | Commercial | Warehouse (ID) | Existing | Miscellaneous | Natural Gas | Pool Heater | E6 | TRC BC Ratio | 0 | 0 | 0 | 0 | 0 | 0 | 0 | 0 | 0 | 0 | 0 | 0 | 0 | 0 | 0 | 0 | 0 | 0 | 0 | 0 | 0 | 0 | 0 | 0 | 0 | 0 | 0
F2_Commercial_Warehouse (ID)_Existing_Miscellaneous_Natural Gas_Pool Heater_E7 | F2 | Commercial | Warehouse (ID) | Existing | Miscellaneous | Natural Gas | Pool Heater | E7 | TRC BC Ratio | 0 | 0 | 0 | 0 | 0 | 0 | 0 | 0 | 0 | 0 | 0 | 0 | 0 | 0 | 0 | 0 | 0 | 0 | 0 | 0 | 0 | 0 | 0 | 0 | 0 | 0 | 0
F2_Commercial_Warehouse (ID)_Existing_Miscellaneous_Natural Gas_Pool Heater_E8 | F2 | Commercial | Warehouse (ID) | Existing | Miscellaneous | Natural Gas | Pool Heater | E8 | TRC BC Ratio | 0 | 0 | 0 | 0 | 0 | 0 | 0 | 0 | 0 | 0 | 0 | 0 | 0 | 0 | 0 | 0 | 0 | 0 | 0 | 0 | 0 | 0 | 0 | 0 | 0 | 0 | 0
F2_Commercial_Warehouse (ID)_Existing_Miscellaneous_Natural Gas_Pool Heater_E9 | F2 | Commercial | Warehouse (ID) | Existing | Miscellaneous | Natural Gas | Pool Heater | E9 | TRC BC Ratio | 0 | 0 | 0 | 0 | 0 | 0 | 0 | 0 | 0 | 0 | 0 | 0 | 0 | 0 | 0 | 0 | 0 | 0 | 0 | 0 | 0 | 0 | 0 | 0 | 0 | 0 | 0
F2_Commercial_Warehouse (ID)_Existing_Miscellaneous_Natural Gas_Pool Heater_E10 | F2 | Commercial | Warehouse (ID) | Existing | Miscellaneous | Natural Gas | Pool Heater | E10 | TRC BC Ratio | 0 | 0 | 0 | 0 | 0 | 0 | 0 | 0 | 0 | 0 | 0 | 0 | 0 | 0 | 0 | 0 | 0 | 0 | 0 | 0 | 0 | 0 | 0 | 0 | 0 | 0 | 0
F3_Commercial_Warehouse (ID)_Existing_Miscellaneous_Natural Gas_Pool Heater_E1 | F3 | Commercial | Warehouse (ID) | Existing | Miscellaneous | Natural Gas | Pool Heater | E1 | PACT BC Ratio | [24 empty] | 1 | 1 | 1 | bar: 2019 to 2042
F3_Commercial_Warehouse (ID)_Existing_Miscellaneous_Natural Gas_Pool Heater_E2 | F3 | Commercial | Warehouse (ID) | Existing | Miscellaneous | Natural Gas | Pool Heater | E2 | PACT BC Ratio | 0.60931 | 0.61394 | 0.62387 | 0.63995 | 0.66211 | 0.69429 | 0.72958 | 0.76498 | 0.79925 | 0.8359 | 0.86355 | 0.8895 | 0.91884 | 0.94714 | 0.97086 | 0.99213 | 1.0095 | 1.0262 | 1.0446 | 1.062 | 1.0799 | 1.0989 | 1.1179 | 1.1378 | 1.158 | 1.1786 | 1.1995
F3_Commercial_Warehouse (ID)_Existing_Miscellaneous_Natural Gas_Pool Heater_E3 | F3 | Commercial | Warehouse (ID) | Existing | Miscellaneous | Natural Gas | Pool Heater | E3 | PACT BC Ratio | 0 | 0 | 0 | 0 | 0 | 0 | 0 | 0 | 0 | 0 | 0 | 0 | 0 | 0 | 0 | 0 | 0 | 0 | 0 | 0 | 0 | 0 | 0 | 0 | 0 | 0 | 0
F3_Commercial_Warehouse (ID)_Existing_Miscellaneous_Natural Gas_Pool Heater_E4 | F3 | Commercial | Warehouse (ID) | Existing | Miscellaneous | Natural Gas | Pool Heater | E4 | PACT BC Ratio | 0 | 0 | 0 | 0 | 0 | 0 | 0 | 0 | 0 | 0 | 0 | 0 | 0 | 0 | 0 | 0 | 0 | 0 | 0 | 0 | 0 | 0 | 0 | 0 | 0 | 0 | 0
F3_Commercial_Warehouse (ID)_Existing_Miscellaneous_Natural Gas_Pool Heater_E5 | F3 | Commercial | Warehouse (ID) | Existing | Miscellaneous | Natural Gas | Pool Heater | E5 | PACT BC Ratio | 0 | 0 | 0 | 0 | 0 | 0 | 0 | 0 | 0 | 0 | 0 | 0 | 0 | 0 | 0 | 0 | 0 | 0 | 0 | 0 | 0 | 0 | 0 | 0 | 0 | 0 | 0
F3_Commercial_Warehouse (ID)_Existing_Miscellaneous_Natural Gas_Pool Heater_E6 | F3 | Commercial | Warehouse (ID) | Existing | Miscellaneous | Natural Gas | Pool Heater | E6 | PACT BC Ratio | 0 | 0 | 0 | 0 | 0 | 0 | 0 | 0 | 0 | 0 | 0 | 0 | 0 | 0 | 0 | 0 | 0 | 0 | 0 | 0 | 0 | 0 | 0 | 0 | 0 | 0 | 0
F3_Commercial_Warehouse (ID)_Existing_Miscellaneous_Natural Gas_Pool Heater_E7 | F3 | Commercial | Warehouse (ID) | Existing | Miscellaneous | Natural Gas | Pool Heater | E7 | PACT BC Ratio | 0 | 0 | 0 | 0 | 0 | 0 | 0 | 0 | 0 | 0 | 0 | 0 | 0 | 0 | 0 | 0 | 0 | 0 | 0 | 0 | 0 | 0 | 0 | 0 | 0 | 0 | 0
F3_Commercial_Warehouse (ID)_Existing_Miscellaneous_Natural Gas_Pool Heater_E8 | F3 | Commercial | Warehouse (ID) | Existing | Miscellaneous | Natural Gas | Pool Heater | E8 | PACT BC Ratio | 0 | 0 | 0 | 0 | 0 | 0 | 0 | 0 | 0 | 0 | 0 | 0 | 0 | 0 | 0 | 0 | 0 | 0 | 0 | 0 | 0 | 0 | 0 | 0 | 0 | 0 | 0
F3_Commercial_Warehouse (ID)_Existing_Miscellaneous_Natural Gas_Pool Heater_E9 | F3 | Commercial | Warehouse (ID) | Existing | Miscellaneous | Natural Gas | Pool Heater | E9 | PACT BC Ratio | 0 | 0 | 0 | 0 | 0 | 0 | 0 | 0 | 0 | 0 | 0 | 0 | 0 | 0 | 0 | 0 | 0 | 0 | 0 | 0 | 0 | 0 | 0 | 0 | 0 | 0 | 0
F3_Commercial_Warehouse (ID)_Existing_Miscellaneous_Natural Gas_Pool Heater_E10 | F3 | Commercial | Warehouse (ID) | Existing | Miscellaneous | Natural Gas | Pool Heater | E10 | PACT BC Ratio | 0 | 0 | 0 | 0 | 0 | 0 | 0 | 0 | 0 | 0 | 0 | 0 | 0 | 0 | 0 | 0 | 0 | 0 | 0 | 0 | 0 | 0 | 0 | 0 | 0 | 0 | 0
F4_Commercial_Warehouse (ID)_Existing_Miscellaneous_Natural Gas_Pool Heater_E1 | F4 | Commercial | Warehouse (ID) | Existing | Miscellaneous | Natural Gas | Pool Heater | E1 | RVT BC Ratio | [24 empty] | 1 | 1 | 1 | bar: 2019 to 2042
F4_Commercial_Warehouse (ID)_Existing_Miscellaneous_Natural Gas_Pool Heater_E2 | F4 | Commercial | Warehouse (ID) | Existing | Miscellaneous | Natural Gas | Pool Heater | E2 | RVT BC Ratio | 0.63728 | 0.63996 | 0.6448 | 0.65211 | 0.66171 | 0.67568 | 0.68979 | 0.70332 | 0.71552 | 0.72835 | 0.74306 | 0.75687 | 0.77248 | 0.78692 | 0.7982 | 0.80735 | 0.81352 | 0.81821 | 0.82349 | 0.82781 | 0.83205 | 0.84168 | 0.85136 | 0.86145 | 0.87171 | 0.88216 | 0.89279
F4_Commercial_Warehouse (ID)_Existing_Miscellaneous_Natural Gas_Pool Heater_E3 | F4 | Commercial | Warehouse (ID) | Existing | Miscellaneous | Natural Gas | Pool Heater | E3 | RVT BC Ratio | 0 | 0 | 0 | 0 | 0 | 0 | 0 | 0 | 0 | 0 | 0 | 0 | 0 | 0 | 0 | 0 | 0 | 0 | 0 | 0 | 0 | 0 | 0 | 0 | 0 | 0 | 0
F4_Commercial_Warehouse (ID)_Existing_Miscellaneous_Natural Gas_Pool Heater_E4 | F4 | Commercial | Warehouse (ID) | Existing | Miscellaneous | Natural Gas | Pool Heater | E4 | RVT BC Ratio | 0 | 0 | 0 | 0 | 0 | 0 | 0 | 0 | 0 | 0 | 0 | 0 | 0 | 0 | 0 | 0 | 0 | 0 | 0 | 0 | 0 | 0 | 0 | 0 | 0 | 0 | 0
F4_Commercial_Warehouse (ID)_Existing_Miscellaneous_Natural Gas_Pool Heater_E5 | F4 | Commercial | Warehouse (ID) | Existing | Miscellaneous | Natural Gas | Pool Heater | E5 | RVT BC Ratio | 0 | 0 | 0 | 0 | 0 | 0 | 0 | 0 | 0 | 0 | 0 | 0 | 0 | 0 | 0 | 0 | 0 | 0 | 0 | 0 | 0 | 0 | 0 | 0 | 0 | 0 | 0
F4_Commercial_Warehouse (ID)_Existing_Miscellaneous_Natural Gas_Pool Heater_E6 | F4 | Commercial | Warehouse (ID) | Existing | Miscellaneous | Natural Gas | Pool Heater | E6 | RVT BC Ratio | 0 | 0 | 0 | 0 | 0 | 0 | 0 | 0 | 0 | 0 | 0 | 0 | 0 | 0 | 0 | 0 | 0 | 0 | 0 | 0 | 0 | 0 | 0 | 0 | 0 | 0 | 0
F4_Commercial_Warehouse (ID)_Existing_Miscellaneous_Natural Gas_Pool Heater_E7 | F4 | Commercial | Warehouse (ID) | Existing | Miscellaneous | Natural Gas | Pool Heater | E7 | RVT BC Ratio | 0 | 0 | 0 | 0 | 0 | 0 | 0 | 0 | 0 | 0 | 0 | 0 | 0 | 0 | 0 | 0 | 0 | 0 | 0 | 0 | 0 | 0 | 0 | 0 | 0 | 0 | 0
F4_Commercial_Warehouse (ID)_Existing_Miscellaneous_Natural Gas_Pool Heater_E8 | F4 | Commercial | Warehouse (ID) | Existing | Miscellaneous | Natural Gas | Pool Heater | E8 | RVT BC Ratio | 0 | 0 | 0 | 0 | 0 | 0 | 0 | 0 | 0 | 0 | 0 | 0 | 0 | 0 | 0 | 0 | 0 | 0 | 0 | 0 | 0 | 0 | 0 | 0 | 0 | 0 | 0
F4_Commercial_Warehouse (ID)_Existing_Miscellaneous_Natural Gas_Pool Heater_E9 | F4 | Commercial | Warehouse (ID) | Existing | Miscellaneous | Natural Gas | Pool Heater | E9 | RVT BC Ratio | 0 | 0 | 0 | 0 | 0 | 0 | 0 | 0 | 0 | 0 | 0 | 0 | 0 | 0 | 0 | 0 | 0 | 0 | 0 | 0 | 0 | 0 | 0 | 0 | 0 | 0 | 0
F4_Commercial_Warehouse (ID)_Existing_Miscellaneous_Natural Gas_Pool Heater_E10 | F4 | Commercial | Warehouse (ID) | Existing | Miscellaneous | Natural Gas | Pool Heater | E10 | RVT BC Ratio | 0 | 0 | 0 | 0 | 0 | 0 | 0 | 0 | 0 | 0 | 0 | 0 | 0 | 0 | 0 | 0 | 0 | 0 | 0 | 0 | 0 | 0 | 0 | 0 | 0 | 0 | 0
F5_Commercial_Warehouse (ID)_Existing_Miscellaneous_Natural Gas_Pool Heater_E1 | F5 | Commercial | Warehouse (ID) | Existing | Miscellaneous | Natural Gas | Pool Heater | E1 | RIM BC Ratio | [24 empty] | 1 | 1 | 1 | bar: 2019 to 2042
F5_Commercial_Warehouse (ID)_Existing_Miscellaneous_Natural Gas_Pool Heater_E2 | F5 | Commercial | Warehouse (ID) | Existing | Miscellaneous | Natural Gas | Pool Heater | E2 | RIM BC Ratio | 0.35197 | 0.3535 | 0.35717 | 0.36322 | 0.37161 | 0.38346 | 0.39657 | 0.40958 | 0.42222 | 0.43548 | 0.44287 | 0.4496 | 0.45697 | 0.46415 | 0.4704 | 0.47633 | 0.48175 | 0.48744 | 0.49363 | 0.49972 | 0.50607 | 0.5102 | 0.51427 | 0.51843 | 0.52259 | 0.52674 | 0.53088
F5_Commercial_Warehouse (ID)_Existing_Miscellaneous_Natural Gas_Pool Heater_E3 | F5 | Commercial | Warehouse (ID) | Existing | Miscellaneous | Natural Gas | Pool Heater | E3 | RIM BC Ratio | 0 | 0 | 0 | 0 | 0 | 0 | 0 | 0 | 0 | 0 | 0 | 0 | 0 | 0 | 0 | 0 | 0 | 0 | 0 | 0 | 0 | 0 | 0 | 0 | 0 | 0 | 0
F5_Commercial_Warehouse (ID)_Existing_Miscellaneous_Natural Gas_Pool Heater_E4 | F5 | Commercial | Warehouse (ID) | Existing | Miscellaneous | Natural Gas | Pool Heater | E4 | RIM BC Ratio | 0 | 0 | 0 | 0 | 0 | 0 | 0 | 0 | 0 | 0 | 0 | 0 | 0 | 0 | 0 | 0 | 0 | 0 | 0 | 0 | 0 | 0 | 0 | 0 | 0 | 0 | 0
F5_Commercial_Warehouse (ID)_Existing_Miscellaneous_Natural Gas_Pool Heater_E5 | F5 | Commercial | Warehouse (ID) | Existing | Miscellaneous | Natural Gas | Pool Heater | E5 | RIM BC Ratio | 0 | 0 | 0 | 0 | 0 | 0 | 0 | 0 | 0 | 0 | 0 | 0 | 0 | 0 | 0 | 0 | 0 | 0 | 0 | 0 | 0 | 0 | 0 | 0 | 0 | 0 | 0
F5_Commercial_Warehouse (ID)_Existing_Miscellaneous_Natural Gas_Pool Heater_E6 | F5 | Commercial | Warehouse (ID) | Existing | Miscellaneous | Natural Gas | Pool Heater | E6 | RIM BC Ratio | 0 | 0 | 0 | 0 | 0 | 0 | 0 | 0 | 0 | 0 | 0 | 0 | 0 | 0 | 0 | 0 | 0 | 0 | 0 | 0 | 0 | 0 | 0 | 0 | 0 | 0 | 0
F5_Commercial_Warehouse (ID)_Existing_Miscellaneous_Natural Gas_Pool Heater_E7 | F5 | Commercial | Warehouse (ID) | Existing | Miscellaneous | Natural Gas | Pool Heater | E7 | RIM BC Ratio | 0 | 0 | 0 | 0 | 0 | 0 | 0 | 0 | 0 | 0 | 0 | 0 | 0 | 0 | 0 | 0 | 0 | 0 | 0 | 0 | 0 | 0 | 0 | 0 | 0 | 0 | 0
F5_Commercial_Warehouse (ID)_Existing_Miscellaneous_Natural Gas_Pool Heater_E8 | F5 | Commercial | Warehouse (ID) | Existing | Miscellaneous | Natural Gas | Pool Heater | E8 | RIM BC Ratio | 0 | 0 | 0 | 0 | 0 | 0 | 0 | 0 | 0 | 0 | 0 | 0 | 0 | 0 | 0 | 0 | 0 | 0 | 0 | 0 | 0 | 0 | 0 | 0 | 0 | 0 | 0
F5_Commercial_Warehouse (ID)_Existing_Miscellaneous_Natural Gas_Pool Heater_E9 | F5 | Commercial | Warehouse (ID) | Existing | Miscellaneous | Natural Gas | Pool Heater | E9 | RIM BC Ratio | 0 | 0 | 0 | 0 | 0 | 0 | 0 | 0 | 0 | 0 | 0 | 0 | 0 | 0 | 0 | 0 | 0 | 0 | 0 | 0 | 0 | 0 | 0 | 0 | 0 | 0 | 0
F5_Commercial_Warehouse (ID)_Existing_Miscellaneous_Natural Gas_Pool Heater_E10 | F5 | Commercial | Warehouse (ID) | Existing | Miscellaneous | Natural Gas | Pool Heater | E10 | RIM BC Ratio | 0 | 0 | 0 | 0 | 0 | 0 | 0 | 0 | 0 | 0 | 0 | 0 | 0 | 0 | 0 | 0 | 0 | 0 | 0 | 0 | 0 | 0 | 0 | 0 | 0 | 0 | 0
F0_Commercial_Warehouse (ID)_Existing_Miscellaneous_Natural Gas_Miscellaneous_E0 | F0 | Commercial | Warehouse (ID) | Existing | Miscellaneous | Natural Gas | Miscellaneous | E0 | Economic Unit | Standard | Standard | Standard | Standard | Standard | Standard | Standard | Standard | Standard | Standard | Standard | Standard | Standard | Standard | Standard | Standard | Standard | Standard | Standard | Standard | Standard | Standard | Standard | Standard | Standard | Standard | Standard
F1_Commercial_Warehouse (ID)_Existing_Miscellaneous_Natural Gas_Miscellaneous_E1 | F1 | Commercial | Warehouse (ID) | Existing | Miscellaneous | Natural Gas | Miscellaneous | E1 | CCE | 0 | 0 | 0 | 0 | 0 | 0 | 0 | 0 | 0 | 0 | 0 | 0 | 0 | 0 | 0 | 0 | 0 | 0 | 0 | 0 | 0 | 0 | 0 | 0 | 0 | 0 | 0
F1_Commercial_Warehouse (ID)_Existing_Miscellaneous_Natural Gas_Miscellaneous_E2 | F1 | Commercial | Warehouse (ID) | Existing | Miscellaneous | Natural Gas | Miscellaneous | E2 | CCE | 0 | 0 | 0 | 0 | 0 | 0 | 0 | 0 | 0 | 0 | 0 | 0 | 0 | 0 | 0 | 0 | 0 | 0 | 0 | 0 | 0 | 0 | 0 | 0 | 0 | 0 | 0
F1_Commercial_Warehouse (ID)_Existing_Miscellaneous_Natural Gas_Miscellaneous_E3 | F1 | Commercial | Warehouse (ID) | Existing | Miscellaneous | Natural Gas | Miscellaneous | E3 | CCE | 0 | 0 | 0 | 0 | 0 | 0 | 0 | 0 | 0 | 0 | 0 | 0 | 0 | 0 | 0 | 0 | 0 | 0 | 0 | 0 | 0 | 0 | 0 | 0 | 0 | 0 | 0
F1_Commercial_Warehouse (ID)_Existing_Miscellaneous_Natural Gas_Miscellaneous_E4 | F1 | Commercial | Warehouse (ID) | Existing | Miscellaneous | Natural Gas | Miscellaneous | E4 | CCE | 0 | 0 | 0 | 0 | 0 | 0 | 0 | 0 | 0 | 0 | 0 | 0 | 0 | 0 | 0 | 0 | 0 | 0 | 0 | 0 | 0 | 0 | 0 | 0 | 0 | 0 | 0
F1_Commercial_Warehouse (ID)_Existing_Miscellaneous_Natural Gas_Miscellaneous_E5 | F1 | Commercial | Warehouse (ID) | Existing | Miscellaneous | Natural Gas | Miscellaneous | E5 | CCE | 0 | 0 | 0 | 0 | 0 | 0 | 0 | 0 | 0 | 0 | 0 | 0 | 0 | 0 | 0 | 0 | 0 | 0 | 0 | 0 | 0 | 0 | 0 | 0 | 0 | 0 | 0
F1_Commercial_Warehouse (ID)_Existing_Miscellaneous_Natural Gas_Miscellaneous_E6 | F1 | Commercial | Warehouse (ID) | Existing | Miscellaneous | Natural Gas | Miscellaneous | E6 | CCE | 0 | 0 | 0 | 0 | 0 | 0 | 0 | 0 | 0 | 0 | 0 | 0 | 0 | 0 | 0 | 0 | 0 | 0 | 0 | 0 | 0 | 0 | 0 | 0 | 0 | 0 | 0
F1_Commercial_Warehouse (ID)_Existing_Miscellaneous_Natural Gas_Miscellaneous_E7 | F1 | Commercial | Warehouse (ID) | Existing | Miscellaneous | Natural Gas | Miscellaneous | E7 | CCE | 0 | 0 | 0 | 0 | 0 | 0 | 0 | 0 | 0 | 0 | 0 | 0 | 0 | 0 | 0 | 0 | 0 | 0 | 0 | 0 | 0 | 0 | 0 | 0 | 0 | 0 | 0
F1_Commercial_Warehouse (ID)_Existing_Miscellaneous_Natural Gas_Miscellaneous_E8 | F1 | Commercial | Warehouse (ID) | Existing | Miscellaneous | Natural Gas | Miscellaneous | E8 | CCE | 0 | 0 | 0 | 0 | 0 | 0 | 0 | 0 | 0 | 0 | 0 | 0 | 0 | 0 | 0 | 0 | 0 | 0 | 0 | 0 | 0 | 0 | 0 | 0 | 0 | 0 | 0
F1_Commercial_Warehouse (ID)_Existing_Miscellaneous_Natural Gas_Miscellaneous_E9 | F1 | Commercial | Warehouse (ID) | Existing | Miscellaneous | Natural Gas | Miscellaneous | E9 | CCE | 0 | 0 | 0 | 0 | 0 | 0 | 0 | 0 | 0 | 0 | 0 | 0 | 0 | 0 | 0 | 0 | 0 | 0 | 0 | 0 | 0 | 0 | 0 | 0 | 0 | 0 | 0
F1_Commercial_Warehouse (ID)_Existing_Miscellaneous_Natural Gas_Miscellaneous_E10 | F1 | Commercial | Warehouse (ID) | Existing | Miscellaneous | Natural Gas | Miscellaneous | E10 | CCE | 0 | 0 | 0 | 0 | 0 | 0 | 0 | 0 | 0 | 0 | 0 | 0 | 0 | 0 | 0 | 0 | 0 | 0 | 0 | 0 | 0 | 0 | 0 | 0 | 0 | 0 | 0
F2_Commercial_Warehouse (ID)_Existing_Miscellaneous_Natural Gas_Miscellaneous_E1 | F2 | Commercial | Warehouse (ID) | Existing | Miscellaneous | Natural Gas | Miscellaneous | E1 | TRC BC Ratio | [24 empty] | 1 | 1 | 1 | bar: 2019 to 2042
F2_Commercial_Warehouse (ID)_Existing_Miscellaneous_Natural Gas_Miscellaneous_E2 | F2 | Commercial | Warehouse (ID) | Existing | Miscellaneous | Natural Gas | Miscellaneous | E2 | TRC BC Ratio | 0 | 0 | 0 | 0 | 0 | 0 | 0 | 0 | 0 | 0 | 0 | 0 | 0 | 0 | 0 | 0 | 0 | 0 | 0 | 0 | 0 | 0 | 0 | 0 | 0 | 0 | 0
F2_Commercial_Warehouse (ID)_Existing_Miscellaneous_Natural Gas_Miscellaneous_E3 | F2 | Commercial | Warehouse (ID) | Existing | Miscellaneous | Natural Gas | Miscellaneous | E3 | TRC BC Ratio | 0 | 0 | 0 | 0 | 0 | 0 | 0 | 0 | 0 | 0 | 0 | 0 | 0 | 0 | 0 | 0 | 0 | 0 | 0 | 0 | 0 | 0 | 0 | 0 | 0 | 0 | 0
F2_Commercial_Warehouse (ID)_Existing_Miscellaneous_Natural Gas_Miscellaneous_E4 | F2 | Commercial | Warehouse (ID) | Existing | Miscellaneous | Natural Gas | Miscellaneous | E4 | TRC BC Ratio | 0 | 0 | 0 | 0 | 0 | 0 | 0 | 0 | 0 | 0 | 0 | 0 | 0 | 0 | 0 | 0 | 0 | 0 | 0 | 0 | 0 | 0 | 0 | 0 | 0 | 0 | 0
F2_Commercial_Warehouse (ID)_Existing_Miscellaneous_Natural Gas_Miscellaneous_E5 | F2 | Commercial | Warehouse (ID) | Existing | Miscellaneous | Natural Gas | Miscellaneous | E5 | TRC BC Ratio | 0 | 0 | 0 | 0 | 0 | 0 | 0 | 0 | 0 | 0 | 0 | 0 | 0 | 0 | 0 | 0 | 0 | 0 | 0 | 0 | 0 | 0 | 0 | 0 | 0 | 0 | 0
F2_Commercial_Warehouse (ID)_Existing_Miscellaneous_Natural Gas_Miscellaneous_E6 | F2 | Commercial | Warehouse (ID) | Existing | Miscellaneous | Natural Gas | Miscellaneous | E6 | TRC BC Ratio | 0 | 0 | 0 | 0 | 0 | 0 | 0 | 0 | 0 | 0 | 0 | 0 | 0 | 0 | 0 | 0 | 0 | 0 | 0 | 0 | 0 | 0 | 0 | 0 | 0 | 0 | 0
F2_Commercial_Warehouse (ID)_Existing_Miscellaneous_Natural Gas_Miscellaneous_E7 | F2 | Commercial | Warehouse (ID) | Existing | Miscellaneous | Natural Gas | Miscellaneous | E7 | TRC BC Ratio | 0 | 0 | 0 | 0 | 0 | 0 | 0 | 0 | 0 | 0 | 0 | 0 | 0 | 0 | 0 | 0 | 0 | 0 | 0 | 0 | 0 | 0 | 0 | 0 | 0 | 0 | 0
F2_Commercial_Warehouse (ID)_Existing_Miscellaneous_Natural Gas_Miscellaneous_E8 | F2 | Commercial | Warehouse (ID) | Existing | Miscellaneous | Natural Gas | Miscellaneous | E8 | TRC BC Ratio | 0 | 0 | 0 | 0 | 0 | 0 | 0 | 0 | 0 | 0 | 0 | 0 | 0 | 0 | 0 | 0 | 0 | 0 | 0 | 0 | 0 | 0 | 0 | 0 | 0 | 0 | 0
F2_Commercial_Warehouse (ID)_Existing_Miscellaneous_Natural Gas_Miscellaneous_E9 | F2 | Commercial | Warehouse (ID) | Existing | Miscellaneous | Natural Gas | Miscellaneous | E9 | TRC BC Ratio | 0 | 0 | 0 | 0 | 0 | 0 | 0 | 0 | 0 | 0 | 0 | 0 | 0 | 0 | 0 | 0 | 0 | 0 | 0 | 0 | 0 | 0 | 0 | 0 | 0 | 0 | 0
F2_Commercial_Warehouse (ID)_Existing_Miscellaneous_Natural Gas_Miscellaneous_E10 | F2 | Commercial | Warehouse (ID) | Existing | Miscellaneous | Natural Gas | Miscellaneous | E10 | TRC BC Ratio | 0 | 0 | 0 | 0 | 0 | 0 | 0 | 0 | 0 | 0 | 0 | 0 | 0 | 0 | 0 | 0 | 0 | 0 | 0 | 0 | 0 | 0 | 0 | 0 | 0 | 0 | 0
F3_Commercial_Warehouse (ID)_Existing_Miscellaneous_Natural Gas_Miscellaneous_E1 | F3 | Commercial | Warehouse (ID) | Existing | Miscellaneous | Natural Gas | Miscellaneous | E1 | PACT BC Ratio | [24 empty] | 1 | 1 | 1 | bar: 2019 to 2042
F3_Commercial_Warehouse (ID)_Existing_Miscellaneous_Natural Gas_Miscellaneous_E2 | F3 | Commercial | Warehouse (ID) | Existing | Miscellaneous | Natural Gas | Miscellaneous | E2 | PACT BC Ratio | 0 | 0 | 0 | 0 | 0 | 0 | 0 | 0 | 0 | 0 | 0 | 0 | 0 | 0 | 0 | 0 | 0 | 0 | 0 | 0 | 0 | 0 | 0 | 0 | 0 | 0 | 0
F3_Commercial_Warehouse (ID)_Existing_Miscellaneous_Natural Gas_Miscellaneous_E3 | F3 | Commercial | Warehouse (ID) | Existing | Miscellaneous | Natural Gas | Miscellaneous | E3 | PACT BC Ratio | 0 | 0 | 0 | 0 | 0 | 0 | 0 | 0 | 0 | 0 | 0 | 0 | 0 | 0 | 0 | 0 | 0 | 0 | 0 | 0 | 0 | 0 | 0 | 0 | 0 | 0 | 0
F3_Commercial_Warehouse (ID)_Existing_Miscellaneous_Natural Gas_Miscellaneous_E4 | F3 | Commercial | Warehouse (ID) | Existing | Miscellaneous | Natural Gas | Miscellaneous | E4 | PACT BC Ratio | 0 | 0 | 0 | 0 | 0 | 0 | 0 | 0 | 0 | 0 | 0 | 0 | 0 | 0 | 0 | 0 | 0 | 0 | 0 | 0 | 0 | 0 | 0 | 0 | 0 | 0 | 0
F3_Commercial_Warehouse (ID)_Existing_Miscellaneous_Natural Gas_Miscellaneous_E5 | F3 | Commercial | Warehouse (ID) | Existing | Miscellaneous | Natural Gas | Miscellaneous | E5 | PACT BC Ratio | 0 | 0 | 0 | 0 | 0 | 0 | 0 | 0 | 0 | 0 | 0 | 0 | 0 | 0 | 0 | 0 | 0 | 0 | 0 | 0 | 0 | 0 | 0 | 0 | 0 | 0 | 0
F3_Commercial_Warehouse (ID)_Existing_Miscellaneous_Natural Gas_Miscellaneous_E6 | F3 | Commercial | Warehouse (ID) | Existing | Miscellaneous | Natural Gas | Miscellaneous | E6 | PACT BC Ratio | 0 | 0 | 0 | 0 | 0 | 0 | 0 | 0 | 0 | 0 | 0 | 0 | 0 | 0 | 0 | 0 | 0 | 0 | 0 | 0 | 0 | 0 | 0 | 0 | 0 | 0 | 0
F3_Commercial_Warehouse (ID)_Existing_Miscellaneous_Natural Gas_Miscellaneous_E7 | F3 | Commercial | Warehouse (ID) | Existing | Miscellaneous | Natural Gas | Miscellaneous | E7 | PACT BC Ratio | 0 | 0 | 0 | 0 | 0 | 0 | 0 | 0 | 0 | 0 | 0 | 0 | 0 | 0 | 0 | 0 | 0 | 0 | 0 | 0 | 0 | 0 | 0 | 0 | 0 | 0 | 0
F3_Commercial_Warehouse (ID)_Existing_Miscellaneous_Natural Gas_Miscellaneous_E8 | F3 | Commercial | Warehouse (ID) | Existing | Miscellaneous | Natural Gas | Miscellaneous | E8 | PACT BC Ratio | 0 | 0 | 0 | 0 | 0 | 0 | 0 | 0 | 0 | 0 | 0 | 0 | 0 | 0 | 0 | 0 | 0 | 0 | 0 | 0 | 0 | 0 | 0 | 0 | 0 | 0 | 0
F3_Commercial_Warehouse (ID)_Existing_Miscellaneous_Natural Gas_Miscellaneous_E9 | F3 | Commercial | Warehouse (ID) | Existing | Miscellaneous | Natural Gas | Miscellaneous | E9 | PACT BC Ratio | 0 | 0 | 0 | 0 | 0 | 0 | 0 | 0 | 0 | 0 | 0 | 0 | 0 | 0 | 0 | 0 | 0 | 0 | 0 | 0 | 0 | 0 | 0 | 0 | 0 | 0 | 0
F3_Commercial_Warehouse (ID)_Existing_Miscellaneous_Natural Gas_Miscellaneous_E10 | F3 | Commercial | Warehouse (ID) | Existing | Miscellaneous | Natural Gas | Miscellaneous | E10 | PACT BC Ratio | 0 | 0 | 0 | 0 | 0 | 0 | 0 | 0 | 0 | 0 | 0 | 0 | 0 | 0 | 0 | 0 | 0 | 0 | 0 | 0 | 0 | 0 | 0 | 0 | 0 | 0 | 0
F4_Commercial_Warehouse (ID)_Existing_Miscellaneous_Natural Gas_Miscellaneous_E1 | F4 | Commercial | Warehouse (ID) | Existing | Miscellaneous | Natural Gas | Miscellaneous | E1 | RVT BC Ratio | [24 empty] | 1 | 1 | 1 | bar: 2019 to 2042
F4_Commercial_Warehouse (ID)_Existing_Miscellaneous_Natural Gas_Miscellaneous_E2 | F4 | Commercial | Warehouse (ID) | Existing | Miscellaneous | Natural Gas | Miscellaneous | E2 | RVT BC Ratio | 0 | 0 | 0 | 0 | 0 | 0 | 0 | 0 | 0 | 0 | 0 | 0 | 0 | 0 | 0 | 0 | 0 | 0 | 0 | 0 | 0 | 0 | 0 | 0 | 0 | 0 | 0
F4_Commercial_Warehouse (ID)_Existing_Miscellaneous_Natural Gas_Miscellaneous_E3 | F4 | Commercial | Warehouse (ID) | Existing | Miscellaneous | Natural Gas | Miscellaneous | E3 | RVT BC Ratio | 0 | 0 | 0 | 0 | 0 | 0 | 0 | 0 | 0 | 0 | 0 | 0 | 0 | 0 | 0 | 0 | 0 | 0 | 0 | 0 | 0 | 0 | 0 | 0 | 0 | 0 | 0
F4_Commercial_Warehouse (ID)_Existing_Miscellaneous_Natural Gas_Miscellaneous_E4 | F4 | Commercial | Warehouse (ID) | Existing | Miscellaneous | Natural Gas | Miscellaneous | E4 | RVT BC Ratio | 0 | 0 | 0 | 0 | 0 | 0 | 0 | 0 | 0 | 0 | 0 | 0 | 0 | 0 | 0 | 0 | 0 | 0 | 0 | 0 | 0 | 0 | 0 | 0 | 0 | 0 | 0
F4_Commercial_Warehouse (ID)_Existing_Miscellaneous_Natural Gas_Miscellaneous_E5 | F4 | Commercial | Warehouse (ID) | Existing | Miscellaneous | Natural Gas | Miscellaneous | E5 | RVT BC Ratio | 0 | 0 | 0 | 0 | 0 | 0 | 0 | 0 | 0 | 0 | 0 | 0 | 0 | 0 | 0 | 0 | 0 | 0 | 0 | 0 | 0 | 0 | 0 | 0 | 0 | 0 | 0
F4_Commercial_Warehouse (ID)_Existing_Miscellaneous_Natural Gas_Miscellaneous_E6 | F4 | Commercial | Warehouse (ID) | Existing | Miscellaneous | Natural Gas | Miscellaneous | E6 | RVT BC Ratio | 0 | 0 | 0 | 0 | 0 | 0 | 0 | 0 | 0 | 0 | 0 | 0 | 0 | 0 | 0 | 0 | 0 | 0 | 0 | 0 | 0 | 0 | 0 | 0 | 0 | 0 | 0
F4_Commercial_Warehouse (ID)_Existing_Miscellaneous_Natural Gas_Miscellaneous_E7 | F4 | Commercial | Warehouse (ID) | Existing | Miscellaneous | Natural Gas | Miscellaneous | E7 | RVT BC Ratio | 0 | 0 | 0 | 0 | 0 | 0 | 0 | 0 | 0 | 0 | 0 | 0 | 0 | 0 | 0 | 0 | 0 | 0 | 0 | 0 | 0 | 0 | 0 | 0 | 0 | 0 | 0
F4_Commercial_Warehouse (ID)_Existing_Miscellaneous_Natural Gas_Miscellaneous_E8 | F4 | Commercial | Warehouse (ID) | Existing | Miscellaneous | Natural Gas | Miscellaneous | E8 | RVT BC Ratio | 0 | 0 | 0 | 0 | 0 | 0 | 0 | 0 | 0 | 0 | 0 | 0 | 0 | 0 | 0 | 0 | 0 | 0 | 0 | 0 | 0 | 0 | 0 | 0 | 0 | 0 | 0
F4_Commercial_Warehouse (ID)_Existing_Miscellaneous_Natural Gas_Miscellaneous_E9 | F4 | Commercial | Warehouse (ID) | Existing | Miscellaneous | Natural Gas | Miscellaneous | E9 | RVT BC Ratio | 0 | 0 | 0 | 0 | 0 | 0 | 0 | 0 | 0 | 0 | 0 | 0 | 0 | 0 | 0 | 0 | 0 | 0 | 0 | 0 | 0 | 0 | 0 | 0 | 0 | 0 | 0
F4_Commercial_Warehouse (ID)_Existing_Miscellaneous_Natural Gas_Miscellaneous_E10 | F4 | Commercial | Warehouse (ID) | Existing | Miscellaneous | Natural Gas | Miscellaneous | E10 | RVT BC Ratio | 0 | 0 | 0 | 0 | 0 | 0 | 0 | 0 | 0 | 0 | 0 | 0 | 0 | 0 | 0 | 0 | 0 | 0 | 0 | 0 | 0 | 0 | 0 | 0 | 0 | 0 | 0
F5_Commercial_Warehouse (ID)_Existing_Miscellaneous_Natural Gas_Miscellaneous_E1 | F5 | Commercial | Warehouse (ID) | Existing | Miscellaneous | Natural Gas | Miscellaneous | E1 | RIM BC Ratio | [24 empty] | 1 | 1 | 1 | bar: 2019 to 2042
F5_Commercial_Warehouse (ID)_Existing_Miscellaneous_Natural Gas_Miscellaneous_E2 | F5 | Commercial | Warehouse (ID) | Existing | Miscellaneous | Natural Gas | Miscellaneous | E2 | RIM BC Ratio | 0 | 0 | 0 | 0 | 0 | 0 | 0 | 0 | 0 | 0 | 0 | 0 | 0 | 0 | 0 | 0 | 0 | 0 | 0 | 0 | 0 | 0 | 0 | 0 | 0 | 0 | 0
F5_Commercial_Warehouse (ID)_Existing_Miscellaneous_Natural Gas_Miscellaneous_E3 | F5 | Commercial | Warehouse (ID) | Existing | Miscellaneous | Natural Gas | Miscellaneous | E3 | RIM BC Ratio | 0 | 0 | 0 | 0 | 0 | 0 | 0 | 0 | 0 | 0 | 0 | 0 | 0 | 0 | 0 | 0 | 0 | 0 | 0 | 0 | 0 | 0 | 0 | 0 | 0 | 0 | 0
F5_Commercial_Warehouse (ID)_Existing_Miscellaneous_Natural Gas_Miscellaneous_E4 | F5 | Commercial | Warehouse (ID) | Existing | Miscellaneous | Natural Gas | Miscellaneous | E4 | RIM BC Ratio | 0 | 0 | 0 | 0 | 0 | 0 | 0 | 0 | 0 | 0 | 0 | 0 | 0 | 0 | 0 | 0 | 0 | 0 | 0 | 0 | 0 | 0 | 0 | 0 | 0 | 0 | 0
F5_Commercial_Warehouse (ID)_Existing_Miscellaneous_Natural Gas_Miscellaneous_E5 | F5 | Commercial | Warehouse (ID) | Existing | Miscellaneous | Natural Gas | Miscellaneous | E5 | RIM BC Ratio | 0 | 0 | 0 | 0 | 0 | 0 | 0 | 0 | 0 | 0 | 0 | 0 | 0 | 0 | 0 | 0 | 0 | 0 | 0 | 0 | 0 | 0 | 0 | 0 | 0 | 0 | 0
F5_Commercial_Warehouse (ID)_Existing_Miscellaneous_Natural Gas_Miscellaneous_E6 | F5 | Commercial | Warehouse (ID) | Existing | Miscellaneous | Natural Gas | Miscellaneous | E6 | RIM BC Ratio | 0 | 0 | 0 | 0 | 0 | 0 | 0 | 0 | 0 | 0 | 0 | 0 | 0 | 0 | 0 | 0 | 0 | 0 | 0 | 0 | 0 | 0 | 0 | 0 | 0 | 0 | 0
F5_Commercial_Warehouse (ID)_Existing_Miscellaneous_Natural Gas_Miscellaneous_E7 | F5 | Commercial | Warehouse (ID) | Existing | Miscellaneous | Natural Gas | Miscellaneous | E7 | RIM BC Ratio | 0 | 0 | 0 | 0 | 0 | 0 | 0 | 0 | 0 | 0 | 0 | 0 | 0 | 0 | 0 | 0 | 0 | 0 | 0 | 0 | 0 | 0 | 0 | 0 | 0 | 0 | 0
F5_Commercial_Warehouse (ID)_Existing_Miscellaneous_Natural Gas_Miscellaneous_E8 | F5 | Commercial | Warehouse (ID) | Existing | Miscellaneous | Natural Gas | Miscellaneous | E8 | RIM BC Ratio | 0 | 0 | 0 | 0 | 0 | 0 | 0 | 0 | 0 | 0 | 0 | 0 | 0 | 0 | 0 | 0 | 0 | 0 | 0 | 0 | 0 | 0 | 0 | 0 | 0 | 0 | 0
F5_Commercial_Warehouse (ID)_Existing_Miscellaneous_Natural Gas_Miscellaneous_E9 | F5 | Commercial | Warehouse (ID) | Existing | Miscellaneous | Natural Gas | Miscellaneous | E9 | RIM BC Ratio | 0 | 0 | 0 | 0 | 0 | 0 | 0 | 0 | 0 | 0 | 0 | 0 | 0 | 0 | 0 | 0 | 0 | 0 | 0 | 0 | 0 | 0 | 0 | 0 | 0 | 0 | 0
F5_Commercial_Warehouse (ID)_Existing_Miscellaneous_Natural Gas_Miscellaneous_E10 | F5 | Commercial | Warehouse (ID) | Existing | Miscellaneous | Natural Gas | Miscellaneous | E10 | RIM BC Ratio | 0 | 0 | 0 | 0 | 0 | 0 | 0 | 0 | 0 | 0 | 0 | 0 | 0 | 0 | 0 | 0 | 0 | 0 | 0 | 0 | 0 | 0 | 0 | 0 | 0 | 0 | 0
F0_Commercial_Warehouse (ID)_New_Space Heating_Natural Gas_Furnace_E0 | F0 | Commercial | Warehouse (ID) | New | Space Heating | Natural Gas | Furnace | E0 | Economic Unit | AFUE 96% | AFUE 96% | AFUE 96% | AFUE 96% | AFUE 96% | AFUE 96% | AFUE 96% | AFUE 96% | AFUE 96% | AFUE 96% | AFUE 96% | AFUE 96% | AFUE 96% | AFUE 96% | AFUE 96% | AFUE 96% | AFUE 96% | AFUE 96% | AFUE 96% | AFUE 96% | AFUE 96% | AFUE 96% | AFUE 96% | AFUE 96% | AFUE 96% | AFUE 96% | AFUE 96%
F1_Commercial_Warehouse (ID)_New_Space Heating_Natural Gas_Furnace_E1 | F1 | Commercial | Warehouse (ID) | New | Space Heating | Natural Gas | Furnace | E1 | CCE | 0 | 0 | 0 | 0 | 0 | 0 | 0 | 0 | 0 | 0 | 0 | 0 | 0 | 0 | 0 | 0 | 0 | 0 | 0 | 0 | 0 | 0 | 0 | 0 | 0 | 0 | 0
F1_Commercial_Warehouse (ID)_New_Space Heating_Natural Gas_Furnace_E2 | F1 | Commercial | Warehouse (ID) | New | Space Heating | Natural Gas | Furnace | E2 | CCE | 0.0083692 | 0.0086852 | 0.0086852 | 0.0086852 | 0.0086852 | 0.0086852 | 0.0086852 | 0.0086852 | 0.0086852 | 0.0086852 | 0.0086852 | 0.0086852 | 0.0086852 | 0.0086852 | 0.0086852 | 0.0086852 | 0.0086852 | 0.0086852 | 0.0086852 | 0.0086852 | 0.0086852 | 0.0086852 | 0.0086852 | 0.0086852 | 0.0086852 | 0.0086852 | 0.0086852
F1_Commercial_Warehouse (ID)_New_Space Heating_Natural Gas_Furnace_E3 | F1 | Commercial | Warehouse (ID) | New | Space Heating | Natural Gas | Furnace | E3 | CCE | 0.0012496 | 0.0012967 | 0.0012967 | 0.0012967 | 0.0012967 | 0.0012967 | 0.0012967 | 0.0012967 | 0.0012967 | 0.0012967 | 0.0012967 | 0.0012967 | 0.0012967 | 0.0012967 | 0.0012967 | 0.0012967 | 0.0012967 | 0.0012967 | 0.0012967 | 0.0012967 | 0.0012967 | 0.0012967 | 0.0012967 | 0.0012967 | 0.0012967 | 0.0012967 | 0.0012967
F1_Commercial_Warehouse (ID)_New_Space Heating_Natural Gas_Furnace_E4 | F1 | Commercial | Warehouse (ID) | New | Space Heating | Natural Gas | Furnace | E4 | CCE | 0 | 0 | 0 | 0 | 0 | 0 | 0 | 0 | 0 | 0 | 0 | 0 | 0 | 0 | 0 | 0 | 0 | 0 | 0 | 0 | 0 | 0 | 0 | 0 | 0 | 0 | 0
F1_Commercial_Warehouse (ID)_New_Space Heating_Natural Gas_Furnace_E5 | F1 | Commercial | Warehouse (ID) | New | Space Heating | Natural Gas | Furnace | E5 | CCE | 0 | 0 | 0 | 0 | 0 | 0 | 0 | 0 | 0 | 0 | 0 | 0 | 0 | 0 | 0 | 0 | 0 | 0 | 0 | 0 | 0 | 0 | 0 | 0 | 0 | 0 | 0
F1_Commercial_Warehouse (ID)_New_Space Heating_Natural Gas_Furnace_E6 | F1 | Commercial | Warehouse (ID) | New | Space Heating | Natural Gas | Furnace | E6 | CCE | 0 | 0 | 0 | 0 | 0 | 0 | 0 | 0 | 0 | 0 | 0 | 0 | 0 | 0 | 0 | 0 | 0 | 0 | 0 | 0 | 0 | 0 | 0 | 0 | 0 | 0 | 0
F1_Commercial_Warehouse (ID)_New_Space Heating_Natural Gas_Furnace_E7 | F1 | Commercial | Warehouse (ID) | New | Space Heating | Natural Gas | Furnace | E7 | CCE | 0 | 0 | 0 | 0 | 0 | 0 | 0 | 0 | 0 | 0 | 0 | 0 | 0 | 0 | 0 | 0 | 0 | 0 | 0 | 0 | 0 | 0 | 0 | 0 | 0 | 0 | 0
F1_Commercial_Warehouse (ID)_New_Space Heating_Natural Gas_Furnace_E8 | F1 | Commercial | Warehouse (ID) | New | Space Heating | Natural Gas | Furnace | E8 | CCE | 0 | 0 | 0 | 0 | 0 | 0 | 0 | 0 | 0 | 0 | 0 | 0 | 0 | 0 | 0 | 0 | 0 | 0 | 0 | 0 | 0 | 0 | 0 | 0 | 0 | 0 | 0
F1_Commercial_Warehouse (ID)_New_Space Heating_Natural Gas_Furnace_E9 | F1 | Commercial | Warehouse (ID) | New | Space Heating | Natural Gas | Furnace | E9 | CCE | 0 | 0 | 0 | 0 | 0 | 0 | 0 | 0 | 0 | 0 | 0 | 0 | 0 | 0 | 0 | 0 | 0 | 0 | 0 | 0 | 0 | 0 | 0 | 0 | 0 | 0 | 0
F1_Commercial_Warehouse (ID)_New_Space Heating_Natural Gas_Furnace_E10 | F1 | Commercial | Warehouse (ID) | New | Space Heating | Natural Gas | Furnace | E10 | CCE | 0 | 0 | 0 | 0 | 0 | 0 | 0 | 0 | 0 | 0 | 0 | 0 | 0 | 0 | 0 | 0 | 0 | 0 | 0 | 0 | 0 | 0 | 0 | 0 | 0 | 0 | 0
F2_Commercial_Warehouse (ID)_New_Space Heating_Natural Gas_Furnace_E1 | F2 | Commercial | Warehouse (ID) | New | Space Heating | Natural Gas | Furnace | E1 | TRC BC Ratio | [24 empty] | 1 | 1 | 1 | bar: 2019 to 2042
F2_Commercial_Warehouse (ID)_New_Space Heating_Natural Gas_Furnace_E2 | F2 | Commercial | Warehouse (ID) | New | Space Heating | Natural Gas | Furnace | E2 | TRC BC Ratio | 0.44936 | 0.4559 | 0.46516 | 0.47573 | 0.48771 | 0.50516 | 0.52296 | 0.54186 | 0.55964 | 0.57768 | 0.59346 | 0.60772 | 0.62356 | 0.63998 | 0.65501 | 0.66972 | 0.68319 | 0.69711 | 0.71166 | 0.72661 | 0.74183 | 0.75801 | 0.77719 | 0.79369 | 0.81053 | 0.82774 | 0.84531
F2_Commercial_Warehouse (ID)_New_Space Heating_Natural Gas_Furnace_E3 | F2 | Commercial | Warehouse (ID) | New | Space Heating | Natural Gas | Furnace | E3 | TRC BC Ratio | 3.0097 | 3.0535 | 3.1155 | 3.1863 | 3.2666 | 3.3834 | 3.5027 | 3.6292 | 3.7484 | 3.8691 | 3.9748 | 4.0704 | 4.1764 | 4.2864 | 4.3871 | 4.4856 | 4.5759 | 4.6691 | 4.7665 | 4.8666 | 4.9686 | 5.0769 | 5.2054 | 5.3159 | 5.4287 | 5.544 | 5.6616
F2_Commercial_Warehouse (ID)_New_Space Heating_Natural Gas_Furnace_E4 | F2 | Commercial | Warehouse (ID) | New | Space Heating | Natural Gas | Furnace | E4 | TRC BC Ratio | 0 | 0 | 0 | 0 | 0 | 0 | 0 | 0 | 0 | 0 | 0 | 0 | 0 | 0 | 0 | 0 | 0 | 0 | 0 | 0 | 0 | 0 | 0 | 0 | 0 | 0 | 0
F2_Commercial_Warehouse (ID)_New_Space Heating_Natural Gas_Furnace_E5 | F2 | Commercial | Warehouse (ID) | New | Space Heating | Natural Gas | Furnace | E5 | TRC BC Ratio | 0 | 0 | 0 | 0 | 0 | 0 | 0 | 0 | 0 | 0 | 0 | 0 | 0 | 0 | 0 | 0 | 0 | 0 | 0 | 0 | 0 | 0 | 0 | 0 | 0 | 0 | 0
F2_Commercial_Warehouse (ID)_New_Space Heating_Natural Gas_Furnace_E6 | F2 | Commercial | Warehouse (ID) | New | Space Heating | Natural Gas | Furnace | E6 | TRC BC Ratio | 0 | 0 | 0 | 0 | 0 | 0 | 0 | 0 | 0 | 0 | 0 | 0 | 0 | 0 | 0 | 0 | 0 | 0 | 0 | 0 | 0 | 0 | 0 | 0 | 0 | 0 | 0
F2_Commercial_Warehouse (ID)_New_Space Heating_Natural Gas_Furnace_E7 | F2 | Commercial | Warehouse (ID) | New | Space Heating | Natural Gas | Furnace | E7 | TRC BC Ratio | 0 | 0 | 0 | 0 | 0 | 0 | 0 | 0 | 0 | 0 | 0 | 0 | 0 | 0 | 0 | 0 | 0 | 0 | 0 | 0 | 0 | 0 | 0 | 0 | 0 | 0 | 0
F2_Commercial_Warehouse (ID)_New_Space Heating_Natural Gas_Furnace_E8 | F2 | Commercial | Warehouse (ID) | New | Space Heating | Natural Gas | Furnace | E8 | TRC BC Ratio | 0 | 0 | 0 | 0 | 0 | 0 | 0 | 0 | 0 | 0 | 0 | 0 | 0 | 0 | 0 | 0 | 0 | 0 | 0 | 0 | 0 | 0 | 0 | 0 | 0 | 0 | 0
F2_Commercial_Warehouse (ID)_New_Space Heating_Natural Gas_Furnace_E9 | F2 | Commercial | Warehouse (ID) | New | Space Heating | Natural Gas | Furnace | E9 | TRC BC Ratio | 0 | 0 | 0 | 0 | 0 | 0 | 0 | 0 | 0 | 0 | 0 | 0 | 0 | 0 | 0 | 0 | 0 | 0 | 0 | 0 | 0 | 0 | 0 | 0 | 0 | 0 | 0
F2_Commercial_Warehouse (ID)_New_Space Heating_Natural Gas_Furnace_E10 | F2 | Commercial | Warehouse (ID) | New | Space Heating | Natural Gas | Furnace | E10 | TRC BC Ratio | 0 | 0 | 0 | 0 | 0 | 0 | 0 | 0 | 0 | 0 | 0 | 0 | 0 | 0 | 0 | 0 | 0 | 0 | 0 | 0 | 0 | 0 | 0 | 0 | 0 | 0 | 0
F3_Commercial_Warehouse (ID)_New_Space Heating_Natural Gas_Furnace_E1 | F3 | Commercial | Warehouse (ID) | New | Space Heating | Natural Gas | Furnace | E1 | PACT BC Ratio | [24 empty] | 1 | 1 | 1 | bar: 2019 to 2042
F3_Commercial_Warehouse (ID)_New_Space Heating_Natural Gas_Furnace_E2 | F3 | Commercial | Warehouse (ID) | New | Space Heating | Natural Gas | Furnace | E2 | PACT BC Ratio | 1.2586 | 1.2769 | 1.3029 | 1.3325 | 1.366 | 1.4149 | 1.4648 | 1.5177 | 1.5675 | 1.618 | 1.6622 | 1.7022 | 1.7465 | 1.7925 | 1.8346 | 1.8758 | 1.9136 | 1.9525 | 1.9933 | 2.0352 | 2.0778 | 2.1231 | 2.1768 | 2.223 | 2.2702 | 2.3184 | 2.3676
F3_Commercial_Warehouse (ID)_New_Space Heating_Natural Gas_Furnace_E3 | F3 | Commercial | Warehouse (ID) | New | Space Heating | Natural Gas | Furnace | E3 | PACT BC Ratio | 8.43 | 8.5525 | 8.7262 | 8.9245 | 9.1494 | 9.4766 | 9.8106 | 10.1651 | 10.4988 | 10.8371 | 11.1332 | 11.4007 | 11.6978 | 12.0058 | 12.2878 | 12.5638 | 12.8166 | 13.0776 | 13.3506 | 13.631 | 13.9166 | 14.2201 | 14.5799 | 14.8894 | 15.2054 | 15.5282 | 15.8578
F3_Commercial_Warehouse (ID)_New_Space Heating_Natural Gas_Furnace_E4 | F3 | Commercial | Warehouse (ID) | New | Space Heating | Natural Gas | Furnace | E4 | PACT BC Ratio | 0 | 0 | 0 | 0 | 0 | 0 | 0 | 0 | 0 | 0 | 0 | 0 | 0 | 0 | 0 | 0 | 0 | 0 | 0 | 0 | 0 | 0 | 0 | 0 | 0 | 0 | 0
F3_Commercial_Warehouse (ID)_New_Space Heating_Natural Gas_Furnace_E5 | F3 | Commercial | Warehouse (ID) | New | Space Heating | Natural Gas | Furnace | E5 | PACT BC Ratio | 0 | 0 | 0 | 0 | 0 | 0 | 0 | 0 | 0 | 0 | 0 | 0 | 0 | 0 | 0 | 0 | 0 | 0 | 0 | 0 | 0 | 0 | 0 | 0 | 0 | 0 | 0
F3_Commercial_Warehouse (ID)_New_Space Heating_Natural Gas_Furnace_E6 | F3 | Commercial | Warehouse (ID) | New | Space Heating | Natural Gas | Furnace | E6 | PACT BC Ratio | 0 | 0 | 0 | 0 | 0 | 0 | 0 | 0 | 0 | 0 | 0 | 0 | 0 | 0 | 0 | 0 | 0 | 0 | 0 | 0 | 0 | 0 | 0 | 0 | 0 | 0 | 0
F3_Commercial_Warehouse (ID)_New_Space Heating_Natural Gas_Furnace_E7 | F3 | Commercial | Warehouse (ID) | New | Space Heating | Natural Gas | Furnace | E7 | PACT BC Ratio | 0 | 0 | 0 | 0 | 0 | 0 | 0 | 0 | 0 | 0 | 0 | 0 | 0 | 0 | 0 | 0 | 0 | 0 | 0 | 0 | 0 | 0 | 0 | 0 | 0 | 0 | 0
F3_Commercial_Warehouse (ID)_New_Space Heating_Natural Gas_Furnace_E8 | F3 | Commercial | Warehouse (ID) | New | Space Heating | Natural Gas | Furnace | E8 | PACT BC Ratio | 0 | 0 | 0 | 0 | 0 | 0 | 0 | 0 | 0 | 0 | 0 | 0 | 0 | 0 | 0 | 0 | 0 | 0 | 0 | 0 | 0 | 0 | 0 | 0 | 0 | 0 | 0
F3_Commercial_Warehouse (ID)_New_Space Heating_Natural Gas_Furnace_E9 | F3 | Commercial | Warehouse (ID) | New | Space Heating | Natural Gas | Furnace | E9 | PACT BC Ratio | 0 | 0 | 0 | 0 | 0 | 0 | 0 | 0 | 0 | 0 | 0 | 0 | 0 | 0 | 0 | 0 | 0 | 0 | 0 | 0 | 0 | 0 | 0 | 0 | 0 | 0 | 0
F3_Commercial_Warehouse (ID)_New_Space Heating_Natural Gas_Furnace_E10 | F3 | Commercial | Warehouse (ID) | New | Space Heating | Natural Gas | Furnace | E10 | PACT BC Ratio | 0 | 0 | 0 | 0 | 0 | 0 | 0 | 0 | 0 | 0 | 0 | 0 | 0 | 0 | 0 | 0 | 0 | 0 | 0 | 0 | 0 | 0 | 0 | 0 | 0 | 0 | 0
F4_Commercial_Warehouse (ID)_New_Space Heating_Natural Gas_Furnace_E1 | F4 | Commercial | Warehouse (ID) | New | Space Heating | Natural Gas | Furnace | E1 | RVT BC Ratio | [24 empty] | 1 | 1 | 1 | bar: 2019 to 2042
F4_Commercial_Warehouse (ID)_New_Space Heating_Natural Gas_Furnace_E2 | F4 | Commercial | Warehouse (ID) | New | Space Heating | Natural Gas | Furnace | E2 | RVT BC Ratio | 0.85786 | 0.86309 | 0.87179 | 0.88185 | 0.89338 | 0.91215 | 0.93078 | 0.95026 | 0.96735 | 0.98393 | 1.0027 | 1.0191 | 1.0374 | 1.0563 | 1.073 | 1.0891 | 1.1033 | 1.1178 | 1.1328 | 1.1479 | 1.1631 | 1.1835 | 1.2077 | 1.2285 | 1.2497 | 1.2714 | 1.2935
F4_Commercial_Warehouse (ID)_New_Space Heating_Natural Gas_Furnace_E3 | F4 | Commercial | Warehouse (ID) | New | Space Heating | Natural Gas | Furnace | E3 | RVT BC Ratio | 4.4442 | 4.4792 | 4.5375 | 4.6049 | 4.6821 | 4.8078 | 4.9326 | 5.063 | 5.1775 | 5.2886 | 5.4145 | 5.5244 | 5.6469 | 5.773 | 5.8853 | 5.9931 | 6.088 | 6.1849 | 6.2854 | 6.3871 | 6.4889 | 6.6254 | 6.7873 | 6.9265 | 7.0687 | 7.2138 | 7.3621
F4_Commercial_Warehouse (ID)_New_Space Heating_Natural Gas_Furnace_E4 | F4 | Commercial | Warehouse (ID) | New | Space Heating | Natural Gas | Furnace | E4 | RVT BC Ratio | 0 | 0 | 0 | 0 | 0 | 0 | 0 | 0 | 0 | 0 | 0 | 0 | 0 | 0 | 0 | 0 | 0 | 0 | 0 | 0 | 0 | 0 | 0 | 0 | 0 | 0 | 0
F4_Commercial_Warehouse (ID)_New_Space Heating_Natural Gas_Furnace_E5 | F4 | Commercial | Warehouse (ID) | New | Space Heating | Natural Gas | Furnace | E5 | RVT BC Ratio | 0 | 0 | 0 | 0 | 0 | 0 | 0 | 0 | 0 | 0 | 0 | 0 | 0 | 0 | 0 | 0 | 0 | 0 | 0 | 0 | 0 | 0 | 0 | 0 | 0 | 0 | 0
F4_Commercial_Warehouse (ID)_New_Space Heating_Natural Gas_Furnace_E6 | F4 | Commercial | Warehouse (ID) | New | Space Heating | Natural Gas | Furnace | E6 | RVT BC Ratio | 0 | 0 | 0 | 0 | 0 | 0 | 0 | 0 | 0 | 0 | 0 | 0 | 0 | 0 | 0 | 0 | 0 | 0 | 0 | 0 | 0 | 0 | 0 | 0 | 0 | 0 | 0
F4_Commercial_Warehouse (ID)_New_Space Heating_Natural Gas_Furnace_E7 | F4 | Commercial | Warehouse (ID) | New | Space Heating | Natural Gas | Furnace | E7 | RVT BC Ratio | 0 | 0 | 0 | 0 | 0 | 0 | 0 | 0 | 0 | 0 | 0 | 0 | 0 | 0 | 0 | 0 | 0 | 0 | 0 | 0 | 0 | 0 | 0 | 0 | 0 | 0 | 0
F4_Commercial_Warehouse (ID)_New_Space Heating_Natural Gas_Furnace_E8 | F4 | Commercial | Warehouse (ID) | New | Space Heating | Natural Gas | Furnace | E8 | RVT BC Ratio | 0 | 0 | 0 | 0 | 0 | 0 | 0 | 0 | 0 | 0 | 0 | 0 | 0 | 0 | 0 | 0 | 0 | 0 | 0 | 0 | 0 | 0 | 0 | 0 | 0 | 0 | 0
F4_Commercial_Warehouse (ID)_New_Space Heating_Natural Gas_Furnace_E9 | F4 | Commercial | Warehouse (ID) | New | Space Heating | Natural Gas | Furnace | E9 | RVT BC Ratio | 0 | 0 | 0 | 0 | 0 | 0 | 0 | 0 | 0 | 0 | 0 | 0 | 0 | 0 | 0 | 0 | 0 | 0 | 0 | 0 | 0 | 0 | 0 | 0 | 0 | 0 | 0
F4_Commercial_Warehouse (ID)_New_Space Heating_Natural Gas_Furnace_E10 | F4 | Commercial | Warehouse (ID) | New | Space Heating | Natural Gas | Furnace | E10 | RVT BC Ratio | 0 | 0 | 0 | 0 | 0 | 0 | 0 | 0 | 0 | 0 | 0 | 0 | 0 | 0 | 0 | 0 | 0 | 0 | 0 | 0 | 0 | 0 | 0 | 0 | 0 | 0 | 0
F5_Commercial_Warehouse (ID)_New_Space Heating_Natural Gas_Furnace_E1 | F5 | Commercial | Warehouse (ID) | New | Space Heating | Natural Gas | Furnace | E1 | RIM BC Ratio | [24 empty] | 1 | 1 | 1 | bar: 2019 to 2042
F5_Commercial_Warehouse (ID)_New_Space Heating_Natural Gas_Furnace_E2 | F5 | Commercial | Warehouse (ID) | New | Space Heating | Natural Gas | Furnace | E2 | RIM BC Ratio | 0.50974 | 0.51461 | 0.5208 | 0.52768 | 0.53527 | 0.54506 | 0.55497 | 0.56529 | 0.5753 | 0.58552 | 0.59211 | 0.59818 | 0.60469 | 0.61131 | 0.61743 | 0.62343 | 0.62905 | 0.63481 | 0.64077 | 0.64686 | 0.65305 | 0.65746 | 0.66252 | 0.66674 | 0.67092 | 0.67507 | 0.67918
F5_Commercial_Warehouse (ID)_New_Space Heating_Natural Gas_Furnace_E3 | F5 | Commercial | Warehouse (ID) | New | Space Heating | Natural Gas | Furnace | E3 | RIM BC Ratio | 0.77768 | 0.78308 | 0.78915 | 0.79577 | 0.80291 | 0.81075 | 0.81893 | 0.82749 | 0.83645 | 0.84593 | 0.84955 | 0.85326 | 0.85715 | 0.86115 | 0.86511 | 0.86916 | 0.87325 | 0.87751 | 0.88195 | 0.88657 | 0.89138 | 0.8926 | 0.89398 | 0.89513 | 0.89625 | 0.89734 | 0.89842
F5_Commercial_Warehouse (ID)_New_Space Heating_Natural Gas_Furnace_E4 | F5 | Commercial | Warehouse (ID) | New | Space Heating | Natural Gas | Furnace | E4 | RIM BC Ratio | 0 | 0 | 0 | 0 | 0 | 0 | 0 | 0 | 0 | 0 | 0 | 0 | 0 | 0 | 0 | 0 | 0 | 0 | 0 | 0 | 0 | 0 | 0 | 0 | 0 | 0 | 0
F5_Commercial_Warehouse (ID)_New_Space Heating_Natural Gas_Furnace_E5 | F5 | Commercial | Warehouse (ID) | New | Space Heating | Natural Gas | Furnace | E5 | RIM BC Ratio | 0 | 0 | 0 | 0 | 0 | 0 | 0 | 0 | 0 | 0 | 0 | 0 | 0 | 0 | 0 | 0 | 0 | 0 | 0 | 0 | 0 | 0 | 0 | 0 | 0 | 0 | 0
F5_Commercial_Warehouse (ID)_New_Space Heating_Natural Gas_Furnace_E6 | F5 | Commercial | Warehouse (ID) | New | Space Heating | Natural Gas | Furnace | E6 | RIM BC Ratio | 0 | 0 | 0 | 0 | 0 | 0 | 0 | 0 | 0 | 0 | 0 | 0 | 0 | 0 | 0 | 0 | 0 | 0 | 0 | 0 | 0 | 0 | 0 | 0 | 0 | 0 | 0
F5_Commercial_Warehouse (ID)_New_Space Heating_Natural Gas_Furnace_E7 | F5 | Commercial | Warehouse (ID) | New | Space Heating | Natural Gas | Furnace | E7 | RIM BC Ratio | 0 | 0 | 0 | 0 | 0 | 0 | 0 | 0 | 0 | 0 | 0 | 0 | 0 | 0 | 0 | 0 | 0 | 0 | 0 | 0 | 0 | 0 | 0 | 0 | 0 | 0 | 0
F5_Commercial_Warehouse (ID)_New_Space Heating_Natural Gas_Furnace_E8 | F5 | Commercial | Warehouse (ID) | New | Space Heating | Natural Gas | Furnace | E8 | RIM BC Ratio | 0 | 0 | 0 | 0 | 0 | 0 | 0 | 0 | 0 | 0 | 0 | 0 | 0 | 0 | 0 | 0 | 0 | 0 | 0 | 0 | 0 | 0 | 0 | 0 | 0 | 0 | 0
F5_Commercial_Warehouse (ID)_New_Space Heating_Natural Gas_Furnace_E9 | F5 | Commercial | Warehouse (ID) | New | Space Heating | Natural Gas | Furnace | E9 | RIM BC Ratio | 0 | 0 | 0 | 0 | 0 | 0 | 0 | 0 | 0 | 0 | 0 | 0 | 0 | 0 | 0 | 0 | 0 | 0 | 0 | 0 | 0 | 0 | 0 | 0 | 0 | 0 | 0
F5_Commercial_Warehouse (ID)_New_Space Heating_Natural Gas_Furnace_E10 | F5 | Commercial | Warehouse (ID) | New | Space Heating | Natural Gas | Furnace | E10 | RIM BC Ratio | 0 | 0 | 0 | 0 | 0 | 0 | 0 | 0 | 0 | 0 | 0 | 0 | 0 | 0 | 0 | 0 | 0 | 0 | 0 | 0 | 0 | 0 | 0 | 0 | 0 | 0 | 0
F0_Commercial_Warehouse (ID)_New_Space Heating_Natural Gas_Boiler_E0 | F0 | Commercial | Warehouse (ID) | New | Space Heating | Natural Gas | Boiler | E0 | Economic Unit | AFUE 97% | AFUE 97% | AFUE 97% | AFUE 97% | AFUE 97% | AFUE 97% | AFUE 97% | AFUE 97% | AFUE 97% | AFUE 97% | AFUE 97% | AFUE 97% | AFUE 97% | AFUE 97% | AFUE 97% | AFUE 97% | AFUE 97% | AFUE 97% | AFUE 97% | AFUE 97% | AFUE 97% | AFUE 97% | AFUE 97% | Convert to NG Air Source Heat Pump | Convert to NG Air Source Heat Pump | Convert to NG Air Source Heat Pump | Convert to NG Air Source Heat Pump
F1_Commercial_Warehouse (ID)_New_Space Heating_Natural Gas_Boiler_E1 | F1 | Commercial | Warehouse (ID) | New | Space Heating | Natural Gas | Boiler | E1 | CCE | 0 | 0 | 0 | 0 | 0 | 0 | 0 | 0 | 0 | 0 | 0 | 0 | 0 | 0 | 0 | 0 | 0 | 0 | 0 | 0 | 0 | 0 | 0 | 0 | 0 | 0 | 0
F1_Commercial_Warehouse (ID)_New_Space Heating_Natural Gas_Boiler_E2 | F1 | Commercial | Warehouse (ID) | New | Space Heating | Natural Gas | Boiler | E2 | CCE | 0.00034887 | 0.00036204 | 0.00036204 | 0.00036204 | 0.00036204 | 0.00036204 | 0.00036204 | 0.00036204 | 0.00036204 | 0.00036204 | 0.00036204 | 0.00036204 | 0.00036204 | 0.00036204 | 0.00036204 | 0.00036204 | 0.00036204 | 0.00036204 | 0.00036204 | 0.00036204 | 0.00036204 | 0.00036204 | 0.00036204 | 0.00036204 | 0.00036204 | 0.00036204 | 0.00036204
F1_Commercial_Warehouse (ID)_New_Space Heating_Natural Gas_Boiler_E3 | F1 | Commercial | Warehouse (ID) | New | Space Heating | Natural Gas | Boiler | E3 | CCE | -7.6258e-05 | -7.9138e-05 | -7.9138e-05 | -7.9138e-05 | -7.9138e-05 | -7.9138e-05 | -7.9138e-05 | -7.9138e-05 | -7.9138e-05 | -7.9138e-05 | -7.9138e-05 | -7.9138e-05 | -7.9138e-05 | -7.9138e-05 | -7.9138e-05 | -7.9138e-05 | -7.9138e-05 | -7.9138e-05 | -7.9138e-05 | -7.9138e-05 | -7.9138e-05 | -7.9138e-05 | -7.9138e-05 | -7.9138e-05 | -7.9138e-05 | -7.9138e-05 | -7.9138e-05
F1_Commercial_Warehouse (ID)_New_Space Heating_Natural Gas_Boiler_E4 | F1 | Commercial | Warehouse (ID) | New | Space Heating | Natural Gas | Boiler | E4 | CCE | 0.0080202 | 0.008323 | 0.008323 | 0.008323 | 0.008323 | 0.008323 | 0.008323 | 0.008323 | 0.008323 | 0.008323 | 0.008323 | 0.008323 | 0.008323 | 0.008323 | 0.008323 | 0.008323 | 0.008323 | 0.008323 | 0.008323 | 0.008323 | 0.008323 | 0.008323 | 0.008323 | 0.008323 | 0.008323 | 0.008323 | 0.008323
F1_Commercial_Warehouse (ID)_New_Space Heating_Natural Gas_Boiler_E5 | F1 | Commercial | Warehouse (ID) | New | Space Heating | Natural Gas | Boiler | E5 | CCE | 0 | 0 | 0 | 0 | 0 | 0 | 0 | 0 | 0 | 0 | 0 | 0 | 0 | 0 | 0 | 0 | 0 | 0 | 0 | 0 | 0 | 0 | 0 | 0 | 0 | 0 | 0
F1_Commercial_Warehouse (ID)_New_Space Heating_Natural Gas_Boiler_E6 | F1 | Commercial | Warehouse (ID) | New | Space Heating | Natural Gas | Boiler | E6 | CCE | 0 | 0 | 0 | 0 | 0 | 0 | 0 | 0 | 0 | 0 | 0 | 0 | 0 | 0 | 0 | 0 | 0 | 0 | 0 | 0 | 0 | 0 | 0 | 0 | 0 | 0 | 0
F1_Commercial_Warehouse (ID)_New_Space Heating_Natural Gas_Boiler_E7 | F1 | Commercial | Warehouse (ID) | New | Space Heating | Natural Gas | Boiler | E7 | CCE | 0 | 0 | 0 | 0 | 0 | 0 | 0 | 0 | 0 | 0 | 0 | 0 | 0 | 0 | 0 | 0 | 0 | 0 | 0 | 0 | 0 | 0 | 0 | 0 | 0 | 0 | 0
F1_Commercial_Warehouse (ID)_New_Space Heating_Natural Gas_Boiler_E8 | F1 | Commercial | Warehouse (ID) | New | Space Heating | Natural Gas | Boiler | E8 | CCE | 0 | 0 | 0 | 0 | 0 | 0 | 0 | 0 | 0 | 0 | 0 | 0 | 0 | 0 | 0 | 0 | 0 | 0 | 0 | 0 | 0 | 0 | 0 | 0 | 0 | 0 | 0
F1_Commercial_Warehouse (ID)_New_Space Heating_Natural Gas_Boiler_E9 | F1 | Commercial | Warehouse (ID) | New | Space Heating | Natural Gas | Boiler | E9 | CCE | 0 | 0 | 0 | 0 | 0 | 0 | 0 | 0 | 0 | 0 | 0 | 0 | 0 | 0 | 0 | 0 | 0 | 0 | 0 | 0 | 0 | 0 | 0 | 0 | 0 | 0 | 0
F1_Commercial_Warehouse (ID)_New_Space Heating_Natural Gas_Boiler_E10 | F1 | Commercial | Warehouse (ID) | New | Space Heating | Natural Gas | Boiler | E10 | CCE | 0 | 0 | 0 | 0 | 0 | 0 | 0 | 0 | 0 | 0 | 0 | 0 | 0 | 0 | 0 | 0 | 0 | 0 | 0 | 0 | 0 | 0 | 0 | 0 | 0 | 0 | 0
F2_Commercial_Warehouse (ID)_New_Space Heating_Natural Gas_Boiler_E1 | F2 | Commercial | Warehouse (ID) | New | Space Heating | Natural Gas | Boiler | E1 | TRC BC Ratio | [24 empty] | 1 | 1 | 1 | bar: 2019 to 2042
F2_Commercial_Warehouse (ID)_New_Space Heating_Natural Gas_Boiler_E2 | F2 | Commercial | Warehouse (ID) | New | Space Heating | Natural Gas | Boiler | E2 | TRC BC Ratio | 12.1727 | 12.3851 | 12.6476 | 12.9329 | 13.2428 | 13.6494 | 14.0639 | 14.5004 | 14.9203 | 15.347 | 15.737 | 16.103 | 16.4988 | 16.9049 | 17.2891 | 17.6703 | 18.0323 | 18.4048 | 18.7912 | 19.1872 | 19.591 | 20.0121 | 20.486 | 20.9118 | 21.3419 | 21.6707 | 21.9665
F2_Commercial_Warehouse (ID)_New_Space Heating_Natural Gas_Boiler_E3 | F2 | Commercial | Warehouse (ID) | New | Space Heating | Natural Gas | Boiler | E3 | TRC BC Ratio | [24 empty] | 1 | 1 | 1 | bar: 2019 to 2042
F2_Commercial_Warehouse (ID)_New_Space Heating_Natural Gas_Boiler_E4 | F2 | Commercial | Warehouse (ID) | New | Space Heating | Natural Gas | Boiler | E4 | TRC BC Ratio | 0.61027 | 0.62273 | 0.63649 | 0.65075 | 0.66552 | 0.68252 | 0.69982 | 0.71783 | 0.7357 | 0.75392 | 0.77154 | 0.78884 | 0.80699 | 0.82536 | 0.84344 | 0.86166 | 0.87966 | 0.8981 | 0.91707 | 0.93647 | 0.95627 | 0.97651 | 0.99791 | 1.0182 | 1.0384 | 1.0478 | 1.0534
F2_Commercial_Warehouse (ID)_New_Space Heating_Natural Gas_Boiler_E5 | F2 | Commercial | Warehouse (ID) | New | Space Heating | Natural Gas | Boiler | E5 | TRC BC Ratio | 0 | 0 | 0 | 0 | 0 | 0 | 0 | 0 | 0 | 0 | 0 | 0 | 0 | 0 | 0 | 0 | 0 | 0 | 0 | 0 | 0 | 0 | 0 | 0 | 0 | 0 | 0
F2_Commercial_Warehouse (ID)_New_Space Heating_Natural Gas_Boiler_E6 | F2 | Commercial | Warehouse (ID) | New | Space Heating | Natural Gas | Boiler | E6 | TRC BC Ratio | 0 | 0 | 0 | 0 | 0 | 0 | 0 | 0 | 0 | 0 | 0 | 0 | 0 | 0 | 0 | 0 | 0 | 0 | 0 | 0 | 0 | 0 | 0 | 0 | 0 | 0 | 0
F2_Commercial_Warehouse (ID)_New_Space Heating_Natural Gas_Boiler_E7 | F2 | Commercial | Warehouse (ID) | New | Space Heating | Natural Gas | Boiler | E7 | TRC BC Ratio | 0 | 0 | 0 | 0 | 0 | 0 | 0 | 0 | 0 | 0 | 0 | 0 | 0 | 0 | 0 | 0 | 0 | 0 | 0 | 0 | 0 | 0 | 0 | 0 | 0 | 0 | 0
F2_Commercial_Warehouse (ID)_New_Space Heating_Natural Gas_Boiler_E8 | F2 | Commercial | Warehouse (ID) | New | Space Heating | Natural Gas | Boiler | E8 | TRC BC Ratio | 0 | 0 | 0 | 0 | 0 | 0 | 0 | 0 | 0 | 0 | 0 | 0 | 0 | 0 | 0 | 0 | 0 | 0 | 0 | 0 | 0 | 0 | 0 | 0 | 0 | 0 | 0
F2_Commercial_Warehouse (ID)_New_Space Heating_Natural Gas_Boiler_E9 | F2 | Commercial | Warehouse (ID) | New | Space Heating | Natural Gas | Boiler | E9 | TRC BC Ratio | 0 | 0 | 0 | 0 | 0 | 0 | 0 | 0 | 0 | 0 | 0 | 0 | 0 | 0 | 0 | 0 | 0 | 0 | 0 | 0 | 0 | 0 | 0 | 0 | 0 | 0 | 0
F2_Commercial_Warehouse (ID)_New_Space Heating_Natural Gas_Boiler_E10 | F2 | Commercial | Warehouse (ID) | New | Space Heating | Natural Gas | Boiler | E10 | TRC BC Ratio | 0 | 0 | 0 | 0 | 0 | 0 | 0 | 0 | 0 | 0 | 0 | 0 | 0 | 0 | 0 | 0 | 0 | 0 | 0 | 0 | 0 | 0 | 0 | 0 | 0 | 0 | 0
F3_Commercial_Warehouse (ID)_New_Space Heating_Natural Gas_Boiler_E1 | F3 | Commercial | Warehouse (ID) | New | Space Heating | Natural Gas | Boiler | E1 | PACT BC Ratio | [24 empty] | 1 | 1 | 1 | bar: 2019 to 2042
F3_Commercial_Warehouse (ID)_New_Space Heating_Natural Gas_Boiler_E2 | F3 | Commercial | Warehouse (ID) | New | Space Heating | Natural Gas | Boiler | E2 | PACT BC Ratio | 34.0947 | 34.6895 | 35.4247 | 36.2239 | 37.092 | 38.2308 | 39.3918 | 40.6144 | 41.7903 | 42.9856 | 44.0779 | 45.1029 | 46.2116 | 47.349 | 48.4252 | 49.4929 | 50.5069 | 51.55 | 52.6323 | 53.7416 | 54.8725 | 56.0521 | 57.3794 | 58.5721 | 59.7768 | 60.6977 | 61.5262
F3_Commercial_Warehouse (ID)_New_Space Heating_Natural Gas_Boiler_E3 | F3 | Commercial | Warehouse (ID) | New | Space Heating | Natural Gas | Boiler | E3 | PACT BC Ratio | [24 empty] | 1 | 1 | 1 | bar: 2019 to 2042
F3_Commercial_Warehouse (ID)_New_Space Heating_Natural Gas_Boiler_E4 | F3 | Commercial | Warehouse (ID) | New | Space Heating | Natural Gas | Boiler | E4 | PACT BC Ratio | 1.7093 | 1.7442 | 1.7827 | 1.8227 | 1.8641 | 1.9117 | 1.9601 | 2.0106 | 2.0606 | 2.1117 | 2.161 | 2.2095 | 2.2603 | 2.3117 | 2.3624 | 2.4134 | 2.4638 | 2.5155 | 2.5686 | 2.623 | 2.6784 | 2.7351 | 2.7951 | 2.8518 | 2.9085 | 2.9349 | 2.9505
F3_Commercial_Warehouse (ID)_New_Space Heating_Natural Gas_Boiler_E5 | F3 | Commercial | Warehouse (ID) | New | Space Heating | Natural Gas | Boiler | E5 | PACT BC Ratio | 0 | 0 | 0 | 0 | 0 | 0 | 0 | 0 | 0 | 0 | 0 | 0 | 0 | 0 | 0 | 0 | 0 | 0 | 0 | 0 | 0 | 0 | 0 | 0 | 0 | 0 | 0
F3_Commercial_Warehouse (ID)_New_Space Heating_Natural Gas_Boiler_E6 | F3 | Commercial | Warehouse (ID) | New | Space Heating | Natural Gas | Boiler | E6 | PACT BC Ratio | 0 | 0 | 0 | 0 | 0 | 0 | 0 | 0 | 0 | 0 | 0 | 0 | 0 | 0 | 0 | 0 | 0 | 0 | 0 | 0 | 0 | 0 | 0 | 0 | 0 | 0 | 0
F3_Commercial_Warehouse (ID)_New_Space Heating_Natural Gas_Boiler_E7 | F3 | Commercial | Warehouse (ID) | New | Space Heating | Natural Gas | Boiler | E7 | PACT BC Ratio | 0 | 0 | 0 | 0 | 0 | 0 | 0 | 0 | 0 | 0 | 0 | 0 | 0 | 0 | 0 | 0 | 0 | 0 | 0 | 0 | 0 | 0 | 0 | 0 | 0 | 0 | 0
F3_Commercial_Warehouse (ID)_New_Space Heating_Natural Gas_Boiler_E8 | F3 | Commercial | Warehouse (ID) | New | Space Heating | Natural Gas | Boiler | E8 | PACT BC Ratio | 0 | 0 | 0 | 0 | 0 | 0 | 0 | 0 | 0 | 0 | 0 | 0 | 0 | 0 | 0 | 0 | 0 | 0 | 0 | 0 | 0 | 0 | 0 | 0 | 0 | 0 | 0
F3_Commercial_Warehouse (ID)_New_Space Heating_Natural Gas_Boiler_E9 | F3 | Commercial | Warehouse (ID) | New | Space Heating | Natural Gas | Boiler | E9 | PACT BC Ratio | 0 | 0 | 0 | 0 | 0 | 0 | 0 | 0 | 0 | 0 | 0 | 0 | 0 | 0 | 0 | 0 | 0 | 0 | 0 | 0 | 0 | 0 | 0 | 0 | 0 | 0 | 0
F3_Commercial_Warehouse (ID)_New_Space Heating_Natural Gas_Boiler_E10 | F3 | Commercial | Warehouse (ID) | New | Space Heating | Natural Gas | Boiler | E10 | PACT BC Ratio | 0 | 0 | 0 | 0 | 0 | 0 | 0 | 0 | 0 | 0 | 0 | 0 | 0 | 0 | 0 | 0 | 0 | 0 | 0 | 0 | 0 | 0 | 0 | 0 | 0 | 0 | 0
F4_Commercial_Warehouse (ID)_New_Space Heating_Natural Gas_Boiler_E1 | F4 | Commercial | Warehouse (ID) | New | Space Heating | Natural Gas | Boiler | E1 | RVT BC Ratio | [24 empty] | 1 | 1 | 1 | bar: 2019 to 2042
F4_Commercial_Warehouse (ID)_New_Space Heating_Natural Gas_Boiler_E2 | F4 | Commercial | Warehouse (ID) | New | Space Heating | Natural Gas | Boiler | E2 | RVT BC Ratio | 16.7881 | 16.9877 | 17.2512 | 17.5389 | 17.8525 | 18.2954 | 18.7389 | 19.2025 | 19.6298 | 20.0538 | 20.5228 | 20.9566 | 21.4262 | 21.9052 | 22.3511 | 22.7884 | 23.1955 | 23.611 | 24.0393 | 24.4743 | 24.9131 | 25.4437 | 26.0408 | 26.5773 | 27.1193 | 27.5335 | 27.9062
F4_Commercial_Warehouse (ID)_New_Space Heating_Natural Gas_Boiler_E3 | F4 | Commercial | Warehouse (ID) | New | Space Heating | Natural Gas | Boiler | E3 | RVT BC Ratio | [24 empty] | 1 | 1 | 1 | bar: 2019 to 2042
F4_Commercial_Warehouse (ID)_New_Space Heating_Natural Gas_Boiler_E4 | F4 | Commercial | Warehouse (ID) | New | Space Heating | Natural Gas | Boiler | E4 | RVT BC Ratio | 1.0334 | 1.0464 | 1.061 | 1.0762 | 1.092 | 1.1109 | 1.13 | 1.1499 | 1.1695 | 1.1895 | 1.2109 | 1.2321 | 1.2543 | 1.2767 | 1.2987 | 1.3207 | 1.3423 | 1.3643 | 1.3869 | 1.4099 | 1.4333 | 1.4588 | 1.4858 | 1.5113 | 1.5368 | 1.5487 | 1.5557
F4_Commercial_Warehouse (ID)_New_Space Heating_Natural Gas_Boiler_E5 | F4 | Commercial | Warehouse (ID) | New | Space Heating | Natural Gas | Boiler | E5 | RVT BC Ratio | 0 | 0 | 0 | 0 | 0 | 0 | 0 | 0 | 0 | 0 | 0 | 0 | 0 | 0 | 0 | 0 | 0 | 0 | 0 | 0 | 0 | 0 | 0 | 0 | 0 | 0 | 0
F4_Commercial_Warehouse (ID)_New_Space Heating_Natural Gas_Boiler_E6 | F4 | Commercial | Warehouse (ID) | New | Space Heating | Natural Gas | Boiler | E6 | RVT BC Ratio | 0 | 0 | 0 | 0 | 0 | 0 | 0 | 0 | 0 | 0 | 0 | 0 | 0 | 0 | 0 | 0 | 0 | 0 | 0 | 0 | 0 | 0 | 0 | 0 | 0 | 0 | 0
F4_Commercial_Warehouse (ID)_New_Space Heating_Natural Gas_Boiler_E7 | F4 | Commercial | Warehouse (ID) | New | Space Heating | Natural Gas | Boiler | E7 | RVT BC Ratio | 0 | 0 | 0 | 0 | 0 | 0 | 0 | 0 | 0 | 0 | 0 | 0 | 0 | 0 | 0 | 0 | 0 | 0 | 0 | 0 | 0 | 0 | 0 | 0 | 0 | 0 | 0
F4_Commercial_Warehouse (ID)_New_Space Heating_Natural Gas_Boiler_E8 | F4 | Commercial | Warehouse (ID) | New | Space Heating | Natural Gas | Boiler | E8 | RVT BC Ratio | 0 | 0 | 0 | 0 | 0 | 0 | 0 | 0 | 0 | 0 | 0 | 0 | 0 | 0 | 0 | 0 | 0 | 0 | 0 | 0 | 0 | 0 | 0 | 0 | 0 | 0 | 0
F4_Commercial_Warehouse (ID)_New_Space Heating_Natural Gas_Boiler_E9 | F4 | Commercial | Warehouse (ID) | New | Space Heating | Natural Gas | Boiler | E9 | RVT BC Ratio | 0 | 0 | 0 | 0 | 0 | 0 | 0 | 0 | 0 | 0 | 0 | 0 | 0 | 0 | 0 | 0 | 0 | 0 | 0 | 0 | 0 | 0 | 0 | 0 | 0 | 0 | 0
F4_Commercial_Warehouse (ID)_New_Space Heating_Natural Gas_Boiler_E10 | F4 | Commercial | Warehouse (ID) | New | Space Heating | Natural Gas | Boiler | E10 | RVT BC Ratio | 0 | 0 | 0 | 0 | 0 | 0 | 0 | 0 | 0 | 0 | 0 | 0 | 0 | 0 | 0 | 0 | 0 | 0 | 0 | 0 | 0 | 0 | 0 | 0 | 0 | 0 | 0
F5_Commercial_Warehouse (ID)_New_Space Heating_Natural Gas_Boiler_E1 | F5 | Commercial | Warehouse (ID) | New | Space Heating | Natural Gas | Boiler | E1 | RIM BC Ratio | [24 empty] | 1 | 1 | 1 | bar: 2019 to 2042
F5_Commercial_Warehouse (ID)_New_Space Heating_Natural Gas_Boiler_E2 | F5 | Commercial | Warehouse (ID) | New | Space Heating | Natural Gas | Boiler | E2 | RIM BC Ratio | 0.85985 | 0.8647 | 0.86969 | 0.87489 | 0.88029 | 0.88559 | 0.89112 | 0.89682 | 0.9029 | 0.90928 | 0.91129 | 0.91336 | 0.91549 | 0.9177 | 0.92 | 0.92239 | 0.92491 | 0.92754 | 0.93028 | 0.93314 | 0.93613 | 0.93647 | 0.93683 | 0.93714 | 0.93745 | 0.93767 | 0.93786
F5_Commercial_Warehouse (ID)_New_Space Heating_Natural Gas_Boiler_E3 | F5 | Commercial | Warehouse (ID) | New | Space Heating | Natural Gas | Boiler | E3 | RIM BC Ratio | [24 empty] | 1 | 1 | 1 | bar: 2019 to 2042
F5_Commercial_Warehouse (ID)_New_Space Heating_Natural Gas_Boiler_E4 | F5 | Commercial | Warehouse (ID) | New | Space Heating | Natural Gas | Boiler | E4 | RIM BC Ratio | 0.59372 | 0.59955 | 0.60568 | 0.61187 | 0.61811 | 0.6248 | 0.63143 | 0.63811 | 0.64463 | 0.65111 | 0.6562 | 0.66099 | 0.66586 | 0.67068 | 0.67534 | 0.67995 | 0.68444 | 0.68894 | 0.69347 | 0.69802 | 0.70257 | 0.70641 | 0.71034 | 0.71395 | 0.71745 | 0.71905 | 0.71998
F5_Commercial_Warehouse (ID)_New_Space Heating_Natural Gas_Boiler_E5 | F5 | Commercial | Warehouse (ID) | New | Space Heating | Natural Gas | Boiler | E5 | RIM BC Ratio | 0 | 0 | 0 | 0 | 0 | 0 | 0 | 0 | 0 | 0 | 0 | 0 | 0 | 0 | 0 | 0 | 0 | 0 | 0 | 0 | 0 | 0 | 0 | 0 | 0 | 0 | 0
F5_Commercial_Warehouse (ID)_New_Space Heating_Natural Gas_Boiler_E6 | F5 | Commercial | Warehouse (ID) | New | Space Heating | Natural Gas | Boiler | E6 | RIM BC Ratio | 0 | 0 | 0 | 0 | 0 | 0 | 0 | 0 | 0 | 0 | 0 | 0 | 0 | 0 | 0 | 0 | 0 | 0 | 0 | 0 | 0 | 0 | 0 | 0 | 0 | 0 | 0
F5_Commercial_Warehouse (ID)_New_Space Heating_Natural Gas_Boiler_E7 | F5 | Commercial | Warehouse (ID) | New | Space Heating | Natural Gas | Boiler | E7 | RIM BC Ratio | 0 | 0 | 0 | 0 | 0 | 0 | 0 | 0 | 0 | 0 | 0 | 0 | 0 | 0 | 0 | 0 | 0 | 0 | 0 | 0 | 0 | 0 | 0 | 0 | 0 | 0 | 0
F5_Commercial_Warehouse (ID)_New_Space Heating_Natural Gas_Boiler_E8 | F5 | Commercial | Warehouse (ID) | New | Space Heating | Natural Gas | Boiler | E8 | RIM BC Ratio | 0 | 0 | 0 | 0 | 0 | 0 | 0 | 0 | 0 | 0 | 0 | 0 | 0 | 0 | 0 | 0 | 0 | 0 | 0 | 0 | 0 | 0 | 0 | 0 | 0 | 0 | 0
F5_Commercial_Warehouse (ID)_New_Space Heating_Natural Gas_Boiler_E9 | F5 | Commercial | Warehouse (ID) | New | Space Heating | Natural Gas | Boiler | E9 | RIM BC Ratio | 0 | 0 | 0 | 0 | 0 | 0 | 0 | 0 | 0 | 0 | 0 | 0 | 0 | 0 | 0 | 0 | 0 | 0 | 0 | 0 | 0 | 0 | 0 | 0 | 0 | 0 | 0
F5_Commercial_Warehouse (ID)_New_Space Heating_Natural Gas_Boiler_E10 | F5 | Commercial | Warehouse (ID) | New | Space Heating | Natural Gas | Boiler | E10 | RIM BC Ratio | 0 | 0 | 0 | 0 | 0 | 0 | 0 | 0 | 0 | 0 | 0 | 0 | 0 | 0 | 0 | 0 | 0 | 0 | 0 | 0 | 0 | 0 | 0 | 0 | 0 | 0 | 0
F0_Commercial_Warehouse (ID)_New_Space Heating_Natural Gas_Unit Heater_E0 | F0 | Commercial | Warehouse (ID) | New | Space Heating | Natural Gas | Unit Heater | E0 | Economic Unit | Infrared Radiant | Infrared Radiant | Infrared Radiant | Infrared Radiant | Infrared Radiant | Infrared Radiant | Infrared Radiant | Infrared Radiant | Infrared Radiant | Infrared Radiant | Infrared Radiant | Infrared Radiant | Infrared Radiant | Infrared Radiant | Infrared Radiant | Infrared Radiant | Infrared Radiant | Infrared Radiant | Infrared Radiant | Infrared Radiant | Infrared Radiant | Infrared Radiant | Infrared Radiant | Infrared Radiant | Infrared Radiant | Infrared Radiant | Infrared Radiant
F1_Commercial_Warehouse (ID)_New_Space Heating_Natural Gas_Unit Heater_E1 | F1 | Commercial | Warehouse (ID) | New | Space Heating | Natural Gas | Unit Heater | E1 | CCE | 0 | 0 | 0 | 0 | 0 | 0 | 0 | 0 | 0 | 0 | 0 | 0 | 0 | 0 | 0 | 0 | 0 | 0 | 0 | 0 | 0 | 0 | 0 | 0 | 0 | 0 | 0
F1_Commercial_Warehouse (ID)_New_Space Heating_Natural Gas_Unit Heater_E2 | F1 | Commercial | Warehouse (ID) | New | Space Heating | Natural Gas | Unit Heater | E2 | CCE | 0.0015073 | 0.0015642 | 0.0015642 | 0.0015642 | 0.0015642 | 0.0015642 | 0.0015642 | 0.0015642 | 0.0015642 | 0.0015642 | 0.0015642 | 0.0015642 | 0.0015642 | 0.0015642 | 0.0015642 | 0.0015642 | 0.0015642 | 0.0015642 | 0.0015642 | 0.0015642 | 0.0015642 | 0.0015642 | 0.0015642 | 0.0015642 | 0.0015642 | 0.0015642 | 0.0015642
F1_Commercial_Warehouse (ID)_New_Space Heating_Natural Gas_Unit Heater_E3 | F1 | Commercial | Warehouse (ID) | New | Space Heating | Natural Gas | Unit Heater | E3 | CCE | 0.00047308 | 0.00049094 | 0.00049094 | 0.00049094 | 0.00049094 | 0.00049094 | 0.00049094 | 0.00049094 | 0.00049094 | 0.00049094 | 0.00049094 | 0.00049094 | 0.00049094 | 0.00049094 | 0.00049094 | 0.00049094 | 0.00049094 | 0.00049094 | 0.00049094 | 0.00049094 | 0.00049094 | 0.00049094 | 0.00049094 | 0.00049094 | 0.00049094 | 0.00049094 | 0.00049094
F1_Commercial_Warehouse (ID)_New_Space Heating_Natural Gas_Unit Heater_E4 | F1 | Commercial | Warehouse (ID) | New | Space Heating | Natural Gas | Unit Heater | E4 | CCE | 0 | 0 | 0 | 0 | 0 | 0 | 0 | 0 | 0 | 0 | 0 | 0 | 0 | 0 | 0 | 0 | 0 | 0 | 0 | 0 | 0 | 0 | 0 | 0 | 0 | 0 | 0
F1_Commercial_Warehouse (ID)_New_Space Heating_Natural Gas_Unit Heater_E5 | F1 | Commercial | Warehouse (ID) | New | Space Heating | Natural Gas | Unit Heater | E5 | CCE | 0 | 0 | 0 | 0 | 0 | 0 | 0 | 0 | 0 | 0 | 0 | 0 | 0 | 0 | 0 | 0 | 0 | 0 | 0 | 0 | 0 | 0 | 0 | 0 | 0 | 0 | 0
F1_Commercial_Warehouse (ID)_New_Space Heating_Natural Gas_Unit Heater_E6 | F1 | Commercial | Warehouse (ID) | New | Space Heating | Natural Gas | Unit Heater | E6 | CCE | 0 | 0 | 0 | 0 | 0 | 0 | 0 | 0 | 0 | 0 | 0 | 0 | 0 | 0 | 0 | 0 | 0 | 0 | 0 | 0 | 0 | 0 | 0 | 0 | 0 | 0 | 0
F1_Commercial_Warehouse (ID)_New_Space Heating_Natural Gas_Unit Heater_E7 | F1 | Commercial | Warehouse (ID) | New | Space Heating | Natural Gas | Unit Heater | E7 | CCE | 0 | 0 | 0 | 0 | 0 | 0 | 0 | 0 | 0 | 0 | 0 | 0 | 0 | 0 | 0 | 0 | 0 | 0 | 0 | 0 | 0 | 0 | 0 | 0 | 0 | 0 | 0
F1_Commercial_Warehouse (ID)_New_Space Heating_Natural Gas_Unit Heater_E8 | F1 | Commercial | Warehouse (ID) | New | Space Heating | Natural Gas | Unit Heater | E8 | CCE | 0 | 0 | 0 | 0 | 0 | 0 | 0 | 0 | 0 | 0 | 0 | 0 | 0 | 0 | 0 | 0 | 0 | 0 | 0 | 0 | 0 | 0 | 0 | 0 | 0 | 0 | 0
F1_Commercial_Warehouse (ID)_New_Space Heating_Natural Gas_Unit Heater_E9 | F1 | Commercial | Warehouse (ID) | New | Space Heating | Natural Gas | Unit Heater | E9 | CCE | 0 | 0 | 0 | 0 | 0 | 0 | 0 | 0 | 0 | 0 | 0 | 0 | 0 | 0 | 0 | 0 | 0 | 0 | 0 | 0 | 0 | 0 | 0 | 0 | 0 | 0 | 0
F1_Commercial_Warehouse (ID)_New_Space Heating_Natural Gas_Unit Heater_E10 | F1 | Commercial | Warehouse (ID) | New | Space Heating | Natural Gas | Unit Heater | E10 | CCE | 0 | 0 | 0 | 0 | 0 | 0 | 0 | 0 | 0 | 0 | 0 | 0 | 0 | 0 | 0 | 0 | 0 | 0 | 0 | 0 | 0 | 0 | 0 | 0 | 0 | 0 | 0
F2_Commercial_Warehouse (ID)_New_Space Heating_Natural Gas_Unit Heater_E1 | F2 | Commercial | Warehouse (ID) | New | Space Heating | Natural Gas | Unit Heater | E1 | TRC BC Ratio | [24 empty] | 1 | 1 | 1 | bar: 2019 to 2042
F2_Commercial_Warehouse (ID)_New_Space Heating_Natural Gas_Unit Heater_E2 | F2 | Commercial | Warehouse (ID) | New | Space Heating | Natural Gas | Unit Heater | E2 | TRC BC Ratio | 2.63 | 2.6732 | 2.7296 | 2.7918 | 2.8603 | 2.9546 | 3.0507 | 3.1525 | 3.2498 | 3.3487 | 3.4372 | 3.5188 | 3.6082 | 3.7 | 3.7854 | 3.8696 | 3.9482 | 4.0292 | 4.1136 | 4.2001 | 4.2883 | 4.3814 | 4.4892 | 4.5845 | 4.6818 | 4.7811 | 4.8826
F2_Commercial_Warehouse (ID)_New_Space Heating_Natural Gas_Unit Heater_E3 | F2 | Commercial | Warehouse (ID) | New | Space Heating | Natural Gas | Unit Heater | E3 | TRC BC Ratio | 11.6747 | 11.9824 | 12.2839 | 12.5676 | 12.8323 | 13.072 | 13.3102 | 13.5568 | 13.8327 | 14.1174 | 14.4209 | 14.7407 | 15.0609 | 15.3678 | 15.6882 | 16.018 | 16.361 | 16.7106 | 17.0662 | 17.4291 | 17.7998 | 18.1759 | 18.5493 | 18.9431 | 19.3451 | 19.7557 | 20.175
F2_Commercial_Warehouse (ID)_New_Space Heating_Natural Gas_Unit Heater_E4 | F2 | Commercial | Warehouse (ID) | New | Space Heating | Natural Gas | Unit Heater | E4 | TRC BC Ratio | 0 | 0 | 0 | 0 | 0 | 0 | 0 | 0 | 0 | 0 | 0 | 0 | 0 | 0 | 0 | 0 | 0 | 0 | 0 | 0 | 0 | 0 | 0 | 0 | 0 | 0 | 0
F2_Commercial_Warehouse (ID)_New_Space Heating_Natural Gas_Unit Heater_E5 | F2 | Commercial | Warehouse (ID) | New | Space Heating | Natural Gas | Unit Heater | E5 | TRC BC Ratio | 0 | 0 | 0 | 0 | 0 | 0 | 0 | 0 | 0 | 0 | 0 | 0 | 0 | 0 | 0 | 0 | 0 | 0 | 0 | 0 | 0 | 0 | 0 | 0 | 0 | 0 | 0
F2_Commercial_Warehouse (ID)_New_Space Heating_Natural Gas_Unit Heater_E6 | F2 | Commercial | Warehouse (ID) | New | Space Heating | Natural Gas | Unit Heater | E6 | TRC BC Ratio | 0 | 0 | 0 | 0 | 0 | 0 | 0 | 0 | 0 | 0 | 0 | 0 | 0 | 0 | 0 | 0 | 0 | 0 | 0 | 0 | 0 | 0 | 0 | 0 | 0 | 0 | 0
F2_Commercial_Warehouse (ID)_New_Space Heating_Natural Gas_Unit Heater_E7 | F2 | Commercial | Warehouse (ID) | New | Space Heating | Natural Gas | Unit Heater | E7 | TRC BC Ratio | 0 | 0 | 0 | 0 | 0 | 0 | 0 | 0 | 0 | 0 | 0 | 0 | 0 | 0 | 0 | 0 | 0 | 0 | 0 | 0 | 0 | 0 | 0 | 0 | 0 | 0 | 0
F2_Commercial_Warehouse (ID)_New_Space Heating_Natural Gas_Unit Heater_E8 | F2 | Commercial | Warehouse (ID) | New | Space Heating | Natural Gas | Unit Heater | E8 | TRC BC Ratio | 0 | 0 | 0 | 0 | 0 | 0 | 0 | 0 | 0 | 0 | 0 | 0 | 0 | 0 | 0 | 0 | 0 | 0 | 0 | 0 | 0 | 0 | 0 | 0 | 0 | 0 | 0
F2_Commercial_Warehouse (ID)_New_Space Heating_Natural Gas_Unit Heater_E9 | F2 | Commercial | Warehouse (ID) | New | Space Heating | Natural Gas | Unit Heater | E9 | TRC BC Ratio | 0 | 0 | 0 | 0 | 0 | 0 | 0 | 0 | 0 | 0 | 0 | 0 | 0 | 0 | 0 | 0 | 0 | 0 | 0 | 0 | 0 | 0 | 0 | 0 | 0 | 0 | 0
F2_Commercial_Warehouse (ID)_New_Space Heating_Natural Gas_Unit Heater_E10 | F2 | Commercial | Warehouse (ID) | New | Space Heating | Natural Gas | Unit Heater | E10 | TRC BC Ratio | 0 | 0 | 0 | 0 | 0 | 0 | 0 | 0 | 0 | 0 | 0 | 0 | 0 | 0 | 0 | 0 | 0 | 0 | 0 | 0 | 0 | 0 | 0 | 0 | 0 | 0 | 0
F3_Commercial_Warehouse (ID)_New_Space Heating_Natural Gas_Unit Heater_E1 | F3 | Commercial | Warehouse (ID) | New | Space Heating | Natural Gas | Unit Heater | E1 | PACT BC Ratio | [24 empty] | 1 | 1 | 1 | bar: 2019 to 2042
F3_Commercial_Warehouse (ID)_New_Space Heating_Natural Gas_Unit Heater_E2 | F3 | Commercial | Warehouse (ID) | New | Space Heating | Natural Gas | Unit Heater | E2 | PACT BC Ratio | 7.3663 | 7.4874 | 7.6454 | 7.8196 | 8.0114 | 8.2756 | 8.5447 | 8.8297 | 9.1024 | 9.3794 | 9.6273 | 9.856 | 10.1063 | 10.3633 | 10.6026 | 10.8385 | 11.0586 | 11.2855 | 11.5218 | 11.7642 | 12.0113 | 12.272 | 12.5738 | 12.8406 | 13.1132 | 13.3915 | 13.6757
F3_Commercial_Warehouse (ID)_New_Space Heating_Natural Gas_Unit Heater_E3 | F3 | Commercial | Warehouse (ID) | New | Space Heating | Natural Gas | Unit Heater | E3 | PACT BC Ratio | 32.6998 | 33.5616 | 34.4062 | 35.2007 | 35.942 | 36.6133 | 37.2806 | 37.9713 | 38.744 | 39.5417 | 40.3916 | 41.2874 | 42.1842 | 43.0439 | 43.9414 | 44.865 | 45.8255 | 46.8048 | 47.8009 | 48.8173 | 49.8556 | 50.909 | 51.955 | 53.0578 | 54.1839 | 55.334 | 56.5085
F3_Commercial_Warehouse (ID)_New_Space Heating_Natural Gas_Unit Heater_E4 | F3 | Commercial | Warehouse (ID) | New | Space Heating | Natural Gas | Unit Heater | E4 | PACT BC Ratio | 0 | 0 | 0 | 0 | 0 | 0 | 0 | 0 | 0 | 0 | 0 | 0 | 0 | 0 | 0 | 0 | 0 | 0 | 0 | 0 | 0 | 0 | 0 | 0 | 0 | 0 | 0
F3_Commercial_Warehouse (ID)_New_Space Heating_Natural Gas_Unit Heater_E5 | F3 | Commercial | Warehouse (ID) | New | Space Heating | Natural Gas | Unit Heater | E5 | PACT BC Ratio | 0 | 0 | 0 | 0 | 0 | 0 | 0 | 0 | 0 | 0 | 0 | 0 | 0 | 0 | 0 | 0 | 0 | 0 | 0 | 0 | 0 | 0 | 0 | 0 | 0 | 0 | 0
F3_Commercial_Warehouse (ID)_New_Space Heating_Natural Gas_Unit Heater_E6 | F3 | Commercial | Warehouse (ID) | New | Space Heating | Natural Gas | Unit Heater | E6 | PACT BC Ratio | 0 | 0 | 0 | 0 | 0 | 0 | 0 | 0 | 0 | 0 | 0 | 0 | 0 | 0 | 0 | 0 | 0 | 0 | 0 | 0 | 0 | 0 | 0 | 0 | 0 | 0 | 0
F3_Commercial_Warehouse (ID)_New_Space Heating_Natural Gas_Unit Heater_E7 | F3 | Commercial | Warehouse (ID) | New | Space Heating | Natural Gas | Unit Heater | E7 | PACT BC Ratio | 0 | 0 | 0 | 0 | 0 | 0 | 0 | 0 | 0 | 0 | 0 | 0 | 0 | 0 | 0 | 0 | 0 | 0 | 0 | 0 | 0 | 0 | 0 | 0 | 0 | 0 | 0
F3_Commercial_Warehouse (ID)_New_Space Heating_Natural Gas_Unit Heater_E8 | F3 | Commercial | Warehouse (ID) | New | Space Heating | Natural Gas | Unit Heater | E8 | PACT BC Ratio | 0 | 0 | 0 | 0 | 0 | 0 | 0 | 0 | 0 | 0 | 0 | 0 | 0 | 0 | 0 | 0 | 0 | 0 | 0 | 0 | 0 | 0 | 0 | 0 | 0 | 0 | 0
F3_Commercial_Warehouse (ID)_New_Space Heating_Natural Gas_Unit Heater_E9 | F3 | Commercial | Warehouse (ID) | New | Space Heating | Natural Gas | Unit Heater | E9 | PACT BC Ratio | 0 | 0 | 0 | 0 | 0 | 0 | 0 | 0 | 0 | 0 | 0 | 0 | 0 | 0 | 0 | 0 | 0 | 0 | 0 | 0 | 0 | 0 | 0 | 0 | 0 | 0 | 0
F3_Commercial_Warehouse (ID)_New_Space Heating_Natural Gas_Unit Heater_E10 | F3 | Commercial | Warehouse (ID) | New | Space Heating | Natural Gas | Unit Heater | E10 | PACT BC Ratio | 0 | 0 | 0 | 0 | 0 | 0 | 0 | 0 | 0 | 0 | 0 | 0 | 0 | 0 | 0 | 0 | 0 | 0 | 0 | 0 | 0 | 0 | 0 | 0 | 0 | 0 | 0
F4_Commercial_Warehouse (ID)_New_Space Heating_Natural Gas_Unit Heater_E1 | F4 | Commercial | Warehouse (ID) | New | Space Heating | Natural Gas | Unit Heater | E1 | RVT BC Ratio | [24 empty] | 1 | 1 | 1 | bar: 2019 to 2042
F4_Commercial_Warehouse (ID)_New_Space Heating_Natural Gas_Unit Heater_E2 | F4 | Commercial | Warehouse (ID) | New | Space Heating | Natural Gas | Unit Heater | E2 | RVT BC Ratio | 3.8664 | 3.9047 | 3.9596 | 4.02 | 4.0866 | 4.1872 | 4.2869 | 4.3916 | 4.4867 | 4.5804 | 4.6858 | 4.7813 | 4.886 | 4.9927 | 5.09 | 5.1844 | 5.2701 | 5.3576 | 5.448 | 5.5396 | 5.6317 | 5.749 | 5.8848 | 6.0048 | 6.1274 | 6.2527 | 6.3805
F4_Commercial_Warehouse (ID)_New_Space Heating_Natural Gas_Unit Heater_E3 | F4 | Commercial | Warehouse (ID) | New | Space Heating | Natural Gas | Unit Heater | E3 | RVT BC Ratio | 15.316 | 15.6642 | 15.9979 | 16.3028 | 16.5771 | 16.8105 | 17.0362 | 17.2866 | 17.5926 | 17.9307 | 18.2929 | 18.7021 | 19.1121 | 19.5063 | 19.9187 | 20.3439 | 20.7872 | 21.2399 | 21.7014 | 22.1732 | 22.6562 | 23.1301 | 23.6006 | 24.0967 | 24.6033 | 25.1207 | 25.649
F4_Commercial_Warehouse (ID)_New_Space Heating_Natural Gas_Unit Heater_E4 | F4 | Commercial | Warehouse (ID) | New | Space Heating | Natural Gas | Unit Heater | E4 | RVT BC Ratio | 0 | 0 | 0 | 0 | 0 | 0 | 0 | 0 | 0 | 0 | 0 | 0 | 0 | 0 | 0 | 0 | 0 | 0 | 0 | 0 | 0 | 0 | 0 | 0 | 0 | 0 | 0
F4_Commercial_Warehouse (ID)_New_Space Heating_Natural Gas_Unit Heater_E5 | F4 | Commercial | Warehouse (ID) | New | Space Heating | Natural Gas | Unit Heater | E5 | RVT BC Ratio | 0 | 0 | 0 | 0 | 0 | 0 | 0 | 0 | 0 | 0 | 0 | 0 | 0 | 0 | 0 | 0 | 0 | 0 | 0 | 0 | 0 | 0 | 0 | 0 | 0 | 0 | 0
F4_Commercial_Warehouse (ID)_New_Space Heating_Natural Gas_Unit Heater_E6 | F4 | Commercial | Warehouse (ID) | New | Space Heating | Natural Gas | Unit Heater | E6 | RVT BC Ratio | 0 | 0 | 0 | 0 | 0 | 0 | 0 | 0 | 0 | 0 | 0 | 0 | 0 | 0 | 0 | 0 | 0 | 0 | 0 | 0 | 0 | 0 | 0 | 0 | 0 | 0 | 0
F4_Commercial_Warehouse (ID)_New_Space Heating_Natural Gas_Unit Heater_E7 | F4 | Commercial | Warehouse (ID) | New | Space Heating | Natural Gas | Unit Heater | E7 | RVT BC Ratio | 0 | 0 | 0 | 0 | 0 | 0 | 0 | 0 | 0 | 0 | 0 | 0 | 0 | 0 | 0 | 0 | 0 | 0 | 0 | 0 | 0 | 0 | 0 | 0 | 0 | 0 | 0
F4_Commercial_Warehouse (ID)_New_Space Heating_Natural Gas_Unit Heater_E8 | F4 | Commercial | Warehouse (ID) | New | Space Heating | Natural Gas | Unit Heater | E8 | RVT BC Ratio | 0 | 0 | 0 | 0 | 0 | 0 | 0 | 0 | 0 | 0 | 0 | 0 | 0 | 0 | 0 | 0 | 0 | 0 | 0 | 0 | 0 | 0 | 0 | 0 | 0 | 0 | 0
F4_Commercial_Warehouse (ID)_New_Space Heating_Natural Gas_Unit Heater_E9 | F4 | Commercial | Warehouse (ID) | New | Space Heating | Natural Gas | Unit Heater | E9 | RVT BC Ratio | 0 | 0 | 0 | 0 | 0 | 0 | 0 | 0 | 0 | 0 | 0 | 0 | 0 | 0 | 0 | 0 | 0 | 0 | 0 | 0 | 0 | 0 | 0 | 0 | 0 | 0 | 0
F4_Commercial_Warehouse (ID)_New_Space Heating_Natural Gas_Unit Heater_E10 | F4 | Commercial | Warehouse (ID) | New | Space Heating | Natural Gas | Unit Heater | E10 | RVT BC Ratio | 0 | 0 | 0 | 0 | 0 | 0 | 0 | 0 | 0 | 0 | 0 | 0 | 0 | 0 | 0 | 0 | 0 | 0 | 0 | 0 | 0 | 0 | 0 | 0 | 0 | 0 | 0
F5_Commercial_Warehouse (ID)_New_Space Heating_Natural Gas_Unit Heater_E1 | F5 | Commercial | Warehouse (ID) | New | Space Heating | Natural Gas | Unit Heater | E1 | RIM BC Ratio | [24 empty] | 1 | 1 | 1 | bar: 2019 to 2042
F5_Commercial_Warehouse (ID)_New_Space Heating_Natural Gas_Unit Heater_E2 | F5 | Commercial | Warehouse (ID) | New | Space Heating | Natural Gas | Unit Heater | E2 | RIM BC Ratio | 0.77611 | 0.7815 | 0.78747 | 0.79387 | 0.80071 | 0.80815 | 0.8159 | 0.82388 | 0.8321 | 0.84061 | 0.8442 | 0.84769 | 0.85133 | 0.85504 | 0.8587 | 0.86241 | 0.86614 | 0.87 | 0.874 | 0.87813 | 0.88241 | 0.88379 | 0.88532 | 0.88662 | 0.8879 | 0.88915 | 0.89038
F5_Commercial_Warehouse (ID)_New_Space Heating_Natural Gas_Unit Heater_E3 | F5 | Commercial | Warehouse (ID) | New | Space Heating | Natural Gas | Unit Heater | E3 | RIM BC Ratio | 0.90292 | 0.90638 | 0.91004 | 0.91385 | 0.91784 | 0.92216 | 0.92667 | 0.93032 | 0.93293 | 0.93438 | 0.93577 | 0.93582 | 0.93584 | 0.93581 | 0.93574 | 0.93563 | 0.93548 | 0.93529 | 0.93508 | 0.93482 | 0.93453 | 0.93489 | 0.93524 | 0.93559 | 0.93593 | 0.93627 | 0.9366
F5_Commercial_Warehouse (ID)_New_Space Heating_Natural Gas_Unit Heater_E4 | F5 | Commercial | Warehouse (ID) | New | Space Heating | Natural Gas | Unit Heater | E4 | RIM BC Ratio | 0 | 0 | 0 | 0 | 0 | 0 | 0 | 0 | 0 | 0 | 0 | 0 | 0 | 0 | 0 | 0 | 0 | 0 | 0 | 0 | 0 | 0 | 0 | 0 | 0 | 0 | 0
F5_Commercial_Warehouse (ID)_New_Space Heating_Natural Gas_Unit Heater_E5 | F5 | Commercial | Warehouse (ID) | New | Space Heating | Natural Gas | Unit Heater | E5 | RIM BC Ratio | 0 | 0 | 0 | 0 | 0 | 0 | 0 | 0 | 0 | 0 | 0 | 0 | 0 | 0 | 0 | 0 | 0 | 0 | 0 | 0 | 0 | 0 | 0 | 0 | 0 | 0 | 0
F5_Commercial_Warehouse (ID)_New_Space Heating_Natural Gas_Unit Heater_E6 | F5 | Commercial | Warehouse (ID) | New | Space Heating | Natural Gas | Unit Heater | E6 | RIM BC Ratio | 0 | 0 | 0 | 0 | 0 | 0 | 0 | 0 | 0 | 0 | 0 | 0 | 0 | 0 | 0 | 0 | 0 | 0 | 0 | 0 | 0 | 0 | 0 | 0 | 0 | 0 | 0
F5_Commercial_Warehouse (ID)_New_Space Heating_Natural Gas_Unit Heater_E7 | F5 | Commercial | Warehouse (ID) | New | Space Heating | Natural Gas | Unit Heater | E7 | RIM BC Ratio | 0 | 0 | 0 | 0 | 0 | 0 | 0 | 0 | 0 | 0 | 0 | 0 | 0 | 0 | 0 | 0 | 0 | 0 | 0 | 0 | 0 | 0 | 0 | 0 | 0 | 0 | 0
F5_Commercial_Warehouse (ID)_New_Space Heating_Natural Gas_Unit Heater_E8 | F5 | Commercial | Warehouse (ID) | New | Space Heating | Natural Gas | Unit Heater | E8 | RIM BC Ratio | 0 | 0 | 0 | 0 | 0 | 0 | 0 | 0 | 0 | 0 | 0 | 0 | 0 | 0 | 0 | 0 | 0 | 0 | 0 | 0 | 0 | 0 | 0 | 0 | 0 | 0 | 0
F5_Commercial_Warehouse (ID)_New_Space Heating_Natural Gas_Unit Heater_E9 | F5 | Commercial | Warehouse (ID) | New | Space Heating | Natural Gas | Unit Heater | E9 | RIM BC Ratio | 0 | 0 | 0 | 0 | 0 | 0 | 0 | 0 | 0 | 0 | 0 | 0 | 0 | 0 | 0 | 0 | 0 | 0 | 0 | 0 | 0 | 0 | 0 | 0 | 0 | 0 | 0
F5_Commercial_Warehouse (ID)_New_Space Heating_Natural Gas_Unit Heater_E10 | F5 | Commercial | Warehouse (ID) | New | Space Heating | Natural Gas | Unit Heater | E10 | RIM BC Ratio | 0 | 0 | 0 | 0 | 0 | 0 | 0 | 0 | 0 | 0 | 0 | 0 | 0 | 0 | 0 | 0 | 0 | 0 | 0 | 0 | 0 | 0 | 0 | 0 | 0 | 0 | 0
F0_Commercial_Warehouse (ID)_New_Water Heating_Natural Gas_Water Heater_E0 | F0 | Commercial | Warehouse (ID) | New | Water Heating | Natural Gas | Water Heater | E0 | Economic Unit | Gas-Fired Absorption HPWH | Gas-Fired Absorption HPWH | Gas-Fired Absorption HPWH | Gas-Fired Absorption HPWH | Gas-Fired Absorption HPWH | Gas-Fired Absorption HPWH | Gas-Fired Absorption HPWH | Gas-Fired Absorption HPWH | Gas-Fired Absorption HPWH | Gas-Fired Absorption HPWH | Gas-Fired Absorption HPWH | Gas-Fired Absorption HPWH | Gas-Fired Absorption HPWH | Gas-Fired Absorption HPWH | Gas-Fired Absorption HPWH | Gas-Fired Absorption HPWH | Gas-Fired Absorption HPWH | Gas-Fired Absorption HPWH | Gas-Fired Absorption HPWH | Gas-Fired Absorption HPWH | Gas-Fired Absorption HPWH | Gas-Fired Absorption HPWH | Gas-Fired Absorption HPWH | Gas-Fired Absorption HPWH | Gas-Fired Absorption HPWH | Gas-Fired Absorption HPWH | Gas-Fired Absorption HPWH
F1_Commercial_Warehouse (ID)_New_Water Heating_Natural Gas_Water Heater_E1 | F1 | Commercial | Warehouse (ID) | New | Water Heating | Natural Gas | Water Heater | E1 | CCE | 0 | 0 | 0 | 0 | 0 | 0 | 0 | 0 | 0 | 0 | 0 | 0 | 0 | 0 | 0 | 0 | 0 | 0 | 0 | 0 | 0 | 0 | 0 | 0 | 0 | 0 | 0
F1_Commercial_Warehouse (ID)_New_Water Heating_Natural Gas_Water Heater_E2 | F1 | Commercial | Warehouse (ID) | New | Water Heating | Natural Gas | Water Heater | E2 | CCE | 0.0010463 | 0.0010463 | 0.0010463 | 0.0010463 | 0.0010463 | 0.0010463 | 0.0010463 | 0.0010463 | 0.0010463 | 0.0010463 | 0.0010463 | 0.0010463 | 0.0010463 | 0.0010463 | 0.0010463 | 0.0010463 | 0.0010463 | 0.0010463 | 0.0010463 | 0.0010463 | 0.0010463 | 0.0010463 | 0.0010463 | 0.0010463 | 0.0010463 | 0.0010463 | 0.0010463
F1_Commercial_Warehouse (ID)_New_Water Heating_Natural Gas_Water Heater_E3 | F1 | Commercial | Warehouse (ID) | New | Water Heating | Natural Gas | Water Heater | E3 | CCE | 0.0018544 | 0.0018544 | 0.0018544 | 0.0018544 | 0.0018544 | 0.0018544 | 0.0018544 | 0.0018544 | 0.0018544 | 0.0018544 | 0.0018544 | 0.0018544 | 0.0018544 | 0.0018544 | 0.0018544 | 0.0018544 | 0.0018544 | 0.0018544 | 0.0018544 | 0.0018544 | 0.0018544 | 0.0018544 | 0.0018544 | 0.0018544 | 0.0018544 | 0.0018544 | 0.0018544
F1_Commercial_Warehouse (ID)_New_Water Heating_Natural Gas_Water Heater_E4 | F1 | Commercial | Warehouse (ID) | New | Water Heating | Natural Gas | Water Heater | E4 | CCE | 0.0018885 | 0.0018885 | 0.0018885 | 0.0018885 | 0.0018885 | 0.0018885 | 0.0018885 | 0.0018885 | 0.0018885 | 0.0018885 | 0.0018885 | 0.0018885 | 0.0018885 | 0.0018885 | 0.0018885 | 0.0018885 | 0.0018885 | 0.0018885 | 0.0018885 | 0.0018885 | 0.0018885 | 0.0018885 | 0.0018885 | 0.0018885 | 0.0018885 | 0.0018885 | 0.0018885
F1_Commercial_Warehouse (ID)_New_Water Heating_Natural Gas_Water Heater_E5 | F1 | Commercial | Warehouse (ID) | New | Water Heating | Natural Gas | Water Heater | E5 | CCE | 0.0027521 | 0.0027521 | 0.0027521 | 0.0027521 | 0.0027521 | 0.0027521 | 0.0027521 | 0.0027521 | 0.0027521 | 0.0027521 | 0.0027521 | 0.0027521 | 0.0027521 | 0.0027521 | 0.0027521 | 0.0027521 | 0.0027521 | 0.0027521 | 0.0027521 | 0.0027521 | 0.0027521 | 0.0027521 | 0.0027521 | 0.0027521 | 0.0027521 | 0.0027521 | 0.0027521
F1_Commercial_Warehouse (ID)_New_Water Heating_Natural Gas_Water Heater_E6 | F1 | Commercial | Warehouse (ID) | New | Water Heating | Natural Gas | Water Heater | E6 | CCE | 0 | 0 | 0 | 0 | 0 | 0 | 0 | 0 | 0 | 0 | 0 | 0 | 0 | 0 | 0 | 0 | 0 | 0 | 0 | 0 | 0 | 0 | 0 | 0 | 0 | 0 | 0
F1_Commercial_Warehouse (ID)_New_Water Heating_Natural Gas_Water Heater_E7 | F1 | Commercial | Warehouse (ID) | New | Water Heating | Natural Gas | Water Heater | E7 | CCE | 0 | 0 | 0 | 0 | 0 | 0 | 0 | 0 | 0 | 0 | 0 | 0 | 0 | 0 | 0 | 0 | 0 | 0 | 0 | 0 | 0 | 0 | 0 | 0 | 0 | 0 | 0
F1_Commercial_Warehouse (ID)_New_Water Heating_Natural Gas_Water Heater_E8 | F1 | Commercial | Warehouse (ID) | New | Water Heating | Natural Gas | Water Heater | E8 | CCE | 0 | 0 | 0 | 0 | 0 | 0 | 0 | 0 | 0 | 0 | 0 | 0 | 0 | 0 | 0 | 0 | 0 | 0 | 0 | 0 | 0 | 0 | 0 | 0 | 0 | 0 | 0
F1_Commercial_Warehouse (ID)_New_Water Heating_Natural Gas_Water Heater_E9 | F1 | Commercial | Warehouse (ID) | New | Water Heating | Natural Gas | Water Heater | E9 | CCE | 0 | 0 | 0 | 0 | 0 | 0 | 0 | 0 | 0 | 0 | 0 | 0 | 0 | 0 | 0 | 0 | 0 | 0 | 0 | 0 | 0 | 0 | 0 | 0 | 0 | 0 | 0
F1_Commercial_Warehouse (ID)_New_Water Heating_Natural Gas_Water Heater_E10 | F1 | Commercial | Warehouse (ID) | New | Water Heating | Natural Gas | Water Heater | E10 | CCE | 0 | 0 | 0 | 0 | 0 | 0 | 0 | 0 | 0 | 0 | 0 | 0 | 0 | 0 | 0 | 0 | 0 | 0 | 0 | 0 | 0 | 0 | 0 | 0 | 0 | 0 | 0
F2_Commercial_Warehouse (ID)_New_Water Heating_Natural Gas_Water Heater_E1 | F2 | Commercial | Warehouse (ID) | New | Water Heating | Natural Gas | Water Heater | E1 | TRC BC Ratio | [24 empty] | 1 | 1 | 1 | bar: 2019 to 2042
F2_Commercial_Warehouse (ID)_New_Water Heating_Natural Gas_Water Heater_E2 | F2 | Commercial | Warehouse (ID) | New | Water Heating | Natural Gas | Water Heater | E2 | TRC BC Ratio | 3.5435 | 3.6366 | 3.741 | 3.858 | 3.9883 | 4.1425 | 4.2995 | 4.4541 | 4.6028 | 4.7538 | 4.8766 | 4.9925 | 5.1166 | 5.2386 | 5.3493 | 5.4541 | 5.5498 | 5.6447 | 5.7453 | 5.8441 | 5.9454 | 6.0504 | 6.1567 | 6.266 | 6.3774 | 6.4907 | 6.606
F2_Commercial_Warehouse (ID)_New_Water Heating_Natural Gas_Water Heater_E3 | F2 | Commercial | Warehouse (ID) | New | Water Heating | Natural Gas | Water Heater | E3 | TRC BC Ratio | 1.9994 | 2.0519 | 2.1109 | 2.1769 | 2.2504 | 2.3374 | 2.426 | 2.5132 | 2.5971 | 2.6823 | 2.7516 | 2.817 | 2.887 | 2.9559 | 3.0183 | 3.0775 | 3.1315 | 3.185 | 3.2418 | 3.2975 | 3.3547 | 3.4139 | 3.4739 | 3.5356 | 3.5984 | 3.6623 | 3.7274
F2_Commercial_Warehouse (ID)_New_Water Heating_Natural Gas_Water Heater_E4 | F2 | Commercial | Warehouse (ID) | New | Water Heating | Natural Gas | Water Heater | E4 | TRC BC Ratio | 1.2619 | 1.3004 | 1.3523 | 1.4202 | 1.5043 | 1.6138 | 1.7268 | 1.8368 | 1.9397 | 2.0441 | 2.1193 | 2.1864 | 2.2607 | 2.3319 | 2.391 | 2.4433 | 2.4855 | 2.5259 | 2.5711 | 2.6135 | 2.6574 | 2.704 | 2.7508 | 2.7997 | 2.8494 | 2.9 | 2.9516
F2_Commercial_Warehouse (ID)_New_Water Heating_Natural Gas_Water Heater_E5 | F2 | Commercial | Warehouse (ID) | New | Water Heating | Natural Gas | Water Heater | E5 | TRC BC Ratio | 1.3822 | 1.4184 | 1.4584 | 1.5022 | 1.5502 | 1.6062 | 1.663 | 1.7191 | 1.7733 | 1.8283 | 1.8738 | 1.9171 | 1.9632 | 2.0086 | 2.0504 | 2.0901 | 2.1268 | 2.1633 | 2.2019 | 2.2399 | 2.2788 | 2.3191 | 2.3599 | 2.4018 | 2.4445 | 2.4879 | 2.5321
F2_Commercial_Warehouse (ID)_New_Water Heating_Natural Gas_Water Heater_E6 | F2 | Commercial | Warehouse (ID) | New | Water Heating | Natural Gas | Water Heater | E6 | TRC BC Ratio | 0 | 0 | 0 | 0 | 0 | 0 | 0 | 0 | 0 | 0 | 0 | 0 | 0 | 0 | 0 | 0 | 0 | 0 | 0 | 0 | 0 | 0 | 0 | 0 | 0 | 0 | 0
F2_Commercial_Warehouse (ID)_New_Water Heating_Natural Gas_Water Heater_E7 | F2 | Commercial | Warehouse (ID) | New | Water Heating | Natural Gas | Water Heater | E7 | TRC BC Ratio | 0 | 0 | 0 | 0 | 0 | 0 | 0 | 0 | 0 | 0 | 0 | 0 | 0 | 0 | 0 | 0 | 0 | 0 | 0 | 0 | 0 | 0 | 0 | 0 | 0 | 0 | 0
F2_Commercial_Warehouse (ID)_New_Water Heating_Natural Gas_Water Heater_E8 | F2 | Commercial | Warehouse (ID) | New | Water Heating | Natural Gas | Water Heater | E8 | TRC BC Ratio | 0 | 0 | 0 | 0 | 0 | 0 | 0 | 0 | 0 | 0 | 0 | 0 | 0 | 0 | 0 | 0 | 0 | 0 | 0 | 0 | 0 | 0 | 0 | 0 | 0 | 0 | 0
F2_Commercial_Warehouse (ID)_New_Water Heating_Natural Gas_Water Heater_E9 | F2 | Commercial | Warehouse (ID) | New | Water Heating | Natural Gas | Water Heater | E9 | TRC BC Ratio | 0 | 0 | 0 | 0 | 0 | 0 | 0 | 0 | 0 | 0 | 0 | 0 | 0 | 0 | 0 | 0 | 0 | 0 | 0 | 0 | 0 | 0 | 0 | 0 | 0 | 0 | 0
F2_Commercial_Warehouse (ID)_New_Water Heating_Natural Gas_Water Heater_E10 | F2 | Commercial | Warehouse (ID) | New | Water Heating | Natural Gas | Water Heater | E10 | TRC BC Ratio | 0 | 0 | 0 | 0 | 0 | 0 | 0 | 0 | 0 | 0 | 0 | 0 | 0 | 0 | 0 | 0 | 0 | 0 | 0 | 0 | 0 | 0 | 0 | 0 | 0 | 0 | 0
F3_Commercial_Warehouse (ID)_New_Water Heating_Natural Gas_Water Heater_E1 | F3 | Commercial | Warehouse (ID) | New | Water Heating | Natural Gas | Water Heater | E1 | PACT BC Ratio | [24 empty] | 1 | 1 | 1 | bar: 2019 to 2042
F3_Commercial_Warehouse (ID)_New_Water Heating_Natural Gas_Water Heater_E2 | F3 | Commercial | Warehouse (ID) | New | Water Heating | Natural Gas | Water Heater | E2 | PACT BC Ratio | 8.7919 | 9.0229 | 9.2821 | 9.5724 | 9.8957 | 10.2782 | 10.6677 | 11.0514 | 11.4204 | 11.7948 | 12.0997 | 12.3873 | 12.695 | 12.9977 | 13.2725 | 13.5326 | 13.7699 | 14.0053 | 14.255 | 14.5001 | 14.7515 | 15.012 | 15.2756 | 15.547 | 15.8232 | 16.1043 | 16.3904
F3_Commercial_Warehouse (ID)_New_Water Heating_Natural Gas_Water Heater_E3 | F3 | Commercial | Warehouse (ID) | New | Water Heating | Natural Gas | Water Heater | E3 | PACT BC Ratio | 4.9608 | 5.0911 | 5.2374 | 5.4012 | 5.5836 | 5.7994 | 6.0192 | 6.2357 | 6.4439 | 6.6552 | 6.8272 | 6.9895 | 7.1631 | 7.3339 | 7.489 | 7.6357 | 7.7697 | 7.9025 | 8.0434 | 8.1816 | 8.3235 | 8.4705 | 8.6192 | 8.7724 | 8.9282 | 9.0868 | 9.2483
F3_Commercial_Warehouse (ID)_New_Water Heating_Natural Gas_Water Heater_E4 | F3 | Commercial | Warehouse (ID) | New | Water Heating | Natural Gas | Water Heater | E4 | PACT BC Ratio | 3.1311 | 3.2264 | 3.3553 | 3.5239 | 3.7323 | 4.004 | 4.2846 | 4.5573 | 4.8128 | 5.0718 | 5.2584 | 5.4249 | 5.6092 | 5.7859 | 5.9325 | 6.0621 | 6.1668 | 6.2671 | 6.3793 | 6.4845 | 6.5935 | 6.7091 | 6.8252 | 6.9465 | 7.0699 | 7.1955 | 7.3233
F3_Commercial_Warehouse (ID)_New_Water Heating_Natural Gas_Water Heater_E5 | F3 | Commercial | Warehouse (ID) | New | Water Heating | Natural Gas | Water Heater | E5 | PACT BC Ratio | 3.4294 | 3.5194 | 3.6185 | 3.7272 | 3.8464 | 3.9852 | 4.1262 | 4.2654 | 4.3999 | 4.5363 | 4.6492 | 4.7566 | 4.8709 | 4.9838 | 5.0872 | 5.1859 | 5.277 | 5.3676 | 5.4632 | 5.5575 | 5.6541 | 5.7541 | 5.8552 | 5.9593 | 6.0651 | 6.1729 | 6.2826
F3_Commercial_Warehouse (ID)_New_Water Heating_Natural Gas_Water Heater_E6 | F3 | Commercial | Warehouse (ID) | New | Water Heating | Natural Gas | Water Heater | E6 | PACT BC Ratio | 0 | 0 | 0 | 0 | 0 | 0 | 0 | 0 | 0 | 0 | 0 | 0 | 0 | 0 | 0 | 0 | 0 | 0 | 0 | 0 | 0 | 0 | 0 | 0 | 0 | 0 | 0
F3_Commercial_Warehouse (ID)_New_Water Heating_Natural Gas_Water Heater_E7 | F3 | Commercial | Warehouse (ID) | New | Water Heating | Natural Gas | Water Heater | E7 | PACT BC Ratio | 0 | 0 | 0 | 0 | 0 | 0 | 0 | 0 | 0 | 0 | 0 | 0 | 0 | 0 | 0 | 0 | 0 | 0 | 0 | 0 | 0 | 0 | 0 | 0 | 0 | 0 | 0
F3_Commercial_Warehouse (ID)_New_Water Heating_Natural Gas_Water Heater_E8 | F3 | Commercial | Warehouse (ID) | New | Water Heating | Natural Gas | Water Heater | E8 | PACT BC Ratio | 0 | 0 | 0 | 0 | 0 | 0 | 0 | 0 | 0 | 0 | 0 | 0 | 0 | 0 | 0 | 0 | 0 | 0 | 0 | 0 | 0 | 0 | 0 | 0 | 0 | 0 | 0
F3_Commercial_Warehouse (ID)_New_Water Heating_Natural Gas_Water Heater_E9 | F3 | Commercial | Warehouse (ID) | New | Water Heating | Natural Gas | Water Heater | E9 | PACT BC Ratio | 0 | 0 | 0 | 0 | 0 | 0 | 0 | 0 | 0 | 0 | 0 | 0 | 0 | 0 | 0 | 0 | 0 | 0 | 0 | 0 | 0 | 0 | 0 | 0 | 0 | 0 | 0
F3_Commercial_Warehouse (ID)_New_Water Heating_Natural Gas_Water Heater_E10 | F3 | Commercial | Warehouse (ID) | New | Water Heating | Natural Gas | Water Heater | E10 | PACT BC Ratio | 0 | 0 | 0 | 0 | 0 | 0 | 0 | 0 | 0 | 0 | 0 | 0 | 0 | 0 | 0 | 0 | 0 | 0 | 0 | 0 | 0 | 0 | 0 | 0 | 0 | 0 | 0
F4_Commercial_Warehouse (ID)_New_Water Heating_Natural Gas_Water Heater_E1 | F4 | Commercial | Warehouse (ID) | New | Water Heating | Natural Gas | Water Heater | E1 | RVT BC Ratio | [24 empty] | 1 | 1 | 1 | bar: 2019 to 2042
F4_Commercial_Warehouse (ID)_New_Water Heating_Natural Gas_Water Heater_E2 | F4 | Commercial | Warehouse (ID) | New | Water Heating | Natural Gas | Water Heater | E2 | RVT BC Ratio | 5.2406 | 5.3403 | 5.4524 | 5.5783 | 5.7187 | 5.8885 | 6.0569 | 6.2161 | 6.3605 | 6.5012 | 6.6468 | 6.7804 | 6.923 | 7.0612 | 7.1827 | 7.2945 | 7.392 | 7.4862 | 7.5856 | 7.6799 | 7.7748 | 7.9072 | 8.041 | 8.1788 | 8.3191 | 8.4619 | 8.6072
F4_Commercial_Warehouse (ID)_New_Water Heating_Natural Gas_Water Heater_E3 | F4 | Commercial | Warehouse (ID) | New | Water Heating | Natural Gas | Water Heater | E3 | RVT BC Ratio | 3.0806 | 3.1368 | 3.2001 | 3.2712 | 3.3504 | 3.4462 | 3.5412 | 3.631 | 3.7125 | 3.7919 | 3.8741 | 3.9494 | 4.0299 | 4.1079 | 4.1764 | 4.2395 | 4.2945 | 4.3477 | 4.4038 | 4.457 | 4.5105 | 4.5852 | 4.6607 | 4.7385 | 4.8176 | 4.8982 | 4.9802
F4_Commercial_Warehouse (ID)_New_Water Heating_Natural Gas_Water Heater_E4 | F4 | Commercial | Warehouse (ID) | New | Water Heating | Natural Gas | Water Heater | E4 | RVT BC Ratio | 2.2587 | 2.2982 | 2.3541 | 2.4293 | 2.5239 | 2.6512 | 2.7794 | 2.8955 | 2.9929 | 3.0826 | 3.1723 | 3.2444 | 3.3243 | 3.3986 | 3.4551 | 3.5006 | 3.5307 | 3.5564 | 3.586 | 3.6093 | 3.632 | 3.6907 | 3.7497 | 3.8113 | 3.8739 | 3.9377 | 4.0026
F4_Commercial_Warehouse (ID)_New_Water Heating_Natural Gas_Water Heater_E5 | F4 | Commercial | Warehouse (ID) | New | Water Heating | Natural Gas | Water Heater | E5 | RVT BC Ratio | 2.2034 | 2.243 | 2.2861 | 2.3328 | 2.3834 | 2.4439 | 2.5039 | 2.5612 | 2.6137 | 2.6654 | 2.7192 | 2.7694 | 2.8228 | 2.8749 | 2.9213 | 2.9644 | 3.0029 | 3.0402 | 3.0795 | 3.1171 | 3.155 | 3.2057 | 3.2571 | 3.3099 | 3.3637 | 3.4184 | 3.4741
F4_Commercial_Warehouse (ID)_New_Water Heating_Natural Gas_Water Heater_E6 | F4 | Commercial | Warehouse (ID) | New | Water Heating | Natural Gas | Water Heater | E6 | RVT BC Ratio | 0 | 0 | 0 | 0 | 0 | 0 | 0 | 0 | 0 | 0 | 0 | 0 | 0 | 0 | 0 | 0 | 0 | 0 | 0 | 0 | 0 | 0 | 0 | 0 | 0 | 0 | 0
F4_Commercial_Warehouse (ID)_New_Water Heating_Natural Gas_Water Heater_E7 | F4 | Commercial | Warehouse (ID) | New | Water Heating | Natural Gas | Water Heater | E7 | RVT BC Ratio | 0 | 0 | 0 | 0 | 0 | 0 | 0 | 0 | 0 | 0 | 0 | 0 | 0 | 0 | 0 | 0 | 0 | 0 | 0 | 0 | 0 | 0 | 0 | 0 | 0 | 0 | 0
F4_Commercial_Warehouse (ID)_New_Water Heating_Natural Gas_Water Heater_E8 | F4 | Commercial | Warehouse (ID) | New | Water Heating | Natural Gas | Water Heater | E8 | RVT BC Ratio | 0 | 0 | 0 | 0 | 0 | 0 | 0 | 0 | 0 | 0 | 0 | 0 | 0 | 0 | 0 | 0 | 0 | 0 | 0 | 0 | 0 | 0 | 0 | 0 | 0 | 0 | 0
F4_Commercial_Warehouse (ID)_New_Water Heating_Natural Gas_Water Heater_E9 | F4 | Commercial | Warehouse (ID) | New | Water Heating | Natural Gas | Water Heater | E9 | RVT BC Ratio | 0 | 0 | 0 | 0 | 0 | 0 | 0 | 0 | 0 | 0 | 0 | 0 | 0 | 0 | 0 | 0 | 0 | 0 | 0 | 0 | 0 | 0 | 0 | 0 | 0 | 0 | 0
F4_Commercial_Warehouse (ID)_New_Water Heating_Natural Gas_Water Heater_E10 | F4 | Commercial | Warehouse (ID) | New | Water Heating | Natural Gas | Water Heater | E10 | RVT BC Ratio | 0 | 0 | 0 | 0 | 0 | 0 | 0 | 0 | 0 | 0 | 0 | 0 | 0 | 0 | 0 | 0 | 0 | 0 | 0 | 0 | 0 | 0 | 0 | 0 | 0 | 0 | 0
F5_Commercial_Warehouse (ID)_New_Water Heating_Natural Gas_Water Heater_E1 | F5 | Commercial | Warehouse (ID) | New | Water Heating | Natural Gas | Water Heater | E1 | RIM BC Ratio | [24 empty] | 1 | 1 | 1 | bar: 2019 to 2042
F5_Commercial_Warehouse (ID)_New_Water Heating_Natural Gas_Water Heater_E2 | F5 | Commercial | Warehouse (ID) | New | Water Heating | Natural Gas | Water Heater | E2 | RIM BC Ratio | 0.78156 | 0.78766 | 0.79422 | 0.80121 | 0.80862 | 0.81646 | 0.82459 | 0.83304 | 0.84191 | 0.85127 | 0.85469 | 0.85827 | 0.86198 | 0.86574 | 0.86949 | 0.87331 | 0.87721 | 0.88127 | 0.88553 | 0.88997 | 0.89462 | 0.89557 | 0.89649 | 0.89741 | 0.89831 | 0.8992 | 0.90008
F5_Commercial_Warehouse (ID)_New_Water Heating_Natural Gas_Water Heater_E3 | F5 | Commercial | Warehouse (ID) | New | Water Heating | Natural Gas | Water Heater | E3 | RIM BC Ratio | 0.73135 | 0.73792 | 0.74499 | 0.75256 | 0.76062 | 0.76927 | 0.77814 | 0.78722 | 0.79656 | 0.80633 | 0.81048 | 0.81468 | 0.81904 | 0.82338 | 0.82762 | 0.83185 | 0.83608 | 0.84043 | 0.84499 | 0.84969 | 0.8546 | 0.85612 | 0.85762 | 0.85911 | 0.86058 | 0.86203 | 0.86346
F5_Commercial_Warehouse (ID)_New_Water Heating_Natural Gas_Water Heater_E4 | F5 | Commercial | Warehouse (ID) | New | Water Heating | Natural Gas | Water Heater | E4 | RIM BC Ratio | 0.6159 | 0.62461 | 0.63537 | 0.6482 | 0.66271 | 0.67921 | 0.6955 | 0.71205 | 0.72902 | 0.74726 | 0.75413 | 0.76174 | 0.76975 | 0.77762 | 0.785 | 0.79229 | 0.79945 | 0.80691 | 0.81493 | 0.82329 | 0.83218 | 0.83399 | 0.83576 | 0.83755 | 0.83932 | 0.84106 | 0.84278
F5_Commercial_Warehouse (ID)_New_Water Heating_Natural Gas_Water Heater_E5 | F5 | Commercial | Warehouse (ID) | New | Water Heating | Natural Gas | Water Heater | E5 | RIM BC Ratio | 0.6901 | 0.69674 | 0.70395 | 0.71173 | 0.72009 | 0.72902 | 0.73804 | 0.74713 | 0.75628 | 0.76568 | 0.77027 | 0.77472 | 0.77933 | 0.7839 | 0.78828 | 0.7926 | 0.79685 | 0.80118 | 0.8057 | 0.81031 | 0.81509 | 0.81713 | 0.81914 | 0.82115 | 0.82313 | 0.82508 | 0.82701
F5_Commercial_Warehouse (ID)_New_Water Heating_Natural Gas_Water Heater_E6 | F5 | Commercial | Warehouse (ID) | New | Water Heating | Natural Gas | Water Heater | E6 | RIM BC Ratio | 0 | 0 | 0 | 0 | 0 | 0 | 0 | 0 | 0 | 0 | 0 | 0 | 0 | 0 | 0 | 0 | 0 | 0 | 0 | 0 | 0 | 0 | 0 | 0 | 0 | 0 | 0
F5_Commercial_Warehouse (ID)_New_Water Heating_Natural Gas_Water Heater_E7 | F5 | Commercial | Warehouse (ID) | New | Water Heating | Natural Gas | Water Heater | E7 | RIM BC Ratio | 0 | 0 | 0 | 0 | 0 | 0 | 0 | 0 | 0 | 0 | 0 | 0 | 0 | 0 | 0 | 0 | 0 | 0 | 0 | 0 | 0 | 0 | 0 | 0 | 0 | 0 | 0
F5_Commercial_Warehouse (ID)_New_Water Heating_Natural Gas_Water Heater_E8 | F5 | Commercial | Warehouse (ID) | New | Water Heating | Natural Gas | Water Heater | E8 | RIM BC Ratio | 0 | 0 | 0 | 0 | 0 | 0 | 0 | 0 | 0 | 0 | 0 | 0 | 0 | 0 | 0 | 0 | 0 | 0 | 0 | 0 | 0 | 0 | 0 | 0 | 0 | 0 | 0
F5_Commercial_Warehouse (ID)_New_Water Heating_Natural Gas_Water Heater_E9 | F5 | Commercial | Warehouse (ID) | New | Water Heating | Natural Gas | Water Heater | E9 | RIM BC Ratio | 0 | 0 | 0 | 0 | 0 | 0 | 0 | 0 | 0 | 0 | 0 | 0 | 0 | 0 | 0 | 0 | 0 | 0 | 0 | 0 | 0 | 0 | 0 | 0 | 0 | 0 | 0
F5_Commercial_Warehouse (ID)_New_Water Heating_Natural Gas_Water Heater_E10 | F5 | Commercial | Warehouse (ID) | New | Water Heating | Natural Gas | Water Heater | E10 | RIM BC Ratio | 0 | 0 | 0 | 0 | 0 | 0 | 0 | 0 | 0 | 0 | 0 | 0 | 0 | 0 | 0 | 0 | 0 | 0 | 0 | 0 | 0 | 0 | 0 | 0 | 0 | 0 | 0
F0_Commercial_Warehouse (ID)_New_Food Preparation_Natural Gas_Oven_E0 | F0 | Commercial | Warehouse (ID) | New | Food Preparation | Natural Gas | Oven | E0 | Economic Unit | ENERGY STAR (>42% Baking Efficiency) | ENERGY STAR (>42% Baking Efficiency) | ENERGY STAR (>42% Baking Efficiency) | ENERGY STAR (>42% Baking Efficiency) | ENERGY STAR (>42% Baking Efficiency) | ENERGY STAR (>42% Baking Efficiency) | ENERGY STAR (>42% Baking Efficiency) | ENERGY STAR (>42% Baking Efficiency) | ENERGY STAR (>42% Baking Efficiency) | ENERGY STAR (>42% Baking Efficiency) | ENERGY STAR (>42% Baking Efficiency) | ENERGY STAR (>42% Baking Efficiency) | ENERGY STAR (>42% Baking Efficiency) | ENERGY STAR (>42% Baking Efficiency) | ENERGY STAR (>42% Baking Efficiency) | ENERGY STAR (>42% Baking Efficiency) | ENERGY STAR (>42% Baking Efficiency) | ENERGY STAR (>42% Baking Efficiency) | ENERGY STAR (>42% Baking Efficiency) | ENERGY STAR (>42% Baking Efficiency) | ENERGY STAR (>42% Baking Efficiency) | ENERGY STAR (>42% Baking Efficiency) | ENERGY STAR (>42% Baking Efficiency) | ENERGY STAR (>42% Baking Efficiency) | ENERGY STAR (>42% Baking Efficiency) | ENERGY STAR (>42% Baking Efficiency) | ENERGY STAR (>42% Baking Efficiency)
F1_Commercial_Warehouse (ID)_New_Food Preparation_Natural Gas_Oven_E1 | F1 | Commercial | Warehouse (ID) | New | Food Preparation | Natural Gas | Oven | E1 | CCE | 0 | 0 | 0 | 0 | 0 | 0 | 0 | 0 | 0 | 0 | 0 | 0 | 0 | 0 | 0 | 0 | 0 | 0 | 0 | 0 | 0 | 0 | 0 | 0 | 0 | 0 | 0
F1_Commercial_Warehouse (ID)_New_Food Preparation_Natural Gas_Oven_E2 | F1 | Commercial | Warehouse (ID) | New | Food Preparation | Natural Gas | Oven | E2 | CCE | 8.3372e-06 | 8.3372e-06 | 8.3372e-06 | 8.3372e-06 | 8.3372e-06 | 8.3372e-06 | 8.3372e-06 | 8.3372e-06 | 8.3372e-06 | 8.3372e-06 | 8.3372e-06 | 8.3372e-06 | 8.3372e-06 | 8.3372e-06 | 8.3372e-06 | 8.3372e-06 | 8.3372e-06 | 8.3372e-06 | 8.3372e-06 | 8.3372e-06 | 8.3372e-06 | 8.3372e-06 | 8.3372e-06 | 8.3372e-06 | 8.3372e-06 | 8.3372e-06 | 8.3372e-06
F1_Commercial_Warehouse (ID)_New_Food Preparation_Natural Gas_Oven_E3 | F1 | Commercial | Warehouse (ID) | New | Food Preparation | Natural Gas | Oven | E3 | CCE | 0 | 0 | 0 | 0 | 0 | 0 | 0 | 0 | 0 | 0 | 0 | 0 | 0 | 0 | 0 | 0 | 0 | 0 | 0 | 0 | 0 | 0 | 0 | 0 | 0 | 0 | 0
F1_Commercial_Warehouse (ID)_New_Food Preparation_Natural Gas_Oven_E4 | F1 | Commercial | Warehouse (ID) | New | Food Preparation | Natural Gas | Oven | E4 | CCE | 0 | 0 | 0 | 0 | 0 | 0 | 0 | 0 | 0 | 0 | 0 | 0 | 0 | 0 | 0 | 0 | 0 | 0 | 0 | 0 | 0 | 0 | 0 | 0 | 0 | 0 | 0
F1_Commercial_Warehouse (ID)_New_Food Preparation_Natural Gas_Oven_E5 | F1 | Commercial | Warehouse (ID) | New | Food Preparation | Natural Gas | Oven | E5 | CCE | 0 | 0 | 0 | 0 | 0 | 0 | 0 | 0 | 0 | 0 | 0 | 0 | 0 | 0 | 0 | 0 | 0 | 0 | 0 | 0 | 0 | 0 | 0 | 0 | 0 | 0 | 0
F1_Commercial_Warehouse (ID)_New_Food Preparation_Natural Gas_Oven_E6 | F1 | Commercial | Warehouse (ID) | New | Food Preparation | Natural Gas | Oven | E6 | CCE | 0 | 0 | 0 | 0 | 0 | 0 | 0 | 0 | 0 | 0 | 0 | 0 | 0 | 0 | 0 | 0 | 0 | 0 | 0 | 0 | 0 | 0 | 0 | 0 | 0 | 0 | 0
F1_Commercial_Warehouse (ID)_New_Food Preparation_Natural Gas_Oven_E7 | F1 | Commercial | Warehouse (ID) | New | Food Preparation | Natural Gas | Oven | E7 | CCE | 0 | 0 | 0 | 0 | 0 | 0 | 0 | 0 | 0 | 0 | 0 | 0 | 0 | 0 | 0 | 0 | 0 | 0 | 0 | 0 | 0 | 0 | 0 | 0 | 0 | 0 | 0
F1_Commercial_Warehouse (ID)_New_Food Preparation_Natural Gas_Oven_E8 | F1 | Commercial | Warehouse (ID) | New | Food Preparation | Natural Gas | Oven | E8 | CCE | 0 | 0 | 0 | 0 | 0 | 0 | 0 | 0 | 0 | 0 | 0 | 0 | 0 | 0 | 0 | 0 | 0 | 0 | 0 | 0 | 0 | 0 | 0 | 0 | 0 | 0 | 0
F1_Commercial_Warehouse (ID)_New_Food Preparation_Natural Gas_Oven_E9 | F1 | Commercial | Warehouse (ID) | New | Food Preparation | Natural Gas | Oven | E9 | CCE | 0 | 0 | 0 | 0 | 0 | 0 | 0 | 0 | 0 | 0 | 0 | 0 | 0 | 0 | 0 | 0 | 0 | 0 | 0 | 0 | 0 | 0 | 0 | 0 | 0 | 0 | 0
F1_Commercial_Warehouse (ID)_New_Food Preparation_Natural Gas_Oven_E10 | F1 | Commercial | Warehouse (ID) | New | Food Preparation | Natural Gas | Oven | E10 | CCE | 0 | 0 | 0 | 0 | 0 | 0 | 0 | 0 | 0 | 0 | 0 | 0 | 0 | 0 | 0 | 0 | 0 | 0 | 0 | 0 | 0 | 0 | 0 | 0 | 0 | 0 | 0
F2_Commercial_Warehouse (ID)_New_Food Preparation_Natural Gas_Oven_E1 | F2 | Commercial | Warehouse (ID) | New | Food Preparation | Natural Gas | Oven | E1 | TRC BC Ratio | [24 empty] | 1 | 1 | 1 | bar: 2019 to 2042
F2_Commercial_Warehouse (ID)_New_Food Preparation_Natural Gas_Oven_E2 | F2 | Commercial | Warehouse (ID) | New | Food Preparation | Natural Gas | Oven | E2 | TRC BC Ratio | 415.9799 | 425.5832 | 437.6631 | 451.9131 | 468.4845 | 489.384 | 511.1526 | 532.8573 | 553.7923 | 575.0153 | 591.5792 | 606.9871 | 623.5989 | 639.7812 | 654.0529 | 667.2675 | 678.9212 | 690.3765 | 702.6968 | 714.6429 | 726.9319 | 739.7473 | 752.6857 | 766.0579 | 779.6676 | 793.5191 | 807.6167
F2_Commercial_Warehouse (ID)_New_Food Preparation_Natural Gas_Oven_E3 | F2 | Commercial | Warehouse (ID) | New | Food Preparation | Natural Gas | Oven | E3 | TRC BC Ratio | 0 | 0 | 0 | 0 | 0 | 0 | 0 | 0 | 0 | 0 | 0 | 0 | 0 | 0 | 0 | 0 | 0 | 0 | 0 | 0 | 0 | 0 | 0 | 0 | 0 | 0 | 0
F2_Commercial_Warehouse (ID)_New_Food Preparation_Natural Gas_Oven_E4 | F2 | Commercial | Warehouse (ID) | New | Food Preparation | Natural Gas | Oven | E4 | TRC BC Ratio | 0 | 0 | 0 | 0 | 0 | 0 | 0 | 0 | 0 | 0 | 0 | 0 | 0 | 0 | 0 | 0 | 0 | 0 | 0 | 0 | 0 | 0 | 0 | 0 | 0 | 0 | 0
F2_Commercial_Warehouse (ID)_New_Food Preparation_Natural Gas_Oven_E5 | F2 | Commercial | Warehouse (ID) | New | Food Preparation | Natural Gas | Oven | E5 | TRC BC Ratio | 0 | 0 | 0 | 0 | 0 | 0 | 0 | 0 | 0 | 0 | 0 | 0 | 0 | 0 | 0 | 0 | 0 | 0 | 0 | 0 | 0 | 0 | 0 | 0 | 0 | 0 | 0
F2_Commercial_Warehouse (ID)_New_Food Preparation_Natural Gas_Oven_E6 | F2 | Commercial | Warehouse (ID) | New | Food Preparation | Natural Gas | Oven | E6 | TRC BC Ratio | 0 | 0 | 0 | 0 | 0 | 0 | 0 | 0 | 0 | 0 | 0 | 0 | 0 | 0 | 0 | 0 | 0 | 0 | 0 | 0 | 0 | 0 | 0 | 0 | 0 | 0 | 0
F2_Commercial_Warehouse (ID)_New_Food Preparation_Natural Gas_Oven_E7 | F2 | Commercial | Warehouse (ID) | New | Food Preparation | Natural Gas | Oven | E7 | TRC BC Ratio | 0 | 0 | 0 | 0 | 0 | 0 | 0 | 0 | 0 | 0 | 0 | 0 | 0 | 0 | 0 | 0 | 0 | 0 | 0 | 0 | 0 | 0 | 0 | 0 | 0 | 0 | 0
F2_Commercial_Warehouse (ID)_New_Food Preparation_Natural Gas_Oven_E8 | F2 | Commercial | Warehouse (ID) | New | Food Preparation | Natural Gas | Oven | E8 | TRC BC Ratio | 0 | 0 | 0 | 0 | 0 | 0 | 0 | 0 | 0 | 0 | 0 | 0 | 0 | 0 | 0 | 0 | 0 | 0 | 0 | 0 | 0 | 0 | 0 | 0 | 0 | 0 | 0
F2_Commercial_Warehouse (ID)_New_Food Preparation_Natural Gas_Oven_E9 | F2 | Commercial | Warehouse (ID) | New | Food Preparation | Natural Gas | Oven | E9 | TRC BC Ratio | 0 | 0 | 0 | 0 | 0 | 0 | 0 | 0 | 0 | 0 | 0 | 0 | 0 | 0 | 0 | 0 | 0 | 0 | 0 | 0 | 0 | 0 | 0 | 0 | 0 | 0 | 0
F2_Commercial_Warehouse (ID)_New_Food Preparation_Natural Gas_Oven_E10 | F2 | Commercial | Warehouse (ID) | New | Food Preparation | Natural Gas | Oven | E10 | TRC BC Ratio | 0 | 0 | 0 | 0 | 0 | 0 | 0 | 0 | 0 | 0 | 0 | 0 | 0 | 0 | 0 | 0 | 0 | 0 | 0 | 0 | 0 | 0 | 0 | 0 | 0 | 0 | 0
F3_Commercial_Warehouse (ID)_New_Food Preparation_Natural Gas_Oven_E1 | F3 | Commercial | Warehouse (ID) | New | Food Preparation | Natural Gas | Oven | E1 | PACT BC Ratio | [24 empty] | 1 | 1 | 1 | bar: 2019 to 2042
F3_Commercial_Warehouse (ID)_New_Food Preparation_Natural Gas_Oven_E2 | F3 | Commercial | Warehouse (ID) | New | Food Preparation | Natural Gas | Oven | E2 | PACT BC Ratio | 823.7926 | 842.8107 | 866.7333 | 894.9536 | 927.7709 | 969.1597 | 1012.2695 | 1055.2527 | 1096.7116 | 1138.7409 | 1171.5435 | 1202.0569 | 1234.9542 | 1267.0012 | 1295.2644 | 1321.4341 | 1344.5128 | 1367.1984 | 1391.5972 | 1415.2547 | 1439.5915 | 1464.9708 | 1490.5936 | 1517.0753 | 1544.0275 | 1571.4585 | 1599.3769
F3_Commercial_Warehouse (ID)_New_Food Preparation_Natural Gas_Oven_E3 | F3 | Commercial | Warehouse (ID) | New | Food Preparation | Natural Gas | Oven | E3 | PACT BC Ratio | 0 | 0 | 0 | 0 | 0 | 0 | 0 | 0 | 0 | 0 | 0 | 0 | 0 | 0 | 0 | 0 | 0 | 0 | 0 | 0 | 0 | 0 | 0 | 0 | 0 | 0 | 0
F3_Commercial_Warehouse (ID)_New_Food Preparation_Natural Gas_Oven_E4 | F3 | Commercial | Warehouse (ID) | New | Food Preparation | Natural Gas | Oven | E4 | PACT BC Ratio | 0 | 0 | 0 | 0 | 0 | 0 | 0 | 0 | 0 | 0 | 0 | 0 | 0 | 0 | 0 | 0 | 0 | 0 | 0 | 0 | 0 | 0 | 0 | 0 | 0 | 0 | 0
F3_Commercial_Warehouse (ID)_New_Food Preparation_Natural Gas_Oven_E5 | F3 | Commercial | Warehouse (ID) | New | Food Preparation | Natural Gas | Oven | E5 | PACT BC Ratio | 0 | 0 | 0 | 0 | 0 | 0 | 0 | 0 | 0 | 0 | 0 | 0 | 0 | 0 | 0 | 0 | 0 | 0 | 0 | 0 | 0 | 0 | 0 | 0 | 0 | 0 | 0
F3_Commercial_Warehouse (ID)_New_Food Preparation_Natural Gas_Oven_E6 | F3 | Commercial | Warehouse (ID) | New | Food Preparation | Natural Gas | Oven | E6 | PACT BC Ratio | 0 | 0 | 0 | 0 | 0 | 0 | 0 | 0 | 0 | 0 | 0 | 0 | 0 | 0 | 0 | 0 | 0 | 0 | 0 | 0 | 0 | 0 | 0 | 0 | 0 | 0 | 0
F3_Commercial_Warehouse (ID)_New_Food Preparation_Natural Gas_Oven_E7 | F3 | Commercial | Warehouse (ID) | New | Food Preparation | Natural Gas | Oven | E7 | PACT BC Ratio | 0 | 0 | 0 | 0 | 0 | 0 | 0 | 0 | 0 | 0 | 0 | 0 | 0 | 0 | 0 | 0 | 0 | 0 | 0 | 0 | 0 | 0 | 0 | 0 | 0 | 0 | 0
F3_Commercial_Warehouse (ID)_New_Food Preparation_Natural Gas_Oven_E8 | F3 | Commercial | Warehouse (ID) | New | Food Preparation | Natural Gas | Oven | E8 | PACT BC Ratio | 0 | 0 | 0 | 0 | 0 | 0 | 0 | 0 | 0 | 0 | 0 | 0 | 0 | 0 | 0 | 0 | 0 | 0 | 0 | 0 | 0 | 0 | 0 | 0 | 0 | 0 | 0
F3_Commercial_Warehouse (ID)_New_Food Preparation_Natural Gas_Oven_E9 | F3 | Commercial | Warehouse (ID) | New | Food Preparation | Natural Gas | Oven | E9 | PACT BC Ratio | 0 | 0 | 0 | 0 | 0 | 0 | 0 | 0 | 0 | 0 | 0 | 0 | 0 | 0 | 0 | 0 | 0 | 0 | 0 | 0 | 0 | 0 | 0 | 0 | 0 | 0 | 0
F3_Commercial_Warehouse (ID)_New_Food Preparation_Natural Gas_Oven_E10 | F3 | Commercial | Warehouse (ID) | New | Food Preparation | Natural Gas | Oven | E10 | PACT BC Ratio | 0 | 0 | 0 | 0 | 0 | 0 | 0 | 0 | 0 | 0 | 0 | 0 | 0 | 0 | 0 | 0 | 0 | 0 | 0 | 0 | 0 | 0 | 0 | 0 | 0 | 0 | 0
F4_Commercial_Warehouse (ID)_New_Food Preparation_Natural Gas_Oven_E1 | F4 | Commercial | Warehouse (ID) | New | Food Preparation | Natural Gas | Oven | E1 | RVT BC Ratio | [24 empty] | 1 | 1 | 1 | bar: 2019 to 2042
F4_Commercial_Warehouse (ID)_New_Food Preparation_Natural Gas_Oven_E2 | F4 | Commercial | Warehouse (ID) | New | Food Preparation | Natural Gas | Oven | E2 | RVT BC Ratio | 594.2157 | 604.0996 | 616.1451 | 630.7857 | 648.2022 | 671.2236 | 694.8392 | 717.6836 | 738.7118 | 758.9069 | 779.6514 | 798.1807 | 817.51 | 835.3735 | 850.4194 | 863.7536 | 874.687 | 884.9933 | 896.0502 | 906.1935 | 916.3401 | 932.4876 | 948.79 | 965.6389 | 982.7871 | 1000.24 | 1018.0029
F4_Commercial_Warehouse (ID)_New_Food Preparation_Natural Gas_Oven_E3 | F4 | Commercial | Warehouse (ID) | New | Food Preparation | Natural Gas | Oven | E3 | RVT BC Ratio | 0 | 0 | 0 | 0 | 0 | 0 | 0 | 0 | 0 | 0 | 0 | 0 | 0 | 0 | 0 | 0 | 0 | 0 | 0 | 0 | 0 | 0 | 0 | 0 | 0 | 0 | 0
F4_Commercial_Warehouse (ID)_New_Food Preparation_Natural Gas_Oven_E4 | F4 | Commercial | Warehouse (ID) | New | Food Preparation | Natural Gas | Oven | E4 | RVT BC Ratio | 0 | 0 | 0 | 0 | 0 | 0 | 0 | 0 | 0 | 0 | 0 | 0 | 0 | 0 | 0 | 0 | 0 | 0 | 0 | 0 | 0 | 0 | 0 | 0 | 0 | 0 | 0
F4_Commercial_Warehouse (ID)_New_Food Preparation_Natural Gas_Oven_E5 | F4 | Commercial | Warehouse (ID) | New | Food Preparation | Natural Gas | Oven | E5 | RVT BC Ratio | 0 | 0 | 0 | 0 | 0 | 0 | 0 | 0 | 0 | 0 | 0 | 0 | 0 | 0 | 0 | 0 | 0 | 0 | 0 | 0 | 0 | 0 | 0 | 0 | 0 | 0 | 0
F4_Commercial_Warehouse (ID)_New_Food Preparation_Natural Gas_Oven_E6 | F4 | Commercial | Warehouse (ID) | New | Food Preparation | Natural Gas | Oven | E6 | RVT BC Ratio | 0 | 0 | 0 | 0 | 0 | 0 | 0 | 0 | 0 | 0 | 0 | 0 | 0 | 0 | 0 | 0 | 0 | 0 | 0 | 0 | 0 | 0 | 0 | 0 | 0 | 0 | 0
F4_Commercial_Warehouse (ID)_New_Food Preparation_Natural Gas_Oven_E7 | F4 | Commercial | Warehouse (ID) | New | Food Preparation | Natural Gas | Oven | E7 | RVT BC Ratio | 0 | 0 | 0 | 0 | 0 | 0 | 0 | 0 | 0 | 0 | 0 | 0 | 0 | 0 | 0 | 0 | 0 | 0 | 0 | 0 | 0 | 0 | 0 | 0 | 0 | 0 | 0
F4_Commercial_Warehouse (ID)_New_Food Preparation_Natural Gas_Oven_E8 | F4 | Commercial | Warehouse (ID) | New | Food Preparation | Natural Gas | Oven | E8 | RVT BC Ratio | 0 | 0 | 0 | 0 | 0 | 0 | 0 | 0 | 0 | 0 | 0 | 0 | 0 | 0 | 0 | 0 | 0 | 0 | 0 | 0 | 0 | 0 | 0 | 0 | 0 | 0 | 0
F4_Commercial_Warehouse (ID)_New_Food Preparation_Natural Gas_Oven_E9 | F4 | Commercial | Warehouse (ID) | New | Food Preparation | Natural Gas | Oven | E9 | RVT BC Ratio | 0 | 0 | 0 | 0 | 0 | 0 | 0 | 0 | 0 | 0 | 0 | 0 | 0 | 0 | 0 | 0 | 0 | 0 | 0 | 0 | 0 | 0 | 0 | 0 | 0 | 0 | 0
F4_Commercial_Warehouse (ID)_New_Food Preparation_Natural Gas_Oven_E10 | F4 | Commercial | Warehouse (ID) | New | Food Preparation | Natural Gas | Oven | E10 | RVT BC Ratio | 0 | 0 | 0 | 0 | 0 | 0 | 0 | 0 | 0 | 0 | 0 | 0 | 0 | 0 | 0 | 0 | 0 | 0 | 0 | 0 | 0 | 0 | 0 | 0 | 0 | 0 | 0
F5_Commercial_Warehouse (ID)_New_Food Preparation_Natural Gas_Oven_E1 | F5 | Commercial | Warehouse (ID) | New | Food Preparation | Natural Gas | Oven | E1 | RIM BC Ratio | [24 empty] | 1 | 1 | 1 | bar: 2019 to 2042
F5_Commercial_Warehouse (ID)_New_Food Preparation_Natural Gas_Oven_E2 | F5 | Commercial | Warehouse (ID) | New | Food Preparation | Natural Gas | Oven | E2 | RIM BC Ratio | 0.83978 | 0.84511 | 0.85211 | 0.85944 | 0.86703 | 0.87465 | 0.88252 | 0.89071 | 0.89936 | 0.90899 | 0.9103 | 0.91233 | 0.91514 | 0.91881 | 0.9227 | 0.92681 | 0.93121 | 0.9359 | 0.94085 | 0.94614 | 0.95175 | 0.95176 | 0.95177 | 0.95178 | 0.95179 | 0.9518 | 0.95181
F5_Commercial_Warehouse (ID)_New_Food Preparation_Natural Gas_Oven_E3 | F5 | Commercial | Warehouse (ID) | New | Food Preparation | Natural Gas | Oven | E3 | RIM BC Ratio | 0 | 0 | 0 | 0 | 0 | 0 | 0 | 0 | 0 | 0 | 0 | 0 | 0 | 0 | 0 | 0 | 0 | 0 | 0 | 0 | 0 | 0 | 0 | 0 | 0 | 0 | 0
F5_Commercial_Warehouse (ID)_New_Food Preparation_Natural Gas_Oven_E4 | F5 | Commercial | Warehouse (ID) | New | Food Preparation | Natural Gas | Oven | E4 | RIM BC Ratio | 0 | 0 | 0 | 0 | 0 | 0 | 0 | 0 | 0 | 0 | 0 | 0 | 0 | 0 | 0 | 0 | 0 | 0 | 0 | 0 | 0 | 0 | 0 | 0 | 0 | 0 | 0
F5_Commercial_Warehouse (ID)_New_Food Preparation_Natural Gas_Oven_E5 | F5 | Commercial | Warehouse (ID) | New | Food Preparation | Natural Gas | Oven | E5 | RIM BC Ratio | 0 | 0 | 0 | 0 | 0 | 0 | 0 | 0 | 0 | 0 | 0 | 0 | 0 | 0 | 0 | 0 | 0 | 0 | 0 | 0 | 0 | 0 | 0 | 0 | 0 | 0 | 0
F5_Commercial_Warehouse (ID)_New_Food Preparation_Natural Gas_Oven_E6 | F5 | Commercial | Warehouse (ID) | New | Food Preparation | Natural Gas | Oven | E6 | RIM BC Ratio | 0 | 0 | 0 | 0 | 0 | 0 | 0 | 0 | 0 | 0 | 0 | 0 | 0 | 0 | 0 | 0 | 0 | 0 | 0 | 0 | 0 | 0 | 0 | 0 | 0 | 0 | 0
F5_Commercial_Warehouse (ID)_New_Food Preparation_Natural Gas_Oven_E7 | F5 | Commercial | Warehouse (ID) | New | Food Preparation | Natural Gas | Oven | E7 | RIM BC Ratio | 0 | 0 | 0 | 0 | 0 | 0 | 0 | 0 | 0 | 0 | 0 | 0 | 0 | 0 | 0 | 0 | 0 | 0 | 0 | 0 | 0 | 0 | 0 | 0 | 0 | 0 | 0
F5_Commercial_Warehouse (ID)_New_Food Preparation_Natural Gas_Oven_E8 | F5 | Commercial | Warehouse (ID) | New | Food Preparation | Natural Gas | Oven | E8 | RIM BC Ratio | 0 | 0 | 0 | 0 | 0 | 0 | 0 | 0 | 0 | 0 | 0 | 0 | 0 | 0 | 0 | 0 | 0 | 0 | 0 | 0 | 0 | 0 | 0 | 0 | 0 | 0 | 0
F5_Commercial_Warehouse (ID)_New_Food Preparation_Natural Gas_Oven_E9 | F5 | Commercial | Warehouse (ID) | New | Food Preparation | Natural Gas | Oven | E9 | RIM BC Ratio | 0 | 0 | 0 | 0 | 0 | 0 | 0 | 0 | 0 | 0 | 0 | 0 | 0 | 0 | 0 | 0 | 0 | 0 | 0 | 0 | 0 | 0 | 0 | 0 | 0 | 0 | 0
F5_Commercial_Warehouse (ID)_New_Food Preparation_Natural Gas_Oven_E10 | F5 | Commercial | Warehouse (ID) | New | Food Preparation | Natural Gas | Oven | E10 | RIM BC Ratio | 0 | 0 | 0 | 0 | 0 | 0 | 0 | 0 | 0 | 0 | 0 | 0 | 0 | 0 | 0 | 0 | 0 | 0 | 0 | 0 | 0 | 0 | 0 | 0 | 0 | 0 | 0
F0_Commercial_Warehouse (ID)_New_Food Preparation_Natural Gas_Conveyor Oven_E0 | F0 | Commercial | Warehouse (ID) | New | Food Preparation | Natural Gas | Conveyor Oven | E0 | Economic Unit | ENERGY STAR (>42% Baking Efficiency) | ENERGY STAR (>42% Baking Efficiency) | ENERGY STAR (>42% Baking Efficiency) | ENERGY STAR (>42% Baking Efficiency) | ENERGY STAR (>42% Baking Efficiency) | ENERGY STAR (>42% Baking Efficiency) | ENERGY STAR (>42% Baking Efficiency) | ENERGY STAR (>42% Baking Efficiency) | ENERGY STAR (>42% Baking Efficiency) | ENERGY STAR (>42% Baking Efficiency) | ENERGY STAR (>42% Baking Efficiency) | ENERGY STAR (>42% Baking Efficiency) | ENERGY STAR (>42% Baking Efficiency) | ENERGY STAR (>42% Baking Efficiency) | ENERGY STAR (>42% Baking Efficiency) | ENERGY STAR (>42% Baking Efficiency) | ENERGY STAR (>42% Baking Efficiency) | ENERGY STAR (>42% Baking Efficiency) | ENERGY STAR (>42% Baking Efficiency) | ENERGY STAR (>42% Baking Efficiency) | ENERGY STAR (>42% Baking Efficiency) | ENERGY STAR (>42% Baking Efficiency) | ENERGY STAR (>42% Baking Efficiency) | ENERGY STAR (>42% Baking Efficiency) | ENERGY STAR (>42% Baking Efficiency) | ENERGY STAR (>42% Baking Efficiency) | ENERGY STAR (>42% Baking Efficiency)
F1_Commercial_Warehouse (ID)_New_Food Preparation_Natural Gas_Conveyor Oven_E1 | F1 | Commercial | Warehouse (ID) | New | Food Preparation | Natural Gas | Conveyor Oven | E1 | CCE | 0 | 0 | 0 | 0 | 0 | 0 | 0 | 0 | 0 | 0 | 0 | 0 | 0 | 0 | 0 | 0 | 0 | 0 | 0 | 0 | 0 | 0 | 0 | 0 | 0 | 0 | 0
F1_Commercial_Warehouse (ID)_New_Food Preparation_Natural Gas_Conveyor Oven_E2 | F1 | Commercial | Warehouse (ID) | New | Food Preparation | Natural Gas | Conveyor Oven | E2 | CCE | 1.3039e-05 | 1.3039e-05 | 1.3039e-05 | 1.3039e-05 | 1.3039e-05 | 1.3039e-05 | 1.3039e-05 | 1.3039e-05 | 1.3039e-05 | 1.3039e-05 | 1.3039e-05 | 1.3039e-05 | 1.3039e-05 | 1.3039e-05 | 1.3039e-05 | 1.3039e-05 | 1.3039e-05 | 1.3039e-05 | 1.3039e-05 | 1.3039e-05 | 1.3039e-05 | 1.3039e-05 | 1.3039e-05 | 1.3039e-05 | 1.3039e-05 | 1.3039e-05 | 1.3039e-05
F1_Commercial_Warehouse (ID)_New_Food Preparation_Natural Gas_Conveyor Oven_E3 | F1 | Commercial | Warehouse (ID) | New | Food Preparation | Natural Gas | Conveyor Oven | E3 | CCE | 0 | 0 | 0 | 0 | 0 | 0 | 0 | 0 | 0 | 0 | 0 | 0 | 0 | 0 | 0 | 0 | 0 | 0 | 0 | 0 | 0 | 0 | 0 | 0 | 0 | 0 | 0
F1_Commercial_Warehouse (ID)_New_Food Preparation_Natural Gas_Conveyor Oven_E4 | F1 | Commercial | Warehouse (ID) | New | Food Preparation | Natural Gas | Conveyor Oven | E4 | CCE | 0 | 0 | 0 | 0 | 0 | 0 | 0 | 0 | 0 | 0 | 0 | 0 | 0 | 0 | 0 | 0 | 0 | 0 | 0 | 0 | 0 | 0 | 0 | 0 | 0 | 0 | 0
F1_Commercial_Warehouse (ID)_New_Food Preparation_Natural Gas_Conveyor Oven_E5 | F1 | Commercial | Warehouse (ID) | New | Food Preparation | Natural Gas | Conveyor Oven | E5 | CCE | 0 | 0 | 0 | 0 | 0 | 0 | 0 | 0 | 0 | 0 | 0 | 0 | 0 | 0 | 0 | 0 | 0 | 0 | 0 | 0 | 0 | 0 | 0 | 0 | 0 | 0 | 0
F1_Commercial_Warehouse (ID)_New_Food Preparation_Natural Gas_Conveyor Oven_E6 | F1 | Commercial | Warehouse (ID) | New | Food Preparation | Natural Gas | Conveyor Oven | E6 | CCE | 0 | 0 | 0 | 0 | 0 | 0 | 0 | 0 | 0 | 0 | 0 | 0 | 0 | 0 | 0 | 0 | 0 | 0 | 0 | 0 | 0 | 0 | 0 | 0 | 0 | 0 | 0
F1_Commercial_Warehouse (ID)_New_Food Preparation_Natural Gas_Conveyor Oven_E7 | F1 | Commercial | Warehouse (ID) | New | Food Preparation | Natural Gas | Conveyor Oven | E7 | CCE | 0 | 0 | 0 | 0 | 0 | 0 | 0 | 0 | 0 | 0 | 0 | 0 | 0 | 0 | 0 | 0 | 0 | 0 | 0 | 0 | 0 | 0 | 0 | 0 | 0 | 0 | 0
F1_Commercial_Warehouse (ID)_New_Food Preparation_Natural Gas_Conveyor Oven_E8 | F1 | Commercial | Warehouse (ID) | New | Food Preparation | Natural Gas | Conveyor Oven | E8 | CCE | 0 | 0 | 0 | 0 | 0 | 0 | 0 | 0 | 0 | 0 | 0 | 0 | 0 | 0 | 0 | 0 | 0 | 0 | 0 | 0 | 0 | 0 | 0 | 0 | 0 | 0 | 0
F1_Commercial_Warehouse (ID)_New_Food Preparation_Natural Gas_Conveyor Oven_E9 | F1 | Commercial | Warehouse (ID) | New | Food Preparation | Natural Gas | Conveyor Oven | E9 | CCE | 0 | 0 | 0 | 0 | 0 | 0 | 0 | 0 | 0 | 0 | 0 | 0 | 0 | 0 | 0 | 0 | 0 | 0 | 0 | 0 | 0 | 0 | 0 | 0 | 0 | 0 | 0
F1_Commercial_Warehouse (ID)_New_Food Preparation_Natural Gas_Conveyor Oven_E10 | F1 | Commercial | Warehouse (ID) | New | Food Preparation | Natural Gas | Conveyor Oven | E10 | CCE | 0 | 0 | 0 | 0 | 0 | 0 | 0 | 0 | 0 | 0 | 0 | 0 | 0 | 0 | 0 | 0 | 0 | 0 | 0 | 0 | 0 | 0 | 0 | 0 | 0 | 0 | 0
F2_Commercial_Warehouse (ID)_New_Food Preparation_Natural Gas_Conveyor Oven_E1 | F2 | Commercial | Warehouse (ID) | New | Food Preparation | Natural Gas | Conveyor Oven | E1 | TRC BC Ratio | [24 empty] | 1 | 1 | 1 | bar: 2019 to 2042
F2_Commercial_Warehouse (ID)_New_Food Preparation_Natural Gas_Conveyor Oven_E2 | F2 | Commercial | Warehouse (ID) | New | Food Preparation | Natural Gas | Conveyor Oven | E2 | TRC BC Ratio | 294.2299 | 302.1251 | 310.8023 | 320.3076 | 330.721 | 342.8514 | 355.1552 | 367.2939 | 379.0044 | 390.8865 | 400.689 | 409.9929 | 419.9156 | 429.7029 | 438.6597 | 447.1849 | 455.0374 | 462.8431 | 471.0913 | 479.2137 | 487.5404 | 496.1565 | 504.8776 | 513.8472 | 522.9761 | 532.2673 | 541.7235
F2_Commercial_Warehouse (ID)_New_Food Preparation_Natural Gas_Conveyor Oven_E3 | F2 | Commercial | Warehouse (ID) | New | Food Preparation | Natural Gas | Conveyor Oven | E3 | TRC BC Ratio | 0 | 0 | 0 | 0 | 0 | 0 | 0 | 0 | 0 | 0 | 0 | 0 | 0 | 0 | 0 | 0 | 0 | 0 | 0 | 0 | 0 | 0 | 0 | 0 | 0 | 0 | 0
F2_Commercial_Warehouse (ID)_New_Food Preparation_Natural Gas_Conveyor Oven_E4 | F2 | Commercial | Warehouse (ID) | New | Food Preparation | Natural Gas | Conveyor Oven | E4 | TRC BC Ratio | 0 | 0 | 0 | 0 | 0 | 0 | 0 | 0 | 0 | 0 | 0 | 0 | 0 | 0 | 0 | 0 | 0 | 0 | 0 | 0 | 0 | 0 | 0 | 0 | 0 | 0 | 0
F2_Commercial_Warehouse (ID)_New_Food Preparation_Natural Gas_Conveyor Oven_E5 | F2 | Commercial | Warehouse (ID) | New | Food Preparation | Natural Gas | Conveyor Oven | E5 | TRC BC Ratio | 0 | 0 | 0 | 0 | 0 | 0 | 0 | 0 | 0 | 0 | 0 | 0 | 0 | 0 | 0 | 0 | 0 | 0 | 0 | 0 | 0 | 0 | 0 | 0 | 0 | 0 | 0
F2_Commercial_Warehouse (ID)_New_Food Preparation_Natural Gas_Conveyor Oven_E6 | F2 | Commercial | Warehouse (ID) | New | Food Preparation | Natural Gas | Conveyor Oven | E6 | TRC BC Ratio | 0 | 0 | 0 | 0 | 0 | 0 | 0 | 0 | 0 | 0 | 0 | 0 | 0 | 0 | 0 | 0 | 0 | 0 | 0 | 0 | 0 | 0 | 0 | 0 | 0 | 0 | 0
F2_Commercial_Warehouse (ID)_New_Food Preparation_Natural Gas_Conveyor Oven_E7 | F2 | Commercial | Warehouse (ID) | New | Food Preparation | Natural Gas | Conveyor Oven | E7 | TRC BC Ratio | 0 | 0 | 0 | 0 | 0 | 0 | 0 | 0 | 0 | 0 | 0 | 0 | 0 | 0 | 0 | 0 | 0 | 0 | 0 | 0 | 0 | 0 | 0 | 0 | 0 | 0 | 0
F2_Commercial_Warehouse (ID)_New_Food Preparation_Natural Gas_Conveyor Oven_E8 | F2 | Commercial | Warehouse (ID) | New | Food Preparation | Natural Gas | Conveyor Oven | E8 | TRC BC Ratio | 0 | 0 | 0 | 0 | 0 | 0 | 0 | 0 | 0 | 0 | 0 | 0 | 0 | 0 | 0 | 0 | 0 | 0 | 0 | 0 | 0 | 0 | 0 | 0 | 0 | 0 | 0
F2_Commercial_Warehouse (ID)_New_Food Preparation_Natural Gas_Conveyor Oven_E9 | F2 | Commercial | Warehouse (ID) | New | Food Preparation | Natural Gas | Conveyor Oven | E9 | TRC BC Ratio | 0 | 0 | 0 | 0 | 0 | 0 | 0 | 0 | 0 | 0 | 0 | 0 | 0 | 0 | 0 | 0 | 0 | 0 | 0 | 0 | 0 | 0 | 0 | 0 | 0 | 0 | 0
F2_Commercial_Warehouse (ID)_New_Food Preparation_Natural Gas_Conveyor Oven_E10 | F2 | Commercial | Warehouse (ID) | New | Food Preparation | Natural Gas | Conveyor Oven | E10 | TRC BC Ratio | 0 | 0 | 0 | 0 | 0 | 0 | 0 | 0 | 0 | 0 | 0 | 0 | 0 | 0 | 0 | 0 | 0 | 0 | 0 | 0 | 0 | 0 | 0 | 0 | 0 | 0 | 0
F3_Commercial_Warehouse (ID)_New_Food Preparation_Natural Gas_Conveyor Oven_E1 | F3 | Commercial | Warehouse (ID) | New | Food Preparation | Natural Gas | Conveyor Oven | E1 | PACT BC Ratio | [24 empty] | 1 | 1 | 1 | bar: 2019 to 2042
F3_Commercial_Warehouse (ID)_New_Food Preparation_Natural Gas_Conveyor Oven_E2 | F3 | Commercial | Warehouse (ID) | New | Food Preparation | Natural Gas | Conveyor Oven | E2 | PACT BC Ratio | 582.683 | 598.3185 | 615.5024 | 634.3264 | 654.9487 | 678.9715 | 703.3375 | 727.3765 | 750.5676 | 774.0984 | 793.511 | 811.9361 | 831.5867 | 850.9692 | 868.7069 | 885.59 | 901.1407 | 916.599 | 932.9334 | 949.0187 | 965.5087 | 982.5717 | 999.8426 | 1017.6057 | 1035.6844 | 1054.0842 | 1072.811
F3_Commercial_Warehouse (ID)_New_Food Preparation_Natural Gas_Conveyor Oven_E3 | F3 | Commercial | Warehouse (ID) | New | Food Preparation | Natural Gas | Conveyor Oven | E3 | PACT BC Ratio | 0 | 0 | 0 | 0 | 0 | 0 | 0 | 0 | 0 | 0 | 0 | 0 | 0 | 0 | 0 | 0 | 0 | 0 | 0 | 0 | 0 | 0 | 0 | 0 | 0 | 0 | 0
F3_Commercial_Warehouse (ID)_New_Food Preparation_Natural Gas_Conveyor Oven_E4 | F3 | Commercial | Warehouse (ID) | New | Food Preparation | Natural Gas | Conveyor Oven | E4 | PACT BC Ratio | 0 | 0 | 0 | 0 | 0 | 0 | 0 | 0 | 0 | 0 | 0 | 0 | 0 | 0 | 0 | 0 | 0 | 0 | 0 | 0 | 0 | 0 | 0 | 0 | 0 | 0 | 0
F3_Commercial_Warehouse (ID)_New_Food Preparation_Natural Gas_Conveyor Oven_E5 | F3 | Commercial | Warehouse (ID) | New | Food Preparation | Natural Gas | Conveyor Oven | E5 | PACT BC Ratio | 0 | 0 | 0 | 0 | 0 | 0 | 0 | 0 | 0 | 0 | 0 | 0 | 0 | 0 | 0 | 0 | 0 | 0 | 0 | 0 | 0 | 0 | 0 | 0 | 0 | 0 | 0
F3_Commercial_Warehouse (ID)_New_Food Preparation_Natural Gas_Conveyor Oven_E6 | F3 | Commercial | Warehouse (ID) | New | Food Preparation | Natural Gas | Conveyor Oven | E6 | PACT BC Ratio | 0 | 0 | 0 | 0 | 0 | 0 | 0 | 0 | 0 | 0 | 0 | 0 | 0 | 0 | 0 | 0 | 0 | 0 | 0 | 0 | 0 | 0 | 0 | 0 | 0 | 0 | 0
F3_Commercial_Warehouse (ID)_New_Food Preparation_Natural Gas_Conveyor Oven_E7 | F3 | Commercial | Warehouse (ID) | New | Food Preparation | Natural Gas | Conveyor Oven | E7 | PACT BC Ratio | 0 | 0 | 0 | 0 | 0 | 0 | 0 | 0 | 0 | 0 | 0 | 0 | 0 | 0 | 0 | 0 | 0 | 0 | 0 | 0 | 0 | 0 | 0 | 0 | 0 | 0 | 0
F3_Commercial_Warehouse (ID)_New_Food Preparation_Natural Gas_Conveyor Oven_E8 | F3 | Commercial | Warehouse (ID) | New | Food Preparation | Natural Gas | Conveyor Oven | E8 | PACT BC Ratio | 0 | 0 | 0 | 0 | 0 | 0 | 0 | 0 | 0 | 0 | 0 | 0 | 0 | 0 | 0 | 0 | 0 | 0 | 0 | 0 | 0 | 0 | 0 | 0 | 0 | 0 | 0
F3_Commercial_Warehouse (ID)_New_Food Preparation_Natural Gas_Conveyor Oven_E9 | F3 | Commercial | Warehouse (ID) | New | Food Preparation | Natural Gas | Conveyor Oven | E9 | PACT BC Ratio | 0 | 0 | 0 | 0 | 0 | 0 | 0 | 0 | 0 | 0 | 0 | 0 | 0 | 0 | 0 | 0 | 0 | 0 | 0 | 0 | 0 | 0 | 0 | 0 | 0 | 0 | 0
F3_Commercial_Warehouse (ID)_New_Food Preparation_Natural Gas_Conveyor Oven_E10 | F3 | Commercial | Warehouse (ID) | New | Food Preparation | Natural Gas | Conveyor Oven | E10 | PACT BC Ratio | 0 | 0 | 0 | 0 | 0 | 0 | 0 | 0 | 0 | 0 | 0 | 0 | 0 | 0 | 0 | 0 | 0 | 0 | 0 | 0 | 0 | 0 | 0 | 0 | 0 | 0 | 0
F4_Commercial_Warehouse (ID)_New_Food Preparation_Natural Gas_Conveyor Oven_E1 | F4 | Commercial | Warehouse (ID) | New | Food Preparation | Natural Gas | Conveyor Oven | E1 | RVT BC Ratio | [24 empty] | 1 | 1 | 1 | bar: 2019 to 2042
F4_Commercial_Warehouse (ID)_New_Food Preparation_Natural Gas_Conveyor Oven_E2 | F4 | Commercial | Warehouse (ID) | New | Food Preparation | Natural Gas | Conveyor Oven | E2 | RVT BC Ratio | 409.7086 | 418.4558 | 427.9701 | 438.2811 | 449.4603 | 462.6294 | 475.515 | 487.7823 | 499.0263 | 510.0801 | 521.6349 | 532.419 | 543.8994 | 555.0718 | 565.0094 | 574.2289 | 582.4015 | 590.3422 | 598.6844 | 606.6654 | 614.7069 | 625.5631 | 636.5517 | 647.8534 | 659.3559 | 671.0627 | 682.9775
F4_Commercial_Warehouse (ID)_New_Food Preparation_Natural Gas_Conveyor Oven_E3 | F4 | Commercial | Warehouse (ID) | New | Food Preparation | Natural Gas | Conveyor Oven | E3 | RVT BC Ratio | 0 | 0 | 0 | 0 | 0 | 0 | 0 | 0 | 0 | 0 | 0 | 0 | 0 | 0 | 0 | 0 | 0 | 0 | 0 | 0 | 0 | 0 | 0 | 0 | 0 | 0 | 0
F4_Commercial_Warehouse (ID)_New_Food Preparation_Natural Gas_Conveyor Oven_E4 | F4 | Commercial | Warehouse (ID) | New | Food Preparation | Natural Gas | Conveyor Oven | E4 | RVT BC Ratio | 0 | 0 | 0 | 0 | 0 | 0 | 0 | 0 | 0 | 0 | 0 | 0 | 0 | 0 | 0 | 0 | 0 | 0 | 0 | 0 | 0 | 0 | 0 | 0 | 0 | 0 | 0
F4_Commercial_Warehouse (ID)_New_Food Preparation_Natural Gas_Conveyor Oven_E5 | F4 | Commercial | Warehouse (ID) | New | Food Preparation | Natural Gas | Conveyor Oven | E5 | RVT BC Ratio | 0 | 0 | 0 | 0 | 0 | 0 | 0 | 0 | 0 | 0 | 0 | 0 | 0 | 0 | 0 | 0 | 0 | 0 | 0 | 0 | 0 | 0 | 0 | 0 | 0 | 0 | 0
F4_Commercial_Warehouse (ID)_New_Food Preparation_Natural Gas_Conveyor Oven_E6 | F4 | Commercial | Warehouse (ID) | New | Food Preparation | Natural Gas | Conveyor Oven | E6 | RVT BC Ratio | 0 | 0 | 0 | 0 | 0 | 0 | 0 | 0 | 0 | 0 | 0 | 0 | 0 | 0 | 0 | 0 | 0 | 0 | 0 | 0 | 0 | 0 | 0 | 0 | 0 | 0 | 0
F4_Commercial_Warehouse (ID)_New_Food Preparation_Natural Gas_Conveyor Oven_E7 | F4 | Commercial | Warehouse (ID) | New | Food Preparation | Natural Gas | Conveyor Oven | E7 | RVT BC Ratio | 0 | 0 | 0 | 0 | 0 | 0 | 0 | 0 | 0 | 0 | 0 | 0 | 0 | 0 | 0 | 0 | 0 | 0 | 0 | 0 | 0 | 0 | 0 | 0 | 0 | 0 | 0
F4_Commercial_Warehouse (ID)_New_Food Preparation_Natural Gas_Conveyor Oven_E8 | F4 | Commercial | Warehouse (ID) | New | Food Preparation | Natural Gas | Conveyor Oven | E8 | RVT BC Ratio | 0 | 0 | 0 | 0 | 0 | 0 | 0 | 0 | 0 | 0 | 0 | 0 | 0 | 0 | 0 | 0 | 0 | 0 | 0 | 0 | 0 | 0 | 0 | 0 | 0 | 0 | 0
F4_Commercial_Warehouse (ID)_New_Food Preparation_Natural Gas_Conveyor Oven_E9 | F4 | Commercial | Warehouse (ID) | New | Food Preparation | Natural Gas | Conveyor Oven | E9 | RVT BC Ratio | 0 | 0 | 0 | 0 | 0 | 0 | 0 | 0 | 0 | 0 | 0 | 0 | 0 | 0 | 0 | 0 | 0 | 0 | 0 | 0 | 0 | 0 | 0 | 0 | 0 | 0 | 0
F4_Commercial_Warehouse (ID)_New_Food Preparation_Natural Gas_Conveyor Oven_E10 | F4 | Commercial | Warehouse (ID) | New | Food Preparation | Natural Gas | Conveyor Oven | E10 | RVT BC Ratio | 0 | 0 | 0 | 0 | 0 | 0 | 0 | 0 | 0 | 0 | 0 | 0 | 0 | 0 | 0 | 0 | 0 | 0 | 0 | 0 | 0 | 0 | 0 | 0 | 0 | 0 | 0
F5_Commercial_Warehouse (ID)_New_Food Preparation_Natural Gas_Conveyor Oven_E1 | F5 | Commercial | Warehouse (ID) | New | Food Preparation | Natural Gas | Conveyor Oven | E1 | RIM BC Ratio | [24 empty] | 1 | 1 | 1 | bar: 2019 to 2042
F5_Commercial_Warehouse (ID)_New_Food Preparation_Natural Gas_Conveyor Oven_E2 | F5 | Commercial | Warehouse (ID) | New | Food Preparation | Natural Gas | Conveyor Oven | E2 | RIM BC Ratio | 0.86135 | 0.86599 | 0.87106 | 0.87659 | 0.88259 | 0.88893 | 0.89589 | 0.90321 | 0.91102 | 0.91923 | 0.92142 | 0.92372 | 0.92612 | 0.92863 | 0.93132 | 0.93418 | 0.93725 | 0.94051 | 0.94394 | 0.94758 | 0.95144 | 0.95146 | 0.95147 | 0.95149 | 0.95151 | 0.95152 | 0.95154
F5_Commercial_Warehouse (ID)_New_Food Preparation_Natural Gas_Conveyor Oven_E3 | F5 | Commercial | Warehouse (ID) | New | Food Preparation | Natural Gas | Conveyor Oven | E3 | RIM BC Ratio | 0 | 0 | 0 | 0 | 0 | 0 | 0 | 0 | 0 | 0 | 0 | 0 | 0 | 0 | 0 | 0 | 0 | 0 | 0 | 0 | 0 | 0 | 0 | 0 | 0 | 0 | 0
F5_Commercial_Warehouse (ID)_New_Food Preparation_Natural Gas_Conveyor Oven_E4 | F5 | Commercial | Warehouse (ID) | New | Food Preparation | Natural Gas | Conveyor Oven | E4 | RIM BC Ratio | 0 | 0 | 0 | 0 | 0 | 0 | 0 | 0 | 0 | 0 | 0 | 0 | 0 | 0 | 0 | 0 | 0 | 0 | 0 | 0 | 0 | 0 | 0 | 0 | 0 | 0 | 0
F5_Commercial_Warehouse (ID)_New_Food Preparation_Natural Gas_Conveyor Oven_E5 | F5 | Commercial | Warehouse (ID) | New | Food Preparation | Natural Gas | Conveyor Oven | E5 | RIM BC Ratio | 0 | 0 | 0 | 0 | 0 | 0 | 0 | 0 | 0 | 0 | 0 | 0 | 0 | 0 | 0 | 0 | 0 | 0 | 0 | 0 | 0 | 0 | 0 | 0 | 0 | 0 | 0
F5_Commercial_Warehouse (ID)_New_Food Preparation_Natural Gas_Conveyor Oven_E6 | F5 | Commercial | Warehouse (ID) | New | Food Preparation | Natural Gas | Conveyor Oven | E6 | RIM BC Ratio | 0 | 0 | 0 | 0 | 0 | 0 | 0 | 0 | 0 | 0 | 0 | 0 | 0 | 0 | 0 | 0 | 0 | 0 | 0 | 0 | 0 | 0 | 0 | 0 | 0 | 0 | 0
F5_Commercial_Warehouse (ID)_New_Food Preparation_Natural Gas_Conveyor Oven_E7 | F5 | Commercial | Warehouse (ID) | New | Food Preparation | Natural Gas | Conveyor Oven | E7 | RIM BC Ratio | 0 | 0 | 0 | 0 | 0 | 0 | 0 | 0 | 0 | 0 | 0 | 0 | 0 | 0 | 0 | 0 | 0 | 0 | 0 | 0 | 0 | 0 | 0 | 0 | 0 | 0 | 0
F5_Commercial_Warehouse (ID)_New_Food Preparation_Natural Gas_Conveyor Oven_E8 | F5 | Commercial | Warehouse (ID) | New | Food Preparation | Natural Gas | Conveyor Oven | E8 | RIM BC Ratio | 0 | 0 | 0 | 0 | 0 | 0 | 0 | 0 | 0 | 0 | 0 | 0 | 0 | 0 | 0 | 0 | 0 | 0 | 0 | 0 | 0 | 0 | 0 | 0 | 0 | 0 | 0
F5_Commercial_Warehouse (ID)_New_Food Preparation_Natural Gas_Conveyor Oven_E9 | F5 | Commercial | Warehouse (ID) | New | Food Preparation | Natural Gas | Conveyor Oven | E9 | RIM BC Ratio | 0 | 0 | 0 | 0 | 0 | 0 | 0 | 0 | 0 | 0 | 0 | 0 | 0 | 0 | 0 | 0 | 0 | 0 | 0 | 0 | 0 | 0 | 0 | 0 | 0 | 0 | 0
F5_Commercial_Warehouse (ID)_New_Food Preparation_Natural Gas_Conveyor Oven_E10 | F5 | Commercial | Warehouse (ID) | New | Food Preparation | Natural Gas | Conveyor Oven | E10 | RIM BC Ratio | 0 | 0 | 0 | 0 | 0 | 0 | 0 | 0 | 0 | 0 | 0 | 0 | 0 | 0 | 0 | 0 | 0 | 0 | 0 | 0 | 0 | 0 | 0 | 0 | 0 | 0 | 0
F0_Commercial_Warehouse (ID)_New_Food Preparation_Natural Gas_Double Rack Oven_E0 | F0 | Commercial | Warehouse (ID) | New | Food Preparation | Natural Gas | Double Rack Oven | E0 | Economic Unit | FTSC Qualified (>50% Cooking Efficiency) | FTSC Qualified (>50% Cooking Efficiency) | FTSC Qualified (>50% Cooking Efficiency) | FTSC Qualified (>50% Cooking Efficiency) | FTSC Qualified (>50% Cooking Efficiency) | FTSC Qualified (>50% Cooking Efficiency) | FTSC Qualified (>50% Cooking Efficiency) | FTSC Qualified (>50% Cooking Efficiency) | FTSC Qualified (>50% Cooking Efficiency) | FTSC Qualified (>50% Cooking Efficiency) | FTSC Qualified (>50% Cooking Efficiency) | FTSC Qualified (>50% Cooking Efficiency) | FTSC Qualified (>50% Cooking Efficiency) | FTSC Qualified (>50% Cooking Efficiency) | FTSC Qualified (>50% Cooking Efficiency) | FTSC Qualified (>50% Cooking Efficiency) | FTSC Qualified (>50% Cooking Efficiency) | FTSC Qualified (>50% Cooking Efficiency) | FTSC Qualified (>50% Cooking Efficiency) | FTSC Qualified (>50% Cooking Efficiency) | FTSC Qualified (>50% Cooking Efficiency) | FTSC Qualified (>50% Cooking Efficiency) | FTSC Qualified (>50% Cooking Efficiency) | FTSC Qualified (>50% Cooking Efficiency) | FTSC Qualified (>50% Cooking Efficiency) | FTSC Qualified (>50% Cooking Efficiency) | FTSC Qualified (>50% Cooking Efficiency)
F1_Commercial_Warehouse (ID)_New_Food Preparation_Natural Gas_Double Rack Oven_E1 | F1 | Commercial | Warehouse (ID) | New | Food Preparation | Natural Gas | Double Rack Oven | E1 | CCE | 0 | 0 | 0 | 0 | 0 | 0 | 0 | 0 | 0 | 0 | 0 | 0 | 0 | 0 | 0 | 0 | 0 | 0 | 0 | 0 | 0 | 0 | 0 | 0 | 0 | 0 | 0
F1_Commercial_Warehouse (ID)_New_Food Preparation_Natural Gas_Double Rack Oven_E2 | F1 | Commercial | Warehouse (ID) | New | Food Preparation | Natural Gas | Double Rack Oven | E2 | CCE | 2.7379e-05 | 2.7379e-05 | 2.7379e-05 | 2.7379e-05 | 2.7379e-05 | 2.7379e-05 | 2.7379e-05 | 2.7379e-05 | 2.7379e-05 | 2.7379e-05 | 2.7379e-05 | 2.7379e-05 | 2.7379e-05 | 2.7379e-05 | 2.7379e-05 | 2.7379e-05 | 2.7379e-05 | 2.7379e-05 | 2.7379e-05 | 2.7379e-05 | 2.7379e-05 | 2.7379e-05 | 2.7379e-05 | 2.7379e-05 | 2.7379e-05 | 2.7379e-05 | 2.7379e-05
F1_Commercial_Warehouse (ID)_New_Food Preparation_Natural Gas_Double Rack Oven_E3 | F1 | Commercial | Warehouse (ID) | New | Food Preparation | Natural Gas | Double Rack Oven | E3 | CCE | 0 | 0 | 0 | 0 | 0 | 0 | 0 | 0 | 0 | 0 | 0 | 0 | 0 | 0 | 0 | 0 | 0 | 0 | 0 | 0 | 0 | 0 | 0 | 0 | 0 | 0 | 0
F1_Commercial_Warehouse (ID)_New_Food Preparation_Natural Gas_Double Rack Oven_E4 | F1 | Commercial | Warehouse (ID) | New | Food Preparation | Natural Gas | Double Rack Oven | E4 | CCE | 0 | 0 | 0 | 0 | 0 | 0 | 0 | 0 | 0 | 0 | 0 | 0 | 0 | 0 | 0 | 0 | 0 | 0 | 0 | 0 | 0 | 0 | 0 | 0 | 0 | 0 | 0
F1_Commercial_Warehouse (ID)_New_Food Preparation_Natural Gas_Double Rack Oven_E5 | F1 | Commercial | Warehouse (ID) | New | Food Preparation | Natural Gas | Double Rack Oven | E5 | CCE | 0 | 0 | 0 | 0 | 0 | 0 | 0 | 0 | 0 | 0 | 0 | 0 | 0 | 0 | 0 | 0 | 0 | 0 | 0 | 0 | 0 | 0 | 0 | 0 | 0 | 0 | 0
F1_Commercial_Warehouse (ID)_New_Food Preparation_Natural Gas_Double Rack Oven_E6 | F1 | Commercial | Warehouse (ID) | New | Food Preparation | Natural Gas | Double Rack Oven | E6 | CCE | 0 | 0 | 0 | 0 | 0 | 0 | 0 | 0 | 0 | 0 | 0 | 0 | 0 | 0 | 0 | 0 | 0 | 0 | 0 | 0 | 0 | 0 | 0 | 0 | 0 | 0 | 0
F1_Commercial_Warehouse (ID)_New_Food Preparation_Natural Gas_Double Rack Oven_E7 | F1 | Commercial | Warehouse (ID) | New | Food Preparation | Natural Gas | Double Rack Oven | E7 | CCE | 0 | 0 | 0 | 0 | 0 | 0 | 0 | 0 | 0 | 0 | 0 | 0 | 0 | 0 | 0 | 0 | 0 | 0 | 0 | 0 | 0 | 0 | 0 | 0 | 0 | 0 | 0
F1_Commercial_Warehouse (ID)_New_Food Preparation_Natural Gas_Double Rack Oven_E8 | F1 | Commercial | Warehouse (ID) | New | Food Preparation | Natural Gas | Double Rack Oven | E8 | CCE | 0 | 0 | 0 | 0 | 0 | 0 | 0 | 0 | 0 | 0 | 0 | 0 | 0 | 0 | 0 | 0 | 0 | 0 | 0 | 0 | 0 | 0 | 0 | 0 | 0 | 0 | 0
F1_Commercial_Warehouse (ID)_New_Food Preparation_Natural Gas_Double Rack Oven_E9 | F1 | Commercial | Warehouse (ID) | New | Food Preparation | Natural Gas | Double Rack Oven | E9 | CCE | 0 | 0 | 0 | 0 | 0 | 0 | 0 | 0 | 0 | 0 | 0 | 0 | 0 | 0 | 0 | 0 | 0 | 0 | 0 | 0 | 0 | 0 | 0 | 0 | 0 | 0 | 0
F1_Commercial_Warehouse (ID)_New_Food Preparation_Natural Gas_Double Rack Oven_E10 | F1 | Commercial | Warehouse (ID) | New | Food Preparation | Natural Gas | Double Rack Oven | E10 | CCE | 0 | 0 | 0 | 0 | 0 | 0 | 0 | 0 | 0 | 0 | 0 | 0 | 0 | 0 | 0 | 0 | 0 | 0 | 0 | 0 | 0 | 0 | 0 | 0 | 0 | 0 | 0
F2_Commercial_Warehouse (ID)_New_Food Preparation_Natural Gas_Double Rack Oven_E1 | F2 | Commercial | Warehouse (ID) | New | Food Preparation | Natural Gas | Double Rack Oven | E1 | TRC BC Ratio | [24 empty] | 1 | 1 | 1 | bar: 2019 to 2042
F2_Commercial_Warehouse (ID)_New_Food Preparation_Natural Gas_Double Rack Oven_E2 | F2 | Commercial | Warehouse (ID) | New | Food Preparation | Natural Gas | Double Rack Oven | E2 | TRC BC Ratio | 129.9897 | 133.2657 | 137.1471 | 141.5949 | 146.6248 | 152.7447 | 159.0438 | 165.282 | 171.2875 | 177.3766 | 182.2216 | 186.7605 | 191.6373 | 196.4112 | 200.6796 | 204.674 | 208.2562 | 211.7929 | 215.5704 | 219.2554 | 223.0411 | 226.9769 | 230.9545 | 235.0576 | 239.2337 | 243.4839 | 247.8096
F2_Commercial_Warehouse (ID)_New_Food Preparation_Natural Gas_Double Rack Oven_E3 | F2 | Commercial | Warehouse (ID) | New | Food Preparation | Natural Gas | Double Rack Oven | E3 | TRC BC Ratio | 0 | 0 | 0 | 0 | 0 | 0 | 0 | 0 | 0 | 0 | 0 | 0 | 0 | 0 | 0 | 0 | 0 | 0 | 0 | 0 | 0 | 0 | 0 | 0 | 0 | 0 | 0
F2_Commercial_Warehouse (ID)_New_Food Preparation_Natural Gas_Double Rack Oven_E4 | F2 | Commercial | Warehouse (ID) | New | Food Preparation | Natural Gas | Double Rack Oven | E4 | TRC BC Ratio | 0 | 0 | 0 | 0 | 0 | 0 | 0 | 0 | 0 | 0 | 0 | 0 | 0 | 0 | 0 | 0 | 0 | 0 | 0 | 0 | 0 | 0 | 0 | 0 | 0 | 0 | 0
F2_Commercial_Warehouse (ID)_New_Food Preparation_Natural Gas_Double Rack Oven_E5 | F2 | Commercial | Warehouse (ID) | New | Food Preparation | Natural Gas | Double Rack Oven | E5 | TRC BC Ratio | 0 | 0 | 0 | 0 | 0 | 0 | 0 | 0 | 0 | 0 | 0 | 0 | 0 | 0 | 0 | 0 | 0 | 0 | 0 | 0 | 0 | 0 | 0 | 0 | 0 | 0 | 0
F2_Commercial_Warehouse (ID)_New_Food Preparation_Natural Gas_Double Rack Oven_E6 | F2 | Commercial | Warehouse (ID) | New | Food Preparation | Natural Gas | Double Rack Oven | E6 | TRC BC Ratio | 0 | 0 | 0 | 0 | 0 | 0 | 0 | 0 | 0 | 0 | 0 | 0 | 0 | 0 | 0 | 0 | 0 | 0 | 0 | 0 | 0 | 0 | 0 | 0 | 0 | 0 | 0
F2_Commercial_Warehouse (ID)_New_Food Preparation_Natural Gas_Double Rack Oven_E7 | F2 | Commercial | Warehouse (ID) | New | Food Preparation | Natural Gas | Double Rack Oven | E7 | TRC BC Ratio | 0 | 0 | 0 | 0 | 0 | 0 | 0 | 0 | 0 | 0 | 0 | 0 | 0 | 0 | 0 | 0 | 0 | 0 | 0 | 0 | 0 | 0 | 0 | 0 | 0 | 0 | 0
F2_Commercial_Warehouse (ID)_New_Food Preparation_Natural Gas_Double Rack Oven_E8 | F2 | Commercial | Warehouse (ID) | New | Food Preparation | Natural Gas | Double Rack Oven | E8 | TRC BC Ratio | 0 | 0 | 0 | 0 | 0 | 0 | 0 | 0 | 0 | 0 | 0 | 0 | 0 | 0 | 0 | 0 | 0 | 0 | 0 | 0 | 0 | 0 | 0 | 0 | 0 | 0 | 0
F2_Commercial_Warehouse (ID)_New_Food Preparation_Natural Gas_Double Rack Oven_E9 | F2 | Commercial | Warehouse (ID) | New | Food Preparation | Natural Gas | Double Rack Oven | E9 | TRC BC Ratio | 0 | 0 | 0 | 0 | 0 | 0 | 0 | 0 | 0 | 0 | 0 | 0 | 0 | 0 | 0 | 0 | 0 | 0 | 0 | 0 | 0 | 0 | 0 | 0 | 0 | 0 | 0
F2_Commercial_Warehouse (ID)_New_Food Preparation_Natural Gas_Double Rack Oven_E10 | F2 | Commercial | Warehouse (ID) | New | Food Preparation | Natural Gas | Double Rack Oven | E10 | TRC BC Ratio | 0 | 0 | 0 | 0 | 0 | 0 | 0 | 0 | 0 | 0 | 0 | 0 | 0 | 0 | 0 | 0 | 0 | 0 | 0 | 0 | 0 | 0 | 0 | 0 | 0 | 0 | 0
F3_Commercial_Warehouse (ID)_New_Food Preparation_Natural Gas_Double Rack Oven_E1 | F3 | Commercial | Warehouse (ID) | New | Food Preparation | Natural Gas | Double Rack Oven | E1 | PACT BC Ratio | [24 empty] | 1 | 1 | 1 | bar: 2019 to 2042
F3_Commercial_Warehouse (ID)_New_Food Preparation_Natural Gas_Double Rack Oven_E2 | F3 | Commercial | Warehouse (ID) | New | Food Preparation | Natural Gas | Double Rack Oven | E2 | PACT BC Ratio | 257.4273 | 263.915 | 271.6014 | 280.4097 | 290.3708 | 302.4906 | 314.9651 | 327.319 | 339.2121 | 351.2706 | 360.8654 | 369.8542 | 379.5121 | 388.9661 | 397.4192 | 405.3295 | 412.4235 | 419.4275 | 426.9084 | 434.2061 | 441.7031 | 449.4975 | 457.3746 | 465.5003 | 473.7703 | 482.1873 | 490.7537
F3_Commercial_Warehouse (ID)_New_Food Preparation_Natural Gas_Double Rack Oven_E3 | F3 | Commercial | Warehouse (ID) | New | Food Preparation | Natural Gas | Double Rack Oven | E3 | PACT BC Ratio | 0 | 0 | 0 | 0 | 0 | 0 | 0 | 0 | 0 | 0 | 0 | 0 | 0 | 0 | 0 | 0 | 0 | 0 | 0 | 0 | 0 | 0 | 0 | 0 | 0 | 0 | 0
F3_Commercial_Warehouse (ID)_New_Food Preparation_Natural Gas_Double Rack Oven_E4 | F3 | Commercial | Warehouse (ID) | New | Food Preparation | Natural Gas | Double Rack Oven | E4 | PACT BC Ratio | 0 | 0 | 0 | 0 | 0 | 0 | 0 | 0 | 0 | 0 | 0 | 0 | 0 | 0 | 0 | 0 | 0 | 0 | 0 | 0 | 0 | 0 | 0 | 0 | 0 | 0 | 0
F3_Commercial_Warehouse (ID)_New_Food Preparation_Natural Gas_Double Rack Oven_E5 | F3 | Commercial | Warehouse (ID) | New | Food Preparation | Natural Gas | Double Rack Oven | E5 | PACT BC Ratio | 0 | 0 | 0 | 0 | 0 | 0 | 0 | 0 | 0 | 0 | 0 | 0 | 0 | 0 | 0 | 0 | 0 | 0 | 0 | 0 | 0 | 0 | 0 | 0 | 0 | 0 | 0
F3_Commercial_Warehouse (ID)_New_Food Preparation_Natural Gas_Double Rack Oven_E6 | F3 | Commercial | Warehouse (ID) | New | Food Preparation | Natural Gas | Double Rack Oven | E6 | PACT BC Ratio | 0 | 0 | 0 | 0 | 0 | 0 | 0 | 0 | 0 | 0 | 0 | 0 | 0 | 0 | 0 | 0 | 0 | 0 | 0 | 0 | 0 | 0 | 0 | 0 | 0 | 0 | 0
F3_Commercial_Warehouse (ID)_New_Food Preparation_Natural Gas_Double Rack Oven_E7 | F3 | Commercial | Warehouse (ID) | New | Food Preparation | Natural Gas | Double Rack Oven | E7 | PACT BC Ratio | 0 | 0 | 0 | 0 | 0 | 0 | 0 | 0 | 0 | 0 | 0 | 0 | 0 | 0 | 0 | 0 | 0 | 0 | 0 | 0 | 0 | 0 | 0 | 0 | 0 | 0 | 0
F3_Commercial_Warehouse (ID)_New_Food Preparation_Natural Gas_Double Rack Oven_E8 | F3 | Commercial | Warehouse (ID) | New | Food Preparation | Natural Gas | Double Rack Oven | E8 | PACT BC Ratio | 0 | 0 | 0 | 0 | 0 | 0 | 0 | 0 | 0 | 0 | 0 | 0 | 0 | 0 | 0 | 0 | 0 | 0 | 0 | 0 | 0 | 0 | 0 | 0 | 0 | 0 | 0
F3_Commercial_Warehouse (ID)_New_Food Preparation_Natural Gas_Double Rack Oven_E9 | F3 | Commercial | Warehouse (ID) | New | Food Preparation | Natural Gas | Double Rack Oven | E9 | PACT BC Ratio | 0 | 0 | 0 | 0 | 0 | 0 | 0 | 0 | 0 | 0 | 0 | 0 | 0 | 0 | 0 | 0 | 0 | 0 | 0 | 0 | 0 | 0 | 0 | 0 | 0 | 0 | 0
F3_Commercial_Warehouse (ID)_New_Food Preparation_Natural Gas_Double Rack Oven_E10 | F3 | Commercial | Warehouse (ID) | New | Food Preparation | Natural Gas | Double Rack Oven | E10 | PACT BC Ratio | 0 | 0 | 0 | 0 | 0 | 0 | 0 | 0 | 0 | 0 | 0 | 0 | 0 | 0 | 0 | 0 | 0 | 0 | 0 | 0 | 0 | 0 | 0 | 0 | 0 | 0 | 0
F4_Commercial_Warehouse (ID)_New_Food Preparation_Natural Gas_Double Rack Oven_E1 | F4 | Commercial | Warehouse (ID) | New | Food Preparation | Natural Gas | Double Rack Oven | E1 | RVT BC Ratio | [24 empty] | 1 | 1 | 1 | bar: 2019 to 2042
F4_Commercial_Warehouse (ID)_New_Food Preparation_Natural Gas_Double Rack Oven_E2 | F4 | Commercial | Warehouse (ID) | New | Food Preparation | Natural Gas | Double Rack Oven | E2 | RVT BC Ratio | 184.1278 | 187.5984 | 191.6723 | 196.4214 | 201.8613 | 208.6515 | 215.4607 | 221.9257 | 227.778 | 233.4509 | 239.3292 | 244.6715 | 250.3105 | 255.6458 | 260.2338 | 264.3743 | 267.8787 | 271.2242 | 274.7819 | 278.1041 | 281.4377 | 286.3969 | 291.4087 | 296.5786 | 301.8404 | 307.1956 | 312.646
F4_Commercial_Warehouse (ID)_New_Food Preparation_Natural Gas_Double Rack Oven_E3 | F4 | Commercial | Warehouse (ID) | New | Food Preparation | Natural Gas | Double Rack Oven | E3 | RVT BC Ratio | 0 | 0 | 0 | 0 | 0 | 0 | 0 | 0 | 0 | 0 | 0 | 0 | 0 | 0 | 0 | 0 | 0 | 0 | 0 | 0 | 0 | 0 | 0 | 0 | 0 | 0 | 0
F4_Commercial_Warehouse (ID)_New_Food Preparation_Natural Gas_Double Rack Oven_E4 | F4 | Commercial | Warehouse (ID) | New | Food Preparation | Natural Gas | Double Rack Oven | E4 | RVT BC Ratio | 0 | 0 | 0 | 0 | 0 | 0 | 0 | 0 | 0 | 0 | 0 | 0 | 0 | 0 | 0 | 0 | 0 | 0 | 0 | 0 | 0 | 0 | 0 | 0 | 0 | 0 | 0
F4_Commercial_Warehouse (ID)_New_Food Preparation_Natural Gas_Double Rack Oven_E5 | F4 | Commercial | Warehouse (ID) | New | Food Preparation | Natural Gas | Double Rack Oven | E5 | RVT BC Ratio | 0 | 0 | 0 | 0 | 0 | 0 | 0 | 0 | 0 | 0 | 0 | 0 | 0 | 0 | 0 | 0 | 0 | 0 | 0 | 0 | 0 | 0 | 0 | 0 | 0 | 0 | 0
F4_Commercial_Warehouse (ID)_New_Food Preparation_Natural Gas_Double Rack Oven_E6 | F4 | Commercial | Warehouse (ID) | New | Food Preparation | Natural Gas | Double Rack Oven | E6 | RVT BC Ratio | 0 | 0 | 0 | 0 | 0 | 0 | 0 | 0 | 0 | 0 | 0 | 0 | 0 | 0 | 0 | 0 | 0 | 0 | 0 | 0 | 0 | 0 | 0 | 0 | 0 | 0 | 0
F4_Commercial_Warehouse (ID)_New_Food Preparation_Natural Gas_Double Rack Oven_E7 | F4 | Commercial | Warehouse (ID) | New | Food Preparation | Natural Gas | Double Rack Oven | E7 | RVT BC Ratio | 0 | 0 | 0 | 0 | 0 | 0 | 0 | 0 | 0 | 0 | 0 | 0 | 0 | 0 | 0 | 0 | 0 | 0 | 0 | 0 | 0 | 0 | 0 | 0 | 0 | 0 | 0
F4_Commercial_Warehouse (ID)_New_Food Preparation_Natural Gas_Double Rack Oven_E8 | F4 | Commercial | Warehouse (ID) | New | Food Preparation | Natural Gas | Double Rack Oven | E8 | RVT BC Ratio | 0 | 0 | 0 | 0 | 0 | 0 | 0 | 0 | 0 | 0 | 0 | 0 | 0 | 0 | 0 | 0 | 0 | 0 | 0 | 0 | 0 | 0 | 0 | 0 | 0 | 0 | 0
F4_Commercial_Warehouse (ID)_New_Food Preparation_Natural Gas_Double Rack Oven_E9 | F4 | Commercial | Warehouse (ID) | New | Food Preparation | Natural Gas | Double Rack Oven | E9 | RVT BC Ratio | 0 | 0 | 0 | 0 | 0 | 0 | 0 | 0 | 0 | 0 | 0 | 0 | 0 | 0 | 0 | 0 | 0 | 0 | 0 | 0 | 0 | 0 | 0 | 0 | 0 | 0 | 0
F4_Commercial_Warehouse (ID)_New_Food Preparation_Natural Gas_Double Rack Oven_E10 | F4 | Commercial | Warehouse (ID) | New | Food Preparation | Natural Gas | Double Rack Oven | E10 | RVT BC Ratio | 0 | 0 | 0 | 0 | 0 | 0 | 0 | 0 | 0 | 0 | 0 | 0 | 0 | 0 | 0 | 0 | 0 | 0 | 0 | 0 | 0 | 0 | 0 | 0 | 0 | 0 | 0
F5_Commercial_Warehouse (ID)_New_Food Preparation_Natural Gas_Double Rack Oven_E1 | F5 | Commercial | Warehouse (ID) | New | Food Preparation | Natural Gas | Double Rack Oven | E1 | RIM BC Ratio | [24 empty] | 1 | 1 | 1 | bar: 2019 to 2042
F5_Commercial_Warehouse (ID)_New_Food Preparation_Natural Gas_Double Rack Oven_E2 | F5 | Commercial | Warehouse (ID) | New | Food Preparation | Natural Gas | Double Rack Oven | E2 | RIM BC Ratio | 0.84625 | 0.85155 | 0.85774 | 0.86417 | 0.87077 | 0.87763 | 0.88497 | 0.89291 | 0.9016 | 0.91098 | 0.9129 | 0.91523 | 0.91798 | 0.92123 | 0.92467 | 0.92832 | 0.93222 | 0.93636 | 0.94073 | 0.94539 | 0.95033 | 0.95037 | 0.9504 | 0.95044 | 0.95047 | 0.9505 | 0.95054
F5_Commercial_Warehouse (ID)_New_Food Preparation_Natural Gas_Double Rack Oven_E3 | F5 | Commercial | Warehouse (ID) | New | Food Preparation | Natural Gas | Double Rack Oven | E3 | RIM BC Ratio | 0 | 0 | 0 | 0 | 0 | 0 | 0 | 0 | 0 | 0 | 0 | 0 | 0 | 0 | 0 | 0 | 0 | 0 | 0 | 0 | 0 | 0 | 0 | 0 | 0 | 0 | 0
F5_Commercial_Warehouse (ID)_New_Food Preparation_Natural Gas_Double Rack Oven_E4 | F5 | Commercial | Warehouse (ID) | New | Food Preparation | Natural Gas | Double Rack Oven | E4 | RIM BC Ratio | 0 | 0 | 0 | 0 | 0 | 0 | 0 | 0 | 0 | 0 | 0 | 0 | 0 | 0 | 0 | 0 | 0 | 0 | 0 | 0 | 0 | 0 | 0 | 0 | 0 | 0 | 0
F5_Commercial_Warehouse (ID)_New_Food Preparation_Natural Gas_Double Rack Oven_E5 | F5 | Commercial | Warehouse (ID) | New | Food Preparation | Natural Gas | Double Rack Oven | E5 | RIM BC Ratio | 0 | 0 | 0 | 0 | 0 | 0 | 0 | 0 | 0 | 0 | 0 | 0 | 0 | 0 | 0 | 0 | 0 | 0 | 0 | 0 | 0 | 0 | 0 | 0 | 0 | 0 | 0
F5_Commercial_Warehouse (ID)_New_Food Preparation_Natural Gas_Double Rack Oven_E6 | F5 | Commercial | Warehouse (ID) | New | Food Preparation | Natural Gas | Double Rack Oven | E6 | RIM BC Ratio | 0 | 0 | 0 | 0 | 0 | 0 | 0 | 0 | 0 | 0 | 0 | 0 | 0 | 0 | 0 | 0 | 0 | 0 | 0 | 0 | 0 | 0 | 0 | 0 | 0 | 0 | 0
F5_Commercial_Warehouse (ID)_New_Food Preparation_Natural Gas_Double Rack Oven_E7 | F5 | Commercial | Warehouse (ID) | New | Food Preparation | Natural Gas | Double Rack Oven | E7 | RIM BC Ratio | 0 | 0 | 0 | 0 | 0 | 0 | 0 | 0 | 0 | 0 | 0 | 0 | 0 | 0 | 0 | 0 | 0 | 0 | 0 | 0 | 0 | 0 | 0 | 0 | 0 | 0 | 0
F5_Commercial_Warehouse (ID)_New_Food Preparation_Natural Gas_Double Rack Oven_E8 | F5 | Commercial | Warehouse (ID) | New | Food Preparation | Natural Gas | Double Rack Oven | E8 | RIM BC Ratio | 0 | 0 | 0 | 0 | 0 | 0 | 0 | 0 | 0 | 0 | 0 | 0 | 0 | 0 | 0 | 0 | 0 | 0 | 0 | 0 | 0 | 0 | 0 | 0 | 0 | 0 | 0
F5_Commercial_Warehouse (ID)_New_Food Preparation_Natural Gas_Double Rack Oven_E9 | F5 | Commercial | Warehouse (ID) | New | Food Preparation | Natural Gas | Double Rack Oven | E9 | RIM BC Ratio | 0 | 0 | 0 | 0 | 0 | 0 | 0 | 0 | 0 | 0 | 0 | 0 | 0 | 0 | 0 | 0 | 0 | 0 | 0 | 0 | 0 | 0 | 0 | 0 | 0 | 0 | 0
F5_Commercial_Warehouse (ID)_New_Food Preparation_Natural Gas_Double Rack Oven_E10 | F5 | Commercial | Warehouse (ID) | New | Food Preparation | Natural Gas | Double Rack Oven | E10 | RIM BC Ratio | 0 | 0 | 0 | 0 | 0 | 0 | 0 | 0 | 0 | 0 | 0 | 0 | 0 | 0 | 0 | 0 | 0 | 0 | 0 | 0 | 0 | 0 | 0 | 0 | 0 | 0 | 0
F0_Commercial_Warehouse (ID)_New_Food Preparation_Natural Gas_Fryer_E0 | F0 | Commercial | Warehouse (ID) | New | Food Preparation | Natural Gas | Fryer | E0 | Economic Unit | ENERGY STAR | ENERGY STAR | ENERGY STAR | ENERGY STAR | ENERGY STAR | ENERGY STAR | ENERGY STAR | ENERGY STAR | ENERGY STAR | ENERGY STAR | ENERGY STAR | ENERGY STAR | ENERGY STAR | ENERGY STAR | ENERGY STAR | ENERGY STAR | ENERGY STAR | ENERGY STAR | ENERGY STAR | ENERGY STAR | ENERGY STAR | ENERGY STAR | ENERGY STAR | ENERGY STAR | ENERGY STAR | ENERGY STAR | ENERGY STAR
F1_Commercial_Warehouse (ID)_New_Food Preparation_Natural Gas_Fryer_E1 | F1 | Commercial | Warehouse (ID) | New | Food Preparation | Natural Gas | Fryer | E1 | CCE | 0 | 0 | 0 | 0 | 0 | 0 | 0 | 0 | 0 | 0 | 0 | 0 | 0 | 0 | 0 | 0 | 0 | 0 | 0 | 0 | 0 | 0 | 0 | 0 | 0 | 0 | 0
F1_Commercial_Warehouse (ID)_New_Food Preparation_Natural Gas_Fryer_E2 | F1 | Commercial | Warehouse (ID) | New | Food Preparation | Natural Gas | Fryer | E2 | CCE | 5.522e-05 | 5.522e-05 | 5.522e-05 | 5.522e-05 | 5.522e-05 | 5.522e-05 | 5.522e-05 | 5.522e-05 | 5.522e-05 | 5.522e-05 | 5.522e-05 | 5.522e-05 | 5.522e-05 | 5.522e-05 | 5.522e-05 | 5.522e-05 | 5.522e-05 | 5.522e-05 | 5.522e-05 | 5.522e-05 | 5.522e-05 | 5.522e-05 | 5.522e-05 | 5.522e-05 | 5.522e-05 | 5.522e-05 | 5.522e-05
F1_Commercial_Warehouse (ID)_New_Food Preparation_Natural Gas_Fryer_E3 | F1 | Commercial | Warehouse (ID) | New | Food Preparation | Natural Gas | Fryer | E3 | CCE | 0 | 0 | 0 | 0 | 0 | 0 | 0 | 0 | 0 | 0 | 0 | 0 | 0 | 0 | 0 | 0 | 0 | 0 | 0 | 0 | 0 | 0 | 0 | 0 | 0 | 0 | 0
F1_Commercial_Warehouse (ID)_New_Food Preparation_Natural Gas_Fryer_E4 | F1 | Commercial | Warehouse (ID) | New | Food Preparation | Natural Gas | Fryer | E4 | CCE | 0 | 0 | 0 | 0 | 0 | 0 | 0 | 0 | 0 | 0 | 0 | 0 | 0 | 0 | 0 | 0 | 0 | 0 | 0 | 0 | 0 | 0 | 0 | 0 | 0 | 0 | 0
F1_Commercial_Warehouse (ID)_New_Food Preparation_Natural Gas_Fryer_E5 | F1 | Commercial | Warehouse (ID) | New | Food Preparation | Natural Gas | Fryer | E5 | CCE | 0 | 0 | 0 | 0 | 0 | 0 | 0 | 0 | 0 | 0 | 0 | 0 | 0 | 0 | 0 | 0 | 0 | 0 | 0 | 0 | 0 | 0 | 0 | 0 | 0 | 0 | 0
F1_Commercial_Warehouse (ID)_New_Food Preparation_Natural Gas_Fryer_E6 | F1 | Commercial | Warehouse (ID) | New | Food Preparation | Natural Gas | Fryer | E6 | CCE | 0 | 0 | 0 | 0 | 0 | 0 | 0 | 0 | 0 | 0 | 0 | 0 | 0 | 0 | 0 | 0 | 0 | 0 | 0 | 0 | 0 | 0 | 0 | 0 | 0 | 0 | 0
F1_Commercial_Warehouse (ID)_New_Food Preparation_Natural Gas_Fryer_E7 | F1 | Commercial | Warehouse (ID) | New | Food Preparation | Natural Gas | Fryer | E7 | CCE | 0 | 0 | 0 | 0 | 0 | 0 | 0 | 0 | 0 | 0 | 0 | 0 | 0 | 0 | 0 | 0 | 0 | 0 | 0 | 0 | 0 | 0 | 0 | 0 | 0 | 0 | 0
F1_Commercial_Warehouse (ID)_New_Food Preparation_Natural Gas_Fryer_E8 | F1 | Commercial | Warehouse (ID) | New | Food Preparation | Natural Gas | Fryer | E8 | CCE | 0 | 0 | 0 | 0 | 0 | 0 | 0 | 0 | 0 | 0 | 0 | 0 | 0 | 0 | 0 | 0 | 0 | 0 | 0 | 0 | 0 | 0 | 0 | 0 | 0 | 0 | 0
F1_Commercial_Warehouse (ID)_New_Food Preparation_Natural Gas_Fryer_E9 | F1 | Commercial | Warehouse (ID) | New | Food Preparation | Natural Gas | Fryer | E9 | CCE | 0 | 0 | 0 | 0 | 0 | 0 | 0 | 0 | 0 | 0 | 0 | 0 | 0 | 0 | 0 | 0 | 0 | 0 | 0 | 0 | 0 | 0 | 0 | 0 | 0 | 0 | 0
F1_Commercial_Warehouse (ID)_New_Food Preparation_Natural Gas_Fryer_E10 | F1 | Commercial | Warehouse (ID) | New | Food Preparation | Natural Gas | Fryer | E10 | CCE | 0 | 0 | 0 | 0 | 0 | 0 | 0 | 0 | 0 | 0 | 0 | 0 | 0 | 0 | 0 | 0 | 0 | 0 | 0 | 0 | 0 | 0 | 0 | 0 | 0 | 0 | 0
F2_Commercial_Warehouse (ID)_New_Food Preparation_Natural Gas_Fryer_E1 | F2 | Commercial | Warehouse (ID) | New | Food Preparation | Natural Gas | Fryer | E1 | TRC BC Ratio | [24 empty] | 1 | 1 | 1 | bar: 2019 to 2042
F2_Commercial_Warehouse (ID)_New_Food Preparation_Natural Gas_Fryer_E2 | F2 | Commercial | Warehouse (ID) | New | Food Preparation | Natural Gas | Fryer | E2 | TRC BC Ratio | 67.1428 | 68.9064 | 70.8858 | 73.103 | 75.572 | 78.4927 | 81.4672 | 84.3976 | 87.2157 | 90.0754 | 92.4032 | 94.5998 | 96.9498 | 99.2616 | 101.36 | 103.3462 | 105.1588 | 106.9566 | 108.8632 | 110.7347 | 112.6547 | 114.6445 | 116.6576 | 118.7301 | 120.8395 | 122.9863 | 125.1713
F2_Commercial_Warehouse (ID)_New_Food Preparation_Natural Gas_Fryer_E3 | F2 | Commercial | Warehouse (ID) | New | Food Preparation | Natural Gas | Fryer | E3 | TRC BC Ratio | 0 | 0 | 0 | 0 | 0 | 0 | 0 | 0 | 0 | 0 | 0 | 0 | 0 | 0 | 0 | 0 | 0 | 0 | 0 | 0 | 0 | 0 | 0 | 0 | 0 | 0 | 0
F2_Commercial_Warehouse (ID)_New_Food Preparation_Natural Gas_Fryer_E4 | F2 | Commercial | Warehouse (ID) | New | Food Preparation | Natural Gas | Fryer | E4 | TRC BC Ratio | 0 | 0 | 0 | 0 | 0 | 0 | 0 | 0 | 0 | 0 | 0 | 0 | 0 | 0 | 0 | 0 | 0 | 0 | 0 | 0 | 0 | 0 | 0 | 0 | 0 | 0 | 0
F2_Commercial_Warehouse (ID)_New_Food Preparation_Natural Gas_Fryer_E5 | F2 | Commercial | Warehouse (ID) | New | Food Preparation | Natural Gas | Fryer | E5 | TRC BC Ratio | 0 | 0 | 0 | 0 | 0 | 0 | 0 | 0 | 0 | 0 | 0 | 0 | 0 | 0 | 0 | 0 | 0 | 0 | 0 | 0 | 0 | 0 | 0 | 0 | 0 | 0 | 0
F2_Commercial_Warehouse (ID)_New_Food Preparation_Natural Gas_Fryer_E6 | F2 | Commercial | Warehouse (ID) | New | Food Preparation | Natural Gas | Fryer | E6 | TRC BC Ratio | 0 | 0 | 0 | 0 | 0 | 0 | 0 | 0 | 0 | 0 | 0 | 0 | 0 | 0 | 0 | 0 | 0 | 0 | 0 | 0 | 0 | 0 | 0 | 0 | 0 | 0 | 0
F2_Commercial_Warehouse (ID)_New_Food Preparation_Natural Gas_Fryer_E7 | F2 | Commercial | Warehouse (ID) | New | Food Preparation | Natural Gas | Fryer | E7 | TRC BC Ratio | 0 | 0 | 0 | 0 | 0 | 0 | 0 | 0 | 0 | 0 | 0 | 0 | 0 | 0 | 0 | 0 | 0 | 0 | 0 | 0 | 0 | 0 | 0 | 0 | 0 | 0 | 0
F2_Commercial_Warehouse (ID)_New_Food Preparation_Natural Gas_Fryer_E8 | F2 | Commercial | Warehouse (ID) | New | Food Preparation | Natural Gas | Fryer | E8 | TRC BC Ratio | 0 | 0 | 0 | 0 | 0 | 0 | 0 | 0 | 0 | 0 | 0 | 0 | 0 | 0 | 0 | 0 | 0 | 0 | 0 | 0 | 0 | 0 | 0 | 0 | 0 | 0 | 0
F2_Commercial_Warehouse (ID)_New_Food Preparation_Natural Gas_Fryer_E9 | F2 | Commercial | Warehouse (ID) | New | Food Preparation | Natural Gas | Fryer | E9 | TRC BC Ratio | 0 | 0 | 0 | 0 | 0 | 0 | 0 | 0 | 0 | 0 | 0 | 0 | 0 | 0 | 0 | 0 | 0 | 0 | 0 | 0 | 0 | 0 | 0 | 0 | 0 | 0 | 0
F2_Commercial_Warehouse (ID)_New_Food Preparation_Natural Gas_Fryer_E10 | F2 | Commercial | Warehouse (ID) | New | Food Preparation | Natural Gas | Fryer | E10 | TRC BC Ratio | 0 | 0 | 0 | 0 | 0 | 0 | 0 | 0 | 0 | 0 | 0 | 0 | 0 | 0 | 0 | 0 | 0 | 0 | 0 | 0 | 0 | 0 | 0 | 0 | 0 | 0 | 0
F3_Commercial_Warehouse (ID)_New_Food Preparation_Natural Gas_Fryer_E1 | F3 | Commercial | Warehouse (ID) | New | Food Preparation | Natural Gas | Fryer | E1 | PACT BC Ratio | [24 empty] | 1 | 1 | 1 | bar: 2019 to 2042
F3_Commercial_Warehouse (ID)_New_Food Preparation_Natural Gas_Fryer_E2 | F3 | Commercial | Warehouse (ID) | New | Food Preparation | Natural Gas | Fryer | E2 | PACT BC Ratio | 132.9673 | 136.4598 | 140.38 | 144.7707 | 149.6603 | 155.4444 | 161.3349 | 167.1381 | 172.7191 | 178.3824 | 182.9922 | 187.3423 | 191.9962 | 196.5743 | 200.73 | 204.6633 | 208.253 | 211.8132 | 215.589 | 219.2953 | 223.0975 | 227.0382 | 231.0248 | 235.1292 | 239.3064 | 243.5579 | 247.885
F3_Commercial_Warehouse (ID)_New_Food Preparation_Natural Gas_Fryer_E3 | F3 | Commercial | Warehouse (ID) | New | Food Preparation | Natural Gas | Fryer | E3 | PACT BC Ratio | 0 | 0 | 0 | 0 | 0 | 0 | 0 | 0 | 0 | 0 | 0 | 0 | 0 | 0 | 0 | 0 | 0 | 0 | 0 | 0 | 0 | 0 | 0 | 0 | 0 | 0 | 0
F3_Commercial_Warehouse (ID)_New_Food Preparation_Natural Gas_Fryer_E4 | F3 | Commercial | Warehouse (ID) | New | Food Preparation | Natural Gas | Fryer | E4 | PACT BC Ratio | 0 | 0 | 0 | 0 | 0 | 0 | 0 | 0 | 0 | 0 | 0 | 0 | 0 | 0 | 0 | 0 | 0 | 0 | 0 | 0 | 0 | 0 | 0 | 0 | 0 | 0 | 0
F3_Commercial_Warehouse (ID)_New_Food Preparation_Natural Gas_Fryer_E5 | F3 | Commercial | Warehouse (ID) | New | Food Preparation | Natural Gas | Fryer | E5 | PACT BC Ratio | 0 | 0 | 0 | 0 | 0 | 0 | 0 | 0 | 0 | 0 | 0 | 0 | 0 | 0 | 0 | 0 | 0 | 0 | 0 | 0 | 0 | 0 | 0 | 0 | 0 | 0 | 0
F3_Commercial_Warehouse (ID)_New_Food Preparation_Natural Gas_Fryer_E6 | F3 | Commercial | Warehouse (ID) | New | Food Preparation | Natural Gas | Fryer | E6 | PACT BC Ratio | 0 | 0 | 0 | 0 | 0 | 0 | 0 | 0 | 0 | 0 | 0 | 0 | 0 | 0 | 0 | 0 | 0 | 0 | 0 | 0 | 0 | 0 | 0 | 0 | 0 | 0 | 0
F3_Commercial_Warehouse (ID)_New_Food Preparation_Natural Gas_Fryer_E7 | F3 | Commercial | Warehouse (ID) | New | Food Preparation | Natural Gas | Fryer | E7 | PACT BC Ratio | 0 | 0 | 0 | 0 | 0 | 0 | 0 | 0 | 0 | 0 | 0 | 0 | 0 | 0 | 0 | 0 | 0 | 0 | 0 | 0 | 0 | 0 | 0 | 0 | 0 | 0 | 0
F3_Commercial_Warehouse (ID)_New_Food Preparation_Natural Gas_Fryer_E8 | F3 | Commercial | Warehouse (ID) | New | Food Preparation | Natural Gas | Fryer | E8 | PACT BC Ratio | 0 | 0 | 0 | 0 | 0 | 0 | 0 | 0 | 0 | 0 | 0 | 0 | 0 | 0 | 0 | 0 | 0 | 0 | 0 | 0 | 0 | 0 | 0 | 0 | 0 | 0 | 0
F3_Commercial_Warehouse (ID)_New_Food Preparation_Natural Gas_Fryer_E9 | F3 | Commercial | Warehouse (ID) | New | Food Preparation | Natural Gas | Fryer | E9 | PACT BC Ratio | 0 | 0 | 0 | 0 | 0 | 0 | 0 | 0 | 0 | 0 | 0 | 0 | 0 | 0 | 0 | 0 | 0 | 0 | 0 | 0 | 0 | 0 | 0 | 0 | 0 | 0 | 0
F3_Commercial_Warehouse (ID)_New_Food Preparation_Natural Gas_Fryer_E10 | F3 | Commercial | Warehouse (ID) | New | Food Preparation | Natural Gas | Fryer | E10 | PACT BC Ratio | 0 | 0 | 0 | 0 | 0 | 0 | 0 | 0 | 0 | 0 | 0 | 0 | 0 | 0 | 0 | 0 | 0 | 0 | 0 | 0 | 0 | 0 | 0 | 0 | 0 | 0 | 0
F4_Commercial_Warehouse (ID)_New_Food Preparation_Natural Gas_Fryer_E1 | F4 | Commercial | Warehouse (ID) | New | Food Preparation | Natural Gas | Fryer | E1 | RVT BC Ratio | [24 empty] | 1 | 1 | 1 | bar: 2019 to 2042
F4_Commercial_Warehouse (ID)_New_Food Preparation_Natural Gas_Fryer_E2 | F4 | Commercial | Warehouse (ID) | New | Food Preparation | Natural Gas | Fryer | E2 | RVT BC Ratio | 94.3321 | 96.2199 | 98.3448 | 100.7307 | 103.3912 | 106.6075 | 109.7988 | 112.8163 | 115.5523 | 118.2171 | 120.9773 | 123.5073 | 126.2094 | 128.8286 | 131.1312 | 133.2483 | 135.0963 | 136.8817 | 138.7647 | 140.5522 | 142.3508 | 144.8581 | 147.3945 | 150.0059 | 152.6637 | 155.3687 | 158.1217
F4_Commercial_Warehouse (ID)_New_Food Preparation_Natural Gas_Fryer_E3 | F4 | Commercial | Warehouse (ID) | New | Food Preparation | Natural Gas | Fryer | E3 | RVT BC Ratio | 0 | 0 | 0 | 0 | 0 | 0 | 0 | 0 | 0 | 0 | 0 | 0 | 0 | 0 | 0 | 0 | 0 | 0 | 0 | 0 | 0 | 0 | 0 | 0 | 0 | 0 | 0
F4_Commercial_Warehouse (ID)_New_Food Preparation_Natural Gas_Fryer_E4 | F4 | Commercial | Warehouse (ID) | New | Food Preparation | Natural Gas | Fryer | E4 | RVT BC Ratio | 0 | 0 | 0 | 0 | 0 | 0 | 0 | 0 | 0 | 0 | 0 | 0 | 0 | 0 | 0 | 0 | 0 | 0 | 0 | 0 | 0 | 0 | 0 | 0 | 0 | 0 | 0
F4_Commercial_Warehouse (ID)_New_Food Preparation_Natural Gas_Fryer_E5 | F4 | Commercial | Warehouse (ID) | New | Food Preparation | Natural Gas | Fryer | E5 | RVT BC Ratio | 0 | 0 | 0 | 0 | 0 | 0 | 0 | 0 | 0 | 0 | 0 | 0 | 0 | 0 | 0 | 0 | 0 | 0 | 0 | 0 | 0 | 0 | 0 | 0 | 0 | 0 | 0
F4_Commercial_Warehouse (ID)_New_Food Preparation_Natural Gas_Fryer_E6 | F4 | Commercial | Warehouse (ID) | New | Food Preparation | Natural Gas | Fryer | E6 | RVT BC Ratio | 0 | 0 | 0 | 0 | 0 | 0 | 0 | 0 | 0 | 0 | 0 | 0 | 0 | 0 | 0 | 0 | 0 | 0 | 0 | 0 | 0 | 0 | 0 | 0 | 0 | 0 | 0
F4_Commercial_Warehouse (ID)_New_Food Preparation_Natural Gas_Fryer_E7 | F4 | Commercial | Warehouse (ID) | New | Food Preparation | Natural Gas | Fryer | E7 | RVT BC Ratio | 0 | 0 | 0 | 0 | 0 | 0 | 0 | 0 | 0 | 0 | 0 | 0 | 0 | 0 | 0 | 0 | 0 | 0 | 0 | 0 | 0 | 0 | 0 | 0 | 0 | 0 | 0
F4_Commercial_Warehouse (ID)_New_Food Preparation_Natural Gas_Fryer_E8 | F4 | Commercial | Warehouse (ID) | New | Food Preparation | Natural Gas | Fryer | E8 | RVT BC Ratio | 0 | 0 | 0 | 0 | 0 | 0 | 0 | 0 | 0 | 0 | 0 | 0 | 0 | 0 | 0 | 0 | 0 | 0 | 0 | 0 | 0 | 0 | 0 | 0 | 0 | 0 | 0
F4_Commercial_Warehouse (ID)_New_Food Preparation_Natural Gas_Fryer_E9 | F4 | Commercial | Warehouse (ID) | New | Food Preparation | Natural Gas | Fryer | E9 | RVT BC Ratio | 0 | 0 | 0 | 0 | 0 | 0 | 0 | 0 | 0 | 0 | 0 | 0 | 0 | 0 | 0 | 0 | 0 | 0 | 0 | 0 | 0 | 0 | 0 | 0 | 0 | 0 | 0
F4_Commercial_Warehouse (ID)_New_Food Preparation_Natural Gas_Fryer_E10 | F4 | Commercial | Warehouse (ID) | New | Food Preparation | Natural Gas | Fryer | E10 | RVT BC Ratio | 0 | 0 | 0 | 0 | 0 | 0 | 0 | 0 | 0 | 0 | 0 | 0 | 0 | 0 | 0 | 0 | 0 | 0 | 0 | 0 | 0 | 0 | 0 | 0 | 0 | 0 | 0
F5_Commercial_Warehouse (ID)_New_Food Preparation_Natural Gas_Fryer_E1 | F5 | Commercial | Warehouse (ID) | New | Food Preparation | Natural Gas | Fryer | E1 | RIM BC Ratio | [24 empty] | 1 | 1 | 1 | bar: 2019 to 2042
F5_Commercial_Warehouse (ID)_New_Food Preparation_Natural Gas_Fryer_E2 | F5 | Commercial | Warehouse (ID) | New | Food Preparation | Natural Gas | Fryer | E2 | RIM BC Ratio | 0.85232 | 0.85758 | 0.86319 | 0.86915 | 0.87543 | 0.88188 | 0.88874 | 0.89613 | 0.90416 | 0.91279 | 0.91505 | 0.91765 | 0.92034 | 0.92316 | 0.92615 | 0.92931 | 0.9327 | 0.93629 | 0.94006 | 0.94408 | 0.94833 | 0.9484 | 0.94847 | 0.94854 | 0.94861 | 0.94867 | 0.94874
F5_Commercial_Warehouse (ID)_New_Food Preparation_Natural Gas_Fryer_E3 | F5 | Commercial | Warehouse (ID) | New | Food Preparation | Natural Gas | Fryer | E3 | RIM BC Ratio | 0 | 0 | 0 | 0 | 0 | 0 | 0 | 0 | 0 | 0 | 0 | 0 | 0 | 0 | 0 | 0 | 0 | 0 | 0 | 0 | 0 | 0 | 0 | 0 | 0 | 0 | 0
F5_Commercial_Warehouse (ID)_New_Food Preparation_Natural Gas_Fryer_E4 | F5 | Commercial | Warehouse (ID) | New | Food Preparation | Natural Gas | Fryer | E4 | RIM BC Ratio | 0 | 0 | 0 | 0 | 0 | 0 | 0 | 0 | 0 | 0 | 0 | 0 | 0 | 0 | 0 | 0 | 0 | 0 | 0 | 0 | 0 | 0 | 0 | 0 | 0 | 0 | 0
F5_Commercial_Warehouse (ID)_New_Food Preparation_Natural Gas_Fryer_E5 | F5 | Commercial | Warehouse (ID) | New | Food Preparation | Natural Gas | Fryer | E5 | RIM BC Ratio | 0 | 0 | 0 | 0 | 0 | 0 | 0 | 0 | 0 | 0 | 0 | 0 | 0 | 0 | 0 | 0 | 0 | 0 | 0 | 0 | 0 | 0 | 0 | 0 | 0 | 0 | 0
F5_Commercial_Warehouse (ID)_New_Food Preparation_Natural Gas_Fryer_E6 | F5 | Commercial | Warehouse (ID) | New | Food Preparation | Natural Gas | Fryer | E6 | RIM BC Ratio | 0 | 0 | 0 | 0 | 0 | 0 | 0 | 0 | 0 | 0 | 0 | 0 | 0 | 0 | 0 | 0 | 0 | 0 | 0 | 0 | 0 | 0 | 0 | 0 | 0 | 0 | 0
F5_Commercial_Warehouse (ID)_New_Food Preparation_Natural Gas_Fryer_E7 | F5 | Commercial | Warehouse (ID) | New | Food Preparation | Natural Gas | Fryer | E7 | RIM BC Ratio | 0 | 0 | 0 | 0 | 0 | 0 | 0 | 0 | 0 | 0 | 0 | 0 | 0 | 0 | 0 | 0 | 0 | 0 | 0 | 0 | 0 | 0 | 0 | 0 | 0 | 0 | 0
F5_Commercial_Warehouse (ID)_New_Food Preparation_Natural Gas_Fryer_E8 | F5 | Commercial | Warehouse (ID) | New | Food Preparation | Natural Gas | Fryer | E8 | RIM BC Ratio | 0 | 0 | 0 | 0 | 0 | 0 | 0 | 0 | 0 | 0 | 0 | 0 | 0 | 0 | 0 | 0 | 0 | 0 | 0 | 0 | 0 | 0 | 0 | 0 | 0 | 0 | 0
F5_Commercial_Warehouse (ID)_New_Food Preparation_Natural Gas_Fryer_E9 | F5 | Commercial | Warehouse (ID) | New | Food Preparation | Natural Gas | Fryer | E9 | RIM BC Ratio | 0 | 0 | 0 | 0 | 0 | 0 | 0 | 0 | 0 | 0 | 0 | 0 | 0 | 0 | 0 | 0 | 0 | 0 | 0 | 0 | 0 | 0 | 0 | 0 | 0 | 0 | 0
F5_Commercial_Warehouse (ID)_New_Food Preparation_Natural Gas_Fryer_E10 | F5 | Commercial | Warehouse (ID) | New | Food Preparation | Natural Gas | Fryer | E10 | RIM BC Ratio | 0 | 0 | 0 | 0 | 0 | 0 | 0 | 0 | 0 | 0 | 0 | 0 | 0 | 0 | 0 | 0 | 0 | 0 | 0 | 0 | 0 | 0 | 0 | 0 | 0 | 0 | 0
F0_Commercial_Warehouse (ID)_New_Food Preparation_Natural Gas_Broiler_E0 | F0 | Commercial | Warehouse (ID) | New | Food Preparation | Natural Gas | Broiler | E0 | Economic Unit | Standard | Standard | Standard | Standard | Standard | Standard | Standard | Standard | Standard | Standard | Standard | Standard | Standard | Standard | Standard | Standard | Standard | Standard | Standard | Standard | Standard | Standard | Standard | Standard | Standard | Standard | Standard
F1_Commercial_Warehouse (ID)_New_Food Preparation_Natural Gas_Broiler_E1 | F1 | Commercial | Warehouse (ID) | New | Food Preparation | Natural Gas | Broiler | E1 | CCE | 0 | 0 | 0 | 0 | 0 | 0 | 0 | 0 | 0 | 0 | 0 | 0 | 0 | 0 | 0 | 0 | 0 | 0 | 0 | 0 | 0 | 0 | 0 | 0 | 0 | 0 | 0
F1_Commercial_Warehouse (ID)_New_Food Preparation_Natural Gas_Broiler_E2 | F1 | Commercial | Warehouse (ID) | New | Food Preparation | Natural Gas | Broiler | E2 | CCE | 0.0069043 | 0.0069043 | 0.0069043 | 0.0069043 | 0.0069043 | 0.0069043 | 0.0069043 | 0.0069043 | 0.0069043 | 0.0069043 | 0.0069043 | 0.0069043 | 0.0069043 | 0.0069043 | 0.0069043 | 0.0069043 | 0.0069043 | 0.0069043 | 0.0069043 | 0.0069043 | 0.0069043 | 0.0069043 | 0.0069043 | 0.0069043 | 0.0069043 | 0.0069043 | 0.0069043
F1_Commercial_Warehouse (ID)_New_Food Preparation_Natural Gas_Broiler_E3 | F1 | Commercial | Warehouse (ID) | New | Food Preparation | Natural Gas | Broiler | E3 | CCE | 0 | 0 | 0 | 0 | 0 | 0 | 0 | 0 | 0 | 0 | 0 | 0 | 0 | 0 | 0 | 0 | 0 | 0 | 0 | 0 | 0 | 0 | 0 | 0 | 0 | 0 | 0
F1_Commercial_Warehouse (ID)_New_Food Preparation_Natural Gas_Broiler_E4 | F1 | Commercial | Warehouse (ID) | New | Food Preparation | Natural Gas | Broiler | E4 | CCE | 0 | 0 | 0 | 0 | 0 | 0 | 0 | 0 | 0 | 0 | 0 | 0 | 0 | 0 | 0 | 0 | 0 | 0 | 0 | 0 | 0 | 0 | 0 | 0 | 0 | 0 | 0
F1_Commercial_Warehouse (ID)_New_Food Preparation_Natural Gas_Broiler_E5 | F1 | Commercial | Warehouse (ID) | New | Food Preparation | Natural Gas | Broiler | E5 | CCE | 0 | 0 | 0 | 0 | 0 | 0 | 0 | 0 | 0 | 0 | 0 | 0 | 0 | 0 | 0 | 0 | 0 | 0 | 0 | 0 | 0 | 0 | 0 | 0 | 0 | 0 | 0
F1_Commercial_Warehouse (ID)_New_Food Preparation_Natural Gas_Broiler_E6 | F1 | Commercial | Warehouse (ID) | New | Food Preparation | Natural Gas | Broiler | E6 | CCE | 0 | 0 | 0 | 0 | 0 | 0 | 0 | 0 | 0 | 0 | 0 | 0 | 0 | 0 | 0 | 0 | 0 | 0 | 0 | 0 | 0 | 0 | 0 | 0 | 0 | 0 | 0
F1_Commercial_Warehouse (ID)_New_Food Preparation_Natural Gas_Broiler_E7 | F1 | Commercial | Warehouse (ID) | New | Food Preparation | Natural Gas | Broiler | E7 | CCE | 0 | 0 | 0 | 0 | 0 | 0 | 0 | 0 | 0 | 0 | 0 | 0 | 0 | 0 | 0 | 0 | 0 | 0 | 0 | 0 | 0 | 0 | 0 | 0 | 0 | 0 | 0
F1_Commercial_Warehouse (ID)_New_Food Preparation_Natural Gas_Broiler_E8 | F1 | Commercial | Warehouse (ID) | New | Food Preparation | Natural Gas | Broiler | E8 | CCE | 0 | 0 | 0 | 0 | 0 | 0 | 0 | 0 | 0 | 0 | 0 | 0 | 0 | 0 | 0 | 0 | 0 | 0 | 0 | 0 | 0 | 0 | 0 | 0 | 0 | 0 | 0
F1_Commercial_Warehouse (ID)_New_Food Preparation_Natural Gas_Broiler_E9 | F1 | Commercial | Warehouse (ID) | New | Food Preparation | Natural Gas | Broiler | E9 | CCE | 0 | 0 | 0 | 0 | 0 | 0 | 0 | 0 | 0 | 0 | 0 | 0 | 0 | 0 | 0 | 0 | 0 | 0 | 0 | 0 | 0 | 0 | 0 | 0 | 0 | 0 | 0
F1_Commercial_Warehouse (ID)_New_Food Preparation_Natural Gas_Broiler_E10 | F1 | Commercial | Warehouse (ID) | New | Food Preparation | Natural Gas | Broiler | E10 | CCE | 0 | 0 | 0 | 0 | 0 | 0 | 0 | 0 | 0 | 0 | 0 | 0 | 0 | 0 | 0 | 0 | 0 | 0 | 0 | 0 | 0 | 0 | 0 | 0 | 0 | 0 | 0
F2_Commercial_Warehouse (ID)_New_Food Preparation_Natural Gas_Broiler_E1 | F2 | Commercial | Warehouse (ID) | New | Food Preparation | Natural Gas | Broiler | E1 | TRC BC Ratio | [24 empty] | 1 | 1 | 1 | bar: 2019 to 2042
F2_Commercial_Warehouse (ID)_New_Food Preparation_Natural Gas_Broiler_E2 | F2 | Commercial | Warehouse (ID) | New | Food Preparation | Natural Gas | Broiler | E2 | TRC BC Ratio | 0.51548 | 0.52847 | 0.54386 | 0.5615 | 0.58144 | 0.60571 | 0.63069 | 0.65543 | 0.67924 | 0.70339 | 0.7226 | 0.7406 | 0.75994 | 0.77887 | 0.7958 | 0.81164 | 0.82584 | 0.83987 | 0.85485 | 0.86946 | 0.88447 | 0.90008 | 0.91585 | 0.93212 | 0.94868 | 0.96554 | 0.98269
F2_Commercial_Warehouse (ID)_New_Food Preparation_Natural Gas_Broiler_E3 | F2 | Commercial | Warehouse (ID) | New | Food Preparation | Natural Gas | Broiler | E3 | TRC BC Ratio | 0 | 0 | 0 | 0 | 0 | 0 | 0 | 0 | 0 | 0 | 0 | 0 | 0 | 0 | 0 | 0 | 0 | 0 | 0 | 0 | 0 | 0 | 0 | 0 | 0 | 0 | 0
F2_Commercial_Warehouse (ID)_New_Food Preparation_Natural Gas_Broiler_E4 | F2 | Commercial | Warehouse (ID) | New | Food Preparation | Natural Gas | Broiler | E4 | TRC BC Ratio | 0 | 0 | 0 | 0 | 0 | 0 | 0 | 0 | 0 | 0 | 0 | 0 | 0 | 0 | 0 | 0 | 0 | 0 | 0 | 0 | 0 | 0 | 0 | 0 | 0 | 0 | 0
F2_Commercial_Warehouse (ID)_New_Food Preparation_Natural Gas_Broiler_E5 | F2 | Commercial | Warehouse (ID) | New | Food Preparation | Natural Gas | Broiler | E5 | TRC BC Ratio | 0 | 0 | 0 | 0 | 0 | 0 | 0 | 0 | 0 | 0 | 0 | 0 | 0 | 0 | 0 | 0 | 0 | 0 | 0 | 0 | 0 | 0 | 0 | 0 | 0 | 0 | 0
F2_Commercial_Warehouse (ID)_New_Food Preparation_Natural Gas_Broiler_E6 | F2 | Commercial | Warehouse (ID) | New | Food Preparation | Natural Gas | Broiler | E6 | TRC BC Ratio | 0 | 0 | 0 | 0 | 0 | 0 | 0 | 0 | 0 | 0 | 0 | 0 | 0 | 0 | 0 | 0 | 0 | 0 | 0 | 0 | 0 | 0 | 0 | 0 | 0 | 0 | 0
F2_Commercial_Warehouse (ID)_New_Food Preparation_Natural Gas_Broiler_E7 | F2 | Commercial | Warehouse (ID) | New | Food Preparation | Natural Gas | Broiler | E7 | TRC BC Ratio | 0 | 0 | 0 | 0 | 0 | 0 | 0 | 0 | 0 | 0 | 0 | 0 | 0 | 0 | 0 | 0 | 0 | 0 | 0 | 0 | 0 | 0 | 0 | 0 | 0 | 0 | 0
F2_Commercial_Warehouse (ID)_New_Food Preparation_Natural Gas_Broiler_E8 | F2 | Commercial | Warehouse (ID) | New | Food Preparation | Natural Gas | Broiler | E8 | TRC BC Ratio | 0 | 0 | 0 | 0 | 0 | 0 | 0 | 0 | 0 | 0 | 0 | 0 | 0 | 0 | 0 | 0 | 0 | 0 | 0 | 0 | 0 | 0 | 0 | 0 | 0 | 0 | 0
F2_Commercial_Warehouse (ID)_New_Food Preparation_Natural Gas_Broiler_E9 | F2 | Commercial | Warehouse (ID) | New | Food Preparation | Natural Gas | Broiler | E9 | TRC BC Ratio | 0 | 0 | 0 | 0 | 0 | 0 | 0 | 0 | 0 | 0 | 0 | 0 | 0 | 0 | 0 | 0 | 0 | 0 | 0 | 0 | 0 | 0 | 0 | 0 | 0 | 0 | 0
F2_Commercial_Warehouse (ID)_New_Food Preparation_Natural Gas_Broiler_E10 | F2 | Commercial | Warehouse (ID) | New | Food Preparation | Natural Gas | Broiler | E10 | TRC BC Ratio | 0 | 0 | 0 | 0 | 0 | 0 | 0 | 0 | 0 | 0 | 0 | 0 | 0 | 0 | 0 | 0 | 0 | 0 | 0 | 0 | 0 | 0 | 0 | 0 | 0 | 0 | 0
F3_Commercial_Warehouse (ID)_New_Food Preparation_Natural Gas_Broiler_E1 | F3 | Commercial | Warehouse (ID) | New | Food Preparation | Natural Gas | Broiler | E1 | PACT BC Ratio | [24 empty] | 1 | 1 | 1 | bar: 2019 to 2042
F3_Commercial_Warehouse (ID)_New_Food Preparation_Natural Gas_Broiler_E2 | F3 | Commercial | Warehouse (ID) | New | Food Preparation | Natural Gas | Broiler | E2 | PACT BC Ratio | 1.0208 | 1.0466 | 1.077 | 1.112 | 1.1515 | 1.1995 | 1.249 | 1.298 | 1.3452 | 1.393 | 1.431 | 1.4667 | 1.505 | 1.5425 | 1.576 | 1.6073 | 1.6355 | 1.6632 | 1.6929 | 1.7218 | 1.7516 | 1.7825 | 1.8137 | 1.8459 | 1.8787 | 1.9121 | 1.9461
F3_Commercial_Warehouse (ID)_New_Food Preparation_Natural Gas_Broiler_E3 | F3 | Commercial | Warehouse (ID) | New | Food Preparation | Natural Gas | Broiler | E3 | PACT BC Ratio | 0 | 0 | 0 | 0 | 0 | 0 | 0 | 0 | 0 | 0 | 0 | 0 | 0 | 0 | 0 | 0 | 0 | 0 | 0 | 0 | 0 | 0 | 0 | 0 | 0 | 0 | 0
F3_Commercial_Warehouse (ID)_New_Food Preparation_Natural Gas_Broiler_E4 | F3 | Commercial | Warehouse (ID) | New | Food Preparation | Natural Gas | Broiler | E4 | PACT BC Ratio | 0 | 0 | 0 | 0 | 0 | 0 | 0 | 0 | 0 | 0 | 0 | 0 | 0 | 0 | 0 | 0 | 0 | 0 | 0 | 0 | 0 | 0 | 0 | 0 | 0 | 0 | 0
F3_Commercial_Warehouse (ID)_New_Food Preparation_Natural Gas_Broiler_E5 | F3 | Commercial | Warehouse (ID) | New | Food Preparation | Natural Gas | Broiler | E5 | PACT BC Ratio | 0 | 0 | 0 | 0 | 0 | 0 | 0 | 0 | 0 | 0 | 0 | 0 | 0 | 0 | 0 | 0 | 0 | 0 | 0 | 0 | 0 | 0 | 0 | 0 | 0 | 0 | 0
F3_Commercial_Warehouse (ID)_New_Food Preparation_Natural Gas_Broiler_E6 | F3 | Commercial | Warehouse (ID) | New | Food Preparation | Natural Gas | Broiler | E6 | PACT BC Ratio | 0 | 0 | 0 | 0 | 0 | 0 | 0 | 0 | 0 | 0 | 0 | 0 | 0 | 0 | 0 | 0 | 0 | 0 | 0 | 0 | 0 | 0 | 0 | 0 | 0 | 0 | 0
F3_Commercial_Warehouse (ID)_New_Food Preparation_Natural Gas_Broiler_E7 | F3 | Commercial | Warehouse (ID) | New | Food Preparation | Natural Gas | Broiler | E7 | PACT BC Ratio | 0 | 0 | 0 | 0 | 0 | 0 | 0 | 0 | 0 | 0 | 0 | 0 | 0 | 0 | 0 | 0 | 0 | 0 | 0 | 0 | 0 | 0 | 0 | 0 | 0 | 0 | 0
F3_Commercial_Warehouse (ID)_New_Food Preparation_Natural Gas_Broiler_E8 | F3 | Commercial | Warehouse (ID) | New | Food Preparation | Natural Gas | Broiler | E8 | PACT BC Ratio | 0 | 0 | 0 | 0 | 0 | 0 | 0 | 0 | 0 | 0 | 0 | 0 | 0 | 0 | 0 | 0 | 0 | 0 | 0 | 0 | 0 | 0 | 0 | 0 | 0 | 0 | 0
F3_Commercial_Warehouse (ID)_New_Food Preparation_Natural Gas_Broiler_E9 | F3 | Commercial | Warehouse (ID) | New | Food Preparation | Natural Gas | Broiler | E9 | PACT BC Ratio | 0 | 0 | 0 | 0 | 0 | 0 | 0 | 0 | 0 | 0 | 0 | 0 | 0 | 0 | 0 | 0 | 0 | 0 | 0 | 0 | 0 | 0 | 0 | 0 | 0 | 0 | 0
F3_Commercial_Warehouse (ID)_New_Food Preparation_Natural Gas_Broiler_E10 | F3 | Commercial | Warehouse (ID) | New | Food Preparation | Natural Gas | Broiler | E10 | PACT BC Ratio | 0 | 0 | 0 | 0 | 0 | 0 | 0 | 0 | 0 | 0 | 0 | 0 | 0 | 0 | 0 | 0 | 0 | 0 | 0 | 0 | 0 | 0 | 0 | 0 | 0 | 0 | 0
F4_Commercial_Warehouse (ID)_New_Food Preparation_Natural Gas_Broiler_E1 | F4 | Commercial | Warehouse (ID) | New | Food Preparation | Natural Gas | Broiler | E1 | RVT BC Ratio | [24 empty] | 1 | 1 | 1 | bar: 2019 to 2042
F4_Commercial_Warehouse (ID)_New_Food Preparation_Natural Gas_Broiler_E2 | F4 | Commercial | Warehouse (ID) | New | Food Preparation | Natural Gas | Broiler | E2 | RVT BC Ratio | 1.1345 | 1.1483 | 1.1644 | 1.1833 | 1.2048 | 1.2317 | 1.2588 | 1.2844 | 1.3076 | 1.3301 | 1.3534 | 1.3746 | 1.3969 | 1.4181 | 1.4363 | 1.4527 | 1.4666 | 1.4799 | 1.494 | 1.5072 | 1.5204 | 1.54 | 1.5599 | 1.5804 | 1.6013 | 1.6225 | 1.6441
F4_Commercial_Warehouse (ID)_New_Food Preparation_Natural Gas_Broiler_E3 | F4 | Commercial | Warehouse (ID) | New | Food Preparation | Natural Gas | Broiler | E3 | RVT BC Ratio | 0 | 0 | 0 | 0 | 0 | 0 | 0 | 0 | 0 | 0 | 0 | 0 | 0 | 0 | 0 | 0 | 0 | 0 | 0 | 0 | 0 | 0 | 0 | 0 | 0 | 0 | 0
F4_Commercial_Warehouse (ID)_New_Food Preparation_Natural Gas_Broiler_E4 | F4 | Commercial | Warehouse (ID) | New | Food Preparation | Natural Gas | Broiler | E4 | RVT BC Ratio | 0 | 0 | 0 | 0 | 0 | 0 | 0 | 0 | 0 | 0 | 0 | 0 | 0 | 0 | 0 | 0 | 0 | 0 | 0 | 0 | 0 | 0 | 0 | 0 | 0 | 0 | 0
F4_Commercial_Warehouse (ID)_New_Food Preparation_Natural Gas_Broiler_E5 | F4 | Commercial | Warehouse (ID) | New | Food Preparation | Natural Gas | Broiler | E5 | RVT BC Ratio | 0 | 0 | 0 | 0 | 0 | 0 | 0 | 0 | 0 | 0 | 0 | 0 | 0 | 0 | 0 | 0 | 0 | 0 | 0 | 0 | 0 | 0 | 0 | 0 | 0 | 0 | 0
F4_Commercial_Warehouse (ID)_New_Food Preparation_Natural Gas_Broiler_E6 | F4 | Commercial | Warehouse (ID) | New | Food Preparation | Natural Gas | Broiler | E6 | RVT BC Ratio | 0 | 0 | 0 | 0 | 0 | 0 | 0 | 0 | 0 | 0 | 0 | 0 | 0 | 0 | 0 | 0 | 0 | 0 | 0 | 0 | 0 | 0 | 0 | 0 | 0 | 0 | 0
F4_Commercial_Warehouse (ID)_New_Food Preparation_Natural Gas_Broiler_E7 | F4 | Commercial | Warehouse (ID) | New | Food Preparation | Natural Gas | Broiler | E7 | RVT BC Ratio | 0 | 0 | 0 | 0 | 0 | 0 | 0 | 0 | 0 | 0 | 0 | 0 | 0 | 0 | 0 | 0 | 0 | 0 | 0 | 0 | 0 | 0 | 0 | 0 | 0 | 0 | 0
F4_Commercial_Warehouse (ID)_New_Food Preparation_Natural Gas_Broiler_E8 | F4 | Commercial | Warehouse (ID) | New | Food Preparation | Natural Gas | Broiler | E8 | RVT BC Ratio | 0 | 0 | 0 | 0 | 0 | 0 | 0 | 0 | 0 | 0 | 0 | 0 | 0 | 0 | 0 | 0 | 0 | 0 | 0 | 0 | 0 | 0 | 0 | 0 | 0 | 0 | 0
F4_Commercial_Warehouse (ID)_New_Food Preparation_Natural Gas_Broiler_E9 | F4 | Commercial | Warehouse (ID) | New | Food Preparation | Natural Gas | Broiler | E9 | RVT BC Ratio | 0 | 0 | 0 | 0 | 0 | 0 | 0 | 0 | 0 | 0 | 0 | 0 | 0 | 0 | 0 | 0 | 0 | 0 | 0 | 0 | 0 | 0 | 0 | 0 | 0 | 0 | 0
F4_Commercial_Warehouse (ID)_New_Food Preparation_Natural Gas_Broiler_E10 | F4 | Commercial | Warehouse (ID) | New | Food Preparation | Natural Gas | Broiler | E10 | RVT BC Ratio | 0 | 0 | 0 | 0 | 0 | 0 | 0 | 0 | 0 | 0 | 0 | 0 | 0 | 0 | 0 | 0 | 0 | 0 | 0 | 0 | 0 | 0 | 0 | 0 | 0 | 0 | 0
F5_Commercial_Warehouse (ID)_New_Food Preparation_Natural Gas_Broiler_E1 | F5 | Commercial | Warehouse (ID) | New | Food Preparation | Natural Gas | Broiler | E1 | RIM BC Ratio | [24 empty] | 1 | 1 | 1 | bar: 2019 to 2042
F5_Commercial_Warehouse (ID)_New_Food Preparation_Natural Gas_Broiler_E2 | F5 | Commercial | Warehouse (ID) | New | Food Preparation | Natural Gas | Broiler | E2 | RIM BC Ratio | 0.46352 | 0.47035 | 0.47832 | 0.48711 | 0.49667 | 0.50767 | 0.51882 | 0.52986 | 0.54066 | 0.55164 | 0.55821 | 0.56442 | 0.57104 | 0.57762 | 0.58361 | 0.58931 | 0.59463 | 0.59995 | 0.60556 | 0.61116 | 0.61694 | 0.62073 | 0.62447 | 0.62825 | 0.632 | 0.63574 | 0.63945
F5_Commercial_Warehouse (ID)_New_Food Preparation_Natural Gas_Broiler_E3 | F5 | Commercial | Warehouse (ID) | New | Food Preparation | Natural Gas | Broiler | E3 | RIM BC Ratio | 0 | 0 | 0 | 0 | 0 | 0 | 0 | 0 | 0 | 0 | 0 | 0 | 0 | 0 | 0 | 0 | 0 | 0 | 0 | 0 | 0 | 0 | 0 | 0 | 0 | 0 | 0
F5_Commercial_Warehouse (ID)_New_Food Preparation_Natural Gas_Broiler_E4 | F5 | Commercial | Warehouse (ID) | New | Food Preparation | Natural Gas | Broiler | E4 | RIM BC Ratio | 0 | 0 | 0 | 0 | 0 | 0 | 0 | 0 | 0 | 0 | 0 | 0 | 0 | 0 | 0 | 0 | 0 | 0 | 0 | 0 | 0 | 0 | 0 | 0 | 0 | 0 | 0
F5_Commercial_Warehouse (ID)_New_Food Preparation_Natural Gas_Broiler_E5 | F5 | Commercial | Warehouse (ID) | New | Food Preparation | Natural Gas | Broiler | E5 | RIM BC Ratio | 0 | 0 | 0 | 0 | 0 | 0 | 0 | 0 | 0 | 0 | 0 | 0 | 0 | 0 | 0 | 0 | 0 | 0 | 0 | 0 | 0 | 0 | 0 | 0 | 0 | 0 | 0
F5_Commercial_Warehouse (ID)_New_Food Preparation_Natural Gas_Broiler_E6 | F5 | Commercial | Warehouse (ID) | New | Food Preparation | Natural Gas | Broiler | E6 | RIM BC Ratio | 0 | 0 | 0 | 0 | 0 | 0 | 0 | 0 | 0 | 0 | 0 | 0 | 0 | 0 | 0 | 0 | 0 | 0 | 0 | 0 | 0 | 0 | 0 | 0 | 0 | 0 | 0
F5_Commercial_Warehouse (ID)_New_Food Preparation_Natural Gas_Broiler_E7 | F5 | Commercial | Warehouse (ID) | New | Food Preparation | Natural Gas | Broiler | E7 | RIM BC Ratio | 0 | 0 | 0 | 0 | 0 | 0 | 0 | 0 | 0 | 0 | 0 | 0 | 0 | 0 | 0 | 0 | 0 | 0 | 0 | 0 | 0 | 0 | 0 | 0 | 0 | 0 | 0
F5_Commercial_Warehouse (ID)_New_Food Preparation_Natural Gas_Broiler_E8 | F5 | Commercial | Warehouse (ID) | New | Food Preparation | Natural Gas | Broiler | E8 | RIM BC Ratio | 0 | 0 | 0 | 0 | 0 | 0 | 0 | 0 | 0 | 0 | 0 | 0 | 0 | 0 | 0 | 0 | 0 | 0 | 0 | 0 | 0 | 0 | 0 | 0 | 0 | 0 | 0
F5_Commercial_Warehouse (ID)_New_Food Preparation_Natural Gas_Broiler_E9 | F5 | Commercial | Warehouse (ID) | New | Food Preparation | Natural Gas | Broiler | E9 | RIM BC Ratio | 0 | 0 | 0 | 0 | 0 | 0 | 0 | 0 | 0 | 0 | 0 | 0 | 0 | 0 | 0 | 0 | 0 | 0 | 0 | 0 | 0 | 0 | 0 | 0 | 0 | 0 | 0
F5_Commercial_Warehouse (ID)_New_Food Preparation_Natural Gas_Broiler_E10 | F5 | Commercial | Warehouse (ID) | New | Food Preparation | Natural Gas | Broiler | E10 | RIM BC Ratio | 0 | 0 | 0 | 0 | 0 | 0 | 0 | 0 | 0 | 0 | 0 | 0 | 0 | 0 | 0 | 0 | 0 | 0 | 0 | 0 | 0 | 0 | 0 | 0 | 0 | 0 | 0
F0_Commercial_Warehouse (ID)_New_Food Preparation_Natural Gas_Griddle_E0 | F0 | Commercial | Warehouse (ID) | New | Food Preparation | Natural Gas | Griddle | E0 | Economic Unit | ENERGY STAR | ENERGY STAR | ENERGY STAR | ENERGY STAR | ENERGY STAR | ENERGY STAR | ENERGY STAR | ENERGY STAR | ENERGY STAR | ENERGY STAR | ENERGY STAR | ENERGY STAR | ENERGY STAR | ENERGY STAR | ENERGY STAR | ENERGY STAR | ENERGY STAR | ENERGY STAR | ENERGY STAR | ENERGY STAR | ENERGY STAR | ENERGY STAR | ENERGY STAR | ENERGY STAR | ENERGY STAR | ENERGY STAR | ENERGY STAR
F1_Commercial_Warehouse (ID)_New_Food Preparation_Natural Gas_Griddle_E1 | F1 | Commercial | Warehouse (ID) | New | Food Preparation | Natural Gas | Griddle | E1 | CCE | 0 | 0 | 0 | 0 | 0 | 0 | 0 | 0 | 0 | 0 | 0 | 0 | 0 | 0 | 0 | 0 | 0 | 0 | 0 | 0 | 0 | 0 | 0 | 0 | 0 | 0 | 0
F1_Commercial_Warehouse (ID)_New_Food Preparation_Natural Gas_Griddle_E2 | F1 | Commercial | Warehouse (ID) | New | Food Preparation | Natural Gas | Griddle | E2 | CCE | 6.1281e-05 | 6.1281e-05 | 6.1281e-05 | 6.1281e-05 | 6.1281e-05 | 6.1281e-05 | 6.1281e-05 | 6.1281e-05 | 6.1281e-05 | 6.1281e-05 | 6.1281e-05 | 6.1281e-05 | 6.1281e-05 | 6.1281e-05 | 6.1281e-05 | 6.1281e-05 | 6.1281e-05 | 6.1281e-05 | 6.1281e-05 | 6.1281e-05 | 6.1281e-05 | 6.1281e-05 | 6.1281e-05 | 6.1281e-05 | 6.1281e-05 | 6.1281e-05 | 6.1281e-05
F1_Commercial_Warehouse (ID)_New_Food Preparation_Natural Gas_Griddle_E3 | F1 | Commercial | Warehouse (ID) | New | Food Preparation | Natural Gas | Griddle | E3 | CCE | 0 | 0 | 0 | 0 | 0 | 0 | 0 | 0 | 0 | 0 | 0 | 0 | 0 | 0 | 0 | 0 | 0 | 0 | 0 | 0 | 0 | 0 | 0 | 0 | 0 | 0 | 0
F1_Commercial_Warehouse (ID)_New_Food Preparation_Natural Gas_Griddle_E4 | F1 | Commercial | Warehouse (ID) | New | Food Preparation | Natural Gas | Griddle | E4 | CCE | 0 | 0 | 0 | 0 | 0 | 0 | 0 | 0 | 0 | 0 | 0 | 0 | 0 | 0 | 0 | 0 | 0 | 0 | 0 | 0 | 0 | 0 | 0 | 0 | 0 | 0 | 0
F1_Commercial_Warehouse (ID)_New_Food Preparation_Natural Gas_Griddle_E5 | F1 | Commercial | Warehouse (ID) | New | Food Preparation | Natural Gas | Griddle | E5 | CCE | 0 | 0 | 0 | 0 | 0 | 0 | 0 | 0 | 0 | 0 | 0 | 0 | 0 | 0 | 0 | 0 | 0 | 0 | 0 | 0 | 0 | 0 | 0 | 0 | 0 | 0 | 0
F1_Commercial_Warehouse (ID)_New_Food Preparation_Natural Gas_Griddle_E6 | F1 | Commercial | Warehouse (ID) | New | Food Preparation | Natural Gas | Griddle | E6 | CCE | 0 | 0 | 0 | 0 | 0 | 0 | 0 | 0 | 0 | 0 | 0 | 0 | 0 | 0 | 0 | 0 | 0 | 0 | 0 | 0 | 0 | 0 | 0 | 0 | 0 | 0 | 0
F1_Commercial_Warehouse (ID)_New_Food Preparation_Natural Gas_Griddle_E7 | F1 | Commercial | Warehouse (ID) | New | Food Preparation | Natural Gas | Griddle | E7 | CCE | 0 | 0 | 0 | 0 | 0 | 0 | 0 | 0 | 0 | 0 | 0 | 0 | 0 | 0 | 0 | 0 | 0 | 0 | 0 | 0 | 0 | 0 | 0 | 0 | 0 | 0 | 0
F1_Commercial_Warehouse (ID)_New_Food Preparation_Natural Gas_Griddle_E8 | F1 | Commercial | Warehouse (ID) | New | Food Preparation | Natural Gas | Griddle | E8 | CCE | 0 | 0 | 0 | 0 | 0 | 0 | 0 | 0 | 0 | 0 | 0 | 0 | 0 | 0 | 0 | 0 | 0 | 0 | 0 | 0 | 0 | 0 | 0 | 0 | 0 | 0 | 0
F1_Commercial_Warehouse (ID)_New_Food Preparation_Natural Gas_Griddle_E9 | F1 | Commercial | Warehouse (ID) | New | Food Preparation | Natural Gas | Griddle | E9 | CCE | 0 | 0 | 0 | 0 | 0 | 0 | 0 | 0 | 0 | 0 | 0 | 0 | 0 | 0 | 0 | 0 | 0 | 0 | 0 | 0 | 0 | 0 | 0 | 0 | 0 | 0 | 0
F1_Commercial_Warehouse (ID)_New_Food Preparation_Natural Gas_Griddle_E10 | F1 | Commercial | Warehouse (ID) | New | Food Preparation | Natural Gas | Griddle | E10 | CCE | 0 | 0 | 0 | 0 | 0 | 0 | 0 | 0 | 0 | 0 | 0 | 0 | 0 | 0 | 0 | 0 | 0 | 0 | 0 | 0 | 0 | 0 | 0 | 0 | 0 | 0 | 0
F2_Commercial_Warehouse (ID)_New_Food Preparation_Natural Gas_Griddle_E1 | F2 | Commercial | Warehouse (ID) | New | Food Preparation | Natural Gas | Griddle | E1 | TRC BC Ratio | [24 empty] | 1 | 1 | 1 | bar: 2019 to 2042
F2_Commercial_Warehouse (ID)_New_Food Preparation_Natural Gas_Griddle_E2 | F2 | Commercial | Warehouse (ID) | New | Food Preparation | Natural Gas | Griddle | E2 | TRC BC Ratio | 58.0767 | 59.5404 | 61.2745 | 63.2617 | 65.509 | 68.2432 | 71.0575 | 73.8446 | 76.5278 | 79.2482 | 81.4128 | 83.4408 | 85.6196 | 87.7525 | 89.6595 | 91.4441 | 93.0446 | 94.6247 | 96.3124 | 97.9588 | 99.6502 | 101.4086 | 103.1857 | 105.0189 | 106.8847 | 108.7836 | 110.7162
F2_Commercial_Warehouse (ID)_New_Food Preparation_Natural Gas_Griddle_E3 | F2 | Commercial | Warehouse (ID) | New | Food Preparation | Natural Gas | Griddle | E3 | TRC BC Ratio | 0 | 0 | 0 | 0 | 0 | 0 | 0 | 0 | 0 | 0 | 0 | 0 | 0 | 0 | 0 | 0 | 0 | 0 | 0 | 0 | 0 | 0 | 0 | 0 | 0 | 0 | 0
F2_Commercial_Warehouse (ID)_New_Food Preparation_Natural Gas_Griddle_E4 | F2 | Commercial | Warehouse (ID) | New | Food Preparation | Natural Gas | Griddle | E4 | TRC BC Ratio | 0 | 0 | 0 | 0 | 0 | 0 | 0 | 0 | 0 | 0 | 0 | 0 | 0 | 0 | 0 | 0 | 0 | 0 | 0 | 0 | 0 | 0 | 0 | 0 | 0 | 0 | 0
F2_Commercial_Warehouse (ID)_New_Food Preparation_Natural Gas_Griddle_E5 | F2 | Commercial | Warehouse (ID) | New | Food Preparation | Natural Gas | Griddle | E5 | TRC BC Ratio | 0 | 0 | 0 | 0 | 0 | 0 | 0 | 0 | 0 | 0 | 0 | 0 | 0 | 0 | 0 | 0 | 0 | 0 | 0 | 0 | 0 | 0 | 0 | 0 | 0 | 0 | 0
F2_Commercial_Warehouse (ID)_New_Food Preparation_Natural Gas_Griddle_E6 | F2 | Commercial | Warehouse (ID) | New | Food Preparation | Natural Gas | Griddle | E6 | TRC BC Ratio | 0 | 0 | 0 | 0 | 0 | 0 | 0 | 0 | 0 | 0 | 0 | 0 | 0 | 0 | 0 | 0 | 0 | 0 | 0 | 0 | 0 | 0 | 0 | 0 | 0 | 0 | 0
F2_Commercial_Warehouse (ID)_New_Food Preparation_Natural Gas_Griddle_E7 | F2 | Commercial | Warehouse (ID) | New | Food Preparation | Natural Gas | Griddle | E7 | TRC BC Ratio | 0 | 0 | 0 | 0 | 0 | 0 | 0 | 0 | 0 | 0 | 0 | 0 | 0 | 0 | 0 | 0 | 0 | 0 | 0 | 0 | 0 | 0 | 0 | 0 | 0 | 0 | 0
F2_Commercial_Warehouse (ID)_New_Food Preparation_Natural Gas_Griddle_E8 | F2 | Commercial | Warehouse (ID) | New | Food Preparation | Natural Gas | Griddle | E8 | TRC BC Ratio | 0 | 0 | 0 | 0 | 0 | 0 | 0 | 0 | 0 | 0 | 0 | 0 | 0 | 0 | 0 | 0 | 0 | 0 | 0 | 0 | 0 | 0 | 0 | 0 | 0 | 0 | 0
F2_Commercial_Warehouse (ID)_New_Food Preparation_Natural Gas_Griddle_E9 | F2 | Commercial | Warehouse (ID) | New | Food Preparation | Natural Gas | Griddle | E9 | TRC BC Ratio | 0 | 0 | 0 | 0 | 0 | 0 | 0 | 0 | 0 | 0 | 0 | 0 | 0 | 0 | 0 | 0 | 0 | 0 | 0 | 0 | 0 | 0 | 0 | 0 | 0 | 0 | 0
F2_Commercial_Warehouse (ID)_New_Food Preparation_Natural Gas_Griddle_E10 | F2 | Commercial | Warehouse (ID) | New | Food Preparation | Natural Gas | Griddle | E10 | TRC BC Ratio | 0 | 0 | 0 | 0 | 0 | 0 | 0 | 0 | 0 | 0 | 0 | 0 | 0 | 0 | 0 | 0 | 0 | 0 | 0 | 0 | 0 | 0 | 0 | 0 | 0 | 0 | 0
F3_Commercial_Warehouse (ID)_New_Food Preparation_Natural Gas_Griddle_E1 | F3 | Commercial | Warehouse (ID) | New | Food Preparation | Natural Gas | Griddle | E1 | PACT BC Ratio | [24 empty] | 1 | 1 | 1 | bar: 2019 to 2042
F3_Commercial_Warehouse (ID)_New_Food Preparation_Natural Gas_Griddle_E2 | F3 | Commercial | Warehouse (ID) | New | Food Preparation | Natural Gas | Griddle | E2 | PACT BC Ratio | 115.0132 | 117.9118 | 121.3459 | 125.2813 | 129.7317 | 135.1466 | 140.7199 | 146.2394 | 151.553 | 156.9405 | 161.2273 | 165.2433 | 169.5582 | 173.7821 | 177.5587 | 181.0929 | 184.2624 | 187.3916 | 190.7339 | 193.9944 | 197.3439 | 200.8263 | 204.3456 | 207.976 | 211.6708 | 215.4314 | 219.2587
F3_Commercial_Warehouse (ID)_New_Food Preparation_Natural Gas_Griddle_E3 | F3 | Commercial | Warehouse (ID) | New | Food Preparation | Natural Gas | Griddle | E3 | PACT BC Ratio | 0 | 0 | 0 | 0 | 0 | 0 | 0 | 0 | 0 | 0 | 0 | 0 | 0 | 0 | 0 | 0 | 0 | 0 | 0 | 0 | 0 | 0 | 0 | 0 | 0 | 0 | 0
F3_Commercial_Warehouse (ID)_New_Food Preparation_Natural Gas_Griddle_E4 | F3 | Commercial | Warehouse (ID) | New | Food Preparation | Natural Gas | Griddle | E4 | PACT BC Ratio | 0 | 0 | 0 | 0 | 0 | 0 | 0 | 0 | 0 | 0 | 0 | 0 | 0 | 0 | 0 | 0 | 0 | 0 | 0 | 0 | 0 | 0 | 0 | 0 | 0 | 0 | 0
F3_Commercial_Warehouse (ID)_New_Food Preparation_Natural Gas_Griddle_E5 | F3 | Commercial | Warehouse (ID) | New | Food Preparation | Natural Gas | Griddle | E5 | PACT BC Ratio | 0 | 0 | 0 | 0 | 0 | 0 | 0 | 0 | 0 | 0 | 0 | 0 | 0 | 0 | 0 | 0 | 0 | 0 | 0 | 0 | 0 | 0 | 0 | 0 | 0 | 0 | 0
F3_Commercial_Warehouse (ID)_New_Food Preparation_Natural Gas_Griddle_E6 | F3 | Commercial | Warehouse (ID) | New | Food Preparation | Natural Gas | Griddle | E6 | PACT BC Ratio | 0 | 0 | 0 | 0 | 0 | 0 | 0 | 0 | 0 | 0 | 0 | 0 | 0 | 0 | 0 | 0 | 0 | 0 | 0 | 0 | 0 | 0 | 0 | 0 | 0 | 0 | 0
F3_Commercial_Warehouse (ID)_New_Food Preparation_Natural Gas_Griddle_E7 | F3 | Commercial | Warehouse (ID) | New | Food Preparation | Natural Gas | Griddle | E7 | PACT BC Ratio | 0 | 0 | 0 | 0 | 0 | 0 | 0 | 0 | 0 | 0 | 0 | 0 | 0 | 0 | 0 | 0 | 0 | 0 | 0 | 0 | 0 | 0 | 0 | 0 | 0 | 0 | 0
F3_Commercial_Warehouse (ID)_New_Food Preparation_Natural Gas_Griddle_E8 | F3 | Commercial | Warehouse (ID) | New | Food Preparation | Natural Gas | Griddle | E8 | PACT BC Ratio | 0 | 0 | 0 | 0 | 0 | 0 | 0 | 0 | 0 | 0 | 0 | 0 | 0 | 0 | 0 | 0 | 0 | 0 | 0 | 0 | 0 | 0 | 0 | 0 | 0 | 0 | 0
F3_Commercial_Warehouse (ID)_New_Food Preparation_Natural Gas_Griddle_E9 | F3 | Commercial | Warehouse (ID) | New | Food Preparation | Natural Gas | Griddle | E9 | PACT BC Ratio | 0 | 0 | 0 | 0 | 0 | 0 | 0 | 0 | 0 | 0 | 0 | 0 | 0 | 0 | 0 | 0 | 0 | 0 | 0 | 0 | 0 | 0 | 0 | 0 | 0 | 0 | 0
F3_Commercial_Warehouse (ID)_New_Food Preparation_Natural Gas_Griddle_E10 | F3 | Commercial | Warehouse (ID) | New | Food Preparation | Natural Gas | Griddle | E10 | PACT BC Ratio | 0 | 0 | 0 | 0 | 0 | 0 | 0 | 0 | 0 | 0 | 0 | 0 | 0 | 0 | 0 | 0 | 0 | 0 | 0 | 0 | 0 | 0 | 0 | 0 | 0 | 0 | 0
F4_Commercial_Warehouse (ID)_New_Food Preparation_Natural Gas_Griddle_E1 | F4 | Commercial | Warehouse (ID) | New | Food Preparation | Natural Gas | Griddle | E1 | RVT BC Ratio | [24 empty] | 1 | 1 | 1 | bar: 2019 to 2042
F4_Commercial_Warehouse (ID)_New_Food Preparation_Natural Gas_Griddle_E2 | F4 | Commercial | Warehouse (ID) | New | Food Preparation | Natural Gas | Griddle | E2 | RVT BC Ratio | 82.4891 | 84.0397 | 85.8598 | 87.9816 | 90.4121 | 93.4458 | 96.488 | 99.3764 | 101.9911 | 104.5257 | 107.152 | 109.5388 | 112.0581 | 114.4419 | 116.4917 | 118.3416 | 119.9073 | 121.402 | 122.9915 | 124.4758 | 125.9652 | 128.1808 | 130.42 | 132.7298 | 135.0807 | 137.4733 | 139.9084
F4_Commercial_Warehouse (ID)_New_Food Preparation_Natural Gas_Griddle_E3 | F4 | Commercial | Warehouse (ID) | New | Food Preparation | Natural Gas | Griddle | E3 | RVT BC Ratio | 0 | 0 | 0 | 0 | 0 | 0 | 0 | 0 | 0 | 0 | 0 | 0 | 0 | 0 | 0 | 0 | 0 | 0 | 0 | 0 | 0 | 0 | 0 | 0 | 0 | 0 | 0
F4_Commercial_Warehouse (ID)_New_Food Preparation_Natural Gas_Griddle_E4 | F4 | Commercial | Warehouse (ID) | New | Food Preparation | Natural Gas | Griddle | E4 | RVT BC Ratio | 0 | 0 | 0 | 0 | 0 | 0 | 0 | 0 | 0 | 0 | 0 | 0 | 0 | 0 | 0 | 0 | 0 | 0 | 0 | 0 | 0 | 0 | 0 | 0 | 0 | 0 | 0
F4_Commercial_Warehouse (ID)_New_Food Preparation_Natural Gas_Griddle_E5 | F4 | Commercial | Warehouse (ID) | New | Food Preparation | Natural Gas | Griddle | E5 | RVT BC Ratio | 0 | 0 | 0 | 0 | 0 | 0 | 0 | 0 | 0 | 0 | 0 | 0 | 0 | 0 | 0 | 0 | 0 | 0 | 0 | 0 | 0 | 0 | 0 | 0 | 0 | 0 | 0
F4_Commercial_Warehouse (ID)_New_Food Preparation_Natural Gas_Griddle_E6 | F4 | Commercial | Warehouse (ID) | New | Food Preparation | Natural Gas | Griddle | E6 | RVT BC Ratio | 0 | 0 | 0 | 0 | 0 | 0 | 0 | 0 | 0 | 0 | 0 | 0 | 0 | 0 | 0 | 0 | 0 | 0 | 0 | 0 | 0 | 0 | 0 | 0 | 0 | 0 | 0
F4_Commercial_Warehouse (ID)_New_Food Preparation_Natural Gas_Griddle_E7 | F4 | Commercial | Warehouse (ID) | New | Food Preparation | Natural Gas | Griddle | E7 | RVT BC Ratio | 0 | 0 | 0 | 0 | 0 | 0 | 0 | 0 | 0 | 0 | 0 | 0 | 0 | 0 | 0 | 0 | 0 | 0 | 0 | 0 | 0 | 0 | 0 | 0 | 0 | 0 | 0
F4_Commercial_Warehouse (ID)_New_Food Preparation_Natural Gas_Griddle_E8 | F4 | Commercial | Warehouse (ID) | New | Food Preparation | Natural Gas | Griddle | E8 | RVT BC Ratio | 0 | 0 | 0 | 0 | 0 | 0 | 0 | 0 | 0 | 0 | 0 | 0 | 0 | 0 | 0 | 0 | 0 | 0 | 0 | 0 | 0 | 0 | 0 | 0 | 0 | 0 | 0
F4_Commercial_Warehouse (ID)_New_Food Preparation_Natural Gas_Griddle_E9 | F4 | Commercial | Warehouse (ID) | New | Food Preparation | Natural Gas | Griddle | E9 | RVT BC Ratio | 0 | 0 | 0 | 0 | 0 | 0 | 0 | 0 | 0 | 0 | 0 | 0 | 0 | 0 | 0 | 0 | 0 | 0 | 0 | 0 | 0 | 0 | 0 | 0 | 0 | 0 | 0
F4_Commercial_Warehouse (ID)_New_Food Preparation_Natural Gas_Griddle_E10 | F4 | Commercial | Warehouse (ID) | New | Food Preparation | Natural Gas | Griddle | E10 | RVT BC Ratio | 0 | 0 | 0 | 0 | 0 | 0 | 0 | 0 | 0 | 0 | 0 | 0 | 0 | 0 | 0 | 0 | 0 | 0 | 0 | 0 | 0 | 0 | 0 | 0 | 0 | 0 | 0
F5_Commercial_Warehouse (ID)_New_Food Preparation_Natural Gas_Griddle_E1 | F5 | Commercial | Warehouse (ID) | New | Food Preparation | Natural Gas | Griddle | E1 | RIM BC Ratio | [24 empty] | 1 | 1 | 1 | bar: 2019 to 2042
F5_Commercial_Warehouse (ID)_New_Food Preparation_Natural Gas_Griddle_E2 | F5 | Commercial | Warehouse (ID) | New | Food Preparation | Natural Gas | Griddle | E2 | RIM BC Ratio | 0.84282 | 0.84816 | 0.8544 | 0.86088 | 0.86755 | 0.87449 | 0.8819 | 0.8899 | 0.89864 | 0.90807 | 0.91005 | 0.91243 | 0.91524 | 0.91854 | 0.92201 | 0.92569 | 0.92961 | 0.93378 | 0.93817 | 0.94285 | 0.94781 | 0.94789 | 0.94796 | 0.94804 | 0.94812 | 0.94819 | 0.94826
F5_Commercial_Warehouse (ID)_New_Food Preparation_Natural Gas_Griddle_E3 | F5 | Commercial | Warehouse (ID) | New | Food Preparation | Natural Gas | Griddle | E3 | RIM BC Ratio | 0 | 0 | 0 | 0 | 0 | 0 | 0 | 0 | 0 | 0 | 0 | 0 | 0 | 0 | 0 | 0 | 0 | 0 | 0 | 0 | 0 | 0 | 0 | 0 | 0 | 0 | 0
F5_Commercial_Warehouse (ID)_New_Food Preparation_Natural Gas_Griddle_E4 | F5 | Commercial | Warehouse (ID) | New | Food Preparation | Natural Gas | Griddle | E4 | RIM BC Ratio | 0 | 0 | 0 | 0 | 0 | 0 | 0 | 0 | 0 | 0 | 0 | 0 | 0 | 0 | 0 | 0 | 0 | 0 | 0 | 0 | 0 | 0 | 0 | 0 | 0 | 0 | 0
F5_Commercial_Warehouse (ID)_New_Food Preparation_Natural Gas_Griddle_E5 | F5 | Commercial | Warehouse (ID) | New | Food Preparation | Natural Gas | Griddle | E5 | RIM BC Ratio | 0 | 0 | 0 | 0 | 0 | 0 | 0 | 0 | 0 | 0 | 0 | 0 | 0 | 0 | 0 | 0 | 0 | 0 | 0 | 0 | 0 | 0 | 0 | 0 | 0 | 0 | 0
F5_Commercial_Warehouse (ID)_New_Food Preparation_Natural Gas_Griddle_E6 | F5 | Commercial | Warehouse (ID) | New | Food Preparation | Natural Gas | Griddle | E6 | RIM BC Ratio | 0 | 0 | 0 | 0 | 0 | 0 | 0 | 0 | 0 | 0 | 0 | 0 | 0 | 0 | 0 | 0 | 0 | 0 | 0 | 0 | 0 | 0 | 0 | 0 | 0 | 0 | 0
F5_Commercial_Warehouse (ID)_New_Food Preparation_Natural Gas_Griddle_E7 | F5 | Commercial | Warehouse (ID) | New | Food Preparation | Natural Gas | Griddle | E7 | RIM BC Ratio | 0 | 0 | 0 | 0 | 0 | 0 | 0 | 0 | 0 | 0 | 0 | 0 | 0 | 0 | 0 | 0 | 0 | 0 | 0 | 0 | 0 | 0 | 0 | 0 | 0 | 0 | 0
F5_Commercial_Warehouse (ID)_New_Food Preparation_Natural Gas_Griddle_E8 | F5 | Commercial | Warehouse (ID) | New | Food Preparation | Natural Gas | Griddle | E8 | RIM BC Ratio | 0 | 0 | 0 | 0 | 0 | 0 | 0 | 0 | 0 | 0 | 0 | 0 | 0 | 0 | 0 | 0 | 0 | 0 | 0 | 0 | 0 | 0 | 0 | 0 | 0 | 0 | 0
F5_Commercial_Warehouse (ID)_New_Food Preparation_Natural Gas_Griddle_E9 | F5 | Commercial | Warehouse (ID) | New | Food Preparation | Natural Gas | Griddle | E9 | RIM BC Ratio | 0 | 0 | 0 | 0 | 0 | 0 | 0 | 0 | 0 | 0 | 0 | 0 | 0 | 0 | 0 | 0 | 0 | 0 | 0 | 0 | 0 | 0 | 0 | 0 | 0 | 0 | 0
F5_Commercial_Warehouse (ID)_New_Food Preparation_Natural Gas_Griddle_E10 | F5 | Commercial | Warehouse (ID) | New | Food Preparation | Natural Gas | Griddle | E10 | RIM BC Ratio | 0 | 0 | 0 | 0 | 0 | 0 | 0 | 0 | 0 | 0 | 0 | 0 | 0 | 0 | 0 | 0 | 0 | 0 | 0 | 0 | 0 | 0 | 0 | 0 | 0 | 0 | 0
F0_Commercial_Warehouse (ID)_New_Food Preparation_Natural Gas_Range_E0 | F0 | Commercial | Warehouse (ID) | New | Food Preparation | Natural Gas | Range | E0 | Economic Unit | High Efficiency | High Efficiency | High Efficiency | High Efficiency | High Efficiency | High Efficiency | High Efficiency | High Efficiency | High Efficiency | High Efficiency | High Efficiency | High Efficiency | High Efficiency | High Efficiency | High Efficiency | High Efficiency | High Efficiency | High Efficiency | High Efficiency | High Efficiency | High Efficiency | High Efficiency | High Efficiency | High Efficiency | High Efficiency | High Efficiency | High Efficiency
F1_Commercial_Warehouse (ID)_New_Food Preparation_Natural Gas_Range_E1 | F1 | Commercial | Warehouse (ID) | New | Food Preparation | Natural Gas | Range | E1 | CCE | 0 | 0 | 0 | 0 | 0 | 0 | 0 | 0 | 0 | 0 | 0 | 0 | 0 | 0 | 0 | 0 | 0 | 0 | 0 | 0 | 0 | 0 | 0 | 0 | 0 | 0 | 0
F1_Commercial_Warehouse (ID)_New_Food Preparation_Natural Gas_Range_E2 | F1 | Commercial | Warehouse (ID) | New | Food Preparation | Natural Gas | Range | E2 | CCE | 1.6433e-05 | 1.6433e-05 | 1.6433e-05 | 1.6433e-05 | 1.6433e-05 | 1.6433e-05 | 1.6433e-05 | 1.6433e-05 | 1.6433e-05 | 1.6433e-05 | 1.6433e-05 | 1.6433e-05 | 1.6433e-05 | 1.6433e-05 | 1.6433e-05 | 1.6433e-05 | 1.6433e-05 | 1.6433e-05 | 1.6433e-05 | 1.6433e-05 | 1.6433e-05 | 1.6433e-05 | 1.6433e-05 | 1.6433e-05 | 1.6433e-05 | 1.6433e-05 | 1.6433e-05
F1_Commercial_Warehouse (ID)_New_Food Preparation_Natural Gas_Range_E3 | F1 | Commercial | Warehouse (ID) | New | Food Preparation | Natural Gas | Range | E3 | CCE | 0 | 0 | 0 | 0 | 0 | 0 | 0 | 0 | 0 | 0 | 0 | 0 | 0 | 0 | 0 | 0 | 0 | 0 | 0 | 0 | 0 | 0 | 0 | 0 | 0 | 0 | 0
F1_Commercial_Warehouse (ID)_New_Food Preparation_Natural Gas_Range_E4 | F1 | Commercial | Warehouse (ID) | New | Food Preparation | Natural Gas | Range | E4 | CCE | 0 | 0 | 0 | 0 | 0 | 0 | 0 | 0 | 0 | 0 | 0 | 0 | 0 | 0 | 0 | 0 | 0 | 0 | 0 | 0 | 0 | 0 | 0 | 0 | 0 | 0 | 0
F1_Commercial_Warehouse (ID)_New_Food Preparation_Natural Gas_Range_E5 | F1 | Commercial | Warehouse (ID) | New | Food Preparation | Natural Gas | Range | E5 | CCE | 0 | 0 | 0 | 0 | 0 | 0 | 0 | 0 | 0 | 0 | 0 | 0 | 0 | 0 | 0 | 0 | 0 | 0 | 0 | 0 | 0 | 0 | 0 | 0 | 0 | 0 | 0
F1_Commercial_Warehouse (ID)_New_Food Preparation_Natural Gas_Range_E6 | F1 | Commercial | Warehouse (ID) | New | Food Preparation | Natural Gas | Range | E6 | CCE | 0 | 0 | 0 | 0 | 0 | 0 | 0 | 0 | 0 | 0 | 0 | 0 | 0 | 0 | 0 | 0 | 0 | 0 | 0 | 0 | 0 | 0 | 0 | 0 | 0 | 0 | 0
F1_Commercial_Warehouse (ID)_New_Food Preparation_Natural Gas_Range_E7 | F1 | Commercial | Warehouse (ID) | New | Food Preparation | Natural Gas | Range | E7 | CCE | 0 | 0 | 0 | 0 | 0 | 0 | 0 | 0 | 0 | 0 | 0 | 0 | 0 | 0 | 0 | 0 | 0 | 0 | 0 | 0 | 0 | 0 | 0 | 0 | 0 | 0 | 0
F1_Commercial_Warehouse (ID)_New_Food Preparation_Natural Gas_Range_E8 | F1 | Commercial | Warehouse (ID) | New | Food Preparation | Natural Gas | Range | E8 | CCE | 0 | 0 | 0 | 0 | 0 | 0 | 0 | 0 | 0 | 0 | 0 | 0 | 0 | 0 | 0 | 0 | 0 | 0 | 0 | 0 | 0 | 0 | 0 | 0 | 0 | 0 | 0
F1_Commercial_Warehouse (ID)_New_Food Preparation_Natural Gas_Range_E9 | F1 | Commercial | Warehouse (ID) | New | Food Preparation | Natural Gas | Range | E9 | CCE | 0 | 0 | 0 | 0 | 0 | 0 | 0 | 0 | 0 | 0 | 0 | 0 | 0 | 0 | 0 | 0 | 0 | 0 | 0 | 0 | 0 | 0 | 0 | 0 | 0 | 0 | 0
F1_Commercial_Warehouse (ID)_New_Food Preparation_Natural Gas_Range_E10 | F1 | Commercial | Warehouse (ID) | New | Food Preparation | Natural Gas | Range | E10 | CCE | 0 | 0 | 0 | 0 | 0 | 0 | 0 | 0 | 0 | 0 | 0 | 0 | 0 | 0 | 0 | 0 | 0 | 0 | 0 | 0 | 0 | 0 | 0 | 0 | 0 | 0 | 0
F2_Commercial_Warehouse (ID)_New_Food Preparation_Natural Gas_Range_E1 | F2 | Commercial | Warehouse (ID) | New | Food Preparation | Natural Gas | Range | E1 | TRC BC Ratio | [24 empty] | 1 | 1 | 1 | bar: 2019 to 2042
F2_Commercial_Warehouse (ID)_New_Food Preparation_Natural Gas_Range_E2 | F2 | Commercial | Warehouse (ID) | New | Food Preparation | Natural Gas | Range | E2 | TRC BC Ratio | 211.0481 | 215.9204 | 222.0491 | 229.2789 | 237.6864 | 248.2899 | 259.3342 | 270.3461 | 280.9675 | 291.735 | 300.1387 | 307.956 | 316.384 | 324.5941 | 331.8349 | 338.5393 | 344.4519 | 350.2637 | 356.5145 | 362.5753 | 368.8102 | 375.3121 | 381.8764 | 388.6608 | 395.5657 | 402.5933 | 409.7457
F2_Commercial_Warehouse (ID)_New_Food Preparation_Natural Gas_Range_E3 | F2 | Commercial | Warehouse (ID) | New | Food Preparation | Natural Gas | Range | E3 | TRC BC Ratio | 0 | 0 | 0 | 0 | 0 | 0 | 0 | 0 | 0 | 0 | 0 | 0 | 0 | 0 | 0 | 0 | 0 | 0 | 0 | 0 | 0 | 0 | 0 | 0 | 0 | 0 | 0
F2_Commercial_Warehouse (ID)_New_Food Preparation_Natural Gas_Range_E4 | F2 | Commercial | Warehouse (ID) | New | Food Preparation | Natural Gas | Range | E4 | TRC BC Ratio | 0 | 0 | 0 | 0 | 0 | 0 | 0 | 0 | 0 | 0 | 0 | 0 | 0 | 0 | 0 | 0 | 0 | 0 | 0 | 0 | 0 | 0 | 0 | 0 | 0 | 0 | 0
F2_Commercial_Warehouse (ID)_New_Food Preparation_Natural Gas_Range_E5 | F2 | Commercial | Warehouse (ID) | New | Food Preparation | Natural Gas | Range | E5 | TRC BC Ratio | 0 | 0 | 0 | 0 | 0 | 0 | 0 | 0 | 0 | 0 | 0 | 0 | 0 | 0 | 0 | 0 | 0 | 0 | 0 | 0 | 0 | 0 | 0 | 0 | 0 | 0 | 0
F2_Commercial_Warehouse (ID)_New_Food Preparation_Natural Gas_Range_E6 | F2 | Commercial | Warehouse (ID) | New | Food Preparation | Natural Gas | Range | E6 | TRC BC Ratio | 0 | 0 | 0 | 0 | 0 | 0 | 0 | 0 | 0 | 0 | 0 | 0 | 0 | 0 | 0 | 0 | 0 | 0 | 0 | 0 | 0 | 0 | 0 | 0 | 0 | 0 | 0
F2_Commercial_Warehouse (ID)_New_Food Preparation_Natural Gas_Range_E7 | F2 | Commercial | Warehouse (ID) | New | Food Preparation | Natural Gas | Range | E7 | TRC BC Ratio | 0 | 0 | 0 | 0 | 0 | 0 | 0 | 0 | 0 | 0 | 0 | 0 | 0 | 0 | 0 | 0 | 0 | 0 | 0 | 0 | 0 | 0 | 0 | 0 | 0 | 0 | 0
F2_Commercial_Warehouse (ID)_New_Food Preparation_Natural Gas_Range_E8 | F2 | Commercial | Warehouse (ID) | New | Food Preparation | Natural Gas | Range | E8 | TRC BC Ratio | 0 | 0 | 0 | 0 | 0 | 0 | 0 | 0 | 0 | 0 | 0 | 0 | 0 | 0 | 0 | 0 | 0 | 0 | 0 | 0 | 0 | 0 | 0 | 0 | 0 | 0 | 0
F2_Commercial_Warehouse (ID)_New_Food Preparation_Natural Gas_Range_E9 | F2 | Commercial | Warehouse (ID) | New | Food Preparation | Natural Gas | Range | E9 | TRC BC Ratio | 0 | 0 | 0 | 0 | 0 | 0 | 0 | 0 | 0 | 0 | 0 | 0 | 0 | 0 | 0 | 0 | 0 | 0 | 0 | 0 | 0 | 0 | 0 | 0 | 0 | 0 | 0
F2_Commercial_Warehouse (ID)_New_Food Preparation_Natural Gas_Range_E10 | F2 | Commercial | Warehouse (ID) | New | Food Preparation | Natural Gas | Range | E10 | TRC BC Ratio | 0 | 0 | 0 | 0 | 0 | 0 | 0 | 0 | 0 | 0 | 0 | 0 | 0 | 0 | 0 | 0 | 0 | 0 | 0 | 0 | 0 | 0 | 0 | 0 | 0 | 0 | 0
F3_Commercial_Warehouse (ID)_New_Food Preparation_Natural Gas_Range_E1 | F3 | Commercial | Warehouse (ID) | New | Food Preparation | Natural Gas | Range | E1 | PACT BC Ratio | [24 empty] | 1 | 1 | 1 | bar: 2019 to 2042
F3_Commercial_Warehouse (ID)_New_Food Preparation_Natural Gas_Range_E2 | F3 | Commercial | Warehouse (ID) | New | Food Preparation | Natural Gas | Range | E2 | PACT BC Ratio | 417.9526 | 427.6015 | 439.7387 | 454.0563 | 470.7062 | 491.7049 | 513.5767 | 535.3843 | 556.4186 | 577.7422 | 594.3847 | 609.8657 | 626.5562 | 642.8153 | 657.1547 | 670.4319 | 682.1409 | 693.6505 | 706.0293 | 718.032 | 730.3793 | 743.2555 | 756.2553 | 769.6908 | 783.3651 | 797.2823 | 811.4467
F3_Commercial_Warehouse (ID)_New_Food Preparation_Natural Gas_Range_E3 | F3 | Commercial | Warehouse (ID) | New | Food Preparation | Natural Gas | Range | E3 | PACT BC Ratio | 0 | 0 | 0 | 0 | 0 | 0 | 0 | 0 | 0 | 0 | 0 | 0 | 0 | 0 | 0 | 0 | 0 | 0 | 0 | 0 | 0 | 0 | 0 | 0 | 0 | 0 | 0
F3_Commercial_Warehouse (ID)_New_Food Preparation_Natural Gas_Range_E4 | F3 | Commercial | Warehouse (ID) | New | Food Preparation | Natural Gas | Range | E4 | PACT BC Ratio | 0 | 0 | 0 | 0 | 0 | 0 | 0 | 0 | 0 | 0 | 0 | 0 | 0 | 0 | 0 | 0 | 0 | 0 | 0 | 0 | 0 | 0 | 0 | 0 | 0 | 0 | 0
F3_Commercial_Warehouse (ID)_New_Food Preparation_Natural Gas_Range_E5 | F3 | Commercial | Warehouse (ID) | New | Food Preparation | Natural Gas | Range | E5 | PACT BC Ratio | 0 | 0 | 0 | 0 | 0 | 0 | 0 | 0 | 0 | 0 | 0 | 0 | 0 | 0 | 0 | 0 | 0 | 0 | 0 | 0 | 0 | 0 | 0 | 0 | 0 | 0 | 0
F3_Commercial_Warehouse (ID)_New_Food Preparation_Natural Gas_Range_E6 | F3 | Commercial | Warehouse (ID) | New | Food Preparation | Natural Gas | Range | E6 | PACT BC Ratio | 0 | 0 | 0 | 0 | 0 | 0 | 0 | 0 | 0 | 0 | 0 | 0 | 0 | 0 | 0 | 0 | 0 | 0 | 0 | 0 | 0 | 0 | 0 | 0 | 0 | 0 | 0
F3_Commercial_Warehouse (ID)_New_Food Preparation_Natural Gas_Range_E7 | F3 | Commercial | Warehouse (ID) | New | Food Preparation | Natural Gas | Range | E7 | PACT BC Ratio | 0 | 0 | 0 | 0 | 0 | 0 | 0 | 0 | 0 | 0 | 0 | 0 | 0 | 0 | 0 | 0 | 0 | 0 | 0 | 0 | 0 | 0 | 0 | 0 | 0 | 0 | 0
F3_Commercial_Warehouse (ID)_New_Food Preparation_Natural Gas_Range_E8 | F3 | Commercial | Warehouse (ID) | New | Food Preparation | Natural Gas | Range | E8 | PACT BC Ratio | 0 | 0 | 0 | 0 | 0 | 0 | 0 | 0 | 0 | 0 | 0 | 0 | 0 | 0 | 0 | 0 | 0 | 0 | 0 | 0 | 0 | 0 | 0 | 0 | 0 | 0 | 0
F3_Commercial_Warehouse (ID)_New_Food Preparation_Natural Gas_Range_E9 | F3 | Commercial | Warehouse (ID) | New | Food Preparation | Natural Gas | Range | E9 | PACT BC Ratio | 0 | 0 | 0 | 0 | 0 | 0 | 0 | 0 | 0 | 0 | 0 | 0 | 0 | 0 | 0 | 0 | 0 | 0 | 0 | 0 | 0 | 0 | 0 | 0 | 0 | 0 | 0
F3_Commercial_Warehouse (ID)_New_Food Preparation_Natural Gas_Range_E10 | F3 | Commercial | Warehouse (ID) | New | Food Preparation | Natural Gas | Range | E10 | PACT BC Ratio | 0 | 0 | 0 | 0 | 0 | 0 | 0 | 0 | 0 | 0 | 0 | 0 | 0 | 0 | 0 | 0 | 0 | 0 | 0 | 0 | 0 | 0 | 0 | 0 | 0 | 0 | 0
F4_Commercial_Warehouse (ID)_New_Food Preparation_Natural Gas_Range_E1 | F4 | Commercial | Warehouse (ID) | New | Food Preparation | Natural Gas | Range | E1 | RVT BC Ratio | [24 empty] | 1 | 1 | 1 | bar: 2019 to 2042
F4_Commercial_Warehouse (ID)_New_Food Preparation_Natural Gas_Range_E2 | F4 | Commercial | Warehouse (ID) | New | Food Preparation | Natural Gas | Range | E2 | RVT BC Ratio | 301.6764 | 306.691 | 312.8023 | 320.2302 | 329.0665 | 340.7465 | 352.7279 | 364.318 | 374.9867 | 385.2328 | 395.7575 | 405.1584 | 414.9651 | 424.0282 | 431.6618 | 438.4269 | 443.974 | 449.2029 | 454.8127 | 459.9589 | 465.1068 | 473.2992 | 481.5703 | 490.1186 | 498.8188 | 507.6735 | 516.6856
F4_Commercial_Warehouse (ID)_New_Food Preparation_Natural Gas_Range_E3 | F4 | Commercial | Warehouse (ID) | New | Food Preparation | Natural Gas | Range | E3 | RVT BC Ratio | 0 | 0 | 0 | 0 | 0 | 0 | 0 | 0 | 0 | 0 | 0 | 0 | 0 | 0 | 0 | 0 | 0 | 0 | 0 | 0 | 0 | 0 | 0 | 0 | 0 | 0 | 0
F4_Commercial_Warehouse (ID)_New_Food Preparation_Natural Gas_Range_E4 | F4 | Commercial | Warehouse (ID) | New | Food Preparation | Natural Gas | Range | E4 | RVT BC Ratio | 0 | 0 | 0 | 0 | 0 | 0 | 0 | 0 | 0 | 0 | 0 | 0 | 0 | 0 | 0 | 0 | 0 | 0 | 0 | 0 | 0 | 0 | 0 | 0 | 0 | 0 | 0
F4_Commercial_Warehouse (ID)_New_Food Preparation_Natural Gas_Range_E5 | F4 | Commercial | Warehouse (ID) | New | Food Preparation | Natural Gas | Range | E5 | RVT BC Ratio | 0 | 0 | 0 | 0 | 0 | 0 | 0 | 0 | 0 | 0 | 0 | 0 | 0 | 0 | 0 | 0 | 0 | 0 | 0 | 0 | 0 | 0 | 0 | 0 | 0 | 0 | 0
F4_Commercial_Warehouse (ID)_New_Food Preparation_Natural Gas_Range_E6 | F4 | Commercial | Warehouse (ID) | New | Food Preparation | Natural Gas | Range | E6 | RVT BC Ratio | 0 | 0 | 0 | 0 | 0 | 0 | 0 | 0 | 0 | 0 | 0 | 0 | 0 | 0 | 0 | 0 | 0 | 0 | 0 | 0 | 0 | 0 | 0 | 0 | 0 | 0 | 0
F4_Commercial_Warehouse (ID)_New_Food Preparation_Natural Gas_Range_E7 | F4 | Commercial | Warehouse (ID) | New | Food Preparation | Natural Gas | Range | E7 | RVT BC Ratio | 0 | 0 | 0 | 0 | 0 | 0 | 0 | 0 | 0 | 0 | 0 | 0 | 0 | 0 | 0 | 0 | 0 | 0 | 0 | 0 | 0 | 0 | 0 | 0 | 0 | 0 | 0
F4_Commercial_Warehouse (ID)_New_Food Preparation_Natural Gas_Range_E8 | F4 | Commercial | Warehouse (ID) | New | Food Preparation | Natural Gas | Range | E8 | RVT BC Ratio | 0 | 0 | 0 | 0 | 0 | 0 | 0 | 0 | 0 | 0 | 0 | 0 | 0 | 0 | 0 | 0 | 0 | 0 | 0 | 0 | 0 | 0 | 0 | 0 | 0 | 0 | 0
F4_Commercial_Warehouse (ID)_New_Food Preparation_Natural Gas_Range_E9 | F4 | Commercial | Warehouse (ID) | New | Food Preparation | Natural Gas | Range | E9 | RVT BC Ratio | 0 | 0 | 0 | 0 | 0 | 0 | 0 | 0 | 0 | 0 | 0 | 0 | 0 | 0 | 0 | 0 | 0 | 0 | 0 | 0 | 0 | 0 | 0 | 0 | 0 | 0 | 0
F4_Commercial_Warehouse (ID)_New_Food Preparation_Natural Gas_Range_E10 | F4 | Commercial | Warehouse (ID) | New | Food Preparation | Natural Gas | Range | E10 | RVT BC Ratio | 0 | 0 | 0 | 0 | 0 | 0 | 0 | 0 | 0 | 0 | 0 | 0 | 0 | 0 | 0 | 0 | 0 | 0 | 0 | 0 | 0 | 0 | 0 | 0 | 0 | 0 | 0
F5_Commercial_Warehouse (ID)_New_Food Preparation_Natural Gas_Range_E1 | F5 | Commercial | Warehouse (ID) | New | Food Preparation | Natural Gas | Range | E1 | RIM BC Ratio | [24 empty] | 1 | 1 | 1 | bar: 2019 to 2042
F5_Commercial_Warehouse (ID)_New_Food Preparation_Natural Gas_Range_E2 | F5 | Commercial | Warehouse (ID) | New | Food Preparation | Natural Gas | Range | E2 | RIM BC Ratio | 0.83895 | 0.84429 | 0.8513 | 0.85864 | 0.86624 | 0.87388 | 0.88177 | 0.88998 | 0.89865 | 0.90828 | 0.90961 | 0.91166 | 0.91448 | 0.91817 | 0.92206 | 0.92618 | 0.93059 | 0.93528 | 0.94023 | 0.94552 | 0.95114 | 0.95116 | 0.95118 | 0.9512 | 0.95122 | 0.95124 | 0.95126
F5_Commercial_Warehouse (ID)_New_Food Preparation_Natural Gas_Range_E3 | F5 | Commercial | Warehouse (ID) | New | Food Preparation | Natural Gas | Range | E3 | RIM BC Ratio | 0 | 0 | 0 | 0 | 0 | 0 | 0 | 0 | 0 | 0 | 0 | 0 | 0 | 0 | 0 | 0 | 0 | 0 | 0 | 0 | 0 | 0 | 0 | 0 | 0 | 0 | 0
F5_Commercial_Warehouse (ID)_New_Food Preparation_Natural Gas_Range_E4 | F5 | Commercial | Warehouse (ID) | New | Food Preparation | Natural Gas | Range | E4 | RIM BC Ratio | 0 | 0 | 0 | 0 | 0 | 0 | 0 | 0 | 0 | 0 | 0 | 0 | 0 | 0 | 0 | 0 | 0 | 0 | 0 | 0 | 0 | 0 | 0 | 0 | 0 | 0 | 0
F5_Commercial_Warehouse (ID)_New_Food Preparation_Natural Gas_Range_E5 | F5 | Commercial | Warehouse (ID) | New | Food Preparation | Natural Gas | Range | E5 | RIM BC Ratio | 0 | 0 | 0 | 0 | 0 | 0 | 0 | 0 | 0 | 0 | 0 | 0 | 0 | 0 | 0 | 0 | 0 | 0 | 0 | 0 | 0 | 0 | 0 | 0 | 0 | 0 | 0
F5_Commercial_Warehouse (ID)_New_Food Preparation_Natural Gas_Range_E6 | F5 | Commercial | Warehouse (ID) | New | Food Preparation | Natural Gas | Range | E6 | RIM BC Ratio | 0 | 0 | 0 | 0 | 0 | 0 | 0 | 0 | 0 | 0 | 0 | 0 | 0 | 0 | 0 | 0 | 0 | 0 | 0 | 0 | 0 | 0 | 0 | 0 | 0 | 0 | 0
F5_Commercial_Warehouse (ID)_New_Food Preparation_Natural Gas_Range_E7 | F5 | Commercial | Warehouse (ID) | New | Food Preparation | Natural Gas | Range | E7 | RIM BC Ratio | 0 | 0 | 0 | 0 | 0 | 0 | 0 | 0 | 0 | 0 | 0 | 0 | 0 | 0 | 0 | 0 | 0 | 0 | 0 | 0 | 0 | 0 | 0 | 0 | 0 | 0 | 0
F5_Commercial_Warehouse (ID)_New_Food Preparation_Natural Gas_Range_E8 | F5 | Commercial | Warehouse (ID) | New | Food Preparation | Natural Gas | Range | E8 | RIM BC Ratio | 0 | 0 | 0 | 0 | 0 | 0 | 0 | 0 | 0 | 0 | 0 | 0 | 0 | 0 | 0 | 0 | 0 | 0 | 0 | 0 | 0 | 0 | 0 | 0 | 0 | 0 | 0
F5_Commercial_Warehouse (ID)_New_Food Preparation_Natural Gas_Range_E9 | F5 | Commercial | Warehouse (ID) | New | Food Preparation | Natural Gas | Range | E9 | RIM BC Ratio | 0 | 0 | 0 | 0 | 0 | 0 | 0 | 0 | 0 | 0 | 0 | 0 | 0 | 0 | 0 | 0 | 0 | 0 | 0 | 0 | 0 | 0 | 0 | 0 | 0 | 0 | 0
F5_Commercial_Warehouse (ID)_New_Food Preparation_Natural Gas_Range_E10 | F5 | Commercial | Warehouse (ID) | New | Food Preparation | Natural Gas | Range | E10 | RIM BC Ratio | 0 | 0 | 0 | 0 | 0 | 0 | 0 | 0 | 0 | 0 | 0 | 0 | 0 | 0 | 0 | 0 | 0 | 0 | 0 | 0 | 0 | 0 | 0 | 0 | 0 | 0 | 0
F0_Commercial_Warehouse (ID)_New_Food Preparation_Natural Gas_Steamer_E0 | F0 | Commercial | Warehouse (ID) | New | Food Preparation | Natural Gas | Steamer | E0 | Economic Unit | ENERGY STAR | ENERGY STAR | ENERGY STAR | ENERGY STAR | ENERGY STAR | ENERGY STAR | ENERGY STAR | ENERGY STAR | ENERGY STAR | ENERGY STAR | ENERGY STAR | ENERGY STAR | ENERGY STAR | ENERGY STAR | ENERGY STAR | ENERGY STAR | ENERGY STAR | ENERGY STAR | ENERGY STAR | ENERGY STAR | ENERGY STAR | ENERGY STAR | ENERGY STAR | ENERGY STAR | ENERGY STAR | ENERGY STAR | ENERGY STAR
F1_Commercial_Warehouse (ID)_New_Food Preparation_Natural Gas_Steamer_E1 | F1 | Commercial | Warehouse (ID) | New | Food Preparation | Natural Gas | Steamer | E1 | CCE | 0 | 0 | 0 | 0 | 0 | 0 | 0 | 0 | 0 | 0 | 0 | 0 | 0 | 0 | 0 | 0 | 0 | 0 | 0 | 0 | 0 | 0 | 0 | 0 | 0 | 0 | 0
F1_Commercial_Warehouse (ID)_New_Food Preparation_Natural Gas_Steamer_E2 | F1 | Commercial | Warehouse (ID) | New | Food Preparation | Natural Gas | Steamer | E2 | CCE | 0.0015697 | 0.0015697 | 0.0015697 | 0.0015697 | 0.0015697 | 0.0015697 | 0.0015697 | 0.0015697 | 0.0015697 | 0.0015697 | 0.0015697 | 0.0015697 | 0.0015697 | 0.0015697 | 0.0015697 | 0.0015697 | 0.0015697 | 0.0015697 | 0.0015697 | 0.0015697 | 0.0015697 | 0.0015697 | 0.0015697 | 0.0015697 | 0.0015697 | 0.0015697 | 0.0015697
F1_Commercial_Warehouse (ID)_New_Food Preparation_Natural Gas_Steamer_E3 | F1 | Commercial | Warehouse (ID) | New | Food Preparation | Natural Gas | Steamer | E3 | CCE | 0 | 0 | 0 | 0 | 0 | 0 | 0 | 0 | 0 | 0 | 0 | 0 | 0 | 0 | 0 | 0 | 0 | 0 | 0 | 0 | 0 | 0 | 0 | 0 | 0 | 0 | 0
F1_Commercial_Warehouse (ID)_New_Food Preparation_Natural Gas_Steamer_E4 | F1 | Commercial | Warehouse (ID) | New | Food Preparation | Natural Gas | Steamer | E4 | CCE | 0 | 0 | 0 | 0 | 0 | 0 | 0 | 0 | 0 | 0 | 0 | 0 | 0 | 0 | 0 | 0 | 0 | 0 | 0 | 0 | 0 | 0 | 0 | 0 | 0 | 0 | 0
F1_Commercial_Warehouse (ID)_New_Food Preparation_Natural Gas_Steamer_E5 | F1 | Commercial | Warehouse (ID) | New | Food Preparation | Natural Gas | Steamer | E5 | CCE | 0 | 0 | 0 | 0 | 0 | 0 | 0 | 0 | 0 | 0 | 0 | 0 | 0 | 0 | 0 | 0 | 0 | 0 | 0 | 0 | 0 | 0 | 0 | 0 | 0 | 0 | 0
F1_Commercial_Warehouse (ID)_New_Food Preparation_Natural Gas_Steamer_E6 | F1 | Commercial | Warehouse (ID) | New | Food Preparation | Natural Gas | Steamer | E6 | CCE | 0 | 0 | 0 | 0 | 0 | 0 | 0 | 0 | 0 | 0 | 0 | 0 | 0 | 0 | 0 | 0 | 0 | 0 | 0 | 0 | 0 | 0 | 0 | 0 | 0 | 0 | 0
F1_Commercial_Warehouse (ID)_New_Food Preparation_Natural Gas_Steamer_E7 | F1 | Commercial | Warehouse (ID) | New | Food Preparation | Natural Gas | Steamer | E7 | CCE | 0 | 0 | 0 | 0 | 0 | 0 | 0 | 0 | 0 | 0 | 0 | 0 | 0 | 0 | 0 | 0 | 0 | 0 | 0 | 0 | 0 | 0 | 0 | 0 | 0 | 0 | 0
F1_Commercial_Warehouse (ID)_New_Food Preparation_Natural Gas_Steamer_E8 | F1 | Commercial | Warehouse (ID) | New | Food Preparation | Natural Gas | Steamer | E8 | CCE | 0 | 0 | 0 | 0 | 0 | 0 | 0 | 0 | 0 | 0 | 0 | 0 | 0 | 0 | 0 | 0 | 0 | 0 | 0 | 0 | 0 | 0 | 0 | 0 | 0 | 0 | 0
F1_Commercial_Warehouse (ID)_New_Food Preparation_Natural Gas_Steamer_E9 | F1 | Commercial | Warehouse (ID) | New | Food Preparation | Natural Gas | Steamer | E9 | CCE | 0 | 0 | 0 | 0 | 0 | 0 | 0 | 0 | 0 | 0 | 0 | 0 | 0 | 0 | 0 | 0 | 0 | 0 | 0 | 0 | 0 | 0 | 0 | 0 | 0 | 0 | 0
F1_Commercial_Warehouse (ID)_New_Food Preparation_Natural Gas_Steamer_E10 | F1 | Commercial | Warehouse (ID) | New | Food Preparation | Natural Gas | Steamer | E10 | CCE | 0 | 0 | 0 | 0 | 0 | 0 | 0 | 0 | 0 | 0 | 0 | 0 | 0 | 0 | 0 | 0 | 0 | 0 | 0 | 0 | 0 | 0 | 0 | 0 | 0 | 0 | 0
F2_Commercial_Warehouse (ID)_New_Food Preparation_Natural Gas_Steamer_E1 | F2 | Commercial | Warehouse (ID) | New | Food Preparation | Natural Gas | Steamer | E1 | TRC BC Ratio | [24 empty] | 1 | 1 | 1 | bar: 2019 to 2042
F2_Commercial_Warehouse (ID)_New_Food Preparation_Natural Gas_Steamer_E2 | F2 | Commercial | Warehouse (ID) | New | Food Preparation | Natural Gas | Steamer | E2 | TRC BC Ratio | 2.2673 | 2.3245 | 2.3922 | 2.4698 | 2.5575 | 2.6642 | 2.7741 | 2.8829 | 2.9877 | 3.0939 | 3.1784 | 3.2576 | 3.3426 | 3.4259 | 3.5004 | 3.57 | 3.6325 | 3.6942 | 3.7601 | 3.8244 | 3.8904 | 3.959 | 4.0284 | 4.1 | 4.1728 | 4.247 | 4.3224
F2_Commercial_Warehouse (ID)_New_Food Preparation_Natural Gas_Steamer_E3 | F2 | Commercial | Warehouse (ID) | New | Food Preparation | Natural Gas | Steamer | E3 | TRC BC Ratio | 0 | 0 | 0 | 0 | 0 | 0 | 0 | 0 | 0 | 0 | 0 | 0 | 0 | 0 | 0 | 0 | 0 | 0 | 0 | 0 | 0 | 0 | 0 | 0 | 0 | 0 | 0
F2_Commercial_Warehouse (ID)_New_Food Preparation_Natural Gas_Steamer_E4 | F2 | Commercial | Warehouse (ID) | New | Food Preparation | Natural Gas | Steamer | E4 | TRC BC Ratio | 0 | 0 | 0 | 0 | 0 | 0 | 0 | 0 | 0 | 0 | 0 | 0 | 0 | 0 | 0 | 0 | 0 | 0 | 0 | 0 | 0 | 0 | 0 | 0 | 0 | 0 | 0
F2_Commercial_Warehouse (ID)_New_Food Preparation_Natural Gas_Steamer_E5 | F2 | Commercial | Warehouse (ID) | New | Food Preparation | Natural Gas | Steamer | E5 | TRC BC Ratio | 0 | 0 | 0 | 0 | 0 | 0 | 0 | 0 | 0 | 0 | 0 | 0 | 0 | 0 | 0 | 0 | 0 | 0 | 0 | 0 | 0 | 0 | 0 | 0 | 0 | 0 | 0
F2_Commercial_Warehouse (ID)_New_Food Preparation_Natural Gas_Steamer_E6 | F2 | Commercial | Warehouse (ID) | New | Food Preparation | Natural Gas | Steamer | E6 | TRC BC Ratio | 0 | 0 | 0 | 0 | 0 | 0 | 0 | 0 | 0 | 0 | 0 | 0 | 0 | 0 | 0 | 0 | 0 | 0 | 0 | 0 | 0 | 0 | 0 | 0 | 0 | 0 | 0
F2_Commercial_Warehouse (ID)_New_Food Preparation_Natural Gas_Steamer_E7 | F2 | Commercial | Warehouse (ID) | New | Food Preparation | Natural Gas | Steamer | E7 | TRC BC Ratio | 0 | 0 | 0 | 0 | 0 | 0 | 0 | 0 | 0 | 0 | 0 | 0 | 0 | 0 | 0 | 0 | 0 | 0 | 0 | 0 | 0 | 0 | 0 | 0 | 0 | 0 | 0
F2_Commercial_Warehouse (ID)_New_Food Preparation_Natural Gas_Steamer_E8 | F2 | Commercial | Warehouse (ID) | New | Food Preparation | Natural Gas | Steamer | E8 | TRC BC Ratio | 0 | 0 | 0 | 0 | 0 | 0 | 0 | 0 | 0 | 0 | 0 | 0 | 0 | 0 | 0 | 0 | 0 | 0 | 0 | 0 | 0 | 0 | 0 | 0 | 0 | 0 | 0
F2_Commercial_Warehouse (ID)_New_Food Preparation_Natural Gas_Steamer_E9 | F2 | Commercial | Warehouse (ID) | New | Food Preparation | Natural Gas | Steamer | E9 | TRC BC Ratio | 0 | 0 | 0 | 0 | 0 | 0 | 0 | 0 | 0 | 0 | 0 | 0 | 0 | 0 | 0 | 0 | 0 | 0 | 0 | 0 | 0 | 0 | 0 | 0 | 0 | 0 | 0
F2_Commercial_Warehouse (ID)_New_Food Preparation_Natural Gas_Steamer_E10 | F2 | Commercial | Warehouse (ID) | New | Food Preparation | Natural Gas | Steamer | E10 | TRC BC Ratio | 0 | 0 | 0 | 0 | 0 | 0 | 0 | 0 | 0 | 0 | 0 | 0 | 0 | 0 | 0 | 0 | 0 | 0 | 0 | 0 | 0 | 0 | 0 | 0 | 0 | 0 | 0
F3_Commercial_Warehouse (ID)_New_Food Preparation_Natural Gas_Steamer_E1 | F3 | Commercial | Warehouse (ID) | New | Food Preparation | Natural Gas | Steamer | E1 | PACT BC Ratio | [24 empty] | 1 | 1 | 1 | bar: 2019 to 2042
F3_Commercial_Warehouse (ID)_New_Food Preparation_Natural Gas_Steamer_E2 | F3 | Commercial | Warehouse (ID) | New | Food Preparation | Natural Gas | Steamer | E2 | PACT BC Ratio | 4.4902 | 4.6033 | 4.7374 | 4.891 | 5.0648 | 5.2762 | 5.4938 | 5.7093 | 5.9167 | 6.127 | 6.2944 | 6.4512 | 6.6196 | 6.7845 | 6.932 | 7.07 | 7.1937 | 7.3159 | 7.4463 | 7.5736 | 7.7044 | 7.8404 | 7.9778 | 8.1195 | 8.2637 | 8.4105 | 8.56
F3_Commercial_Warehouse (ID)_New_Food Preparation_Natural Gas_Steamer_E3 | F3 | Commercial | Warehouse (ID) | New | Food Preparation | Natural Gas | Steamer | E3 | PACT BC Ratio | 0 | 0 | 0 | 0 | 0 | 0 | 0 | 0 | 0 | 0 | 0 | 0 | 0 | 0 | 0 | 0 | 0 | 0 | 0 | 0 | 0 | 0 | 0 | 0 | 0 | 0 | 0
F3_Commercial_Warehouse (ID)_New_Food Preparation_Natural Gas_Steamer_E4 | F3 | Commercial | Warehouse (ID) | New | Food Preparation | Natural Gas | Steamer | E4 | PACT BC Ratio | 0 | 0 | 0 | 0 | 0 | 0 | 0 | 0 | 0 | 0 | 0 | 0 | 0 | 0 | 0 | 0 | 0 | 0 | 0 | 0 | 0 | 0 | 0 | 0 | 0 | 0 | 0
F3_Commercial_Warehouse (ID)_New_Food Preparation_Natural Gas_Steamer_E5 | F3 | Commercial | Warehouse (ID) | New | Food Preparation | Natural Gas | Steamer | E5 | PACT BC Ratio | 0 | 0 | 0 | 0 | 0 | 0 | 0 | 0 | 0 | 0 | 0 | 0 | 0 | 0 | 0 | 0 | 0 | 0 | 0 | 0 | 0 | 0 | 0 | 0 | 0 | 0 | 0
F3_Commercial_Warehouse (ID)_New_Food Preparation_Natural Gas_Steamer_E6 | F3 | Commercial | Warehouse (ID) | New | Food Preparation | Natural Gas | Steamer | E6 | PACT BC Ratio | 0 | 0 | 0 | 0 | 0 | 0 | 0 | 0 | 0 | 0 | 0 | 0 | 0 | 0 | 0 | 0 | 0 | 0 | 0 | 0 | 0 | 0 | 0 | 0 | 0 | 0 | 0
F3_Commercial_Warehouse (ID)_New_Food Preparation_Natural Gas_Steamer_E7 | F3 | Commercial | Warehouse (ID) | New | Food Preparation | Natural Gas | Steamer | E7 | PACT BC Ratio | 0 | 0 | 0 | 0 | 0 | 0 | 0 | 0 | 0 | 0 | 0 | 0 | 0 | 0 | 0 | 0 | 0 | 0 | 0 | 0 | 0 | 0 | 0 | 0 | 0 | 0 | 0
F3_Commercial_Warehouse (ID)_New_Food Preparation_Natural Gas_Steamer_E8 | F3 | Commercial | Warehouse (ID) | New | Food Preparation | Natural Gas | Steamer | E8 | PACT BC Ratio | 0 | 0 | 0 | 0 | 0 | 0 | 0 | 0 | 0 | 0 | 0 | 0 | 0 | 0 | 0 | 0 | 0 | 0 | 0 | 0 | 0 | 0 | 0 | 0 | 0 | 0 | 0
F3_Commercial_Warehouse (ID)_New_Food Preparation_Natural Gas_Steamer_E9 | F3 | Commercial | Warehouse (ID) | New | Food Preparation | Natural Gas | Steamer | E9 | PACT BC Ratio | 0 | 0 | 0 | 0 | 0 | 0 | 0 | 0 | 0 | 0 | 0 | 0 | 0 | 0 | 0 | 0 | 0 | 0 | 0 | 0 | 0 | 0 | 0 | 0 | 0 | 0 | 0
F3_Commercial_Warehouse (ID)_New_Food Preparation_Natural Gas_Steamer_E10 | F3 | Commercial | Warehouse (ID) | New | Food Preparation | Natural Gas | Steamer | E10 | PACT BC Ratio | 0 | 0 | 0 | 0 | 0 | 0 | 0 | 0 | 0 | 0 | 0 | 0 | 0 | 0 | 0 | 0 | 0 | 0 | 0 | 0 | 0 | 0 | 0 | 0 | 0 | 0 | 0
F4_Commercial_Warehouse (ID)_New_Food Preparation_Natural Gas_Steamer_E1 | F4 | Commercial | Warehouse (ID) | New | Food Preparation | Natural Gas | Steamer | E1 | RVT BC Ratio | [24 empty] | 1 | 1 | 1 | bar: 2019 to 2042
F4_Commercial_Warehouse (ID)_New_Food Preparation_Natural Gas_Steamer_E2 | F4 | Commercial | Warehouse (ID) | New | Food Preparation | Natural Gas | Steamer | E2 | RVT BC Ratio | 3.6105 | 3.6711 | 3.7421 | 3.8249 | 3.9198 | 4.0383 | 4.157 | 4.2698 | 4.3719 | 4.4708 | 4.5734 | 4.6665 | 4.7649 | 4.858 | 4.938 | 5.0102 | 5.0713 | 5.1297 | 5.1917 | 5.2497 | 5.3078 | 5.3943 | 5.4818 | 5.5719 | 5.6637 | 5.7571 | 5.8522
F4_Commercial_Warehouse (ID)_New_Food Preparation_Natural Gas_Steamer_E3 | F4 | Commercial | Warehouse (ID) | New | Food Preparation | Natural Gas | Steamer | E3 | RVT BC Ratio | 0 | 0 | 0 | 0 | 0 | 0 | 0 | 0 | 0 | 0 | 0 | 0 | 0 | 0 | 0 | 0 | 0 | 0 | 0 | 0 | 0 | 0 | 0 | 0 | 0 | 0 | 0
F4_Commercial_Warehouse (ID)_New_Food Preparation_Natural Gas_Steamer_E4 | F4 | Commercial | Warehouse (ID) | New | Food Preparation | Natural Gas | Steamer | E4 | RVT BC Ratio | 0 | 0 | 0 | 0 | 0 | 0 | 0 | 0 | 0 | 0 | 0 | 0 | 0 | 0 | 0 | 0 | 0 | 0 | 0 | 0 | 0 | 0 | 0 | 0 | 0 | 0 | 0
F4_Commercial_Warehouse (ID)_New_Food Preparation_Natural Gas_Steamer_E5 | F4 | Commercial | Warehouse (ID) | New | Food Preparation | Natural Gas | Steamer | E5 | RVT BC Ratio | 0 | 0 | 0 | 0 | 0 | 0 | 0 | 0 | 0 | 0 | 0 | 0 | 0 | 0 | 0 | 0 | 0 | 0 | 0 | 0 | 0 | 0 | 0 | 0 | 0 | 0 | 0
F4_Commercial_Warehouse (ID)_New_Food Preparation_Natural Gas_Steamer_E6 | F4 | Commercial | Warehouse (ID) | New | Food Preparation | Natural Gas | Steamer | E6 | RVT BC Ratio | 0 | 0 | 0 | 0 | 0 | 0 | 0 | 0 | 0 | 0 | 0 | 0 | 0 | 0 | 0 | 0 | 0 | 0 | 0 | 0 | 0 | 0 | 0 | 0 | 0 | 0 | 0
F4_Commercial_Warehouse (ID)_New_Food Preparation_Natural Gas_Steamer_E7 | F4 | Commercial | Warehouse (ID) | New | Food Preparation | Natural Gas | Steamer | E7 | RVT BC Ratio | 0 | 0 | 0 | 0 | 0 | 0 | 0 | 0 | 0 | 0 | 0 | 0 | 0 | 0 | 0 | 0 | 0 | 0 | 0 | 0 | 0 | 0 | 0 | 0 | 0 | 0 | 0
F4_Commercial_Warehouse (ID)_New_Food Preparation_Natural Gas_Steamer_E8 | F4 | Commercial | Warehouse (ID) | New | Food Preparation | Natural Gas | Steamer | E8 | RVT BC Ratio | 0 | 0 | 0 | 0 | 0 | 0 | 0 | 0 | 0 | 0 | 0 | 0 | 0 | 0 | 0 | 0 | 0 | 0 | 0 | 0 | 0 | 0 | 0 | 0 | 0 | 0 | 0
F4_Commercial_Warehouse (ID)_New_Food Preparation_Natural Gas_Steamer_E9 | F4 | Commercial | Warehouse (ID) | New | Food Preparation | Natural Gas | Steamer | E9 | RVT BC Ratio | 0 | 0 | 0 | 0 | 0 | 0 | 0 | 0 | 0 | 0 | 0 | 0 | 0 | 0 | 0 | 0 | 0 | 0 | 0 | 0 | 0 | 0 | 0 | 0 | 0 | 0 | 0
F4_Commercial_Warehouse (ID)_New_Food Preparation_Natural Gas_Steamer_E10 | F4 | Commercial | Warehouse (ID) | New | Food Preparation | Natural Gas | Steamer | E10 | RVT BC Ratio | 0 | 0 | 0 | 0 | 0 | 0 | 0 | 0 | 0 | 0 | 0 | 0 | 0 | 0 | 0 | 0 | 0 | 0 | 0 | 0 | 0 | 0 | 0 | 0 | 0 | 0 | 0
F5_Commercial_Warehouse (ID)_New_Food Preparation_Natural Gas_Steamer_E1 | F5 | Commercial | Warehouse (ID) | New | Food Preparation | Natural Gas | Steamer | E1 | RIM BC Ratio | [24 empty] | 1 | 1 | 1 | bar: 2019 to 2042
F5_Commercial_Warehouse (ID)_New_Food Preparation_Natural Gas_Steamer_E2 | F5 | Commercial | Warehouse (ID) | New | Food Preparation | Natural Gas | Steamer | E2 | RIM BC Ratio | 0.71403 | 0.72058 | 0.72819 | 0.73634 | 0.74493 | 0.75434 | 0.76404 | 0.77397 | 0.78419 | 0.79486 | 0.79903 | 0.80326 | 0.8079 | 0.81279 | 0.81752 | 0.82224 | 0.82693 | 0.83176 | 0.83685 | 0.84211 | 0.8476 | 0.84922 | 0.85081 | 0.8524 | 0.85396 | 0.85551 | 0.85703
F5_Commercial_Warehouse (ID)_New_Food Preparation_Natural Gas_Steamer_E3 | F5 | Commercial | Warehouse (ID) | New | Food Preparation | Natural Gas | Steamer | E3 | RIM BC Ratio | 0 | 0 | 0 | 0 | 0 | 0 | 0 | 0 | 0 | 0 | 0 | 0 | 0 | 0 | 0 | 0 | 0 | 0 | 0 | 0 | 0 | 0 | 0 | 0 | 0 | 0 | 0
F5_Commercial_Warehouse (ID)_New_Food Preparation_Natural Gas_Steamer_E4 | F5 | Commercial | Warehouse (ID) | New | Food Preparation | Natural Gas | Steamer | E4 | RIM BC Ratio | 0 | 0 | 0 | 0 | 0 | 0 | 0 | 0 | 0 | 0 | 0 | 0 | 0 | 0 | 0 | 0 | 0 | 0 | 0 | 0 | 0 | 0 | 0 | 0 | 0 | 0 | 0
F5_Commercial_Warehouse (ID)_New_Food Preparation_Natural Gas_Steamer_E5 | F5 | Commercial | Warehouse (ID) | New | Food Preparation | Natural Gas | Steamer | E5 | RIM BC Ratio | 0 | 0 | 0 | 0 | 0 | 0 | 0 | 0 | 0 | 0 | 0 | 0 | 0 | 0 | 0 | 0 | 0 | 0 | 0 | 0 | 0 | 0 | 0 | 0 | 0 | 0 | 0
F5_Commercial_Warehouse (ID)_New_Food Preparation_Natural Gas_Steamer_E6 | F5 | Commercial | Warehouse (ID) | New | Food Preparation | Natural Gas | Steamer | E6 | RIM BC Ratio | 0 | 0 | 0 | 0 | 0 | 0 | 0 | 0 | 0 | 0 | 0 | 0 | 0 | 0 | 0 | 0 | 0 | 0 | 0 | 0 | 0 | 0 | 0 | 0 | 0 | 0 | 0
F5_Commercial_Warehouse (ID)_New_Food Preparation_Natural Gas_Steamer_E7 | F5 | Commercial | Warehouse (ID) | New | Food Preparation | Natural Gas | Steamer | E7 | RIM BC Ratio | 0 | 0 | 0 | 0 | 0 | 0 | 0 | 0 | 0 | 0 | 0 | 0 | 0 | 0 | 0 | 0 | 0 | 0 | 0 | 0 | 0 | 0 | 0 | 0 | 0 | 0 | 0
F5_Commercial_Warehouse (ID)_New_Food Preparation_Natural Gas_Steamer_E8 | F5 | Commercial | Warehouse (ID) | New | Food Preparation | Natural Gas | Steamer | E8 | RIM BC Ratio | 0 | 0 | 0 | 0 | 0 | 0 | 0 | 0 | 0 | 0 | 0 | 0 | 0 | 0 | 0 | 0 | 0 | 0 | 0 | 0 | 0 | 0 | 0 | 0 | 0 | 0 | 0
F5_Commercial_Warehouse (ID)_New_Food Preparation_Natural Gas_Steamer_E9 | F5 | Commercial | Warehouse (ID) | New | Food Preparation | Natural Gas | Steamer | E9 | RIM BC Ratio | 0 | 0 | 0 | 0 | 0 | 0 | 0 | 0 | 0 | 0 | 0 | 0 | 0 | 0 | 0 | 0 | 0 | 0 | 0 | 0 | 0 | 0 | 0 | 0 | 0 | 0 | 0
F5_Commercial_Warehouse (ID)_New_Food Preparation_Natural Gas_Steamer_E10 | F5 | Commercial | Warehouse (ID) | New | Food Preparation | Natural Gas | Steamer | E10 | RIM BC Ratio | 0 | 0 | 0 | 0 | 0 | 0 | 0 | 0 | 0 | 0 | 0 | 0 | 0 | 0 | 0 | 0 | 0 | 0 | 0 | 0 | 0 | 0 | 0 | 0 | 0 | 0 | 0
F0_Commercial_Warehouse (ID)_New_Food Preparation_Natural Gas_Food Prep Other_E0 | F0 | Commercial | Warehouse (ID) | New | Food Preparation | Natural Gas | Food Prep Other | E0 | Economic Unit | Standard | Standard | Standard | Standard | Standard | Standard | Standard | Standard | Standard | Standard | Standard | Standard | Standard | Standard | Standard | Standard | Standard | Standard | Standard | Standard | Standard | Standard | Standard | Standard | Standard | Standard | Standard
F1_Commercial_Warehouse (ID)_New_Food Preparation_Natural Gas_Food Prep Other_E1 | F1 | Commercial | Warehouse (ID) | New | Food Preparation | Natural Gas | Food Prep Other | E1 | CCE | 0 | 0 | 0 | 0 | 0 | 0 | 0 | 0 | 0 | 0 | 0 | 0 | 0 | 0 | 0 | 0 | 0 | 0 | 0 | 0 | 0 | 0 | 0 | 0 | 0 | 0 | 0
F1_Commercial_Warehouse (ID)_New_Food Preparation_Natural Gas_Food Prep Other_E2 | F1 | Commercial | Warehouse (ID) | New | Food Preparation | Natural Gas | Food Prep Other | E2 | CCE | 0.19058 | 0.19058 | 0.19058 | 0.19058 | 0.19058 | 0.19058 | 0.19058 | 0.19058 | 0.19058 | 0.19058 | 0.19058 | 0.19058 | 0.19058 | 0.19058 | 0.19058 | 0.19058 | 0.19058 | 0.19058 | 0.19058 | 0.19058 | 0.19058 | 0.19058 | 0.19058 | 0.19058 | 0.19058 | 0.19058 | 0.19058
F1_Commercial_Warehouse (ID)_New_Food Preparation_Natural Gas_Food Prep Other_E3 | F1 | Commercial | Warehouse (ID) | New | Food Preparation | Natural Gas | Food Prep Other | E3 | CCE | 0 | 0 | 0 | 0 | 0 | 0 | 0 | 0 | 0 | 0 | 0 | 0 | 0 | 0 | 0 | 0 | 0 | 0 | 0 | 0 | 0 | 0 | 0 | 0 | 0 | 0 | 0
F1_Commercial_Warehouse (ID)_New_Food Preparation_Natural Gas_Food Prep Other_E4 | F1 | Commercial | Warehouse (ID) | New | Food Preparation | Natural Gas | Food Prep Other | E4 | CCE | 0 | 0 | 0 | 0 | 0 | 0 | 0 | 0 | 0 | 0 | 0 | 0 | 0 | 0 | 0 | 0 | 0 | 0 | 0 | 0 | 0 | 0 | 0 | 0 | 0 | 0 | 0
F1_Commercial_Warehouse (ID)_New_Food Preparation_Natural Gas_Food Prep Other_E5 | F1 | Commercial | Warehouse (ID) | New | Food Preparation | Natural Gas | Food Prep Other | E5 | CCE | 0 | 0 | 0 | 0 | 0 | 0 | 0 | 0 | 0 | 0 | 0 | 0 | 0 | 0 | 0 | 0 | 0 | 0 | 0 | 0 | 0 | 0 | 0 | 0 | 0 | 0 | 0
F1_Commercial_Warehouse (ID)_New_Food Preparation_Natural Gas_Food Prep Other_E6 | F1 | Commercial | Warehouse (ID) | New | Food Preparation | Natural Gas | Food Prep Other | E6 | CCE | 0 | 0 | 0 | 0 | 0 | 0 | 0 | 0 | 0 | 0 | 0 | 0 | 0 | 0 | 0 | 0 | 0 | 0 | 0 | 0 | 0 | 0 | 0 | 0 | 0 | 0 | 0
F1_Commercial_Warehouse (ID)_New_Food Preparation_Natural Gas_Food Prep Other_E7 | F1 | Commercial | Warehouse (ID) | New | Food Preparation | Natural Gas | Food Prep Other | E7 | CCE | 0 | 0 | 0 | 0 | 0 | 0 | 0 | 0 | 0 | 0 | 0 | 0 | 0 | 0 | 0 | 0 | 0 | 0 | 0 | 0 | 0 | 0 | 0 | 0 | 0 | 0 | 0
F1_Commercial_Warehouse (ID)_New_Food Preparation_Natural Gas_Food Prep Other_E8 | F1 | Commercial | Warehouse (ID) | New | Food Preparation | Natural Gas | Food Prep Other | E8 | CCE | 0 | 0 | 0 | 0 | 0 | 0 | 0 | 0 | 0 | 0 | 0 | 0 | 0 | 0 | 0 | 0 | 0 | 0 | 0 | 0 | 0 | 0 | 0 | 0 | 0 | 0 | 0
F1_Commercial_Warehouse (ID)_New_Food Preparation_Natural Gas_Food Prep Other_E9 | F1 | Commercial | Warehouse (ID) | New | Food Preparation | Natural Gas | Food Prep Other | E9 | CCE | 0 | 0 | 0 | 0 | 0 | 0 | 0 | 0 | 0 | 0 | 0 | 0 | 0 | 0 | 0 | 0 | 0 | 0 | 0 | 0 | 0 | 0 | 0 | 0 | 0 | 0 | 0
F1_Commercial_Warehouse (ID)_New_Food Preparation_Natural Gas_Food Prep Other_E10 | F1 | Commercial | Warehouse (ID) | New | Food Preparation | Natural Gas | Food Prep Other | E10 | CCE | 0 | 0 | 0 | 0 | 0 | 0 | 0 | 0 | 0 | 0 | 0 | 0 | 0 | 0 | 0 | 0 | 0 | 0 | 0 | 0 | 0 | 0 | 0 | 0 | 0 | 0 | 0
F2_Commercial_Warehouse (ID)_New_Food Preparation_Natural Gas_Food Prep Other_E1 | F2 | Commercial | Warehouse (ID) | New | Food Preparation | Natural Gas | Food Prep Other | E1 | TRC BC Ratio | [24 empty] | 1 | 1 | 1 | bar: 2019 to 2042
F2_Commercial_Warehouse (ID)_New_Food Preparation_Natural Gas_Food Prep Other_E2 | F2 | Commercial | Warehouse (ID) | New | Food Preparation | Natural Gas | Food Prep Other | E2 | TRC BC Ratio | 0.018197 | 0.018618 | 0.019146 | 0.019769 | 0.020494 | 0.021409 | 0.022361 | 0.02331 | 0.024226 | 0.025155 | 0.025879 | 0.026553 | 0.02728 | 0.027988 | 0.028612 | 0.02919 | 0.0297 | 0.030201 | 0.03074 | 0.031263 | 0.0318 | 0.032361 | 0.032927 | 0.033512 | 0.034107 | 0.034713 | 0.03533
F2_Commercial_Warehouse (ID)_New_Food Preparation_Natural Gas_Food Prep Other_E3 | F2 | Commercial | Warehouse (ID) | New | Food Preparation | Natural Gas | Food Prep Other | E3 | TRC BC Ratio | 0 | 0 | 0 | 0 | 0 | 0 | 0 | 0 | 0 | 0 | 0 | 0 | 0 | 0 | 0 | 0 | 0 | 0 | 0 | 0 | 0 | 0 | 0 | 0 | 0 | 0 | 0
F2_Commercial_Warehouse (ID)_New_Food Preparation_Natural Gas_Food Prep Other_E4 | F2 | Commercial | Warehouse (ID) | New | Food Preparation | Natural Gas | Food Prep Other | E4 | TRC BC Ratio | 0 | 0 | 0 | 0 | 0 | 0 | 0 | 0 | 0 | 0 | 0 | 0 | 0 | 0 | 0 | 0 | 0 | 0 | 0 | 0 | 0 | 0 | 0 | 0 | 0 | 0 | 0
F2_Commercial_Warehouse (ID)_New_Food Preparation_Natural Gas_Food Prep Other_E5 | F2 | Commercial | Warehouse (ID) | New | Food Preparation | Natural Gas | Food Prep Other | E5 | TRC BC Ratio | 0 | 0 | 0 | 0 | 0 | 0 | 0 | 0 | 0 | 0 | 0 | 0 | 0 | 0 | 0 | 0 | 0 | 0 | 0 | 0 | 0 | 0 | 0 | 0 | 0 | 0 | 0
F2_Commercial_Warehouse (ID)_New_Food Preparation_Natural Gas_Food Prep Other_E6 | F2 | Commercial | Warehouse (ID) | New | Food Preparation | Natural Gas | Food Prep Other | E6 | TRC BC Ratio | 0 | 0 | 0 | 0 | 0 | 0 | 0 | 0 | 0 | 0 | 0 | 0 | 0 | 0 | 0 | 0 | 0 | 0 | 0 | 0 | 0 | 0 | 0 | 0 | 0 | 0 | 0
F2_Commercial_Warehouse (ID)_New_Food Preparation_Natural Gas_Food Prep Other_E7 | F2 | Commercial | Warehouse (ID) | New | Food Preparation | Natural Gas | Food Prep Other | E7 | TRC BC Ratio | 0 | 0 | 0 | 0 | 0 | 0 | 0 | 0 | 0 | 0 | 0 | 0 | 0 | 0 | 0 | 0 | 0 | 0 | 0 | 0 | 0 | 0 | 0 | 0 | 0 | 0 | 0
F2_Commercial_Warehouse (ID)_New_Food Preparation_Natural Gas_Food Prep Other_E8 | F2 | Commercial | Warehouse (ID) | New | Food Preparation | Natural Gas | Food Prep Other | E8 | TRC BC Ratio | 0 | 0 | 0 | 0 | 0 | 0 | 0 | 0 | 0 | 0 | 0 | 0 | 0 | 0 | 0 | 0 | 0 | 0 | 0 | 0 | 0 | 0 | 0 | 0 | 0 | 0 | 0
F2_Commercial_Warehouse (ID)_New_Food Preparation_Natural Gas_Food Prep Other_E9 | F2 | Commercial | Warehouse (ID) | New | Food Preparation | Natural Gas | Food Prep Other | E9 | TRC BC Ratio | 0 | 0 | 0 | 0 | 0 | 0 | 0 | 0 | 0 | 0 | 0 | 0 | 0 | 0 | 0 | 0 | 0 | 0 | 0 | 0 | 0 | 0 | 0 | 0 | 0 | 0 | 0
F2_Commercial_Warehouse (ID)_New_Food Preparation_Natural Gas_Food Prep Other_E10 | F2 | Commercial | Warehouse (ID) | New | Food Preparation | Natural Gas | Food Prep Other | E10 | TRC BC Ratio | 0 | 0 | 0 | 0 | 0 | 0 | 0 | 0 | 0 | 0 | 0 | 0 | 0 | 0 | 0 | 0 | 0 | 0 | 0 | 0 | 0 | 0 | 0 | 0 | 0 | 0 | 0
F3_Commercial_Warehouse (ID)_New_Food Preparation_Natural Gas_Food Prep Other_E1 | F3 | Commercial | Warehouse (ID) | New | Food Preparation | Natural Gas | Food Prep Other | E1 | PACT BC Ratio | [24 empty] | 1 | 1 | 1 | bar: 2019 to 2042
F3_Commercial_Warehouse (ID)_New_Food Preparation_Natural Gas_Food Prep Other_E2 | F3 | Commercial | Warehouse (ID) | New | Food Preparation | Natural Gas | Food Prep Other | E2 | PACT BC Ratio | 0.036038 | 0.03687 | 0.037916 | 0.039151 | 0.040586 | 0.042397 | 0.044283 | 0.046163 | 0.047977 | 0.049815 | 0.05125 | 0.052585 | 0.054024 | 0.055426 | 0.056663 | 0.057807 | 0.058817 | 0.059809 | 0.060877 | 0.061912 | 0.062976 | 0.064087 | 0.065207 | 0.066366 | 0.067545 | 0.068745 | 0.069966
F3_Commercial_Warehouse (ID)_New_Food Preparation_Natural Gas_Food Prep Other_E3 | F3 | Commercial | Warehouse (ID) | New | Food Preparation | Natural Gas | Food Prep Other | E3 | PACT BC Ratio | 0 | 0 | 0 | 0 | 0 | 0 | 0 | 0 | 0 | 0 | 0 | 0 | 0 | 0 | 0 | 0 | 0 | 0 | 0 | 0 | 0 | 0 | 0 | 0 | 0 | 0 | 0
F3_Commercial_Warehouse (ID)_New_Food Preparation_Natural Gas_Food Prep Other_E4 | F3 | Commercial | Warehouse (ID) | New | Food Preparation | Natural Gas | Food Prep Other | E4 | PACT BC Ratio | 0 | 0 | 0 | 0 | 0 | 0 | 0 | 0 | 0 | 0 | 0 | 0 | 0 | 0 | 0 | 0 | 0 | 0 | 0 | 0 | 0 | 0 | 0 | 0 | 0 | 0 | 0
F3_Commercial_Warehouse (ID)_New_Food Preparation_Natural Gas_Food Prep Other_E5 | F3 | Commercial | Warehouse (ID) | New | Food Preparation | Natural Gas | Food Prep Other | E5 | PACT BC Ratio | 0 | 0 | 0 | 0 | 0 | 0 | 0 | 0 | 0 | 0 | 0 | 0 | 0 | 0 | 0 | 0 | 0 | 0 | 0 | 0 | 0 | 0 | 0 | 0 | 0 | 0 | 0
F3_Commercial_Warehouse (ID)_New_Food Preparation_Natural Gas_Food Prep Other_E6 | F3 | Commercial | Warehouse (ID) | New | Food Preparation | Natural Gas | Food Prep Other | E6 | PACT BC Ratio | 0 | 0 | 0 | 0 | 0 | 0 | 0 | 0 | 0 | 0 | 0 | 0 | 0 | 0 | 0 | 0 | 0 | 0 | 0 | 0 | 0 | 0 | 0 | 0 | 0 | 0 | 0
F3_Commercial_Warehouse (ID)_New_Food Preparation_Natural Gas_Food Prep Other_E7 | F3 | Commercial | Warehouse (ID) | New | Food Preparation | Natural Gas | Food Prep Other | E7 | PACT BC Ratio | 0 | 0 | 0 | 0 | 0 | 0 | 0 | 0 | 0 | 0 | 0 | 0 | 0 | 0 | 0 | 0 | 0 | 0 | 0 | 0 | 0 | 0 | 0 | 0 | 0 | 0 | 0
F3_Commercial_Warehouse (ID)_New_Food Preparation_Natural Gas_Food Prep Other_E8 | F3 | Commercial | Warehouse (ID) | New | Food Preparation | Natural Gas | Food Prep Other | E8 | PACT BC Ratio | 0 | 0 | 0 | 0 | 0 | 0 | 0 | 0 | 0 | 0 | 0 | 0 | 0 | 0 | 0 | 0 | 0 | 0 | 0 | 0 | 0 | 0 | 0 | 0 | 0 | 0 | 0
F3_Commercial_Warehouse (ID)_New_Food Preparation_Natural Gas_Food Prep Other_E9 | F3 | Commercial | Warehouse (ID) | New | Food Preparation | Natural Gas | Food Prep Other | E9 | PACT BC Ratio | 0 | 0 | 0 | 0 | 0 | 0 | 0 | 0 | 0 | 0 | 0 | 0 | 0 | 0 | 0 | 0 | 0 | 0 | 0 | 0 | 0 | 0 | 0 | 0 | 0 | 0 | 0
F3_Commercial_Warehouse (ID)_New_Food Preparation_Natural Gas_Food Prep Other_E10 | F3 | Commercial | Warehouse (ID) | New | Food Preparation | Natural Gas | Food Prep Other | E10 | PACT BC Ratio | 0 | 0 | 0 | 0 | 0 | 0 | 0 | 0 | 0 | 0 | 0 | 0 | 0 | 0 | 0 | 0 | 0 | 0 | 0 | 0 | 0 | 0 | 0 | 0 | 0 | 0 | 0
F4_Commercial_Warehouse (ID)_New_Food Preparation_Natural Gas_Food Prep Other_E1 | F4 | Commercial | Warehouse (ID) | New | Food Preparation | Natural Gas | Food Prep Other | E1 | RVT BC Ratio | [24 empty] | 1 | 1 | 1 | bar: 2019 to 2042
F4_Commercial_Warehouse (ID)_New_Food Preparation_Natural Gas_Food Prep Other_E2 | F4 | Commercial | Warehouse (ID) | New | Food Preparation | Natural Gas | Food Prep Other | E2 | RVT BC Ratio | 0.43193 | 0.43236 | 0.43288 | 0.43353 | 0.43429 | 0.43529 | 0.43633 | 0.43733 | 0.43825 | 0.43913 | 0.44004 | 0.44085 | 0.44169 | 0.44247 | 0.44313 | 0.44372 | 0.44419 | 0.44465 | 0.44513 | 0.44557 | 0.44602 | 0.44672 | 0.44744 | 0.44817 | 0.44892 | 0.44969 | 0.45046
F4_Commercial_Warehouse (ID)_New_Food Preparation_Natural Gas_Food Prep Other_E3 | F4 | Commercial | Warehouse (ID) | New | Food Preparation | Natural Gas | Food Prep Other | E3 | RVT BC Ratio | 0 | 0 | 0 | 0 | 0 | 0 | 0 | 0 | 0 | 0 | 0 | 0 | 0 | 0 | 0 | 0 | 0 | 0 | 0 | 0 | 0 | 0 | 0 | 0 | 0 | 0 | 0
F4_Commercial_Warehouse (ID)_New_Food Preparation_Natural Gas_Food Prep Other_E4 | F4 | Commercial | Warehouse (ID) | New | Food Preparation | Natural Gas | Food Prep Other | E4 | RVT BC Ratio | 0 | 0 | 0 | 0 | 0 | 0 | 0 | 0 | 0 | 0 | 0 | 0 | 0 | 0 | 0 | 0 | 0 | 0 | 0 | 0 | 0 | 0 | 0 | 0 | 0 | 0 | 0
F4_Commercial_Warehouse (ID)_New_Food Preparation_Natural Gas_Food Prep Other_E5 | F4 | Commercial | Warehouse (ID) | New | Food Preparation | Natural Gas | Food Prep Other | E5 | RVT BC Ratio | 0 | 0 | 0 | 0 | 0 | 0 | 0 | 0 | 0 | 0 | 0 | 0 | 0 | 0 | 0 | 0 | 0 | 0 | 0 | 0 | 0 | 0 | 0 | 0 | 0 | 0 | 0
F4_Commercial_Warehouse (ID)_New_Food Preparation_Natural Gas_Food Prep Other_E6 | F4 | Commercial | Warehouse (ID) | New | Food Preparation | Natural Gas | Food Prep Other | E6 | RVT BC Ratio | 0 | 0 | 0 | 0 | 0 | 0 | 0 | 0 | 0 | 0 | 0 | 0 | 0 | 0 | 0 | 0 | 0 | 0 | 0 | 0 | 0 | 0 | 0 | 0 | 0 | 0 | 0
F4_Commercial_Warehouse (ID)_New_Food Preparation_Natural Gas_Food Prep Other_E7 | F4 | Commercial | Warehouse (ID) | New | Food Preparation | Natural Gas | Food Prep Other | E7 | RVT BC Ratio | 0 | 0 | 0 | 0 | 0 | 0 | 0 | 0 | 0 | 0 | 0 | 0 | 0 | 0 | 0 | 0 | 0 | 0 | 0 | 0 | 0 | 0 | 0 | 0 | 0 | 0 | 0
F4_Commercial_Warehouse (ID)_New_Food Preparation_Natural Gas_Food Prep Other_E8 | F4 | Commercial | Warehouse (ID) | New | Food Preparation | Natural Gas | Food Prep Other | E8 | RVT BC Ratio | 0 | 0 | 0 | 0 | 0 | 0 | 0 | 0 | 0 | 0 | 0 | 0 | 0 | 0 | 0 | 0 | 0 | 0 | 0 | 0 | 0 | 0 | 0 | 0 | 0 | 0 | 0
F4_Commercial_Warehouse (ID)_New_Food Preparation_Natural Gas_Food Prep Other_E9 | F4 | Commercial | Warehouse (ID) | New | Food Preparation | Natural Gas | Food Prep Other | E9 | RVT BC Ratio | 0 | 0 | 0 | 0 | 0 | 0 | 0 | 0 | 0 | 0 | 0 | 0 | 0 | 0 | 0 | 0 | 0 | 0 | 0 | 0 | 0 | 0 | 0 | 0 | 0 | 0 | 0
F4_Commercial_Warehouse (ID)_New_Food Preparation_Natural Gas_Food Prep Other_E10 | F4 | Commercial | Warehouse (ID) | New | Food Preparation | Natural Gas | Food Prep Other | E10 | RVT BC Ratio | 0 | 0 | 0 | 0 | 0 | 0 | 0 | 0 | 0 | 0 | 0 | 0 | 0 | 0 | 0 | 0 | 0 | 0 | 0 | 0 | 0 | 0 | 0 | 0 | 0 | 0 | 0
F5_Commercial_Warehouse (ID)_New_Food Preparation_Natural Gas_Food Prep Other_E1 | F5 | Commercial | Warehouse (ID) | New | Food Preparation | Natural Gas | Food Prep Other | E1 | RIM BC Ratio | [24 empty] | 1 | 1 | 1 | bar: 2019 to 2042
F5_Commercial_Warehouse (ID)_New_Food Preparation_Natural Gas_Food Prep Other_E2 | F5 | Commercial | Warehouse (ID) | New | Food Preparation | Natural Gas | Food Prep Other | E2 | RIM BC Ratio | 0.034556 | 0.03533 | 0.036302 | 0.037446 | 0.038773 | 0.040438 | 0.042169 | 0.04389 | 0.045549 | 0.047229 | 0.048521 | 0.049721 | 0.051015 | 0.052275 | 0.053386 | 0.054416 | 0.055325 | 0.056219 | 0.057179 | 0.058112 | 0.05907 | 0.060046 | 0.061029 | 0.062043 | 0.063072 | 0.064117 | 0.065178
F5_Commercial_Warehouse (ID)_New_Food Preparation_Natural Gas_Food Prep Other_E3 | F5 | Commercial | Warehouse (ID) | New | Food Preparation | Natural Gas | Food Prep Other | E3 | RIM BC Ratio | 0 | 0 | 0 | 0 | 0 | 0 | 0 | 0 | 0 | 0 | 0 | 0 | 0 | 0 | 0 | 0 | 0 | 0 | 0 | 0 | 0 | 0 | 0 | 0 | 0 | 0 | 0
F5_Commercial_Warehouse (ID)_New_Food Preparation_Natural Gas_Food Prep Other_E4 | F5 | Commercial | Warehouse (ID) | New | Food Preparation | Natural Gas | Food Prep Other | E4 | RIM BC Ratio | 0 | 0 | 0 | 0 | 0 | 0 | 0 | 0 | 0 | 0 | 0 | 0 | 0 | 0 | 0 | 0 | 0 | 0 | 0 | 0 | 0 | 0 | 0 | 0 | 0 | 0 | 0
F5_Commercial_Warehouse (ID)_New_Food Preparation_Natural Gas_Food Prep Other_E5 | F5 | Commercial | Warehouse (ID) | New | Food Preparation | Natural Gas | Food Prep Other | E5 | RIM BC Ratio | 0 | 0 | 0 | 0 | 0 | 0 | 0 | 0 | 0 | 0 | 0 | 0 | 0 | 0 | 0 | 0 | 0 | 0 | 0 | 0 | 0 | 0 | 0 | 0 | 0 | 0 | 0
F5_Commercial_Warehouse (ID)_New_Food Preparation_Natural Gas_Food Prep Other_E6 | F5 | Commercial | Warehouse (ID) | New | Food Preparation | Natural Gas | Food Prep Other | E6 | RIM BC Ratio | 0 | 0 | 0 | 0 | 0 | 0 | 0 | 0 | 0 | 0 | 0 | 0 | 0 | 0 | 0 | 0 | 0 | 0 | 0 | 0 | 0 | 0 | 0 | 0 | 0 | 0 | 0
F5_Commercial_Warehouse (ID)_New_Food Preparation_Natural Gas_Food Prep Other_E7 | F5 | Commercial | Warehouse (ID) | New | Food Preparation | Natural Gas | Food Prep Other | E7 | RIM BC Ratio | 0 | 0 | 0 | 0 | 0 | 0 | 0 | 0 | 0 | 0 | 0 | 0 | 0 | 0 | 0 | 0 | 0 | 0 | 0 | 0 | 0 | 0 | 0 | 0 | 0 | 0 | 0
F5_Commercial_Warehouse (ID)_New_Food Preparation_Natural Gas_Food Prep Other_E8 | F5 | Commercial | Warehouse (ID) | New | Food Preparation | Natural Gas | Food Prep Other | E8 | RIM BC Ratio | 0 | 0 | 0 | 0 | 0 | 0 | 0 | 0 | 0 | 0 | 0 | 0 | 0 | 0 | 0 | 0 | 0 | 0 | 0 | 0 | 0 | 0 | 0 | 0 | 0 | 0 | 0
F5_Commercial_Warehouse (ID)_New_Food Preparation_Natural Gas_Food Prep Other_E9 | F5 | Commercial | Warehouse (ID) | New | Food Preparation | Natural Gas | Food Prep Other | E9 | RIM BC Ratio | 0 | 0 | 0 | 0 | 0 | 0 | 0 | 0 | 0 | 0 | 0 | 0 | 0 | 0 | 0 | 0 | 0 | 0 | 0 | 0 | 0 | 0 | 0 | 0 | 0 | 0 | 0
F5_Commercial_Warehouse (ID)_New_Food Preparation_Natural Gas_Food Prep Other_E10 | F5 | Commercial | Warehouse (ID) | New | Food Preparation | Natural Gas | Food Prep Other | E10 | RIM BC Ratio | 0 | 0 | 0 | 0 | 0 | 0 | 0 | 0 | 0 | 0 | 0 | 0 | 0 | 0 | 0 | 0 | 0 | 0 | 0 | 0 | 0 | 0 | 0 | 0 | 0 | 0 | 0
F0_Commercial_Warehouse (ID)_New_Miscellaneous_Natural Gas_Pool Heater_E0 | F0 | Commercial | Warehouse (ID) | New | Miscellaneous | Natural Gas | Pool Heater | E0 | Economic Unit | Standard (EF .82) | Standard (EF .82) | Standard (EF .82) | Standard (EF .82) | Standard (EF .82) | Standard (EF .82) | Standard (EF .82) | Standard (EF .82) | Standard (EF .82) | Standard (EF .82) | Standard (EF .82) | Standard (EF .82) | Standard (EF .82) | Standard (EF .82) | Standard (EF .82) | Standard (EF .82) | Standard (EF .82) | Standard (EF .82) | Standard (EF .82) | Standard (EF .82) | Standard (EF .82) | Standard (EF .82) | Standard (EF .82) | Standard (EF .82) | Standard (EF .82) | Standard (EF .82) | Standard (EF .82)
F1_Commercial_Warehouse (ID)_New_Miscellaneous_Natural Gas_Pool Heater_E1 | F1 | Commercial | Warehouse (ID) | New | Miscellaneous | Natural Gas | Pool Heater | E1 | CCE | 0 | 0 | 0 | 0 | 0 | 0 | 0 | 0 | 0 | 0 | 0 | 0 | 0 | 0 | 0 | 0 | 0 | 0 | 0 | 0 | 0 | 0 | 0 | 0 | 0 | 0 | 0
F1_Commercial_Warehouse (ID)_New_Miscellaneous_Natural Gas_Pool Heater_E2 | F1 | Commercial | Warehouse (ID) | New | Miscellaneous | Natural Gas | Pool Heater | E2 | CCE | 0.013474 | 0.013474 | 0.013474 | 0.013474 | 0.013474 | 0.013474 | 0.013474 | 0.013474 | 0.013474 | 0.013474 | 0.013474 | 0.013474 | 0.013474 | 0.013474 | 0.013474 | 0.013474 | 0.013474 | 0.013474 | 0.013474 | 0.013474 | 0.013474 | 0.013474 | 0.013474 | 0.013474 | 0.013474 | 0.013474 | 0.013474
F1_Commercial_Warehouse (ID)_New_Miscellaneous_Natural Gas_Pool Heater_E3 | F1 | Commercial | Warehouse (ID) | New | Miscellaneous | Natural Gas | Pool Heater | E3 | CCE | 0 | 0 | 0 | 0 | 0 | 0 | 0 | 0 | 0 | 0 | 0 | 0 | 0 | 0 | 0 | 0 | 0 | 0 | 0 | 0 | 0 | 0 | 0 | 0 | 0 | 0 | 0
F1_Commercial_Warehouse (ID)_New_Miscellaneous_Natural Gas_Pool Heater_E4 | F1 | Commercial | Warehouse (ID) | New | Miscellaneous | Natural Gas | Pool Heater | E4 | CCE | 0 | 0 | 0 | 0 | 0 | 0 | 0 | 0 | 0 | 0 | 0 | 0 | 0 | 0 | 0 | 0 | 0 | 0 | 0 | 0 | 0 | 0 | 0 | 0 | 0 | 0 | 0
F1_Commercial_Warehouse (ID)_New_Miscellaneous_Natural Gas_Pool Heater_E5 | F1 | Commercial | Warehouse (ID) | New | Miscellaneous | Natural Gas | Pool Heater | E5 | CCE | 0 | 0 | 0 | 0 | 0 | 0 | 0 | 0 | 0 | 0 | 0 | 0 | 0 | 0 | 0 | 0 | 0 | 0 | 0 | 0 | 0 | 0 | 0 | 0 | 0 | 0 | 0
F1_Commercial_Warehouse (ID)_New_Miscellaneous_Natural Gas_Pool Heater_E6 | F1 | Commercial | Warehouse (ID) | New | Miscellaneous | Natural Gas | Pool Heater | E6 | CCE | 0 | 0 | 0 | 0 | 0 | 0 | 0 | 0 | 0 | 0 | 0 | 0 | 0 | 0 | 0 | 0 | 0 | 0 | 0 | 0 | 0 | 0 | 0 | 0 | 0 | 0 | 0
F1_Commercial_Warehouse (ID)_New_Miscellaneous_Natural Gas_Pool Heater_E7 | F1 | Commercial | Warehouse (ID) | New | Miscellaneous | Natural Gas | Pool Heater | E7 | CCE | 0 | 0 | 0 | 0 | 0 | 0 | 0 | 0 | 0 | 0 | 0 | 0 | 0 | 0 | 0 | 0 | 0 | 0 | 0 | 0 | 0 | 0 | 0 | 0 | 0 | 0 | 0
F1_Commercial_Warehouse (ID)_New_Miscellaneous_Natural Gas_Pool Heater_E8 | F1 | Commercial | Warehouse (ID) | New | Miscellaneous | Natural Gas | Pool Heater | E8 | CCE | 0 | 0 | 0 | 0 | 0 | 0 | 0 | 0 | 0 | 0 | 0 | 0 | 0 | 0 | 0 | 0 | 0 | 0 | 0 | 0 | 0 | 0 | 0 | 0 | 0 | 0 | 0
F1_Commercial_Warehouse (ID)_New_Miscellaneous_Natural Gas_Pool Heater_E9 | F1 | Commercial | Warehouse (ID) | New | Miscellaneous | Natural Gas | Pool Heater | E9 | CCE | 0 | 0 | 0 | 0 | 0 | 0 | 0 | 0 | 0 | 0 | 0 | 0 | 0 | 0 | 0 | 0 | 0 | 0 | 0 | 0 | 0 | 0 | 0 | 0 | 0 | 0 | 0
F1_Commercial_Warehouse (ID)_New_Miscellaneous_Natural Gas_Pool Heater_E10 | F1 | Commercial | Warehouse (ID) | New | Miscellaneous | Natural Gas | Pool Heater | E10 | CCE | 0 | 0 | 0 | 0 | 0 | 0 | 0 | 0 | 0 | 0 | 0 | 0 | 0 | 0 | 0 | 0 | 0 | 0 | 0 | 0 | 0 | 0 | 0 | 0 | 0 | 0 | 0
F2_Commercial_Warehouse (ID)_New_Miscellaneous_Natural Gas_Pool Heater_E1 | F2 | Commercial | Warehouse (ID) | New | Miscellaneous | Natural Gas | Pool Heater | E1 | TRC BC Ratio | [24 empty] | 1 | 1 | 1 | bar: 2019 to 2042
F2_Commercial_Warehouse (ID)_New_Miscellaneous_Natural Gas_Pool Heater_E2 | F2 | Commercial | Warehouse (ID) | New | Miscellaneous | Natural Gas | Pool Heater | E2 | TRC BC Ratio | 0.24558 | 0.24744 | 0.25144 | 0.25792 | 0.26685 | 0.27983 | 0.29405 | 0.30832 | 0.32213 | 0.3369 | 0.34804 | 0.3585 | 0.37033 | 0.38173 | 0.39129 | 0.39986 | 0.40688 | 0.4136 | 0.42102 | 0.42801 | 0.43524 | 0.44289 | 0.45057 | 0.45857 | 0.46672 | 0.47501 | 0.48345
F2_Commercial_Warehouse (ID)_New_Miscellaneous_Natural Gas_Pool Heater_E3 | F2 | Commercial | Warehouse (ID) | New | Miscellaneous | Natural Gas | Pool Heater | E3 | TRC BC Ratio | 0 | 0 | 0 | 0 | 0 | 0 | 0 | 0 | 0 | 0 | 0 | 0 | 0 | 0 | 0 | 0 | 0 | 0 | 0 | 0 | 0 | 0 | 0 | 0 | 0 | 0 | 0
F2_Commercial_Warehouse (ID)_New_Miscellaneous_Natural Gas_Pool Heater_E4 | F2 | Commercial | Warehouse (ID) | New | Miscellaneous | Natural Gas | Pool Heater | E4 | TRC BC Ratio | 0 | 0 | 0 | 0 | 0 | 0 | 0 | 0 | 0 | 0 | 0 | 0 | 0 | 0 | 0 | 0 | 0 | 0 | 0 | 0 | 0 | 0 | 0 | 0 | 0 | 0 | 0
F2_Commercial_Warehouse (ID)_New_Miscellaneous_Natural Gas_Pool Heater_E5 | F2 | Commercial | Warehouse (ID) | New | Miscellaneous | Natural Gas | Pool Heater | E5 | TRC BC Ratio | 0 | 0 | 0 | 0 | 0 | 0 | 0 | 0 | 0 | 0 | 0 | 0 | 0 | 0 | 0 | 0 | 0 | 0 | 0 | 0 | 0 | 0 | 0 | 0 | 0 | 0 | 0
F2_Commercial_Warehouse (ID)_New_Miscellaneous_Natural Gas_Pool Heater_E6 | F2 | Commercial | Warehouse (ID) | New | Miscellaneous | Natural Gas | Pool Heater | E6 | TRC BC Ratio | 0 | 0 | 0 | 0 | 0 | 0 | 0 | 0 | 0 | 0 | 0 | 0 | 0 | 0 | 0 | 0 | 0 | 0 | 0 | 0 | 0 | 0 | 0 | 0 | 0 | 0 | 0
F2_Commercial_Warehouse (ID)_New_Miscellaneous_Natural Gas_Pool Heater_E7 | F2 | Commercial | Warehouse (ID) | New | Miscellaneous | Natural Gas | Pool Heater | E7 | TRC BC Ratio | 0 | 0 | 0 | 0 | 0 | 0 | 0 | 0 | 0 | 0 | 0 | 0 | 0 | 0 | 0 | 0 | 0 | 0 | 0 | 0 | 0 | 0 | 0 | 0 | 0 | 0 | 0
F2_Commercial_Warehouse (ID)_New_Miscellaneous_Natural Gas_Pool Heater_E8 | F2 | Commercial | Warehouse (ID) | New | Miscellaneous | Natural Gas | Pool Heater | E8 | TRC BC Ratio | 0 | 0 | 0 | 0 | 0 | 0 | 0 | 0 | 0 | 0 | 0 | 0 | 0 | 0 | 0 | 0 | 0 | 0 | 0 | 0 | 0 | 0 | 0 | 0 | 0 | 0 | 0
F2_Commercial_Warehouse (ID)_New_Miscellaneous_Natural Gas_Pool Heater_E9 | F2 | Commercial | Warehouse (ID) | New | Miscellaneous | Natural Gas | Pool Heater | E9 | TRC BC Ratio | 0 | 0 | 0 | 0 | 0 | 0 | 0 | 0 | 0 | 0 | 0 | 0 | 0 | 0 | 0 | 0 | 0 | 0 | 0 | 0 | 0 | 0 | 0 | 0 | 0 | 0 | 0
F2_Commercial_Warehouse (ID)_New_Miscellaneous_Natural Gas_Pool Heater_E10 | F2 | Commercial | Warehouse (ID) | New | Miscellaneous | Natural Gas | Pool Heater | E10 | TRC BC Ratio | 0 | 0 | 0 | 0 | 0 | 0 | 0 | 0 | 0 | 0 | 0 | 0 | 0 | 0 | 0 | 0 | 0 | 0 | 0 | 0 | 0 | 0 | 0 | 0 | 0 | 0 | 0
F3_Commercial_Warehouse (ID)_New_Miscellaneous_Natural Gas_Pool Heater_E1 | F3 | Commercial | Warehouse (ID) | New | Miscellaneous | Natural Gas | Pool Heater | E1 | PACT BC Ratio | [24 empty] | 1 | 1 | 1 | bar: 2019 to 2042
F3_Commercial_Warehouse (ID)_New_Miscellaneous_Natural Gas_Pool Heater_E2 | F3 | Commercial | Warehouse (ID) | New | Miscellaneous | Natural Gas | Pool Heater | E2 | PACT BC Ratio | 0.60931 | 0.61394 | 0.62387 | 0.63995 | 0.66211 | 0.69429 | 0.72958 | 0.76498 | 0.79925 | 0.8359 | 0.86355 | 0.8895 | 0.91884 | 0.94714 | 0.97086 | 0.99213 | 1.0095 | 1.0262 | 1.0446 | 1.062 | 1.0799 | 1.0989 | 1.1179 | 1.1378 | 1.158 | 1.1786 | 1.1995
F3_Commercial_Warehouse (ID)_New_Miscellaneous_Natural Gas_Pool Heater_E3 | F3 | Commercial | Warehouse (ID) | New | Miscellaneous | Natural Gas | Pool Heater | E3 | PACT BC Ratio | 0 | 0 | 0 | 0 | 0 | 0 | 0 | 0 | 0 | 0 | 0 | 0 | 0 | 0 | 0 | 0 | 0 | 0 | 0 | 0 | 0 | 0 | 0 | 0 | 0 | 0 | 0
F3_Commercial_Warehouse (ID)_New_Miscellaneous_Natural Gas_Pool Heater_E4 | F3 | Commercial | Warehouse (ID) | New | Miscellaneous | Natural Gas | Pool Heater | E4 | PACT BC Ratio | 0 | 0 | 0 | 0 | 0 | 0 | 0 | 0 | 0 | 0 | 0 | 0 | 0 | 0 | 0 | 0 | 0 | 0 | 0 | 0 | 0 | 0 | 0 | 0 | 0 | 0 | 0
F3_Commercial_Warehouse (ID)_New_Miscellaneous_Natural Gas_Pool Heater_E5 | F3 | Commercial | Warehouse (ID) | New | Miscellaneous | Natural Gas | Pool Heater | E5 | PACT BC Ratio | 0 | 0 | 0 | 0 | 0 | 0 | 0 | 0 | 0 | 0 | 0 | 0 | 0 | 0 | 0 | 0 | 0 | 0 | 0 | 0 | 0 | 0 | 0 | 0 | 0 | 0 | 0
F3_Commercial_Warehouse (ID)_New_Miscellaneous_Natural Gas_Pool Heater_E6 | F3 | Commercial | Warehouse (ID) | New | Miscellaneous | Natural Gas | Pool Heater | E6 | PACT BC Ratio | 0 | 0 | 0 | 0 | 0 | 0 | 0 | 0 | 0 | 0 | 0 | 0 | 0 | 0 | 0 | 0 | 0 | 0 | 0 | 0 | 0 | 0 | 0 | 0 | 0 | 0 | 0
F3_Commercial_Warehouse (ID)_New_Miscellaneous_Natural Gas_Pool Heater_E7 | F3 | Commercial | Warehouse (ID) | New | Miscellaneous | Natural Gas | Pool Heater | E7 | PACT BC Ratio | 0 | 0 | 0 | 0 | 0 | 0 | 0 | 0 | 0 | 0 | 0 | 0 | 0 | 0 | 0 | 0 | 0 | 0 | 0 | 0 | 0 | 0 | 0 | 0 | 0 | 0 | 0
F3_Commercial_Warehouse (ID)_New_Miscellaneous_Natural Gas_Pool Heater_E8 | F3 | Commercial | Warehouse (ID) | New | Miscellaneous | Natural Gas | Pool Heater | E8 | PACT BC Ratio | 0 | 0 | 0 | 0 | 0 | 0 | 0 | 0 | 0 | 0 | 0 | 0 | 0 | 0 | 0 | 0 | 0 | 0 | 0 | 0 | 0 | 0 | 0 | 0 | 0 | 0 | 0
F3_Commercial_Warehouse (ID)_New_Miscellaneous_Natural Gas_Pool Heater_E9 | F3 | Commercial | Warehouse (ID) | New | Miscellaneous | Natural Gas | Pool Heater | E9 | PACT BC Ratio | 0 | 0 | 0 | 0 | 0 | 0 | 0 | 0 | 0 | 0 | 0 | 0 | 0 | 0 | 0 | 0 | 0 | 0 | 0 | 0 | 0 | 0 | 0 | 0 | 0 | 0 | 0
F3_Commercial_Warehouse (ID)_New_Miscellaneous_Natural Gas_Pool Heater_E10 | F3 | Commercial | Warehouse (ID) | New | Miscellaneous | Natural Gas | Pool Heater | E10 | PACT BC Ratio | 0 | 0 | 0 | 0 | 0 | 0 | 0 | 0 | 0 | 0 | 0 | 0 | 0 | 0 | 0 | 0 | 0 | 0 | 0 | 0 | 0 | 0 | 0 | 0 | 0 | 0 | 0
F4_Commercial_Warehouse (ID)_New_Miscellaneous_Natural Gas_Pool Heater_E1 | F4 | Commercial | Warehouse (ID) | New | Miscellaneous | Natural Gas | Pool Heater | E1 | RVT BC Ratio | [24 empty] | 1 | 1 | 1 | bar: 2019 to 2042
F4_Commercial_Warehouse (ID)_New_Miscellaneous_Natural Gas_Pool Heater_E2 | F4 | Commercial | Warehouse (ID) | New | Miscellaneous | Natural Gas | Pool Heater | E2 | RVT BC Ratio | 0.63728 | 0.63996 | 0.6448 | 0.65211 | 0.66171 | 0.67568 | 0.68979 | 0.70332 | 0.71552 | 0.72835 | 0.74306 | 0.75687 | 0.77248 | 0.78692 | 0.7982 | 0.80735 | 0.81352 | 0.81821 | 0.82349 | 0.82781 | 0.83205 | 0.84168 | 0.85136 | 0.86145 | 0.87171 | 0.88216 | 0.89279
F4_Commercial_Warehouse (ID)_New_Miscellaneous_Natural Gas_Pool Heater_E3 | F4 | Commercial | Warehouse (ID) | New | Miscellaneous | Natural Gas | Pool Heater | E3 | RVT BC Ratio | 0 | 0 | 0 | 0 | 0 | 0 | 0 | 0 | 0 | 0 | 0 | 0 | 0 | 0 | 0 | 0 | 0 | 0 | 0 | 0 | 0 | 0 | 0 | 0 | 0 | 0 | 0
F4_Commercial_Warehouse (ID)_New_Miscellaneous_Natural Gas_Pool Heater_E4 | F4 | Commercial | Warehouse (ID) | New | Miscellaneous | Natural Gas | Pool Heater | E4 | RVT BC Ratio | 0 | 0 | 0 | 0 | 0 | 0 | 0 | 0 | 0 | 0 | 0 | 0 | 0 | 0 | 0 | 0 | 0 | 0 | 0 | 0 | 0 | 0 | 0 | 0 | 0 | 0 | 0
F4_Commercial_Warehouse (ID)_New_Miscellaneous_Natural Gas_Pool Heater_E5 | F4 | Commercial | Warehouse (ID) | New | Miscellaneous | Natural Gas | Pool Heater | E5 | RVT BC Ratio | 0 | 0 | 0 | 0 | 0 | 0 | 0 | 0 | 0 | 0 | 0 | 0 | 0 | 0 | 0 | 0 | 0 | 0 | 0 | 0 | 0 | 0 | 0 | 0 | 0 | 0 | 0
F4_Commercial_Warehouse (ID)_New_Miscellaneous_Natural Gas_Pool Heater_E6 | F4 | Commercial | Warehouse (ID) | New | Miscellaneous | Natural Gas | Pool Heater | E6 | RVT BC Ratio | 0 | 0 | 0 | 0 | 0 | 0 | 0 | 0 | 0 | 0 | 0 | 0 | 0 | 0 | 0 | 0 | 0 | 0 | 0 | 0 | 0 | 0 | 0 | 0 | 0 | 0 | 0
F4_Commercial_Warehouse (ID)_New_Miscellaneous_Natural Gas_Pool Heater_E7 | F4 | Commercial | Warehouse (ID) | New | Miscellaneous | Natural Gas | Pool Heater | E7 | RVT BC Ratio | 0 | 0 | 0 | 0 | 0 | 0 | 0 | 0 | 0 | 0 | 0 | 0 | 0 | 0 | 0 | 0 | 0 | 0 | 0 | 0 | 0 | 0 | 0 | 0 | 0 | 0 | 0
F4_Commercial_Warehouse (ID)_New_Miscellaneous_Natural Gas_Pool Heater_E8 | F4 | Commercial | Warehouse (ID) | New | Miscellaneous | Natural Gas | Pool Heater | E8 | RVT BC Ratio | 0 | 0 | 0 | 0 | 0 | 0 | 0 | 0 | 0 | 0 | 0 | 0 | 0 | 0 | 0 | 0 | 0 | 0 | 0 | 0 | 0 | 0 | 0 | 0 | 0 | 0 | 0
F4_Commercial_Warehouse (ID)_New_Miscellaneous_Natural Gas_Pool Heater_E9 | F4 | Commercial | Warehouse (ID) | New | Miscellaneous | Natural Gas | Pool Heater | E9 | RVT BC Ratio | 0 | 0 | 0 | 0 | 0 | 0 | 0 | 0 | 0 | 0 | 0 | 0 | 0 | 0 | 0 | 0 | 0 | 0 | 0 | 0 | 0 | 0 | 0 | 0 | 0 | 0 | 0
F4_Commercial_Warehouse (ID)_New_Miscellaneous_Natural Gas_Pool Heater_E10 | F4 | Commercial | Warehouse (ID) | New | Miscellaneous | Natural Gas | Pool Heater | E10 | RVT BC Ratio | 0 | 0 | 0 | 0 | 0 | 0 | 0 | 0 | 0 | 0 | 0 | 0 | 0 | 0 | 0 | 0 | 0 | 0 | 0 | 0 | 0 | 0 | 0 | 0 | 0 | 0 | 0
F5_Commercial_Warehouse (ID)_New_Miscellaneous_Natural Gas_Pool Heater_E1 | F5 | Commercial | Warehouse (ID) | New | Miscellaneous | Natural Gas | Pool Heater | E1 | RIM BC Ratio | [24 empty] | 1 | 1 | 1 | bar: 2019 to 2042
F5_Commercial_Warehouse (ID)_New_Miscellaneous_Natural Gas_Pool Heater_E2 | F5 | Commercial | Warehouse (ID) | New | Miscellaneous | Natural Gas | Pool Heater | E2 | RIM BC Ratio | 0.35197 | 0.3535 | 0.35717 | 0.36322 | 0.37161 | 0.38346 | 0.39657 | 0.40958 | 0.42222 | 0.43548 | 0.44287 | 0.4496 | 0.45697 | 0.46415 | 0.4704 | 0.47633 | 0.48175 | 0.48744 | 0.49363 | 0.49972 | 0.50607 | 0.5102 | 0.51427 | 0.51843 | 0.52259 | 0.52674 | 0.53088
F5_Commercial_Warehouse (ID)_New_Miscellaneous_Natural Gas_Pool Heater_E3 | F5 | Commercial | Warehouse (ID) | New | Miscellaneous | Natural Gas | Pool Heater | E3 | RIM BC Ratio | 0 | 0 | 0 | 0 | 0 | 0 | 0 | 0 | 0 | 0 | 0 | 0 | 0 | 0 | 0 | 0 | 0 | 0 | 0 | 0 | 0 | 0 | 0 | 0 | 0 | 0 | 0
F5_Commercial_Warehouse (ID)_New_Miscellaneous_Natural Gas_Pool Heater_E4 | F5 | Commercial | Warehouse (ID) | New | Miscellaneous | Natural Gas | Pool Heater | E4 | RIM BC Ratio | 0 | 0 | 0 | 0 | 0 | 0 | 0 | 0 | 0 | 0 | 0 | 0 | 0 | 0 | 0 | 0 | 0 | 0 | 0 | 0 | 0 | 0 | 0 | 0 | 0 | 0 | 0
F5_Commercial_Warehouse (ID)_New_Miscellaneous_Natural Gas_Pool Heater_E5 | F5 | Commercial | Warehouse (ID) | New | Miscellaneous | Natural Gas | Pool Heater | E5 | RIM BC Ratio | 0 | 0 | 0 | 0 | 0 | 0 | 0 | 0 | 0 | 0 | 0 | 0 | 0 | 0 | 0 | 0 | 0 | 0 | 0 | 0 | 0 | 0 | 0 | 0 | 0 | 0 | 0
F5_Commercial_Warehouse (ID)_New_Miscellaneous_Natural Gas_Pool Heater_E6 | F5 | Commercial | Warehouse (ID) | New | Miscellaneous | Natural Gas | Pool Heater | E6 | RIM BC Ratio | 0 | 0 | 0 | 0 | 0 | 0 | 0 | 0 | 0 | 0 | 0 | 0 | 0 | 0 | 0 | 0 | 0 | 0 | 0 | 0 | 0 | 0 | 0 | 0 | 0 | 0 | 0
F5_Commercial_Warehouse (ID)_New_Miscellaneous_Natural Gas_Pool Heater_E7 | F5 | Commercial | Warehouse (ID) | New | Miscellaneous | Natural Gas | Pool Heater | E7 | RIM BC Ratio | 0 | 0 | 0 | 0 | 0 | 0 | 0 | 0 | 0 | 0 | 0 | 0 | 0 | 0 | 0 | 0 | 0 | 0 | 0 | 0 | 0 | 0 | 0 | 0 | 0 | 0 | 0
F5_Commercial_Warehouse (ID)_New_Miscellaneous_Natural Gas_Pool Heater_E8 | F5 | Commercial | Warehouse (ID) | New | Miscellaneous | Natural Gas | Pool Heater | E8 | RIM BC Ratio | 0 | 0 | 0 | 0 | 0 | 0 | 0 | 0 | 0 | 0 | 0 | 0 | 0 | 0 | 0 | 0 | 0 | 0 | 0 | 0 | 0 | 0 | 0 | 0 | 0 | 0 | 0
F5_Commercial_Warehouse (ID)_New_Miscellaneous_Natural Gas_Pool Heater_E9 | F5 | Commercial | Warehouse (ID) | New | Miscellaneous | Natural Gas | Pool Heater | E9 | RIM BC Ratio | 0 | 0 | 0 | 0 | 0 | 0 | 0 | 0 | 0 | 0 | 0 | 0 | 0 | 0 | 0 | 0 | 0 | 0 | 0 | 0 | 0 | 0 | 0 | 0 | 0 | 0 | 0
F5_Commercial_Warehouse (ID)_New_Miscellaneous_Natural Gas_Pool Heater_E10 | F5 | Commercial | Warehouse (ID) | New | Miscellaneous | Natural Gas | Pool Heater | E10 | RIM BC Ratio | 0 | 0 | 0 | 0 | 0 | 0 | 0 | 0 | 0 | 0 | 0 | 0 | 0 | 0 | 0 | 0 | 0 | 0 | 0 | 0 | 0 | 0 | 0 | 0 | 0 | 0 | 0
F0_Commercial_Warehouse (ID)_New_Miscellaneous_Natural Gas_Miscellaneous_E0 | F0 | Commercial | Warehouse (ID) | New | Miscellaneous | Natural Gas | Miscellaneous | E0 | Economic Unit | Standard | Standard | Standard | Standard | Standard | Standard | Standard | Standard | Standard | Standard | Standard | Standard | Standard | Standard | Standard | Standard | Standard | Standard | Standard | Standard | Standard | Standard | Standard | Standard | Standard | Standard | Standard
F1_Commercial_Warehouse (ID)_New_Miscellaneous_Natural Gas_Miscellaneous_E1 | F1 | Commercial | Warehouse (ID) | New | Miscellaneous | Natural Gas | Miscellaneous | E1 | CCE | 0 | 0 | 0 | 0 | 0 | 0 | 0 | 0 | 0 | 0 | 0 | 0 | 0 | 0 | 0 | 0 | 0 | 0 | 0 | 0 | 0 | 0 | 0 | 0 | 0 | 0 | 0
F1_Commercial_Warehouse (ID)_New_Miscellaneous_Natural Gas_Miscellaneous_E2 | F1 | Commercial | Warehouse (ID) | New | Miscellaneous | Natural Gas | Miscellaneous | E2 | CCE | 0 | 0 | 0 | 0 | 0 | 0 | 0 | 0 | 0 | 0 | 0 | 0 | 0 | 0 | 0 | 0 | 0 | 0 | 0 | 0 | 0 | 0 | 0 | 0 | 0 | 0 | 0
F1_Commercial_Warehouse (ID)_New_Miscellaneous_Natural Gas_Miscellaneous_E3 | F1 | Commercial | Warehouse (ID) | New | Miscellaneous | Natural Gas | Miscellaneous | E3 | CCE | 0 | 0 | 0 | 0 | 0 | 0 | 0 | 0 | 0 | 0 | 0 | 0 | 0 | 0 | 0 | 0 | 0 | 0 | 0 | 0 | 0 | 0 | 0 | 0 | 0 | 0 | 0
F1_Commercial_Warehouse (ID)_New_Miscellaneous_Natural Gas_Miscellaneous_E4 | F1 | Commercial | Warehouse (ID) | New | Miscellaneous | Natural Gas | Miscellaneous | E4 | CCE | 0 | 0 | 0 | 0 | 0 | 0 | 0 | 0 | 0 | 0 | 0 | 0 | 0 | 0 | 0 | 0 | 0 | 0 | 0 | 0 | 0 | 0 | 0 | 0 | 0 | 0 | 0
F1_Commercial_Warehouse (ID)_New_Miscellaneous_Natural Gas_Miscellaneous_E5 | F1 | Commercial | Warehouse (ID) | New | Miscellaneous | Natural Gas | Miscellaneous | E5 | CCE | 0 | 0 | 0 | 0 | 0 | 0 | 0 | 0 | 0 | 0 | 0 | 0 | 0 | 0 | 0 | 0 | 0 | 0 | 0 | 0 | 0 | 0 | 0 | 0 | 0 | 0 | 0
F1_Commercial_Warehouse (ID)_New_Miscellaneous_Natural Gas_Miscellaneous_E6 | F1 | Commercial | Warehouse (ID) | New | Miscellaneous | Natural Gas | Miscellaneous | E6 | CCE | 0 | 0 | 0 | 0 | 0 | 0 | 0 | 0 | 0 | 0 | 0 | 0 | 0 | 0 | 0 | 0 | 0 | 0 | 0 | 0 | 0 | 0 | 0 | 0 | 0 | 0 | 0
F1_Commercial_Warehouse (ID)_New_Miscellaneous_Natural Gas_Miscellaneous_E7 | F1 | Commercial | Warehouse (ID) | New | Miscellaneous | Natural Gas | Miscellaneous | E7 | CCE | 0 | 0 | 0 | 0 | 0 | 0 | 0 | 0 | 0 | 0 | 0 | 0 | 0 | 0 | 0 | 0 | 0 | 0 | 0 | 0 | 0 | 0 | 0 | 0 | 0 | 0 | 0
F1_Commercial_Warehouse (ID)_New_Miscellaneous_Natural Gas_Miscellaneous_E8 | F1 | Commercial | Warehouse (ID) | New | Miscellaneous | Natural Gas | Miscellaneous | E8 | CCE | 0 | 0 | 0 | 0 | 0 | 0 | 0 | 0 | 0 | 0 | 0 | 0 | 0 | 0 | 0 | 0 | 0 | 0 | 0 | 0 | 0 | 0 | 0 | 0 | 0 | 0 | 0
F1_Commercial_Warehouse (ID)_New_Miscellaneous_Natural Gas_Miscellaneous_E9 | F1 | Commercial | Warehouse (ID) | New | Miscellaneous | Natural Gas | Miscellaneous | E9 | CCE | 0 | 0 | 0 | 0 | 0 | 0 | 0 | 0 | 0 | 0 | 0 | 0 | 0 | 0 | 0 | 0 | 0 | 0 | 0 | 0 | 0 | 0 | 0 | 0 | 0 | 0 | 0
F1_Commercial_Warehouse (ID)_New_Miscellaneous_Natural Gas_Miscellaneous_E10 | F1 | Commercial | Warehouse (ID) | New | Miscellaneous | Natural Gas | Miscellaneous | E10 | CCE | 0 | 0 | 0 | 0 | 0 | 0 | 0 | 0 | 0 | 0 | 0 | 0 | 0 | 0 | 0 | 0 | 0 | 0 | 0 | 0 | 0 | 0 | 0 | 0 | 0 | 0 | 0
F2_Commercial_Warehouse (ID)_New_Miscellaneous_Natural Gas_Miscellaneous_E1 | F2 | Commercial | Warehouse (ID) | New | Miscellaneous | Natural Gas | Miscellaneous | E1 | TRC BC Ratio | [24 empty] | 1 | 1 | 1 | bar: 2019 to 2042
F2_Commercial_Warehouse (ID)_New_Miscellaneous_Natural Gas_Miscellaneous_E2 | F2 | Commercial | Warehouse (ID) | New | Miscellaneous | Natural Gas | Miscellaneous | E2 | TRC BC Ratio | 0 | 0 | 0 | 0 | 0 | 0 | 0 | 0 | 0 | 0 | 0 | 0 | 0 | 0 | 0 | 0 | 0 | 0 | 0 | 0 | 0 | 0 | 0 | 0 | 0 | 0 | 0
F2_Commercial_Warehouse (ID)_New_Miscellaneous_Natural Gas_Miscellaneous_E3 | F2 | Commercial | Warehouse (ID) | New | Miscellaneous | Natural Gas | Miscellaneous | E3 | TRC BC Ratio | 0 | 0 | 0 | 0 | 0 | 0 | 0 | 0 | 0 | 0 | 0 | 0 | 0 | 0 | 0 | 0 | 0 | 0 | 0 | 0 | 0 | 0 | 0 | 0 | 0 | 0 | 0
F2_Commercial_Warehouse (ID)_New_Miscellaneous_Natural Gas_Miscellaneous_E4 | F2 | Commercial | Warehouse (ID) | New | Miscellaneous | Natural Gas | Miscellaneous | E4 | TRC BC Ratio | 0 | 0 | 0 | 0 | 0 | 0 | 0 | 0 | 0 | 0 | 0 | 0 | 0 | 0 | 0 | 0 | 0 | 0 | 0 | 0 | 0 | 0 | 0 | 0 | 0 | 0 | 0
F2_Commercial_Warehouse (ID)_New_Miscellaneous_Natural Gas_Miscellaneous_E5 | F2 | Commercial | Warehouse (ID) | New | Miscellaneous | Natural Gas | Miscellaneous | E5 | TRC BC Ratio | 0 | 0 | 0 | 0 | 0 | 0 | 0 | 0 | 0 | 0 | 0 | 0 | 0 | 0 | 0 | 0 | 0 | 0 | 0 | 0 | 0 | 0 | 0 | 0 | 0 | 0 | 0
F2_Commercial_Warehouse (ID)_New_Miscellaneous_Natural Gas_Miscellaneous_E6 | F2 | Commercial | Warehouse (ID) | New | Miscellaneous | Natural Gas | Miscellaneous | E6 | TRC BC Ratio | 0 | 0 | 0 | 0 | 0 | 0 | 0 | 0 | 0 | 0 | 0 | 0 | 0 | 0 | 0 | 0 | 0 | 0 | 0 | 0 | 0 | 0 | 0 | 0 | 0 | 0 | 0
F2_Commercial_Warehouse (ID)_New_Miscellaneous_Natural Gas_Miscellaneous_E7 | F2 | Commercial | Warehouse (ID) | New | Miscellaneous | Natural Gas | Miscellaneous | E7 | TRC BC Ratio | 0 | 0 | 0 | 0 | 0 | 0 | 0 | 0 | 0 | 0 | 0 | 0 | 0 | 0 | 0 | 0 | 0 | 0 | 0 | 0 | 0 | 0 | 0 | 0 | 0 | 0 | 0
F2_Commercial_Warehouse (ID)_New_Miscellaneous_Natural Gas_Miscellaneous_E8 | F2 | Commercial | Warehouse (ID) | New | Miscellaneous | Natural Gas | Miscellaneous | E8 | TRC BC Ratio | 0 | 0 | 0 | 0 | 0 | 0 | 0 | 0 | 0 | 0 | 0 | 0 | 0 | 0 | 0 | 0 | 0 | 0 | 0 | 0 | 0 | 0 | 0 | 0 | 0 | 0 | 0
F2_Commercial_Warehouse (ID)_New_Miscellaneous_Natural Gas_Miscellaneous_E9 | F2 | Commercial | Warehouse (ID) | New | Miscellaneous | Natural Gas | Miscellaneous | E9 | TRC BC Ratio | 0 | 0 | 0 | 0 | 0 | 0 | 0 | 0 | 0 | 0 | 0 | 0 | 0 | 0 | 0 | 0 | 0 | 0 | 0 | 0 | 0 | 0 | 0 | 0 | 0 | 0 | 0
F2_Commercial_Warehouse (ID)_New_Miscellaneous_Natural Gas_Miscellaneous_E10 | F2 | Commercial | Warehouse (ID) | New | Miscellaneous | Natural Gas | Miscellaneous | E10 | TRC BC Ratio | 0 | 0 | 0 | 0 | 0 | 0 | 0 | 0 | 0 | 0 | 0 | 0 | 0 | 0 | 0 | 0 | 0 | 0 | 0 | 0 | 0 | 0 | 0 | 0 | 0 | 0 | 0
F3_Commercial_Warehouse (ID)_New_Miscellaneous_Natural Gas_Miscellaneous_E1 | F3 | Commercial | Warehouse (ID) | New | Miscellaneous | Natural Gas | Miscellaneous | E1 | PACT BC Ratio | [24 empty] | 1 | 1 | 1 | bar: 2019 to 2042
F3_Commercial_Warehouse (ID)_New_Miscellaneous_Natural Gas_Miscellaneous_E2 | F3 | Commercial | Warehouse (ID) | New | Miscellaneous | Natural Gas | Miscellaneous | E2 | PACT BC Ratio | 0 | 0 | 0 | 0 | 0 | 0 | 0 | 0 | 0 | 0 | 0 | 0 | 0 | 0 | 0 | 0 | 0 | 0 | 0 | 0 | 0 | 0 | 0 | 0 | 0 | 0 | 0
F3_Commercial_Warehouse (ID)_New_Miscellaneous_Natural Gas_Miscellaneous_E3 | F3 | Commercial | Warehouse (ID) | New | Miscellaneous | Natural Gas | Miscellaneous | E3 | PACT BC Ratio | 0 | 0 | 0 | 0 | 0 | 0 | 0 | 0 | 0 | 0 | 0 | 0 | 0 | 0 | 0 | 0 | 0 | 0 | 0 | 0 | 0 | 0 | 0 | 0 | 0 | 0 | 0
F3_Commercial_Warehouse (ID)_New_Miscellaneous_Natural Gas_Miscellaneous_E4 | F3 | Commercial | Warehouse (ID) | New | Miscellaneous | Natural Gas | Miscellaneous | E4 | PACT BC Ratio | 0 | 0 | 0 | 0 | 0 | 0 | 0 | 0 | 0 | 0 | 0 | 0 | 0 | 0 | 0 | 0 | 0 | 0 | 0 | 0 | 0 | 0 | 0 | 0 | 0 | 0 | 0
F3_Commercial_Warehouse (ID)_New_Miscellaneous_Natural Gas_Miscellaneous_E5 | F3 | Commercial | Warehouse (ID) | New | Miscellaneous | Natural Gas | Miscellaneous | E5 | PACT BC Ratio | 0 | 0 | 0 | 0 | 0 | 0 | 0 | 0 | 0 | 0 | 0 | 0 | 0 | 0 | 0 | 0 | 0 | 0 | 0 | 0 | 0 | 0 | 0 | 0 | 0 | 0 | 0
F3_Commercial_Warehouse (ID)_New_Miscellaneous_Natural Gas_Miscellaneous_E6 | F3 | Commercial | Warehouse (ID) | New | Miscellaneous | Natural Gas | Miscellaneous | E6 | PACT BC Ratio | 0 | 0 | 0 | 0 | 0 | 0 | 0 | 0 | 0 | 0 | 0 | 0 | 0 | 0 | 0 | 0 | 0 | 0 | 0 | 0 | 0 | 0 | 0 | 0 | 0 | 0 | 0
F3_Commercial_Warehouse (ID)_New_Miscellaneous_Natural Gas_Miscellaneous_E7 | F3 | Commercial | Warehouse (ID) | New | Miscellaneous | Natural Gas | Miscellaneous | E7 | PACT BC Ratio | 0 | 0 | 0 | 0 | 0 | 0 | 0 | 0 | 0 | 0 | 0 | 0 | 0 | 0 | 0 | 0 | 0 | 0 | 0 | 0 | 0 | 0 | 0 | 0 | 0 | 0 | 0
F3_Commercial_Warehouse (ID)_New_Miscellaneous_Natural Gas_Miscellaneous_E8 | F3 | Commercial | Warehouse (ID) | New | Miscellaneous | Natural Gas | Miscellaneous | E8 | PACT BC Ratio | 0 | 0 | 0 | 0 | 0 | 0 | 0 | 0 | 0 | 0 | 0 | 0 | 0 | 0 | 0 | 0 | 0 | 0 | 0 | 0 | 0 | 0 | 0 | 0 | 0 | 0 | 0
F3_Commercial_Warehouse (ID)_New_Miscellaneous_Natural Gas_Miscellaneous_E9 | F3 | Commercial | Warehouse (ID) | New | Miscellaneous | Natural Gas | Miscellaneous | E9 | PACT BC Ratio | 0 | 0 | 0 | 0 | 0 | 0 | 0 | 0 | 0 | 0 | 0 | 0 | 0 | 0 | 0 | 0 | 0 | 0 | 0 | 0 | 0 | 0 | 0 | 0 | 0 | 0 | 0
F3_Commercial_Warehouse (ID)_New_Miscellaneous_Natural Gas_Miscellaneous_E10 | F3 | Commercial | Warehouse (ID) | New | Miscellaneous | Natural Gas | Miscellaneous | E10 | PACT BC Ratio | 0 | 0 | 0 | 0 | 0 | 0 | 0 | 0 | 0 | 0 | 0 | 0 | 0 | 0 | 0 | 0 | 0 | 0 | 0 | 0 | 0 | 0 | 0 | 0 | 0 | 0 | 0
F4_Commercial_Warehouse (ID)_New_Miscellaneous_Natural Gas_Miscellaneous_E1 | F4 | Commercial | Warehouse (ID) | New | Miscellaneous | Natural Gas | Miscellaneous | E1 | RVT BC Ratio | [24 empty] | 1 | 1 | 1 | bar: 2019 to 2042
F4_Commercial_Warehouse (ID)_New_Miscellaneous_Natural Gas_Miscellaneous_E2 | F4 | Commercial | Warehouse (ID) | New | Miscellaneous | Natural Gas | Miscellaneous | E2 | RVT BC Ratio | 0 | 0 | 0 | 0 | 0 | 0 | 0 | 0 | 0 | 0 | 0 | 0 | 0 | 0 | 0 | 0 | 0 | 0 | 0 | 0 | 0 | 0 | 0 | 0 | 0 | 0 | 0
F4_Commercial_Warehouse (ID)_New_Miscellaneous_Natural Gas_Miscellaneous_E3 | F4 | Commercial | Warehouse (ID) | New | Miscellaneous | Natural Gas | Miscellaneous | E3 | RVT BC Ratio | 0 | 0 | 0 | 0 | 0 | 0 | 0 | 0 | 0 | 0 | 0 | 0 | 0 | 0 | 0 | 0 | 0 | 0 | 0 | 0 | 0 | 0 | 0 | 0 | 0 | 0 | 0
F4_Commercial_Warehouse (ID)_New_Miscellaneous_Natural Gas_Miscellaneous_E4 | F4 | Commercial | Warehouse (ID) | New | Miscellaneous | Natural Gas | Miscellaneous | E4 | RVT BC Ratio | 0 | 0 | 0 | 0 | 0 | 0 | 0 | 0 | 0 | 0 | 0 | 0 | 0 | 0 | 0 | 0 | 0 | 0 | 0 | 0 | 0 | 0 | 0 | 0 | 0 | 0 | 0
F4_Commercial_Warehouse (ID)_New_Miscellaneous_Natural Gas_Miscellaneous_E5 | F4 | Commercial | Warehouse (ID) | New | Miscellaneous | Natural Gas | Miscellaneous | E5 | RVT BC Ratio | 0 | 0 | 0 | 0 | 0 | 0 | 0 | 0 | 0 | 0 | 0 | 0 | 0 | 0 | 0 | 0 | 0 | 0 | 0 | 0 | 0 | 0 | 0 | 0 | 0 | 0 | 0
F4_Commercial_Warehouse (ID)_New_Miscellaneous_Natural Gas_Miscellaneous_E6 | F4 | Commercial | Warehouse (ID) | New | Miscellaneous | Natural Gas | Miscellaneous | E6 | RVT BC Ratio | 0 | 0 | 0 | 0 | 0 | 0 | 0 | 0 | 0 | 0 | 0 | 0 | 0 | 0 | 0 | 0 | 0 | 0 | 0 | 0 | 0 | 0 | 0 | 0 | 0 | 0 | 0
F4_Commercial_Warehouse (ID)_New_Miscellaneous_Natural Gas_Miscellaneous_E7 | F4 | Commercial | Warehouse (ID) | New | Miscellaneous | Natural Gas | Miscellaneous | E7 | RVT BC Ratio | 0 | 0 | 0 | 0 | 0 | 0 | 0 | 0 | 0 | 0 | 0 | 0 | 0 | 0 | 0 | 0 | 0 | 0 | 0 | 0 | 0 | 0 | 0 | 0 | 0 | 0 | 0
F4_Commercial_Warehouse (ID)_New_Miscellaneous_Natural Gas_Miscellaneous_E8 | F4 | Commercial | Warehouse (ID) | New | Miscellaneous | Natural Gas | Miscellaneous | E8 | RVT BC Ratio | 0 | 0 | 0 | 0 | 0 | 0 | 0 | 0 | 0 | 0 | 0 | 0 | 0 | 0 | 0 | 0 | 0 | 0 | 0 | 0 | 0 | 0 | 0 | 0 | 0 | 0 | 0
F4_Commercial_Warehouse (ID)_New_Miscellaneous_Natural Gas_Miscellaneous_E9 | F4 | Commercial | Warehouse (ID) | New | Miscellaneous | Natural Gas | Miscellaneous | E9 | RVT BC Ratio | 0 | 0 | 0 | 0 | 0 | 0 | 0 | 0 | 0 | 0 | 0 | 0 | 0 | 0 | 0 | 0 | 0 | 0 | 0 | 0 | 0 | 0 | 0 | 0 | 0 | 0 | 0
F4_Commercial_Warehouse (ID)_New_Miscellaneous_Natural Gas_Miscellaneous_E10 | F4 | Commercial | Warehouse (ID) | New | Miscellaneous | Natural Gas | Miscellaneous | E10 | RVT BC Ratio | 0 | 0 | 0 | 0 | 0 | 0 | 0 | 0 | 0 | 0 | 0 | 0 | 0 | 0 | 0 | 0 | 0 | 0 | 0 | 0 | 0 | 0 | 0 | 0 | 0 | 0 | 0
F5_Commercial_Warehouse (ID)_New_Miscellaneous_Natural Gas_Miscellaneous_E1 | F5 | Commercial | Warehouse (ID) | New | Miscellaneous | Natural Gas | Miscellaneous | E1 | RIM BC Ratio | [24 empty] | 1 | 1 | 1 | bar: 2019 to 2042
F5_Commercial_Warehouse (ID)_New_Miscellaneous_Natural Gas_Miscellaneous_E2 | F5 | Commercial | Warehouse (ID) | New | Miscellaneous | Natural Gas | Miscellaneous | E2 | RIM BC Ratio | 0 | 0 | 0 | 0 | 0 | 0 | 0 | 0 | 0 | 0 | 0 | 0 | 0 | 0 | 0 | 0 | 0 | 0 | 0 | 0 | 0 | 0 | 0 | 0 | 0 | 0 | 0
F5_Commercial_Warehouse (ID)_New_Miscellaneous_Natural Gas_Miscellaneous_E3 | F5 | Commercial | Warehouse (ID) | New | Miscellaneous | Natural Gas | Miscellaneous | E3 | RIM BC Ratio | 0 | 0 | 0 | 0 | 0 | 0 | 0 | 0 | 0 | 0 | 0 | 0 | 0 | 0 | 0 | 0 | 0 | 0 | 0 | 0 | 0 | 0 | 0 | 0 | 0 | 0 | 0
F5_Commercial_Warehouse (ID)_New_Miscellaneous_Natural Gas_Miscellaneous_E4 | F5 | Commercial | Warehouse (ID) | New | Miscellaneous | Natural Gas | Miscellaneous | E4 | RIM BC Ratio | 0 | 0 | 0 | 0 | 0 | 0 | 0 | 0 | 0 | 0 | 0 | 0 | 0 | 0 | 0 | 0 | 0 | 0 | 0 | 0 | 0 | 0 | 0 | 0 | 0 | 0 | 0
F5_Commercial_Warehouse (ID)_New_Miscellaneous_Natural Gas_Miscellaneous_E5 | F5 | Commercial | Warehouse (ID) | New | Miscellaneous | Natural Gas | Miscellaneous | E5 | RIM BC Ratio | 0 | 0 | 0 | 0 | 0 | 0 | 0 | 0 | 0 | 0 | 0 | 0 | 0 | 0 | 0 | 0 | 0 | 0 | 0 | 0 | 0 | 0 | 0 | 0 | 0 | 0 | 0
F5_Commercial_Warehouse (ID)_New_Miscellaneous_Natural Gas_Miscellaneous_E6 | F5 | Commercial | Warehouse (ID) | New | Miscellaneous | Natural Gas | Miscellaneous | E6 | RIM BC Ratio | 0 | 0 | 0 | 0 | 0 | 0 | 0 | 0 | 0 | 0 | 0 | 0 | 0 | 0 | 0 | 0 | 0 | 0 | 0 | 0 | 0 | 0 | 0 | 0 | 0 | 0 | 0
F5_Commercial_Warehouse (ID)_New_Miscellaneous_Natural Gas_Miscellaneous_E7 | F5 | Commercial | Warehouse (ID) | New | Miscellaneous | Natural Gas | Miscellaneous | E7 | RIM BC Ratio | 0 | 0 | 0 | 0 | 0 | 0 | 0 | 0 | 0 | 0 | 0 | 0 | 0 | 0 | 0 | 0 | 0 | 0 | 0 | 0 | 0 | 0 | 0 | 0 | 0 | 0 | 0
F5_Commercial_Warehouse (ID)_New_Miscellaneous_Natural Gas_Miscellaneous_E8 | F5 | Commercial | Warehouse (ID) | New | Miscellaneous | Natural Gas | Miscellaneous | E8 | RIM BC Ratio | 0 | 0 | 0 | 0 | 0 | 0 | 0 | 0 | 0 | 0 | 0 | 0 | 0 | 0 | 0 | 0 | 0 | 0 | 0 | 0 | 0 | 0 | 0 | 0 | 0 | 0 | 0
F5_Commercial_Warehouse (ID)_New_Miscellaneous_Natural Gas_Miscellaneous_E9 | F5 | Commercial | Warehouse (ID) | New | Miscellaneous | Natural Gas | Miscellaneous | E9 | RIM BC Ratio | 0 | 0 | 0 | 0 | 0 | 0 | 0 | 0 | 0 | 0 | 0 | 0 | 0 | 0 | 0 | 0 | 0 | 0 | 0 | 0 | 0 | 0 | 0 | 0 | 0 | 0 | 0
F5_Commercial_Warehouse (ID)_New_Miscellaneous_Natural Gas_Miscellaneous_E10 | F5 | Commercial | Warehouse (ID) | New | Miscellaneous | Natural Gas | Miscellaneous | E10 | RIM BC Ratio | 0 | 0 | 0 | 0 | 0 | 0 | 0 | 0 | 0 | 0 | 0 | 0 | 0 | 0 | 0 | 0 | 0 | 0 | 0 | 0 | 0 | 0 | 0 | 0 | 0 | 0 | 0
F0_Commercial_Miscellaneous (ID)_Existing_Space Heating_Natural Gas_Furnace_E0 | F0 | Commercial | Miscellaneous (ID) | Existing | Space Heating | Natural Gas | Furnace | E0 | Economic Unit | AFUE 80% (Standard) | AFUE 80% (Standard) | AFUE 80% (Standard) | AFUE 80% (Standard) | AFUE 80% (Standard) | AFUE 80% (Standard) | AFUE 80% (Standard) | AFUE 80% (Standard) | AFUE 80% (Standard) | AFUE 80% (Standard) | AFUE 80% (Standard) | AFUE 80% (Standard) | AFUE 80% (Standard) | AFUE 80% (Standard) | AFUE 80% (Standard) | AFUE 80% (Standard) | AFUE 96% | AFUE 96% | AFUE 96% | AFUE 96% | AFUE 96% | AFUE 96% | AFUE 96% | AFUE 96% | AFUE 96% | AFUE 96% | AFUE 96%
F1_Commercial_Miscellaneous (ID)_Existing_Space Heating_Natural Gas_Furnace_E1 | F1 | Commercial | Miscellaneous (ID) | Existing | Space Heating | Natural Gas | Furnace | E1 | CCE | 0 | 0 | 0 | 0 | 0 | 0 | 0 | 0 | 0 | 0 | 0 | 0 | 0 | 0 | 0 | 0 | 0 | 0 | 0 | 0 | 0 | 0 | 0 | 0 | 0 | 0 | 0
F1_Commercial_Miscellaneous (ID)_Existing_Space Heating_Natural Gas_Furnace_E2 | F1 | Commercial | Miscellaneous (ID) | Existing | Space Heating | Natural Gas | Furnace | E2 | CCE | 0.037789 | 0.039215 | 0.039215 | 0.039215 | 0.039215 | 0.039215 | 0.039215 | 0.039215 | 0.039215 | 0.039215 | 0.039215 | 0.039215 | 0.039215 | 0.039215 | 0.039215 | 0.039215 | 0.039215 | 0.039215 | 0.039215 | 0.039215 | 0.039215 | 0.039215 | 0.039215 | 0.039215 | 0.039215 | 0.039215 | 0.039215
F1_Commercial_Miscellaneous (ID)_Existing_Space Heating_Natural Gas_Furnace_E3 | F1 | Commercial | Miscellaneous (ID) | Existing | Space Heating | Natural Gas | Furnace | E3 | CCE | 0.0056381 | 0.0058509 | 0.0058509 | 0.0058509 | 0.0058509 | 0.0058509 | 0.0058509 | 0.0058509 | 0.0058509 | 0.0058509 | 0.0058509 | 0.0058509 | 0.0058509 | 0.0058509 | 0.0058509 | 0.0058509 | 0.0058509 | 0.0058509 | 0.0058509 | 0.0058509 | 0.0058509 | 0.0058509 | 0.0058509 | 0.0058509 | 0.0058509 | 0.0058509 | 0.0058509
F1_Commercial_Miscellaneous (ID)_Existing_Space Heating_Natural Gas_Furnace_E4 | F1 | Commercial | Miscellaneous (ID) | Existing | Space Heating | Natural Gas | Furnace | E4 | CCE | 0 | 0 | 0 | 0 | 0 | 0 | 0 | 0 | 0 | 0 | 0 | 0 | 0 | 0 | 0 | 0 | 0 | 0 | 0 | 0 | 0 | 0 | 0 | 0 | 0 | 0 | 0
F1_Commercial_Miscellaneous (ID)_Existing_Space Heating_Natural Gas_Furnace_E5 | F1 | Commercial | Miscellaneous (ID) | Existing | Space Heating | Natural Gas | Furnace | E5 | CCE | 0 | 0 | 0 | 0 | 0 | 0 | 0 | 0 | 0 | 0 | 0 | 0 | 0 | 0 | 0 | 0 | 0 | 0 | 0 | 0 | 0 | 0 | 0 | 0 | 0 | 0 | 0
F1_Commercial_Miscellaneous (ID)_Existing_Space Heating_Natural Gas_Furnace_E6 | F1 | Commercial | Miscellaneous (ID) | Existing | Space Heating | Natural Gas | Furnace | E6 | CCE | 0 | 0 | 0 | 0 | 0 | 0 | 0 | 0 | 0 | 0 | 0 | 0 | 0 | 0 | 0 | 0 | 0 | 0 | 0 | 0 | 0 | 0 | 0 | 0 | 0 | 0 | 0
F1_Commercial_Miscellaneous (ID)_Existing_Space Heating_Natural Gas_Furnace_E7 | F1 | Commercial | Miscellaneous (ID) | Existing | Space Heating | Natural Gas | Furnace | E7 | CCE | 0 | 0 | 0 | 0 | 0 | 0 | 0 | 0 | 0 | 0 | 0 | 0 | 0 | 0 | 0 | 0 | 0 | 0 | 0 | 0 | 0 | 0 | 0 | 0 | 0 | 0 | 0
F1_Commercial_Miscellaneous (ID)_Existing_Space Heating_Natural Gas_Furnace_E8 | F1 | Commercial | Miscellaneous (ID) | Existing | Space Heating | Natural Gas | Furnace | E8 | CCE | 0 | 0 | 0 | 0 | 0 | 0 | 0 | 0 | 0 | 0 | 0 | 0 | 0 | 0 | 0 | 0 | 0 | 0 | 0 | 0 | 0 | 0 | 0 | 0 | 0 | 0 | 0
F1_Commercial_Miscellaneous (ID)_Existing_Space Heating_Natural Gas_Furnace_E9 | F1 | Commercial | Miscellaneous (ID) | Existing | Space Heating | Natural Gas | Furnace | E9 | CCE | 0 | 0 | 0 | 0 | 0 | 0 | 0 | 0 | 0 | 0 | 0 | 0 | 0 | 0 | 0 | 0 | 0 | 0 | 0 | 0 | 0 | 0 | 0 | 0 | 0 | 0 | 0
F1_Commercial_Miscellaneous (ID)_Existing_Space Heating_Natural Gas_Furnace_E10 | F1 | Commercial | Miscellaneous (ID) | Existing | Space Heating | Natural Gas | Furnace | E10 | CCE | 0 | 0 | 0 | 0 | 0 | 0 | 0 | 0 | 0 | 0 | 0 | 0 | 0 | 0 | 0 | 0 | 0 | 0 | 0 | 0 | 0 | 0 | 0 | 0 | 0 | 0 | 0
F2_Commercial_Miscellaneous (ID)_Existing_Space Heating_Natural Gas_Furnace_E1 | F2 | Commercial | Miscellaneous (ID) | Existing | Space Heating | Natural Gas | Furnace | E1 | TRC BC Ratio | [24 empty] | 1 | 1 | 1 | bar: 2019 to 2042
F2_Commercial_Miscellaneous (ID)_Existing_Space Heating_Natural Gas_Furnace_E2 | F2 | Commercial | Miscellaneous (ID) | Existing | Space Heating | Natural Gas | Furnace | E2 | TRC BC Ratio | 0.099522 | 0.10097 | 0.10302 | 0.10536 | 0.10802 | 0.11188 | 0.11582 | 0.12001 | 0.12395 | 0.12794 | 0.13144 | 0.13459 | 0.1381 | 0.14174 | 0.14507 | 0.14833 | 0.15131 | 0.15439 | 0.15761 | 0.16092 | 0.1643 | 0.16788 | 0.17213 | 0.17578 | 0.17951 | 0.18332 | 0.18721
F2_Commercial_Miscellaneous (ID)_Existing_Space Heating_Natural Gas_Furnace_E3 | F2 | Commercial | Miscellaneous (ID) | Existing | Space Heating | Natural Gas | Furnace | E3 | TRC BC Ratio | 0.66704 | 0.67674 | 0.69048 | 0.70617 | 0.72397 | 0.74986 | 0.77629 | 0.80434 | 0.83074 | 0.85751 | 0.88094 | 0.90211 | 0.92561 | 0.94999 | 0.9723 | 0.99414 | 1.0141 | 1.0348 | 1.0564 | 1.0786 | 1.1012 | 1.1252 | 1.1537 | 1.1782 | 1.2032 | 1.2287 | 1.2548
F2_Commercial_Miscellaneous (ID)_Existing_Space Heating_Natural Gas_Furnace_E4 | F2 | Commercial | Miscellaneous (ID) | Existing | Space Heating | Natural Gas | Furnace | E4 | TRC BC Ratio | 0 | 0 | 0 | 0 | 0 | 0 | 0 | 0 | 0 | 0 | 0 | 0 | 0 | 0 | 0 | 0 | 0 | 0 | 0 | 0 | 0 | 0 | 0 | 0 | 0 | 0 | 0
F2_Commercial_Miscellaneous (ID)_Existing_Space Heating_Natural Gas_Furnace_E5 | F2 | Commercial | Miscellaneous (ID) | Existing | Space Heating | Natural Gas | Furnace | E5 | TRC BC Ratio | 0 | 0 | 0 | 0 | 0 | 0 | 0 | 0 | 0 | 0 | 0 | 0 | 0 | 0 | 0 | 0 | 0 | 0 | 0 | 0 | 0 | 0 | 0 | 0 | 0 | 0 | 0
F2_Commercial_Miscellaneous (ID)_Existing_Space Heating_Natural Gas_Furnace_E6 | F2 | Commercial | Miscellaneous (ID) | Existing | Space Heating | Natural Gas | Furnace | E6 | TRC BC Ratio | 0 | 0 | 0 | 0 | 0 | 0 | 0 | 0 | 0 | 0 | 0 | 0 | 0 | 0 | 0 | 0 | 0 | 0 | 0 | 0 | 0 | 0 | 0 | 0 | 0 | 0 | 0
F2_Commercial_Miscellaneous (ID)_Existing_Space Heating_Natural Gas_Furnace_E7 | F2 | Commercial | Miscellaneous (ID) | Existing | Space Heating | Natural Gas | Furnace | E7 | TRC BC Ratio | 0 | 0 | 0 | 0 | 0 | 0 | 0 | 0 | 0 | 0 | 0 | 0 | 0 | 0 | 0 | 0 | 0 | 0 | 0 | 0 | 0 | 0 | 0 | 0 | 0 | 0 | 0
F2_Commercial_Miscellaneous (ID)_Existing_Space Heating_Natural Gas_Furnace_E8 | F2 | Commercial | Miscellaneous (ID) | Existing | Space Heating | Natural Gas | Furnace | E8 | TRC BC Ratio | 0 | 0 | 0 | 0 | 0 | 0 | 0 | 0 | 0 | 0 | 0 | 0 | 0 | 0 | 0 | 0 | 0 | 0 | 0 | 0 | 0 | 0 | 0 | 0 | 0 | 0 | 0
F2_Commercial_Miscellaneous (ID)_Existing_Space Heating_Natural Gas_Furnace_E9 | F2 | Commercial | Miscellaneous (ID) | Existing | Space Heating | Natural Gas | Furnace | E9 | TRC BC Ratio | 0 | 0 | 0 | 0 | 0 | 0 | 0 | 0 | 0 | 0 | 0 | 0 | 0 | 0 | 0 | 0 | 0 | 0 | 0 | 0 | 0 | 0 | 0 | 0 | 0 | 0 | 0
F2_Commercial_Miscellaneous (ID)_Existing_Space Heating_Natural Gas_Furnace_E10 | F2 | Commercial | Miscellaneous (ID) | Existing | Space Heating | Natural Gas | Furnace | E10 | TRC BC Ratio | 0 | 0 | 0 | 0 | 0 | 0 | 0 | 0 | 0 | 0 | 0 | 0 | 0 | 0 | 0 | 0 | 0 | 0 | 0 | 0 | 0 | 0 | 0 | 0 | 0 | 0 | 0
F3_Commercial_Miscellaneous (ID)_Existing_Space Heating_Natural Gas_Furnace_E1 | F3 | Commercial | Miscellaneous (ID) | Existing | Space Heating | Natural Gas | Furnace | E1 | PACT BC Ratio | [24 empty] | 1 | 1 | 1 | bar: 2019 to 2042
F3_Commercial_Miscellaneous (ID)_Existing_Space Heating_Natural Gas_Furnace_E2 | F3 | Commercial | Miscellaneous (ID) | Existing | Space Heating | Natural Gas | Furnace | E2 | PACT BC Ratio | 0.27875 | 0.2828 | 0.28855 | 0.29511 | 0.30254 | 0.31336 | 0.32441 | 0.33613 | 0.34716 | 0.35835 | 0.36814 | 0.37699 | 0.38681 | 0.39699 | 0.40632 | 0.41545 | 0.4238 | 0.43244 | 0.44146 | 0.45073 | 0.46018 | 0.47021 | 0.48211 | 0.49235 | 0.5028 | 0.51347 | 0.52437
F3_Commercial_Miscellaneous (ID)_Existing_Space Heating_Natural Gas_Furnace_E3 | F3 | Commercial | Miscellaneous (ID) | Existing | Space Heating | Natural Gas | Furnace | E3 | PACT BC Ratio | 1.8683 | 1.8955 | 1.934 | 1.9779 | 2.0278 | 2.1003 | 2.1743 | 2.2529 | 2.3268 | 2.4018 | 2.4674 | 2.5267 | 2.5926 | 2.6608 | 2.7233 | 2.7845 | 2.8405 | 2.8984 | 2.9589 | 3.021 | 3.0843 | 3.1516 | 3.2313 | 3.2999 | 3.3699 | 3.4415 | 3.5145
F3_Commercial_Miscellaneous (ID)_Existing_Space Heating_Natural Gas_Furnace_E4 | F3 | Commercial | Miscellaneous (ID) | Existing | Space Heating | Natural Gas | Furnace | E4 | PACT BC Ratio | 0 | 0 | 0 | 0 | 0 | 0 | 0 | 0 | 0 | 0 | 0 | 0 | 0 | 0 | 0 | 0 | 0 | 0 | 0 | 0 | 0 | 0 | 0 | 0 | 0 | 0 | 0
F3_Commercial_Miscellaneous (ID)_Existing_Space Heating_Natural Gas_Furnace_E5 | F3 | Commercial | Miscellaneous (ID) | Existing | Space Heating | Natural Gas | Furnace | E5 | PACT BC Ratio | 0 | 0 | 0 | 0 | 0 | 0 | 0 | 0 | 0 | 0 | 0 | 0 | 0 | 0 | 0 | 0 | 0 | 0 | 0 | 0 | 0 | 0 | 0 | 0 | 0 | 0 | 0
F3_Commercial_Miscellaneous (ID)_Existing_Space Heating_Natural Gas_Furnace_E6 | F3 | Commercial | Miscellaneous (ID) | Existing | Space Heating | Natural Gas | Furnace | E6 | PACT BC Ratio | 0 | 0 | 0 | 0 | 0 | 0 | 0 | 0 | 0 | 0 | 0 | 0 | 0 | 0 | 0 | 0 | 0 | 0 | 0 | 0 | 0 | 0 | 0 | 0 | 0 | 0 | 0
F3_Commercial_Miscellaneous (ID)_Existing_Space Heating_Natural Gas_Furnace_E7 | F3 | Commercial | Miscellaneous (ID) | Existing | Space Heating | Natural Gas | Furnace | E7 | PACT BC Ratio | 0 | 0 | 0 | 0 | 0 | 0 | 0 | 0 | 0 | 0 | 0 | 0 | 0 | 0 | 0 | 0 | 0 | 0 | 0 | 0 | 0 | 0 | 0 | 0 | 0 | 0 | 0
F3_Commercial_Miscellaneous (ID)_Existing_Space Heating_Natural Gas_Furnace_E8 | F3 | Commercial | Miscellaneous (ID) | Existing | Space Heating | Natural Gas | Furnace | E8 | PACT BC Ratio | 0 | 0 | 0 | 0 | 0 | 0 | 0 | 0 | 0 | 0 | 0 | 0 | 0 | 0 | 0 | 0 | 0 | 0 | 0 | 0 | 0 | 0 | 0 | 0 | 0 | 0 | 0
F3_Commercial_Miscellaneous (ID)_Existing_Space Heating_Natural Gas_Furnace_E9 | F3 | Commercial | Miscellaneous (ID) | Existing | Space Heating | Natural Gas | Furnace | E9 | PACT BC Ratio | 0 | 0 | 0 | 0 | 0 | 0 | 0 | 0 | 0 | 0 | 0 | 0 | 0 | 0 | 0 | 0 | 0 | 0 | 0 | 0 | 0 | 0 | 0 | 0 | 0 | 0 | 0
F3_Commercial_Miscellaneous (ID)_Existing_Space Heating_Natural Gas_Furnace_E10 | F3 | Commercial | Miscellaneous (ID) | Existing | Space Heating | Natural Gas | Furnace | E10 | PACT BC Ratio | 0 | 0 | 0 | 0 | 0 | 0 | 0 | 0 | 0 | 0 | 0 | 0 | 0 | 0 | 0 | 0 | 0 | 0 | 0 | 0 | 0 | 0 | 0 | 0 | 0 | 0 | 0
F4_Commercial_Miscellaneous (ID)_Existing_Space Heating_Natural Gas_Furnace_E1 | F4 | Commercial | Miscellaneous (ID) | Existing | Space Heating | Natural Gas | Furnace | E1 | RVT BC Ratio | [24 empty] | 1 | 1 | 1 | bar: 2019 to 2042
F4_Commercial_Miscellaneous (ID)_Existing_Space Heating_Natural Gas_Furnace_E2 | F4 | Commercial | Miscellaneous (ID) | Existing | Space Heating | Natural Gas | Furnace | E2 | RVT BC Ratio | 0.36783 | 0.36899 | 0.37092 | 0.37315 | 0.3757 | 0.37986 | 0.38398 | 0.3883 | 0.39208 | 0.39576 | 0.39992 | 0.40356 | 0.4076 | 0.41178 | 0.41549 | 0.41905 | 0.42219 | 0.4254 | 0.42872 | 0.43208 | 0.43545 | 0.43996 | 0.44531 | 0.44992 | 0.45462 | 0.45942 | 0.46432
F4_Commercial_Miscellaneous (ID)_Existing_Space Heating_Natural Gas_Furnace_E3 | F4 | Commercial | Miscellaneous (ID) | Existing | Space Heating | Natural Gas | Furnace | E3 | RVT BC Ratio | 1.1628 | 1.1705 | 1.1834 | 1.1984 | 1.2155 | 1.2434 | 1.271 | 1.2999 | 1.3253 | 1.3499 | 1.3778 | 1.4022 | 1.4293 | 1.4573 | 1.4822 | 1.506 | 1.5271 | 1.5486 | 1.5708 | 1.5934 | 1.6159 | 1.6462 | 1.6821 | 1.7129 | 1.7444 | 1.7766 | 1.8095
F4_Commercial_Miscellaneous (ID)_Existing_Space Heating_Natural Gas_Furnace_E4 | F4 | Commercial | Miscellaneous (ID) | Existing | Space Heating | Natural Gas | Furnace | E4 | RVT BC Ratio | 0 | 0 | 0 | 0 | 0 | 0 | 0 | 0 | 0 | 0 | 0 | 0 | 0 | 0 | 0 | 0 | 0 | 0 | 0 | 0 | 0 | 0 | 0 | 0 | 0 | 0 | 0
F4_Commercial_Miscellaneous (ID)_Existing_Space Heating_Natural Gas_Furnace_E5 | F4 | Commercial | Miscellaneous (ID) | Existing | Space Heating | Natural Gas | Furnace | E5 | RVT BC Ratio | 0 | 0 | 0 | 0 | 0 | 0 | 0 | 0 | 0 | 0 | 0 | 0 | 0 | 0 | 0 | 0 | 0 | 0 | 0 | 0 | 0 | 0 | 0 | 0 | 0 | 0 | 0
F4_Commercial_Miscellaneous (ID)_Existing_Space Heating_Natural Gas_Furnace_E6 | F4 | Commercial | Miscellaneous (ID) | Existing | Space Heating | Natural Gas | Furnace | E6 | RVT BC Ratio | 0 | 0 | 0 | 0 | 0 | 0 | 0 | 0 | 0 | 0 | 0 | 0 | 0 | 0 | 0 | 0 | 0 | 0 | 0 | 0 | 0 | 0 | 0 | 0 | 0 | 0 | 0
F4_Commercial_Miscellaneous (ID)_Existing_Space Heating_Natural Gas_Furnace_E7 | F4 | Commercial | Miscellaneous (ID) | Existing | Space Heating | Natural Gas | Furnace | E7 | RVT BC Ratio | 0 | 0 | 0 | 0 | 0 | 0 | 0 | 0 | 0 | 0 | 0 | 0 | 0 | 0 | 0 | 0 | 0 | 0 | 0 | 0 | 0 | 0 | 0 | 0 | 0 | 0 | 0
F4_Commercial_Miscellaneous (ID)_Existing_Space Heating_Natural Gas_Furnace_E8 | F4 | Commercial | Miscellaneous (ID) | Existing | Space Heating | Natural Gas | Furnace | E8 | RVT BC Ratio | 0 | 0 | 0 | 0 | 0 | 0 | 0 | 0 | 0 | 0 | 0 | 0 | 0 | 0 | 0 | 0 | 0 | 0 | 0 | 0 | 0 | 0 | 0 | 0 | 0 | 0 | 0
F4_Commercial_Miscellaneous (ID)_Existing_Space Heating_Natural Gas_Furnace_E9 | F4 | Commercial | Miscellaneous (ID) | Existing | Space Heating | Natural Gas | Furnace | E9 | RVT BC Ratio | 0 | 0 | 0 | 0 | 0 | 0 | 0 | 0 | 0 | 0 | 0 | 0 | 0 | 0 | 0 | 0 | 0 | 0 | 0 | 0 | 0 | 0 | 0 | 0 | 0 | 0 | 0
F4_Commercial_Miscellaneous (ID)_Existing_Space Heating_Natural Gas_Furnace_E10 | F4 | Commercial | Miscellaneous (ID) | Existing | Space Heating | Natural Gas | Furnace | E10 | RVT BC Ratio | 0 | 0 | 0 | 0 | 0 | 0 | 0 | 0 | 0 | 0 | 0 | 0 | 0 | 0 | 0 | 0 | 0 | 0 | 0 | 0 | 0 | 0 | 0 | 0 | 0 | 0 | 0
F5_Commercial_Miscellaneous (ID)_Existing_Space Heating_Natural Gas_Furnace_E1 | F5 | Commercial | Miscellaneous (ID) | Existing | Space Heating | Natural Gas | Furnace | E1 | RIM BC Ratio | [24 empty] | 1 | 1 | 1 | bar: 2019 to 2042
F5_Commercial_Miscellaneous (ID)_Existing_Space Heating_Natural Gas_Furnace_E2 | F5 | Commercial | Miscellaneous (ID) | Existing | Space Heating | Natural Gas | Furnace | E2 | RIM BC Ratio | 0.21032 | 0.21294 | 0.21653 | 0.22059 | 0.22515 | 0.23153 | 0.238 | 0.24479 | 0.25121 | 0.2577 | 0.26291 | 0.2676 | 0.27275 | 0.27802 | 0.28283 | 0.28752 | 0.29183 | 0.29624 | 0.30083 | 0.30551 | 0.31026 | 0.31479 | 0.32008 | 0.32456 | 0.32907 | 0.33361 | 0.33817
F5_Commercial_Miscellaneous (ID)_Existing_Space Heating_Natural Gas_Furnace_E3 | F5 | Commercial | Miscellaneous (ID) | Existing | Space Heating | Natural Gas | Furnace | E3 | RIM BC Ratio | 0.58737 | 0.59254 | 0.59893 | 0.60599 | 0.61375 | 0.62343 | 0.63327 | 0.64351 | 0.65358 | 0.66392 | 0.66999 | 0.67566 | 0.68172 | 0.68787 | 0.69361 | 0.69926 | 0.70464 | 0.71016 | 0.71587 | 0.72171 | 0.72768 | 0.73137 | 0.73558 | 0.73908 | 0.74253 | 0.74595 | 0.74933
F5_Commercial_Miscellaneous (ID)_Existing_Space Heating_Natural Gas_Furnace_E4 | F5 | Commercial | Miscellaneous (ID) | Existing | Space Heating | Natural Gas | Furnace | E4 | RIM BC Ratio | 0 | 0 | 0 | 0 | 0 | 0 | 0 | 0 | 0 | 0 | 0 | 0 | 0 | 0 | 0 | 0 | 0 | 0 | 0 | 0 | 0 | 0 | 0 | 0 | 0 | 0 | 0
F5_Commercial_Miscellaneous (ID)_Existing_Space Heating_Natural Gas_Furnace_E5 | F5 | Commercial | Miscellaneous (ID) | Existing | Space Heating | Natural Gas | Furnace | E5 | RIM BC Ratio | 0 | 0 | 0 | 0 | 0 | 0 | 0 | 0 | 0 | 0 | 0 | 0 | 0 | 0 | 0 | 0 | 0 | 0 | 0 | 0 | 0 | 0 | 0 | 0 | 0 | 0 | 0
F5_Commercial_Miscellaneous (ID)_Existing_Space Heating_Natural Gas_Furnace_E6 | F5 | Commercial | Miscellaneous (ID) | Existing | Space Heating | Natural Gas | Furnace | E6 | RIM BC Ratio | 0 | 0 | 0 | 0 | 0 | 0 | 0 | 0 | 0 | 0 | 0 | 0 | 0 | 0 | 0 | 0 | 0 | 0 | 0 | 0 | 0 | 0 | 0 | 0 | 0 | 0 | 0
F5_Commercial_Miscellaneous (ID)_Existing_Space Heating_Natural Gas_Furnace_E7 | F5 | Commercial | Miscellaneous (ID) | Existing | Space Heating | Natural Gas | Furnace | E7 | RIM BC Ratio | 0 | 0 | 0 | 0 | 0 | 0 | 0 | 0 | 0 | 0 | 0 | 0 | 0 | 0 | 0 | 0 | 0 | 0 | 0 | 0 | 0 | 0 | 0 | 0 | 0 | 0 | 0
F5_Commercial_Miscellaneous (ID)_Existing_Space Heating_Natural Gas_Furnace_E8 | F5 | Commercial | Miscellaneous (ID) | Existing | Space Heating | Natural Gas | Furnace | E8 | RIM BC Ratio | 0 | 0 | 0 | 0 | 0 | 0 | 0 | 0 | 0 | 0 | 0 | 0 | 0 | 0 | 0 | 0 | 0 | 0 | 0 | 0 | 0 | 0 | 0 | 0 | 0 | 0 | 0
F5_Commercial_Miscellaneous (ID)_Existing_Space Heating_Natural Gas_Furnace_E9 | F5 | Commercial | Miscellaneous (ID) | Existing | Space Heating | Natural Gas | Furnace | E9 | RIM BC Ratio | 0 | 0 | 0 | 0 | 0 | 0 | 0 | 0 | 0 | 0 | 0 | 0 | 0 | 0 | 0 | 0 | 0 | 0 | 0 | 0 | 0 | 0 | 0 | 0 | 0 | 0 | 0
F5_Commercial_Miscellaneous (ID)_Existing_Space Heating_Natural Gas_Furnace_E10 | F5 | Commercial | Miscellaneous (ID) | Existing | Space Heating | Natural Gas | Furnace | E10 | RIM BC Ratio | 0 | 0 | 0 | 0 | 0 | 0 | 0 | 0 | 0 | 0 | 0 | 0 | 0 | 0 | 0 | 0 | 0 | 0 | 0 | 0 | 0 | 0 | 0 | 0 | 0 | 0 | 0
F0_Commercial_Miscellaneous (ID)_Existing_Space Heating_Natural Gas_Boiler_E0 | F0 | Commercial | Miscellaneous (ID) | Existing | Space Heating | Natural Gas | Boiler | E0 | Economic Unit | AFUE 97% | AFUE 97% | AFUE 97% | AFUE 97% | AFUE 97% | AFUE 97% | AFUE 97% | AFUE 97% | AFUE 97% | AFUE 97% | AFUE 97% | AFUE 97% | AFUE 97% | AFUE 97% | AFUE 97% | AFUE 97% | AFUE 97% | AFUE 97% | AFUE 97% | AFUE 97% | AFUE 97% | AFUE 97% | AFUE 97% | AFUE 97% | AFUE 97% | AFUE 97% | AFUE 97%
F1_Commercial_Miscellaneous (ID)_Existing_Space Heating_Natural Gas_Boiler_E1 | F1 | Commercial | Miscellaneous (ID) | Existing | Space Heating | Natural Gas | Boiler | E1 | CCE | 0 | 0 | 0 | 0 | 0 | 0 | 0 | 0 | 0 | 0 | 0 | 0 | 0 | 0 | 0 | 0 | 0 | 0 | 0 | 0 | 0 | 0 | 0 | 0 | 0 | 0 | 0
F1_Commercial_Miscellaneous (ID)_Existing_Space Heating_Natural Gas_Boiler_E2 | F1 | Commercial | Miscellaneous (ID) | Existing | Space Heating | Natural Gas | Boiler | E2 | CCE | 0.0015717 | 0.001631 | 0.001631 | 0.001631 | 0.001631 | 0.001631 | 0.001631 | 0.001631 | 0.001631 | 0.001631 | 0.001631 | 0.001631 | 0.001631 | 0.001631 | 0.001631 | 0.001631 | 0.001631 | 0.001631 | 0.001631 | 0.001631 | 0.001631 | 0.001631 | 0.001631 | 0.001631 | 0.001631 | 0.001631 | 0.001631
F1_Commercial_Miscellaneous (ID)_Existing_Space Heating_Natural Gas_Boiler_E3 | F1 | Commercial | Miscellaneous (ID) | Existing | Space Heating | Natural Gas | Boiler | E3 | CCE | -0.00034353 | -0.0003565 | -0.0003565 | -0.0003565 | -0.0003565 | -0.0003565 | -0.0003565 | -0.0003565 | -0.0003565 | -0.0003565 | -0.0003565 | -0.0003565 | -0.0003565 | -0.0003565 | -0.0003565 | -0.0003565 | -0.0003565 | -0.0003565 | -0.0003565 | -0.0003565 | -0.0003565 | -0.0003565 | -0.0003565 | -0.0003565 | -0.0003565 | -0.0003565 | -0.0003565
F1_Commercial_Miscellaneous (ID)_Existing_Space Heating_Natural Gas_Boiler_E4 | F1 | Commercial | Miscellaneous (ID) | Existing | Space Heating | Natural Gas | Boiler | E4 | CCE | 0.036133 | 0.037498 | 0.037498 | 0.037498 | 0.037498 | 0.037498 | 0.037498 | 0.037498 | 0.037498 | 0.037498 | 0.037498 | 0.037498 | 0.037498 | 0.037498 | 0.037498 | 0.037498 | 0.037498 | 0.037498 | 0.037498 | 0.037498 | 0.037498 | 0.037498 | 0.037498 | 0.037498 | 0.037498 | 0.037498 | 0.037498
F1_Commercial_Miscellaneous (ID)_Existing_Space Heating_Natural Gas_Boiler_E5 | F1 | Commercial | Miscellaneous (ID) | Existing | Space Heating | Natural Gas | Boiler | E5 | CCE | 0 | 0 | 0 | 0 | 0 | 0 | 0 | 0 | 0 | 0 | 0 | 0 | 0 | 0 | 0 | 0 | 0 | 0 | 0 | 0 | 0 | 0 | 0 | 0 | 0 | 0 | 0
F1_Commercial_Miscellaneous (ID)_Existing_Space Heating_Natural Gas_Boiler_E6 | F1 | Commercial | Miscellaneous (ID) | Existing | Space Heating | Natural Gas | Boiler | E6 | CCE | 0 | 0 | 0 | 0 | 0 | 0 | 0 | 0 | 0 | 0 | 0 | 0 | 0 | 0 | 0 | 0 | 0 | 0 | 0 | 0 | 0 | 0 | 0 | 0 | 0 | 0 | 0
F1_Commercial_Miscellaneous (ID)_Existing_Space Heating_Natural Gas_Boiler_E7 | F1 | Commercial | Miscellaneous (ID) | Existing | Space Heating | Natural Gas | Boiler | E7 | CCE | 0 | 0 | 0 | 0 | 0 | 0 | 0 | 0 | 0 | 0 | 0 | 0 | 0 | 0 | 0 | 0 | 0 | 0 | 0 | 0 | 0 | 0 | 0 | 0 | 0 | 0 | 0
F1_Commercial_Miscellaneous (ID)_Existing_Space Heating_Natural Gas_Boiler_E8 | F1 | Commercial | Miscellaneous (ID) | Existing | Space Heating | Natural Gas | Boiler | E8 | CCE | 0 | 0 | 0 | 0 | 0 | 0 | 0 | 0 | 0 | 0 | 0 | 0 | 0 | 0 | 0 | 0 | 0 | 0 | 0 | 0 | 0 | 0 | 0 | 0 | 0 | 0 | 0
F1_Commercial_Miscellaneous (ID)_Existing_Space Heating_Natural Gas_Boiler_E9 | F1 | Commercial | Miscellaneous (ID) | Existing | Space Heating | Natural Gas | Boiler | E9 | CCE | 0 | 0 | 0 | 0 | 0 | 0 | 0 | 0 | 0 | 0 | 0 | 0 | 0 | 0 | 0 | 0 | 0 | 0 | 0 | 0 | 0 | 0 | 0 | 0 | 0 | 0 | 0
F1_Commercial_Miscellaneous (ID)_Existing_Space Heating_Natural Gas_Boiler_E10 | F1 | Commercial | Miscellaneous (ID) | Existing | Space Heating | Natural Gas | Boiler | E10 | CCE | 0 | 0 | 0 | 0 | 0 | 0 | 0 | 0 | 0 | 0 | 0 | 0 | 0 | 0 | 0 | 0 | 0 | 0 | 0 | 0 | 0 | 0 | 0 | 0 | 0 | 0 | 0
F2_Commercial_Miscellaneous (ID)_Existing_Space Heating_Natural Gas_Boiler_E1 | F2 | Commercial | Miscellaneous (ID) | Existing | Space Heating | Natural Gas | Boiler | E1 | TRC BC Ratio | [24 empty] | 1 | 1 | 1 | bar: 2019 to 2042
F2_Commercial_Miscellaneous (ID)_Existing_Space Heating_Natural Gas_Boiler_E2 | F2 | Commercial | Miscellaneous (ID) | Existing | Space Heating | Natural Gas | Boiler | E2 | TRC BC Ratio | 2.702 | 2.7491 | 2.8074 | 2.8707 | 2.9395 | 3.0297 | 3.1217 | 3.2186 | 3.3118 | 3.4066 | 3.4931 | 3.5743 | 3.6622 | 3.7523 | 3.8376 | 3.9222 | 4.0026 | 4.0853 | 4.171 | 4.2589 | 4.3486 | 4.4421 | 4.5472 | 4.6418 | 4.7372 | 4.8102 | 4.8759
F2_Commercial_Miscellaneous (ID)_Existing_Space Heating_Natural Gas_Boiler_E3 | F2 | Commercial | Miscellaneous (ID) | Existing | Space Heating | Natural Gas | Boiler | E3 | TRC BC Ratio | [24 empty] | 1 | 1 | 1 | bar: 2019 to 2042
F2_Commercial_Miscellaneous (ID)_Existing_Space Heating_Natural Gas_Boiler_E4 | F2 | Commercial | Miscellaneous (ID) | Existing | Space Heating | Natural Gas | Boiler | E4 | TRC BC Ratio | 0.13546 | 0.13822 | 0.14128 | 0.14444 | 0.14772 | 0.15149 | 0.15533 | 0.15933 | 0.1633 | 0.16734 | 0.17125 | 0.17509 | 0.17912 | 0.1832 | 0.18721 | 0.19125 | 0.19525 | 0.19934 | 0.20355 | 0.20786 | 0.21225 | 0.21675 | 0.2215 | 0.226 | 0.23048 | 0.23258 | 0.23382
F2_Commercial_Miscellaneous (ID)_Existing_Space Heating_Natural Gas_Boiler_E5 | F2 | Commercial | Miscellaneous (ID) | Existing | Space Heating | Natural Gas | Boiler | E5 | TRC BC Ratio | 0 | 0 | 0 | 0 | 0 | 0 | 0 | 0 | 0 | 0 | 0 | 0 | 0 | 0 | 0 | 0 | 0 | 0 | 0 | 0 | 0 | 0 | 0 | 0 | 0 | 0 | 0
F2_Commercial_Miscellaneous (ID)_Existing_Space Heating_Natural Gas_Boiler_E6 | F2 | Commercial | Miscellaneous (ID) | Existing | Space Heating | Natural Gas | Boiler | E6 | TRC BC Ratio | 0 | 0 | 0 | 0 | 0 | 0 | 0 | 0 | 0 | 0 | 0 | 0 | 0 | 0 | 0 | 0 | 0 | 0 | 0 | 0 | 0 | 0 | 0 | 0 | 0 | 0 | 0
F2_Commercial_Miscellaneous (ID)_Existing_Space Heating_Natural Gas_Boiler_E7 | F2 | Commercial | Miscellaneous (ID) | Existing | Space Heating | Natural Gas | Boiler | E7 | TRC BC Ratio | 0 | 0 | 0 | 0 | 0 | 0 | 0 | 0 | 0 | 0 | 0 | 0 | 0 | 0 | 0 | 0 | 0 | 0 | 0 | 0 | 0 | 0 | 0 | 0 | 0 | 0 | 0
F2_Commercial_Miscellaneous (ID)_Existing_Space Heating_Natural Gas_Boiler_E8 | F2 | Commercial | Miscellaneous (ID) | Existing | Space Heating | Natural Gas | Boiler | E8 | TRC BC Ratio | 0 | 0 | 0 | 0 | 0 | 0 | 0 | 0 | 0 | 0 | 0 | 0 | 0 | 0 | 0 | 0 | 0 | 0 | 0 | 0 | 0 | 0 | 0 | 0 | 0 | 0 | 0
F2_Commercial_Miscellaneous (ID)_Existing_Space Heating_Natural Gas_Boiler_E9 | F2 | Commercial | Miscellaneous (ID) | Existing | Space Heating | Natural Gas | Boiler | E9 | TRC BC Ratio | 0 | 0 | 0 | 0 | 0 | 0 | 0 | 0 | 0 | 0 | 0 | 0 | 0 | 0 | 0 | 0 | 0 | 0 | 0 | 0 | 0 | 0 | 0 | 0 | 0 | 0 | 0
F2_Commercial_Miscellaneous (ID)_Existing_Space Heating_Natural Gas_Boiler_E10 | F2 | Commercial | Miscellaneous (ID) | Existing | Space Heating | Natural Gas | Boiler | E10 | TRC BC Ratio | 0 | 0 | 0 | 0 | 0 | 0 | 0 | 0 | 0 | 0 | 0 | 0 | 0 | 0 | 0 | 0 | 0 | 0 | 0 | 0 | 0 | 0 | 0 | 0 | 0 | 0 | 0
F3_Commercial_Miscellaneous (ID)_Existing_Space Heating_Natural Gas_Boiler_E1 | F3 | Commercial | Miscellaneous (ID) | Existing | Space Heating | Natural Gas | Boiler | E1 | PACT BC Ratio | [24 empty] | 1 | 1 | 1 | bar: 2019 to 2042
F3_Commercial_Miscellaneous (ID)_Existing_Space Heating_Natural Gas_Boiler_E2 | F3 | Commercial | Miscellaneous (ID) | Existing | Space Heating | Natural Gas | Boiler | E2 | PACT BC Ratio | 7.5679 | 7.7 | 7.8632 | 8.0406 | 8.2332 | 8.486 | 8.7437 | 9.0151 | 9.2761 | 9.5414 | 9.7839 | 10.0114 | 10.2575 | 10.51 | 10.7489 | 10.9858 | 11.2109 | 11.4425 | 11.6827 | 11.9289 | 12.18 | 12.4418 | 12.7364 | 13.0011 | 13.2685 | 13.473 | 13.6569
F3_Commercial_Miscellaneous (ID)_Existing_Space Heating_Natural Gas_Boiler_E3 | F3 | Commercial | Miscellaneous (ID) | Existing | Space Heating | Natural Gas | Boiler | E3 | PACT BC Ratio | [24 empty] | 1 | 1 | 1 | bar: 2019 to 2042
F3_Commercial_Miscellaneous (ID)_Existing_Space Heating_Natural Gas_Boiler_E4 | F3 | Commercial | Miscellaneous (ID) | Existing | Space Heating | Natural Gas | Boiler | E4 | PACT BC Ratio | 0.3794 | 0.38715 | 0.3957 | 0.40456 | 0.41375 | 0.42432 | 0.43507 | 0.44627 | 0.45738 | 0.46871 | 0.47966 | 0.49042 | 0.5017 | 0.51312 | 0.52436 | 0.53568 | 0.54687 | 0.55834 | 0.57013 | 0.58219 | 0.5945 | 0.60709 | 0.62039 | 0.63299 | 0.64556 | 0.65143 | 0.6549
F3_Commercial_Miscellaneous (ID)_Existing_Space Heating_Natural Gas_Boiler_E5 | F3 | Commercial | Miscellaneous (ID) | Existing | Space Heating | Natural Gas | Boiler | E5 | PACT BC Ratio | 0 | 0 | 0 | 0 | 0 | 0 | 0 | 0 | 0 | 0 | 0 | 0 | 0 | 0 | 0 | 0 | 0 | 0 | 0 | 0 | 0 | 0 | 0 | 0 | 0 | 0 | 0
F3_Commercial_Miscellaneous (ID)_Existing_Space Heating_Natural Gas_Boiler_E6 | F3 | Commercial | Miscellaneous (ID) | Existing | Space Heating | Natural Gas | Boiler | E6 | PACT BC Ratio | 0 | 0 | 0 | 0 | 0 | 0 | 0 | 0 | 0 | 0 | 0 | 0 | 0 | 0 | 0 | 0 | 0 | 0 | 0 | 0 | 0 | 0 | 0 | 0 | 0 | 0 | 0
F3_Commercial_Miscellaneous (ID)_Existing_Space Heating_Natural Gas_Boiler_E7 | F3 | Commercial | Miscellaneous (ID) | Existing | Space Heating | Natural Gas | Boiler | E7 | PACT BC Ratio | 0 | 0 | 0 | 0 | 0 | 0 | 0 | 0 | 0 | 0 | 0 | 0 | 0 | 0 | 0 | 0 | 0 | 0 | 0 | 0 | 0 | 0 | 0 | 0 | 0 | 0 | 0
F3_Commercial_Miscellaneous (ID)_Existing_Space Heating_Natural Gas_Boiler_E8 | F3 | Commercial | Miscellaneous (ID) | Existing | Space Heating | Natural Gas | Boiler | E8 | PACT BC Ratio | 0 | 0 | 0 | 0 | 0 | 0 | 0 | 0 | 0 | 0 | 0 | 0 | 0 | 0 | 0 | 0 | 0 | 0 | 0 | 0 | 0 | 0 | 0 | 0 | 0 | 0 | 0
F3_Commercial_Miscellaneous (ID)_Existing_Space Heating_Natural Gas_Boiler_E9 | F3 | Commercial | Miscellaneous (ID) | Existing | Space Heating | Natural Gas | Boiler | E9 | PACT BC Ratio | 0 | 0 | 0 | 0 | 0 | 0 | 0 | 0 | 0 | 0 | 0 | 0 | 0 | 0 | 0 | 0 | 0 | 0 | 0 | 0 | 0 | 0 | 0 | 0 | 0 | 0 | 0
F3_Commercial_Miscellaneous (ID)_Existing_Space Heating_Natural Gas_Boiler_E10 | F3 | Commercial | Miscellaneous (ID) | Existing | Space Heating | Natural Gas | Boiler | E10 | PACT BC Ratio | 0 | 0 | 0 | 0 | 0 | 0 | 0 | 0 | 0 | 0 | 0 | 0 | 0 | 0 | 0 | 0 | 0 | 0 | 0 | 0 | 0 | 0 | 0 | 0 | 0 | 0 | 0
F4_Commercial_Miscellaneous (ID)_Existing_Space Heating_Natural Gas_Boiler_E1 | F4 | Commercial | Miscellaneous (ID) | Existing | Space Heating | Natural Gas | Boiler | E1 | RVT BC Ratio | [24 empty] | 1 | 1 | 1 | bar: 2019 to 2042
F4_Commercial_Miscellaneous (ID)_Existing_Space Heating_Natural Gas_Boiler_E2 | F4 | Commercial | Miscellaneous (ID) | Existing | Space Heating | Natural Gas | Boiler | E2 | RVT BC Ratio | 3.9042 | 3.9484 | 4.0069 | 4.0708 | 4.1404 | 4.2387 | 4.3372 | 4.4401 | 4.5349 | 4.629 | 4.7331 | 4.8294 | 4.9337 | 5.04 | 5.139 | 5.236 | 5.3264 | 5.4186 | 5.5137 | 5.6102 | 5.7076 | 5.8254 | 5.958 | 6.077 | 6.1973 | 6.2893 | 6.372
F4_Commercial_Miscellaneous (ID)_Existing_Space Heating_Natural Gas_Boiler_E3 | F4 | Commercial | Miscellaneous (ID) | Existing | Space Heating | Natural Gas | Boiler | E3 | RVT BC Ratio | [24 empty] | 1 | 1 | 1 | bar: 2019 to 2042
F4_Commercial_Miscellaneous (ID)_Existing_Space Heating_Natural Gas_Boiler_E4 | F4 | Commercial | Miscellaneous (ID) | Existing | Space Heating | Natural Gas | Boiler | E4 | RVT BC Ratio | 0.40711 | 0.40999 | 0.41324 | 0.41661 | 0.42012 | 0.4243 | 0.42854 | 0.43297 | 0.43732 | 0.44175 | 0.44651 | 0.45121 | 0.45614 | 0.46112 | 0.46599 | 0.47087 | 0.47566 | 0.48055 | 0.48557 | 0.49068 | 0.49587 | 0.50153 | 0.50752 | 0.51319 | 0.51884 | 0.52148 | 0.52304
F4_Commercial_Miscellaneous (ID)_Existing_Space Heating_Natural Gas_Boiler_E5 | F4 | Commercial | Miscellaneous (ID) | Existing | Space Heating | Natural Gas | Boiler | E5 | RVT BC Ratio | 0 | 0 | 0 | 0 | 0 | 0 | 0 | 0 | 0 | 0 | 0 | 0 | 0 | 0 | 0 | 0 | 0 | 0 | 0 | 0 | 0 | 0 | 0 | 0 | 0 | 0 | 0
F4_Commercial_Miscellaneous (ID)_Existing_Space Heating_Natural Gas_Boiler_E6 | F4 | Commercial | Miscellaneous (ID) | Existing | Space Heating | Natural Gas | Boiler | E6 | RVT BC Ratio | 0 | 0 | 0 | 0 | 0 | 0 | 0 | 0 | 0 | 0 | 0 | 0 | 0 | 0 | 0 | 0 | 0 | 0 | 0 | 0 | 0 | 0 | 0 | 0 | 0 | 0 | 0
F4_Commercial_Miscellaneous (ID)_Existing_Space Heating_Natural Gas_Boiler_E7 | F4 | Commercial | Miscellaneous (ID) | Existing | Space Heating | Natural Gas | Boiler | E7 | RVT BC Ratio | 0 | 0 | 0 | 0 | 0 | 0 | 0 | 0 | 0 | 0 | 0 | 0 | 0 | 0 | 0 | 0 | 0 | 0 | 0 | 0 | 0 | 0 | 0 | 0 | 0 | 0 | 0
F4_Commercial_Miscellaneous (ID)_Existing_Space Heating_Natural Gas_Boiler_E8 | F4 | Commercial | Miscellaneous (ID) | Existing | Space Heating | Natural Gas | Boiler | E8 | RVT BC Ratio | 0 | 0 | 0 | 0 | 0 | 0 | 0 | 0 | 0 | 0 | 0 | 0 | 0 | 0 | 0 | 0 | 0 | 0 | 0 | 0 | 0 | 0 | 0 | 0 | 0 | 0 | 0
F4_Commercial_Miscellaneous (ID)_Existing_Space Heating_Natural Gas_Boiler_E9 | F4 | Commercial | Miscellaneous (ID) | Existing | Space Heating | Natural Gas | Boiler | E9 | RVT BC Ratio | 0 | 0 | 0 | 0 | 0 | 0 | 0 | 0 | 0 | 0 | 0 | 0 | 0 | 0 | 0 | 0 | 0 | 0 | 0 | 0 | 0 | 0 | 0 | 0 | 0 | 0 | 0
F4_Commercial_Miscellaneous (ID)_Existing_Space Heating_Natural Gas_Boiler_E10 | F4 | Commercial | Miscellaneous (ID) | Existing | Space Heating | Natural Gas | Boiler | E10 | RVT BC Ratio | 0 | 0 | 0 | 0 | 0 | 0 | 0 | 0 | 0 | 0 | 0 | 0 | 0 | 0 | 0 | 0 | 0 | 0 | 0 | 0 | 0 | 0 | 0 | 0 | 0 | 0 | 0
F5_Commercial_Miscellaneous (ID)_Existing_Space Heating_Natural Gas_Boiler_E1 | F5 | Commercial | Miscellaneous (ID) | Existing | Space Heating | Natural Gas | Boiler | E1 | RIM BC Ratio | [24 empty] | 1 | 1 | 1 | bar: 2019 to 2042
F5_Commercial_Miscellaneous (ID)_Existing_Space Heating_Natural Gas_Boiler_E2 | F5 | Commercial | Miscellaneous (ID) | Existing | Space Heating | Natural Gas | Boiler | E2 | RIM BC Ratio | 0.79002 | 0.79522 | 0.80078 | 0.8066 | 0.81268 | 0.81908 | 0.82565 | 0.83239 | 0.83934 | 0.84652 | 0.84971 | 0.85282 | 0.85605 | 0.85932 | 0.86256 | 0.86583 | 0.86913 | 0.87251 | 0.87601 | 0.87961 | 0.88331 | 0.88466 | 0.88612 | 0.88738 | 0.8886 | 0.8895 | 0.89029
F5_Commercial_Miscellaneous (ID)_Existing_Space Heating_Natural Gas_Boiler_E3 | F5 | Commercial | Miscellaneous (ID) | Existing | Space Heating | Natural Gas | Boiler | E3 | RIM BC Ratio | [24 empty] | 1 | 1 | 1 | bar: 2019 to 2042
F5_Commercial_Miscellaneous (ID)_Existing_Space Heating_Natural Gas_Boiler_E4 | F5 | Commercial | Miscellaneous (ID) | Existing | Space Heating | Natural Gas | Boiler | E4 | RIM BC Ratio | 0.26774 | 0.27192 | 0.27645 | 0.2811 | 0.28585 | 0.29119 | 0.29656 | 0.30206 | 0.30747 | 0.31291 | 0.31787 | 0.32265 | 0.32759 | 0.33252 | 0.33732 | 0.3421 | 0.34677 | 0.35149 | 0.35629 | 0.36114 | 0.36602 | 0.37075 | 0.37567 | 0.38026 | 0.38476 | 0.38683 | 0.38805
F5_Commercial_Miscellaneous (ID)_Existing_Space Heating_Natural Gas_Boiler_E5 | F5 | Commercial | Miscellaneous (ID) | Existing | Space Heating | Natural Gas | Boiler | E5 | RIM BC Ratio | 0 | 0 | 0 | 0 | 0 | 0 | 0 | 0 | 0 | 0 | 0 | 0 | 0 | 0 | 0 | 0 | 0 | 0 | 0 | 0 | 0 | 0 | 0 | 0 | 0 | 0 | 0
F5_Commercial_Miscellaneous (ID)_Existing_Space Heating_Natural Gas_Boiler_E6 | F5 | Commercial | Miscellaneous (ID) | Existing | Space Heating | Natural Gas | Boiler | E6 | RIM BC Ratio | 0 | 0 | 0 | 0 | 0 | 0 | 0 | 0 | 0 | 0 | 0 | 0 | 0 | 0 | 0 | 0 | 0 | 0 | 0 | 0 | 0 | 0 | 0 | 0 | 0 | 0 | 0
F5_Commercial_Miscellaneous (ID)_Existing_Space Heating_Natural Gas_Boiler_E7 | F5 | Commercial | Miscellaneous (ID) | Existing | Space Heating | Natural Gas | Boiler | E7 | RIM BC Ratio | 0 | 0 | 0 | 0 | 0 | 0 | 0 | 0 | 0 | 0 | 0 | 0 | 0 | 0 | 0 | 0 | 0 | 0 | 0 | 0 | 0 | 0 | 0 | 0 | 0 | 0 | 0
F5_Commercial_Miscellaneous (ID)_Existing_Space Heating_Natural Gas_Boiler_E8 | F5 | Commercial | Miscellaneous (ID) | Existing | Space Heating | Natural Gas | Boiler | E8 | RIM BC Ratio | 0 | 0 | 0 | 0 | 0 | 0 | 0 | 0 | 0 | 0 | 0 | 0 | 0 | 0 | 0 | 0 | 0 | 0 | 0 | 0 | 0 | 0 | 0 | 0 | 0 | 0 | 0
F5_Commercial_Miscellaneous (ID)_Existing_Space Heating_Natural Gas_Boiler_E9 | F5 | Commercial | Miscellaneous (ID) | Existing | Space Heating | Natural Gas | Boiler | E9 | RIM BC Ratio | 0 | 0 | 0 | 0 | 0 | 0 | 0 | 0 | 0 | 0 | 0 | 0 | 0 | 0 | 0 | 0 | 0 | 0 | 0 | 0 | 0 | 0 | 0 | 0 | 0 | 0 | 0
F5_Commercial_Miscellaneous (ID)_Existing_Space Heating_Natural Gas_Boiler_E10 | F5 | Commercial | Miscellaneous (ID) | Existing | Space Heating | Natural Gas | Boiler | E10 | RIM BC Ratio | 0 | 0 | 0 | 0 | 0 | 0 | 0 | 0 | 0 | 0 | 0 | 0 | 0 | 0 | 0 | 0 | 0 | 0 | 0 | 0 | 0 | 0 | 0 | 0 | 0 | 0 | 0
F0_Commercial_Miscellaneous (ID)_Existing_Space Heating_Natural Gas_Unit Heater_E0 | F0 | Commercial | Miscellaneous (ID) | Existing | Space Heating | Natural Gas | Unit Heater | E0 | Economic Unit | Infrared Radiant | Infrared Radiant | Infrared Radiant | Infrared Radiant | Infrared Radiant | Infrared Radiant | Infrared Radiant | Infrared Radiant | Infrared Radiant | Infrared Radiant | Infrared Radiant | Infrared Radiant | Infrared Radiant | Infrared Radiant | Infrared Radiant | Infrared Radiant | Infrared Radiant | Infrared Radiant | Infrared Radiant | Infrared Radiant | Infrared Radiant | Infrared Radiant | Infrared Radiant | Infrared Radiant | Infrared Radiant | Infrared Radiant | Infrared Radiant
F1_Commercial_Miscellaneous (ID)_Existing_Space Heating_Natural Gas_Unit Heater_E1 | F1 | Commercial | Miscellaneous (ID) | Existing | Space Heating | Natural Gas | Unit Heater | E1 | CCE | 0 | 0 | 0 | 0 | 0 | 0 | 0 | 0 | 0 | 0 | 0 | 0 | 0 | 0 | 0 | 0 | 0 | 0 | 0 | 0 | 0 | 0 | 0 | 0 | 0 | 0 | 0
F1_Commercial_Miscellaneous (ID)_Existing_Space Heating_Natural Gas_Unit Heater_E2 | F1 | Commercial | Miscellaneous (ID) | Existing | Space Heating | Natural Gas | Unit Heater | E2 | CCE | 2.9799e-05 | 3.0924e-05 | 3.0924e-05 | 3.0924e-05 | 3.0924e-05 | 3.0924e-05 | 3.0924e-05 | 3.0924e-05 | 3.0924e-05 | 3.0924e-05 | 3.0924e-05 | 3.0924e-05 | 3.0924e-05 | 3.0924e-05 | 3.0924e-05 | 3.0924e-05 | 3.0924e-05 | 3.0924e-05 | 3.0924e-05 | 3.0924e-05 | 3.0924e-05 | 3.0924e-05 | 3.0924e-05 | 3.0924e-05 | 3.0924e-05 | 3.0924e-05 | 3.0924e-05
F1_Commercial_Miscellaneous (ID)_Existing_Space Heating_Natural Gas_Unit Heater_E3 | F1 | Commercial | Miscellaneous (ID) | Existing | Space Heating | Natural Gas | Unit Heater | E3 | CCE | 9.3528e-06 | 9.7059e-06 | 9.7059e-06 | 9.7059e-06 | 9.7059e-06 | 9.7059e-06 | 9.7059e-06 | 9.7059e-06 | 9.7059e-06 | 9.7059e-06 | 9.7059e-06 | 9.7059e-06 | 9.7059e-06 | 9.7059e-06 | 9.7059e-06 | 9.7059e-06 | 9.7059e-06 | 9.7059e-06 | 9.7059e-06 | 9.7059e-06 | 9.7059e-06 | 9.7059e-06 | 9.7059e-06 | 9.7059e-06 | 9.7059e-06 | 9.7059e-06 | 9.7059e-06
F1_Commercial_Miscellaneous (ID)_Existing_Space Heating_Natural Gas_Unit Heater_E4 | F1 | Commercial | Miscellaneous (ID) | Existing | Space Heating | Natural Gas | Unit Heater | E4 | CCE | 0 | 0 | 0 | 0 | 0 | 0 | 0 | 0 | 0 | 0 | 0 | 0 | 0 | 0 | 0 | 0 | 0 | 0 | 0 | 0 | 0 | 0 | 0 | 0 | 0 | 0 | 0
F1_Commercial_Miscellaneous (ID)_Existing_Space Heating_Natural Gas_Unit Heater_E5 | F1 | Commercial | Miscellaneous (ID) | Existing | Space Heating | Natural Gas | Unit Heater | E5 | CCE | 0 | 0 | 0 | 0 | 0 | 0 | 0 | 0 | 0 | 0 | 0 | 0 | 0 | 0 | 0 | 0 | 0 | 0 | 0 | 0 | 0 | 0 | 0 | 0 | 0 | 0 | 0
F1_Commercial_Miscellaneous (ID)_Existing_Space Heating_Natural Gas_Unit Heater_E6 | F1 | Commercial | Miscellaneous (ID) | Existing | Space Heating | Natural Gas | Unit Heater | E6 | CCE | 0 | 0 | 0 | 0 | 0 | 0 | 0 | 0 | 0 | 0 | 0 | 0 | 0 | 0 | 0 | 0 | 0 | 0 | 0 | 0 | 0 | 0 | 0 | 0 | 0 | 0 | 0
F1_Commercial_Miscellaneous (ID)_Existing_Space Heating_Natural Gas_Unit Heater_E7 | F1 | Commercial | Miscellaneous (ID) | Existing | Space Heating | Natural Gas | Unit Heater | E7 | CCE | 0 | 0 | 0 | 0 | 0 | 0 | 0 | 0 | 0 | 0 | 0 | 0 | 0 | 0 | 0 | 0 | 0 | 0 | 0 | 0 | 0 | 0 | 0 | 0 | 0 | 0 | 0
F1_Commercial_Miscellaneous (ID)_Existing_Space Heating_Natural Gas_Unit Heater_E8 | F1 | Commercial | Miscellaneous (ID) | Existing | Space Heating | Natural Gas | Unit Heater | E8 | CCE | 0 | 0 | 0 | 0 | 0 | 0 | 0 | 0 | 0 | 0 | 0 | 0 | 0 | 0 | 0 | 0 | 0 | 0 | 0 | 0 | 0 | 0 | 0 | 0 | 0 | 0 | 0
F1_Commercial_Miscellaneous (ID)_Existing_Space Heating_Natural Gas_Unit Heater_E9 | F1 | Commercial | Miscellaneous (ID) | Existing | Space Heating | Natural Gas | Unit Heater | E9 | CCE | 0 | 0 | 0 | 0 | 0 | 0 | 0 | 0 | 0 | 0 | 0 | 0 | 0 | 0 | 0 | 0 | 0 | 0 | 0 | 0 | 0 | 0 | 0 | 0 | 0 | 0 | 0
F1_Commercial_Miscellaneous (ID)_Existing_Space Heating_Natural Gas_Unit Heater_E10 | F1 | Commercial | Miscellaneous (ID) | Existing | Space Heating | Natural Gas | Unit Heater | E10 | CCE | 0 | 0 | 0 | 0 | 0 | 0 | 0 | 0 | 0 | 0 | 0 | 0 | 0 | 0 | 0 | 0 | 0 | 0 | 0 | 0 | 0 | 0 | 0 | 0 | 0 | 0 | 0
F2_Commercial_Miscellaneous (ID)_Existing_Space Heating_Natural Gas_Unit Heater_E1 | F2 | Commercial | Miscellaneous (ID) | Existing | Space Heating | Natural Gas | Unit Heater | E1 | TRC BC Ratio | [24 empty] | 1 | 1 | 1 | bar: 2019 to 2042
F2_Commercial_Miscellaneous (ID)_Existing_Space Heating_Natural Gas_Unit Heater_E2 | F2 | Commercial | Miscellaneous (ID) | Existing | Space Heating | Natural Gas | Unit Heater | E2 | TRC BC Ratio | 133.0292 | 135.2157 | 138.0688 | 141.2143 | 144.6776 | 149.4498 | 154.3098 | 159.4565 | 164.3809 | 169.3823 | 173.8598 | 177.9891 | 182.5094 | 187.1513 | 191.4731 | 195.7327 | 199.7079 | 203.8053 | 208.0729 | 212.4504 | 216.9121 | 221.6199 | 227.07 | 231.8896 | 236.8115 | 241.8379 | 246.971
F2_Commercial_Miscellaneous (ID)_Existing_Space Heating_Natural Gas_Unit Heater_E3 | F2 | Commercial | Miscellaneous (ID) | Existing | Space Heating | Natural Gas | Unit Heater | E3 | TRC BC Ratio | 590.5266 | 606.0912 | 621.3423 | 635.691 | 649.079 | 661.2021 | 673.2524 | 685.725 | 699.6802 | 714.0847 | 729.434 | 745.6119 | 761.8056 | 777.3323 | 793.5389 | 810.2183 | 827.5654 | 845.2491 | 863.2385 | 881.5934 | 900.3453 | 919.3685 | 938.2579 | 958.1727 | 978.5101 | 999.2792 | 1020.4892
F2_Commercial_Miscellaneous (ID)_Existing_Space Heating_Natural Gas_Unit Heater_E4 | F2 | Commercial | Miscellaneous (ID) | Existing | Space Heating | Natural Gas | Unit Heater | E4 | TRC BC Ratio | 0 | 0 | 0 | 0 | 0 | 0 | 0 | 0 | 0 | 0 | 0 | 0 | 0 | 0 | 0 | 0 | 0 | 0 | 0 | 0 | 0 | 0 | 0 | 0 | 0 | 0 | 0
F2_Commercial_Miscellaneous (ID)_Existing_Space Heating_Natural Gas_Unit Heater_E5 | F2 | Commercial | Miscellaneous (ID) | Existing | Space Heating | Natural Gas | Unit Heater | E5 | TRC BC Ratio | 0 | 0 | 0 | 0 | 0 | 0 | 0 | 0 | 0 | 0 | 0 | 0 | 0 | 0 | 0 | 0 | 0 | 0 | 0 | 0 | 0 | 0 | 0 | 0 | 0 | 0 | 0
F2_Commercial_Miscellaneous (ID)_Existing_Space Heating_Natural Gas_Unit Heater_E6 | F2 | Commercial | Miscellaneous (ID) | Existing | Space Heating | Natural Gas | Unit Heater | E6 | TRC BC Ratio | 0 | 0 | 0 | 0 | 0 | 0 | 0 | 0 | 0 | 0 | 0 | 0 | 0 | 0 | 0 | 0 | 0 | 0 | 0 | 0 | 0 | 0 | 0 | 0 | 0 | 0 | 0
F2_Commercial_Miscellaneous (ID)_Existing_Space Heating_Natural Gas_Unit Heater_E7 | F2 | Commercial | Miscellaneous (ID) | Existing | Space Heating | Natural Gas | Unit Heater | E7 | TRC BC Ratio | 0 | 0 | 0 | 0 | 0 | 0 | 0 | 0 | 0 | 0 | 0 | 0 | 0 | 0 | 0 | 0 | 0 | 0 | 0 | 0 | 0 | 0 | 0 | 0 | 0 | 0 | 0
F2_Commercial_Miscellaneous (ID)_Existing_Space Heating_Natural Gas_Unit Heater_E8 | F2 | Commercial | Miscellaneous (ID) | Existing | Space Heating | Natural Gas | Unit Heater | E8 | TRC BC Ratio | 0 | 0 | 0 | 0 | 0 | 0 | 0 | 0 | 0 | 0 | 0 | 0 | 0 | 0 | 0 | 0 | 0 | 0 | 0 | 0 | 0 | 0 | 0 | 0 | 0 | 0 | 0
F2_Commercial_Miscellaneous (ID)_Existing_Space Heating_Natural Gas_Unit Heater_E9 | F2 | Commercial | Miscellaneous (ID) | Existing | Space Heating | Natural Gas | Unit Heater | E9 | TRC BC Ratio | 0 | 0 | 0 | 0 | 0 | 0 | 0 | 0 | 0 | 0 | 0 | 0 | 0 | 0 | 0 | 0 | 0 | 0 | 0 | 0 | 0 | 0 | 0 | 0 | 0 | 0 | 0
F2_Commercial_Miscellaneous (ID)_Existing_Space Heating_Natural Gas_Unit Heater_E10 | F2 | Commercial | Miscellaneous (ID) | Existing | Space Heating | Natural Gas | Unit Heater | E10 | TRC BC Ratio | 0 | 0 | 0 | 0 | 0 | 0 | 0 | 0 | 0 | 0 | 0 | 0 | 0 | 0 | 0 | 0 | 0 | 0 | 0 | 0 | 0 | 0 | 0 | 0 | 0 | 0 | 0
F3_Commercial_Miscellaneous (ID)_Existing_Space Heating_Natural Gas_Unit Heater_E1 | F3 | Commercial | Miscellaneous (ID) | Existing | Space Heating | Natural Gas | Unit Heater | E1 | PACT BC Ratio | [24 empty] | 1 | 1 | 1 | bar: 2019 to 2042
F3_Commercial_Miscellaneous (ID)_Existing_Space Heating_Natural Gas_Unit Heater_E2 | F3 | Commercial | Miscellaneous (ID) | Existing | Space Heating | Natural Gas | Unit Heater | E2 | PACT BC Ratio | 372.6028 | 378.7268 | 386.7181 | 395.5286 | 405.2287 | 418.5952 | 432.2077 | 446.6231 | 460.4159 | 474.4245 | 486.9655 | 498.5313 | 511.1923 | 524.1939 | 536.2988 | 548.2295 | 559.3637 | 570.8401 | 582.7932 | 595.0544 | 607.5511 | 620.7373 | 636.0024 | 649.5017 | 663.2875 | 677.366 | 691.7433
F3_Commercial_Miscellaneous (ID)_Existing_Space Heating_Natural Gas_Unit Heater_E3 | F3 | Commercial | Miscellaneous (ID) | Existing | Space Heating | Natural Gas | Unit Heater | E3 | PACT BC Ratio | 1654.0115 | 1697.6064 | 1740.3234 | 1780.5128 | 1818.0113 | 1851.9671 | 1885.7189 | 1920.6535 | 1959.7406 | 2000.0864 | 2043.0784 | 2088.3913 | 2133.7483 | 2177.2371 | 2222.6304 | 2269.3479 | 2317.9357 | 2367.4661 | 2417.8526 | 2469.2632 | 2521.7856 | 2575.0678 | 2627.9752 | 2683.7547 | 2740.718 | 2798.8905 | 2858.2976
F3_Commercial_Miscellaneous (ID)_Existing_Space Heating_Natural Gas_Unit Heater_E4 | F3 | Commercial | Miscellaneous (ID) | Existing | Space Heating | Natural Gas | Unit Heater | E4 | PACT BC Ratio | 0 | 0 | 0 | 0 | 0 | 0 | 0 | 0 | 0 | 0 | 0 | 0 | 0 | 0 | 0 | 0 | 0 | 0 | 0 | 0 | 0 | 0 | 0 | 0 | 0 | 0 | 0
F3_Commercial_Miscellaneous (ID)_Existing_Space Heating_Natural Gas_Unit Heater_E5 | F3 | Commercial | Miscellaneous (ID) | Existing | Space Heating | Natural Gas | Unit Heater | E5 | PACT BC Ratio | 0 | 0 | 0 | 0 | 0 | 0 | 0 | 0 | 0 | 0 | 0 | 0 | 0 | 0 | 0 | 0 | 0 | 0 | 0 | 0 | 0 | 0 | 0 | 0 | 0 | 0 | 0
F3_Commercial_Miscellaneous (ID)_Existing_Space Heating_Natural Gas_Unit Heater_E6 | F3 | Commercial | Miscellaneous (ID) | Existing | Space Heating | Natural Gas | Unit Heater | E6 | PACT BC Ratio | 0 | 0 | 0 | 0 | 0 | 0 | 0 | 0 | 0 | 0 | 0 | 0 | 0 | 0 | 0 | 0 | 0 | 0 | 0 | 0 | 0 | 0 | 0 | 0 | 0 | 0 | 0
F3_Commercial_Miscellaneous (ID)_Existing_Space Heating_Natural Gas_Unit Heater_E7 | F3 | Commercial | Miscellaneous (ID) | Existing | Space Heating | Natural Gas | Unit Heater | E7 | PACT BC Ratio | 0 | 0 | 0 | 0 | 0 | 0 | 0 | 0 | 0 | 0 | 0 | 0 | 0 | 0 | 0 | 0 | 0 | 0 | 0 | 0 | 0 | 0 | 0 | 0 | 0 | 0 | 0
F3_Commercial_Miscellaneous (ID)_Existing_Space Heating_Natural Gas_Unit Heater_E8 | F3 | Commercial | Miscellaneous (ID) | Existing | Space Heating | Natural Gas | Unit Heater | E8 | PACT BC Ratio | 0 | 0 | 0 | 0 | 0 | 0 | 0 | 0 | 0 | 0 | 0 | 0 | 0 | 0 | 0 | 0 | 0 | 0 | 0 | 0 | 0 | 0 | 0 | 0 | 0 | 0 | 0
F3_Commercial_Miscellaneous (ID)_Existing_Space Heating_Natural Gas_Unit Heater_E9 | F3 | Commercial | Miscellaneous (ID) | Existing | Space Heating | Natural Gas | Unit Heater | E9 | PACT BC Ratio | 0 | 0 | 0 | 0 | 0 | 0 | 0 | 0 | 0 | 0 | 0 | 0 | 0 | 0 | 0 | 0 | 0 | 0 | 0 | 0 | 0 | 0 | 0 | 0 | 0 | 0 | 0
F3_Commercial_Miscellaneous (ID)_Existing_Space Heating_Natural Gas_Unit Heater_E10 | F3 | Commercial | Miscellaneous (ID) | Existing | Space Heating | Natural Gas | Unit Heater | E10 | PACT BC Ratio | 0 | 0 | 0 | 0 | 0 | 0 | 0 | 0 | 0 | 0 | 0 | 0 | 0 | 0 | 0 | 0 | 0 | 0 | 0 | 0 | 0 | 0 | 0 | 0 | 0 | 0 | 0
F4_Commercial_Miscellaneous (ID)_Existing_Space Heating_Natural Gas_Unit Heater_E1 | F4 | Commercial | Miscellaneous (ID) | Existing | Space Heating | Natural Gas | Unit Heater | E1 | RVT BC Ratio | [24 empty] | 1 | 1 | 1 | bar: 2019 to 2042
F4_Commercial_Miscellaneous (ID)_Existing_Space Heating_Natural Gas_Unit Heater_E2 | F4 | Commercial | Miscellaneous (ID) | Existing | Space Heating | Natural Gas | Unit Heater | E2 | RVT BC Ratio | 184.245 | 186.1824 | 188.9555 | 192.014 | 195.3814 | 200.472 | 205.5127 | 210.8107 | 215.6177 | 220.3572 | 225.6919 | 230.5201 | 235.8141 | 241.2146 | 246.1348 | 250.9108 | 255.245 | 259.6693 | 264.242 | 268.8781 | 273.5377 | 279.4695 | 286.3366 | 292.4093 | 298.6109 | 304.9442 | 311.4118
F4_Commercial_Miscellaneous (ID)_Existing_Space Heating_Natural Gas_Unit Heater_E3 | F4 | Commercial | Miscellaneous (ID) | Existing | Space Heating | Natural Gas | Unit Heater | E3 | RVT BC Ratio | 763.3841 | 780.9948 | 797.8754 | 813.2994 | 827.1723 | 838.9771 | 850.3925 | 863.0602 | 878.5399 | 895.6375 | 913.9589 | 934.6567 | 955.3968 | 975.3356 | 996.1956 | 1017.7063 | 1040.1282 | 1063.0276 | 1086.3675 | 1110.2309 | 1134.6636 | 1158.6328 | 1182.4334 | 1207.526 | 1233.1512 | 1259.3203 | 1286.0448
F4_Commercial_Miscellaneous (ID)_Existing_Space Heating_Natural Gas_Unit Heater_E4 | F4 | Commercial | Miscellaneous (ID) | Existing | Space Heating | Natural Gas | Unit Heater | E4 | RVT BC Ratio | 0 | 0 | 0 | 0 | 0 | 0 | 0 | 0 | 0 | 0 | 0 | 0 | 0 | 0 | 0 | 0 | 0 | 0 | 0 | 0 | 0 | 0 | 0 | 0 | 0 | 0 | 0
F4_Commercial_Miscellaneous (ID)_Existing_Space Heating_Natural Gas_Unit Heater_E5 | F4 | Commercial | Miscellaneous (ID) | Existing | Space Heating | Natural Gas | Unit Heater | E5 | RVT BC Ratio | 0 | 0 | 0 | 0 | 0 | 0 | 0 | 0 | 0 | 0 | 0 | 0 | 0 | 0 | 0 | 0 | 0 | 0 | 0 | 0 | 0 | 0 | 0 | 0 | 0 | 0 | 0
F4_Commercial_Miscellaneous (ID)_Existing_Space Heating_Natural Gas_Unit Heater_E6 | F4 | Commercial | Miscellaneous (ID) | Existing | Space Heating | Natural Gas | Unit Heater | E6 | RVT BC Ratio | 0 | 0 | 0 | 0 | 0 | 0 | 0 | 0 | 0 | 0 | 0 | 0 | 0 | 0 | 0 | 0 | 0 | 0 | 0 | 0 | 0 | 0 | 0 | 0 | 0 | 0 | 0
F4_Commercial_Miscellaneous (ID)_Existing_Space Heating_Natural Gas_Unit Heater_E7 | F4 | Commercial | Miscellaneous (ID) | Existing | Space Heating | Natural Gas | Unit Heater | E7 | RVT BC Ratio | 0 | 0 | 0 | 0 | 0 | 0 | 0 | 0 | 0 | 0 | 0 | 0 | 0 | 0 | 0 | 0 | 0 | 0 | 0 | 0 | 0 | 0 | 0 | 0 | 0 | 0 | 0
F4_Commercial_Miscellaneous (ID)_Existing_Space Heating_Natural Gas_Unit Heater_E8 | F4 | Commercial | Miscellaneous (ID) | Existing | Space Heating | Natural Gas | Unit Heater | E8 | RVT BC Ratio | 0 | 0 | 0 | 0 | 0 | 0 | 0 | 0 | 0 | 0 | 0 | 0 | 0 | 0 | 0 | 0 | 0 | 0 | 0 | 0 | 0 | 0 | 0 | 0 | 0 | 0 | 0
F4_Commercial_Miscellaneous (ID)_Existing_Space Heating_Natural Gas_Unit Heater_E9 | F4 | Commercial | Miscellaneous (ID) | Existing | Space Heating | Natural Gas | Unit Heater | E9 | RVT BC Ratio | 0 | 0 | 0 | 0 | 0 | 0 | 0 | 0 | 0 | 0 | 0 | 0 | 0 | 0 | 0 | 0 | 0 | 0 | 0 | 0 | 0 | 0 | 0 | 0 | 0 | 0 | 0
F4_Commercial_Miscellaneous (ID)_Existing_Space Heating_Natural Gas_Unit Heater_E10 | F4 | Commercial | Miscellaneous (ID) | Existing | Space Heating | Natural Gas | Unit Heater | E10 | RVT BC Ratio | 0 | 0 | 0 | 0 | 0 | 0 | 0 | 0 | 0 | 0 | 0 | 0 | 0 | 0 | 0 | 0 | 0 | 0 | 0 | 0 | 0 | 0 | 0 | 0 | 0 | 0 | 0
F5_Commercial_Miscellaneous (ID)_Existing_Space Heating_Natural Gas_Unit Heater_E1 | F5 | Commercial | Miscellaneous (ID) | Existing | Space Heating | Natural Gas | Unit Heater | E1 | RIM BC Ratio | [24 empty] | 1 | 1 | 1 | bar: 2019 to 2042
F5_Commercial_Miscellaneous (ID)_Existing_Space Heating_Natural Gas_Unit Heater_E2 | F5 | Commercial | Miscellaneous (ID) | Existing | Space Heating | Natural Gas | Unit Heater | E2 | RIM BC Ratio | 0.86549 | 0.87057 | 0.87591 | 0.88161 | 0.88768 | 0.8937 | 0.90015 | 0.90682 | 0.914 | 0.92157 | 0.92359 | 0.92574 | 0.92796 | 0.93027 | 0.93275 | 0.93536 | 0.93816 | 0.94111 | 0.9442 | 0.94746 | 0.95089 | 0.95092 | 0.95096 | 0.95099 | 0.95102 | 0.95104 | 0.95107
F5_Commercial_Miscellaneous (ID)_Existing_Space Heating_Natural Gas_Unit Heater_E3 | F5 | Commercial | Miscellaneous (ID) | Existing | Space Heating | Natural Gas | Unit Heater | E3 | RIM BC Ratio | 0.92803 | 0.93102 | 0.93426 | 0.93771 | 0.94141 | 0.9455 | 0.94981 | 0.95321 | 0.95548 | 0.95654 | 0.95751 | 0.95708 | 0.95664 | 0.95619 | 0.95569 | 0.95516 | 0.95458 | 0.95398 | 0.95336 | 0.9527 | 0.95202 | 0.95203 | 0.95204 | 0.95204 | 0.95205 | 0.95206 | 0.95206
F5_Commercial_Miscellaneous (ID)_Existing_Space Heating_Natural Gas_Unit Heater_E4 | F5 | Commercial | Miscellaneous (ID) | Existing | Space Heating | Natural Gas | Unit Heater | E4 | RIM BC Ratio | 0 | 0 | 0 | 0 | 0 | 0 | 0 | 0 | 0 | 0 | 0 | 0 | 0 | 0 | 0 | 0 | 0 | 0 | 0 | 0 | 0 | 0 | 0 | 0 | 0 | 0 | 0
F5_Commercial_Miscellaneous (ID)_Existing_Space Heating_Natural Gas_Unit Heater_E5 | F5 | Commercial | Miscellaneous (ID) | Existing | Space Heating | Natural Gas | Unit Heater | E5 | RIM BC Ratio | 0 | 0 | 0 | 0 | 0 | 0 | 0 | 0 | 0 | 0 | 0 | 0 | 0 | 0 | 0 | 0 | 0 | 0 | 0 | 0 | 0 | 0 | 0 | 0 | 0 | 0 | 0
F5_Commercial_Miscellaneous (ID)_Existing_Space Heating_Natural Gas_Unit Heater_E6 | F5 | Commercial | Miscellaneous (ID) | Existing | Space Heating | Natural Gas | Unit Heater | E6 | RIM BC Ratio | 0 | 0 | 0 | 0 | 0 | 0 | 0 | 0 | 0 | 0 | 0 | 0 | 0 | 0 | 0 | 0 | 0 | 0 | 0 | 0 | 0 | 0 | 0 | 0 | 0 | 0 | 0
F5_Commercial_Miscellaneous (ID)_Existing_Space Heating_Natural Gas_Unit Heater_E7 | F5 | Commercial | Miscellaneous (ID) | Existing | Space Heating | Natural Gas | Unit Heater | E7 | RIM BC Ratio | 0 | 0 | 0 | 0 | 0 | 0 | 0 | 0 | 0 | 0 | 0 | 0 | 0 | 0 | 0 | 0 | 0 | 0 | 0 | 0 | 0 | 0 | 0 | 0 | 0 | 0 | 0
F5_Commercial_Miscellaneous (ID)_Existing_Space Heating_Natural Gas_Unit Heater_E8 | F5 | Commercial | Miscellaneous (ID) | Existing | Space Heating | Natural Gas | Unit Heater | E8 | RIM BC Ratio | 0 | 0 | 0 | 0 | 0 | 0 | 0 | 0 | 0 | 0 | 0 | 0 | 0 | 0 | 0 | 0 | 0 | 0 | 0 | 0 | 0 | 0 | 0 | 0 | 0 | 0 | 0
F5_Commercial_Miscellaneous (ID)_Existing_Space Heating_Natural Gas_Unit Heater_E9 | F5 | Commercial | Miscellaneous (ID) | Existing | Space Heating | Natural Gas | Unit Heater | E9 | RIM BC Ratio | 0 | 0 | 0 | 0 | 0 | 0 | 0 | 0 | 0 | 0 | 0 | 0 | 0 | 0 | 0 | 0 | 0 | 0 | 0 | 0 | 0 | 0 | 0 | 0 | 0 | 0 | 0
F5_Commercial_Miscellaneous (ID)_Existing_Space Heating_Natural Gas_Unit Heater_E10 | F5 | Commercial | Miscellaneous (ID) | Existing | Space Heating | Natural Gas | Unit Heater | E10 | RIM BC Ratio | 0 | 0 | 0 | 0 | 0 | 0 | 0 | 0 | 0 | 0 | 0 | 0 | 0 | 0 | 0 | 0 | 0 | 0 | 0 | 0 | 0 | 0 | 0 | 0 | 0 | 0 | 0
F0_Commercial_Miscellaneous (ID)_Existing_Water Heating_Natural Gas_Water Heater_E0 | F0 | Commercial | Miscellaneous (ID) | Existing | Water Heating | Natural Gas | Water Heater | E0 | Economic Unit | TE 0.94 | TE 0.94 | Gas-Fired Absorption HPWH | Gas-Fired Absorption HPWH | Gas-Fired Absorption HPWH | Gas-Fired Absorption HPWH | Gas-Fired Absorption HPWH | Gas-Fired Absorption HPWH | Gas-Fired Absorption HPWH | Gas-Fired Absorption HPWH | Gas-Fired Absorption HPWH | Gas-Fired Absorption HPWH | Gas-Fired Absorption HPWH | Gas-Fired Absorption HPWH | Gas-Fired Absorption HPWH | Gas-Fired Absorption HPWH | Gas-Fired Absorption HPWH | Gas-Fired Absorption HPWH | Gas-Fired Absorption HPWH | Gas-Fired Absorption HPWH | Gas-Fired Absorption HPWH | Gas-Fired Absorption HPWH | Gas-Fired Absorption HPWH | Gas-Fired Absorption HPWH | Gas-Fired Absorption HPWH | Gas-Fired Absorption HPWH | Gas-Fired Absorption HPWH
F1_Commercial_Miscellaneous (ID)_Existing_Water Heating_Natural Gas_Water Heater_E1 | F1 | Commercial | Miscellaneous (ID) | Existing | Water Heating | Natural Gas | Water Heater | E1 | CCE | 0 | 0 | 0 | 0 | 0 | 0 | 0 | 0 | 0 | 0 | 0 | 0 | 0 | 0 | 0 | 0 | 0 | 0 | 0 | 0 | 0 | 0 | 0 | 0 | 0 | 0 | 0
F1_Commercial_Miscellaneous (ID)_Existing_Water Heating_Natural Gas_Water Heater_E2 | F1 | Commercial | Miscellaneous (ID) | Existing | Water Heating | Natural Gas | Water Heater | E2 | CCE | 0.0015005 | 0.0015005 | 0.0015005 | 0.0015005 | 0.0015005 | 0.0015005 | 0.0015005 | 0.0015005 | 0.0015005 | 0.0015005 | 0.0015005 | 0.0015005 | 0.0015005 | 0.0015005 | 0.0015005 | 0.0015005 | 0.0015005 | 0.0015005 | 0.0015005 | 0.0015005 | 0.0015005 | 0.0015005 | 0.0015005 | 0.0015005 | 0.0015005 | 0.0015005 | 0.0015005
F1_Commercial_Miscellaneous (ID)_Existing_Water Heating_Natural Gas_Water Heater_E3 | F1 | Commercial | Miscellaneous (ID) | Existing | Water Heating | Natural Gas | Water Heater | E3 | CCE | 0.0026593 | 0.0026593 | 0.0026593 | 0.0026593 | 0.0026593 | 0.0026593 | 0.0026593 | 0.0026593 | 0.0026593 | 0.0026593 | 0.0026593 | 0.0026593 | 0.0026593 | 0.0026593 | 0.0026593 | 0.0026593 | 0.0026593 | 0.0026593 | 0.0026593 | 0.0026593 | 0.0026593 | 0.0026593 | 0.0026593 | 0.0026593 | 0.0026593 | 0.0026593 | 0.0026593
F1_Commercial_Miscellaneous (ID)_Existing_Water Heating_Natural Gas_Water Heater_E4 | F1 | Commercial | Miscellaneous (ID) | Existing | Water Heating | Natural Gas | Water Heater | E4 | CCE | 0.0027081 | 0.0027081 | 0.0027081 | 0.0027081 | 0.0027081 | 0.0027081 | 0.0027081 | 0.0027081 | 0.0027081 | 0.0027081 | 0.0027081 | 0.0027081 | 0.0027081 | 0.0027081 | 0.0027081 | 0.0027081 | 0.0027081 | 0.0027081 | 0.0027081 | 0.0027081 | 0.0027081 | 0.0027081 | 0.0027081 | 0.0027081 | 0.0027081 | 0.0027081 | 0.0027081
F1_Commercial_Miscellaneous (ID)_Existing_Water Heating_Natural Gas_Water Heater_E5 | F1 | Commercial | Miscellaneous (ID) | Existing | Water Heating | Natural Gas | Water Heater | E5 | CCE | 0.0039466 | 0.0039466 | 0.0039466 | 0.0039466 | 0.0039466 | 0.0039466 | 0.0039466 | 0.0039466 | 0.0039466 | 0.0039466 | 0.0039466 | 0.0039466 | 0.0039466 | 0.0039466 | 0.0039466 | 0.0039466 | 0.0039466 | 0.0039466 | 0.0039466 | 0.0039466 | 0.0039466 | 0.0039466 | 0.0039466 | 0.0039466 | 0.0039466 | 0.0039466 | 0.0039466
F1_Commercial_Miscellaneous (ID)_Existing_Water Heating_Natural Gas_Water Heater_E6 | F1 | Commercial | Miscellaneous (ID) | Existing | Water Heating | Natural Gas | Water Heater | E6 | CCE | 0 | 0 | 0 | 0 | 0 | 0 | 0 | 0 | 0 | 0 | 0 | 0 | 0 | 0 | 0 | 0 | 0 | 0 | 0 | 0 | 0 | 0 | 0 | 0 | 0 | 0 | 0
F1_Commercial_Miscellaneous (ID)_Existing_Water Heating_Natural Gas_Water Heater_E7 | F1 | Commercial | Miscellaneous (ID) | Existing | Water Heating | Natural Gas | Water Heater | E7 | CCE | 0 | 0 | 0 | 0 | 0 | 0 | 0 | 0 | 0 | 0 | 0 | 0 | 0 | 0 | 0 | 0 | 0 | 0 | 0 | 0 | 0 | 0 | 0 | 0 | 0 | 0 | 0
F1_Commercial_Miscellaneous (ID)_Existing_Water Heating_Natural Gas_Water Heater_E8 | F1 | Commercial | Miscellaneous (ID) | Existing | Water Heating | Natural Gas | Water Heater | E8 | CCE | 0 | 0 | 0 | 0 | 0 | 0 | 0 | 0 | 0 | 0 | 0 | 0 | 0 | 0 | 0 | 0 | 0 | 0 | 0 | 0 | 0 | 0 | 0 | 0 | 0 | 0 | 0
F1_Commercial_Miscellaneous (ID)_Existing_Water Heating_Natural Gas_Water Heater_E9 | F1 | Commercial | Miscellaneous (ID) | Existing | Water Heating | Natural Gas | Water Heater | E9 | CCE | 0 | 0 | 0 | 0 | 0 | 0 | 0 | 0 | 0 | 0 | 0 | 0 | 0 | 0 | 0 | 0 | 0 | 0 | 0 | 0 | 0 | 0 | 0 | 0 | 0 | 0 | 0
F1_Commercial_Miscellaneous (ID)_Existing_Water Heating_Natural Gas_Water Heater_E10 | F1 | Commercial | Miscellaneous (ID) | Existing | Water Heating | Natural Gas | Water Heater | E10 | CCE | 0 | 0 | 0 | 0 | 0 | 0 | 0 | 0 | 0 | 0 | 0 | 0 | 0 | 0 | 0 | 0 | 0 | 0 | 0 | 0 | 0 | 0 | 0 | 0 | 0 | 0 | 0
F2_Commercial_Miscellaneous (ID)_Existing_Water Heating_Natural Gas_Water Heater_E1 | F2 | Commercial | Miscellaneous (ID) | Existing | Water Heating | Natural Gas | Water Heater | E1 | TRC BC Ratio | [24 empty] | 1 | 1 | 1 | bar: 2019 to 2042
F2_Commercial_Miscellaneous (ID)_Existing_Water Heating_Natural Gas_Water Heater_E2 | F2 | Commercial | Miscellaneous (ID) | Existing | Water Heating | Natural Gas | Water Heater | E2 | TRC BC Ratio | 2.471 | 2.5359 | 2.6087 | 2.6903 | 2.7812 | 2.8887 | 2.9981 | 3.106 | 3.2097 | 3.3149 | 3.4006 | 3.4815 | 3.5679 | 3.653 | 3.7302 | 3.8033 | 3.87 | 3.9362 | 4.0064 | 4.0752 | 4.1459 | 4.2191 | 4.2932 | 4.3695 | 4.4471 | 4.5261 | 4.6065
F2_Commercial_Miscellaneous (ID)_Existing_Water Heating_Natural Gas_Water Heater_E3 | F2 | Commercial | Miscellaneous (ID) | Existing | Water Heating | Natural Gas | Water Heater | E3 | TRC BC Ratio | 1.3942 | 1.4309 | 1.472 | 1.518 | 1.5693 | 1.6299 | 1.6917 | 1.7525 | 1.8111 | 1.8705 | 1.9188 | 1.9644 | 2.0132 | 2.0612 | 2.1048 | 2.146 | 2.1837 | 2.221 | 2.2606 | 2.2995 | 2.3393 | 2.3806 | 2.4224 | 2.4655 | 2.5093 | 2.5539 | 2.5992
F2_Commercial_Miscellaneous (ID)_Existing_Water Heating_Natural Gas_Water Heater_E4 | F2 | Commercial | Miscellaneous (ID) | Existing | Water Heating | Natural Gas | Water Heater | E4 | TRC BC Ratio | 0.87999 | 0.90677 | 0.94302 | 0.99038 | 1.049 | 1.1253 | 1.2042 | 1.2808 | 1.3526 | 1.4254 | 1.4779 | 1.5247 | 1.5765 | 1.6261 | 1.6673 | 1.7038 | 1.7332 | 1.7614 | 1.7929 | 1.8225 | 1.8531 | 1.8856 | 1.9182 | 1.9523 | 1.987 | 2.0223 | 2.0582
F2_Commercial_Miscellaneous (ID)_Existing_Water Heating_Natural Gas_Water Heater_E5 | F2 | Commercial | Miscellaneous (ID) | Existing | Water Heating | Natural Gas | Water Heater | E5 | TRC BC Ratio | 0.96383 | 0.98912 | 1.017 | 1.0475 | 1.081 | 1.12 | 1.1597 | 1.1988 | 1.2366 | 1.2749 | 1.3067 | 1.3368 | 1.369 | 1.4007 | 1.4298 | 1.4575 | 1.4831 | 1.5086 | 1.5354 | 1.5619 | 1.5891 | 1.6172 | 1.6456 | 1.6749 | 1.7046 | 1.7349 | 1.7657
F2_Commercial_Miscellaneous (ID)_Existing_Water Heating_Natural Gas_Water Heater_E6 | F2 | Commercial | Miscellaneous (ID) | Existing | Water Heating | Natural Gas | Water Heater | E6 | TRC BC Ratio | 0 | 0 | 0 | 0 | 0 | 0 | 0 | 0 | 0 | 0 | 0 | 0 | 0 | 0 | 0 | 0 | 0 | 0 | 0 | 0 | 0 | 0 | 0 | 0 | 0 | 0 | 0
F2_Commercial_Miscellaneous (ID)_Existing_Water Heating_Natural Gas_Water Heater_E7 | F2 | Commercial | Miscellaneous (ID) | Existing | Water Heating | Natural Gas | Water Heater | E7 | TRC BC Ratio | 0 | 0 | 0 | 0 | 0 | 0 | 0 | 0 | 0 | 0 | 0 | 0 | 0 | 0 | 0 | 0 | 0 | 0 | 0 | 0 | 0 | 0 | 0 | 0 | 0 | 0 | 0
F2_Commercial_Miscellaneous (ID)_Existing_Water Heating_Natural Gas_Water Heater_E8 | F2 | Commercial | Miscellaneous (ID) | Existing | Water Heating | Natural Gas | Water Heater | E8 | TRC BC Ratio | 0 | 0 | 0 | 0 | 0 | 0 | 0 | 0 | 0 | 0 | 0 | 0 | 0 | 0 | 0 | 0 | 0 | 0 | 0 | 0 | 0 | 0 | 0 | 0 | 0 | 0 | 0
F2_Commercial_Miscellaneous (ID)_Existing_Water Heating_Natural Gas_Water Heater_E9 | F2 | Commercial | Miscellaneous (ID) | Existing | Water Heating | Natural Gas | Water Heater | E9 | TRC BC Ratio | 0 | 0 | 0 | 0 | 0 | 0 | 0 | 0 | 0 | 0 | 0 | 0 | 0 | 0 | 0 | 0 | 0 | 0 | 0 | 0 | 0 | 0 | 0 | 0 | 0 | 0 | 0
F2_Commercial_Miscellaneous (ID)_Existing_Water Heating_Natural Gas_Water Heater_E10 | F2 | Commercial | Miscellaneous (ID) | Existing | Water Heating | Natural Gas | Water Heater | E10 | TRC BC Ratio | 0 | 0 | 0 | 0 | 0 | 0 | 0 | 0 | 0 | 0 | 0 | 0 | 0 | 0 | 0 | 0 | 0 | 0 | 0 | 0 | 0 | 0 | 0 | 0 | 0 | 0 | 0
F3_Commercial_Miscellaneous (ID)_Existing_Water Heating_Natural Gas_Water Heater_E1 | F3 | Commercial | Miscellaneous (ID) | Existing | Water Heating | Natural Gas | Water Heater | E1 | PACT BC Ratio | [24 empty] | 1 | 1 | 1 | bar: 2019 to 2042
F3_Commercial_Miscellaneous (ID)_Existing_Water Heating_Natural Gas_Water Heater_E2 | F3 | Commercial | Miscellaneous (ID) | Existing | Water Heating | Natural Gas | Water Heater | E2 | PACT BC Ratio | 6.1309 | 6.2919 | 6.4727 | 6.6751 | 6.9006 | 7.1673 | 7.4389 | 7.7064 | 7.9638 | 8.2249 | 8.4375 | 8.638 | 8.8526 | 9.0637 | 9.2553 | 9.4367 | 9.6022 | 9.7663 | 9.9404 | 10.1113 | 10.2866 | 10.4683 | 10.6522 | 10.8414 | 11.034 | 11.23 | 11.4295
F3_Commercial_Miscellaneous (ID)_Existing_Water Heating_Natural Gas_Water Heater_E3 | F3 | Commercial | Miscellaneous (ID) | Existing | Water Heating | Natural Gas | Water Heater | E3 | PACT BC Ratio | 3.4593 | 3.5502 | 3.6522 | 3.7664 | 3.8936 | 4.0441 | 4.1974 | 4.3484 | 4.4935 | 4.6409 | 4.7608 | 4.874 | 4.9951 | 5.1142 | 5.2223 | 5.3246 | 5.418 | 5.5106 | 5.6089 | 5.7053 | 5.8042 | 5.9067 | 6.0105 | 6.1172 | 6.2259 | 6.3365 | 6.4491
F3_Commercial_Miscellaneous (ID)_Existing_Water Heating_Natural Gas_Water Heater_E4 | F3 | Commercial | Miscellaneous (ID) | Existing | Water Heating | Natural Gas | Water Heater | E4 | PACT BC Ratio | 2.1834 | 2.2499 | 2.3398 | 2.4573 | 2.6027 | 2.7921 | 2.9878 | 3.178 | 3.3561 | 3.5367 | 3.6668 | 3.783 | 3.9115 | 4.0347 | 4.1369 | 4.2273 | 4.3003 | 4.3703 | 4.4485 | 4.5218 | 4.5978 | 4.6785 | 4.7594 | 4.844 | 4.93 | 5.0176 | 5.1068
F3_Commercial_Miscellaneous (ID)_Existing_Water Heating_Natural Gas_Water Heater_E5 | F3 | Commercial | Miscellaneous (ID) | Existing | Water Heating | Natural Gas | Water Heater | E5 | PACT BC Ratio | 2.3914 | 2.4542 | 2.5233 | 2.5991 | 2.6822 | 2.779 | 2.8773 | 2.9744 | 3.0682 | 3.1633 | 3.2421 | 3.3169 | 3.3966 | 3.4753 | 3.5475 | 3.6163 | 3.6798 | 3.743 | 3.8097 | 3.8754 | 3.9428 | 4.0125 | 4.083 | 4.1556 | 4.2294 | 4.3045 | 4.381
F3_Commercial_Miscellaneous (ID)_Existing_Water Heating_Natural Gas_Water Heater_E6 | F3 | Commercial | Miscellaneous (ID) | Existing | Water Heating | Natural Gas | Water Heater | E6 | PACT BC Ratio | 0 | 0 | 0 | 0 | 0 | 0 | 0 | 0 | 0 | 0 | 0 | 0 | 0 | 0 | 0 | 0 | 0 | 0 | 0 | 0 | 0 | 0 | 0 | 0 | 0 | 0 | 0
F3_Commercial_Miscellaneous (ID)_Existing_Water Heating_Natural Gas_Water Heater_E7 | F3 | Commercial | Miscellaneous (ID) | Existing | Water Heating | Natural Gas | Water Heater | E7 | PACT BC Ratio | 0 | 0 | 0 | 0 | 0 | 0 | 0 | 0 | 0 | 0 | 0 | 0 | 0 | 0 | 0 | 0 | 0 | 0 | 0 | 0 | 0 | 0 | 0 | 0 | 0 | 0 | 0
F3_Commercial_Miscellaneous (ID)_Existing_Water Heating_Natural Gas_Water Heater_E8 | F3 | Commercial | Miscellaneous (ID) | Existing | Water Heating | Natural Gas | Water Heater | E8 | PACT BC Ratio | 0 | 0 | 0 | 0 | 0 | 0 | 0 | 0 | 0 | 0 | 0 | 0 | 0 | 0 | 0 | 0 | 0 | 0 | 0 | 0 | 0 | 0 | 0 | 0 | 0 | 0 | 0
F3_Commercial_Miscellaneous (ID)_Existing_Water Heating_Natural Gas_Water Heater_E9 | F3 | Commercial | Miscellaneous (ID) | Existing | Water Heating | Natural Gas | Water Heater | E9 | PACT BC Ratio | 0 | 0 | 0 | 0 | 0 | 0 | 0 | 0 | 0 | 0 | 0 | 0 | 0 | 0 | 0 | 0 | 0 | 0 | 0 | 0 | 0 | 0 | 0 | 0 | 0 | 0 | 0
F3_Commercial_Miscellaneous (ID)_Existing_Water Heating_Natural Gas_Water Heater_E10 | F3 | Commercial | Miscellaneous (ID) | Existing | Water Heating | Natural Gas | Water Heater | E10 | PACT BC Ratio | 0 | 0 | 0 | 0 | 0 | 0 | 0 | 0 | 0 | 0 | 0 | 0 | 0 | 0 | 0 | 0 | 0 | 0 | 0 | 0 | 0 | 0 | 0 | 0 | 0 | 0 | 0
F4_Commercial_Miscellaneous (ID)_Existing_Water Heating_Natural Gas_Water Heater_E1 | F4 | Commercial | Miscellaneous (ID) | Existing | Water Heating | Natural Gas | Water Heater | E1 | RVT BC Ratio | [24 empty] | 1 | 1 | 1 | bar: 2019 to 2042
F4_Commercial_Miscellaneous (ID)_Existing_Water Heating_Natural Gas_Water Heater_E2 | F4 | Commercial | Miscellaneous (ID) | Existing | Water Heating | Natural Gas | Water Heater | E2 | RVT BC Ratio | 3.7403 | 3.8098 | 3.888 | 3.9758 | 4.0737 | 4.1921 | 4.3095 | 4.4206 | 4.5212 | 4.6193 | 4.7209 | 4.814 | 4.9135 | 5.0098 | 5.0946 | 5.1725 | 5.2405 | 5.3062 | 5.3755 | 5.4413 | 5.5075 | 5.5998 | 5.6931 | 5.7892 | 5.887 | 5.9866 | 6.0879
F4_Commercial_Miscellaneous (ID)_Existing_Water Heating_Natural Gas_Water Heater_E3 | F4 | Commercial | Miscellaneous (ID) | Existing | Water Heating | Natural Gas | Water Heater | E3 | RVT BC Ratio | 2.2341 | 2.2733 | 2.3174 | 2.3669 | 2.4222 | 2.489 | 2.5552 | 2.6179 | 2.6747 | 2.73 | 2.7874 | 2.8399 | 2.896 | 2.9504 | 2.9982 | 3.0422 | 3.0805 | 3.1176 | 3.1567 | 3.1938 | 3.2312 | 3.2833 | 3.3359 | 3.3901 | 3.4453 | 3.5015 | 3.5587
F4_Commercial_Miscellaneous (ID)_Existing_Water Heating_Natural Gas_Water Heater_E4 | F4 | Commercial | Miscellaneous (ID) | Existing | Water Heating | Natural Gas | Water Heater | E4 | RVT BC Ratio | 1.6609 | 1.6885 | 1.7274 | 1.7799 | 1.8458 | 1.9346 | 2.024 | 2.105 | 2.1729 | 2.2354 | 2.298 | 2.3483 | 2.404 | 2.4558 | 2.4952 | 2.5269 | 2.5479 | 2.5658 | 2.5865 | 2.6028 | 2.6186 | 2.6595 | 2.7006 | 2.7436 | 2.7873 | 2.8317 | 2.877
F4_Commercial_Miscellaneous (ID)_Existing_Water Heating_Natural Gas_Water Heater_E5 | F4 | Commercial | Miscellaneous (ID) | Existing | Water Heating | Natural Gas | Water Heater | E5 | RVT BC Ratio | 1.6224 | 1.6499 | 1.68 | 1.7126 | 1.7479 | 1.79 | 1.8319 | 1.8718 | 1.9085 | 1.9445 | 1.982 | 2.0171 | 2.0543 | 2.0906 | 2.1229 | 2.153 | 2.1798 | 2.2059 | 2.2333 | 2.2595 | 2.2859 | 2.3213 | 2.3571 | 2.394 | 2.4315 | 2.4696 | 2.5084
F4_Commercial_Miscellaneous (ID)_Existing_Water Heating_Natural Gas_Water Heater_E6 | F4 | Commercial | Miscellaneous (ID) | Existing | Water Heating | Natural Gas | Water Heater | E6 | RVT BC Ratio | 0 | 0 | 0 | 0 | 0 | 0 | 0 | 0 | 0 | 0 | 0 | 0 | 0 | 0 | 0 | 0 | 0 | 0 | 0 | 0 | 0 | 0 | 0 | 0 | 0 | 0 | 0
F4_Commercial_Miscellaneous (ID)_Existing_Water Heating_Natural Gas_Water Heater_E7 | F4 | Commercial | Miscellaneous (ID) | Existing | Water Heating | Natural Gas | Water Heater | E7 | RVT BC Ratio | 0 | 0 | 0 | 0 | 0 | 0 | 0 | 0 | 0 | 0 | 0 | 0 | 0 | 0 | 0 | 0 | 0 | 0 | 0 | 0 | 0 | 0 | 0 | 0 | 0 | 0 | 0
F4_Commercial_Miscellaneous (ID)_Existing_Water Heating_Natural Gas_Water Heater_E8 | F4 | Commercial | Miscellaneous (ID) | Existing | Water Heating | Natural Gas | Water Heater | E8 | RVT BC Ratio | 0 | 0 | 0 | 0 | 0 | 0 | 0 | 0 | 0 | 0 | 0 | 0 | 0 | 0 | 0 | 0 | 0 | 0 | 0 | 0 | 0 | 0 | 0 | 0 | 0 | 0 | 0
F4_Commercial_Miscellaneous (ID)_Existing_Water Heating_Natural Gas_Water Heater_E9 | F4 | Commercial | Miscellaneous (ID) | Existing | Water Heating | Natural Gas | Water Heater | E9 | RVT BC Ratio | 0 | 0 | 0 | 0 | 0 | 0 | 0 | 0 | 0 | 0 | 0 | 0 | 0 | 0 | 0 | 0 | 0 | 0 | 0 | 0 | 0 | 0 | 0 | 0 | 0 | 0 | 0
F4_Commercial_Miscellaneous (ID)_Existing_Water Heating_Natural Gas_Water Heater_E10 | F4 | Commercial | Miscellaneous (ID) | Existing | Water Heating | Natural Gas | Water Heater | E10 | RVT BC Ratio | 0 | 0 | 0 | 0 | 0 | 0 | 0 | 0 | 0 | 0 | 0 | 0 | 0 | 0 | 0 | 0 | 0 | 0 | 0 | 0 | 0 | 0 | 0 | 0 | 0 | 0 | 0
F5_Commercial_Miscellaneous (ID)_Existing_Water Heating_Natural Gas_Water Heater_E1 | F5 | Commercial | Miscellaneous (ID) | Existing | Water Heating | Natural Gas | Water Heater | E1 | RIM BC Ratio | [24 empty] | 1 | 1 | 1 | bar: 2019 to 2042
F5_Commercial_Miscellaneous (ID)_Existing_Water Heating_Natural Gas_Water Heater_E2 | F5 | Commercial | Miscellaneous (ID) | Existing | Water Heating | Natural Gas | Water Heater | E2 | RIM BC Ratio | 0.75252 | 0.75891 | 0.76578 | 0.77312 | 0.78092 | 0.78925 | 0.79782 | 0.80665 | 0.81581 | 0.82541 | 0.82927 | 0.83321 | 0.83731 | 0.84141 | 0.84545 | 0.84951 | 0.85361 | 0.85784 | 0.86228 | 0.86688 | 0.87168 | 0.87296 | 0.87422 | 0.87547 | 0.87671 | 0.87793 | 0.87913
F5_Commercial_Miscellaneous (ID)_Existing_Water Heating_Natural Gas_Water Heater_E3 | F5 | Commercial | Miscellaneous (ID) | Existing | Water Heating | Natural Gas | Water Heater | E3 | RIM BC Ratio | 0.68737 | 0.69424 | 0.70167 | 0.70965 | 0.71816 | 0.72739 | 0.73679 | 0.74632 | 0.756 | 0.76605 | 0.77076 | 0.77545 | 0.78031 | 0.78512 | 0.78974 | 0.79429 | 0.79877 | 0.80335 | 0.80814 | 0.81304 | 0.81814 | 0.82014 | 0.82211 | 0.82408 | 0.82602 | 0.82794 | 0.82983
F5_Commercial_Miscellaneous (ID)_Existing_Water Heating_Natural Gas_Water Heater_E4 | F5 | Commercial | Miscellaneous (ID) | Existing | Water Heating | Natural Gas | Water Heater | E4 | RIM BC Ratio | 0.56745 | 0.5762 | 0.58712 | 0.60027 | 0.61529 | 0.63263 | 0.64972 | 0.66682 | 0.68405 | 0.70235 | 0.70994 | 0.71798 | 0.72648 | 0.73475 | 0.74237 | 0.74976 | 0.75686 | 0.7642 | 0.77212 | 0.78029 | 0.78896 | 0.7913 | 0.79358 | 0.7959 | 0.79819 | 0.80045 | 0.80269
F5_Commercial_Miscellaneous (ID)_Existing_Water Heating_Natural Gas_Water Heater_E5 | F5 | Commercial | Miscellaneous (ID) | Existing | Water Heating | Natural Gas | Water Heater | E5 | RIM BC Ratio | 0.63467 | 0.64161 | 0.64914 | 0.65726 | 0.66598 | 0.67539 | 0.68487 | 0.69434 | 0.70378 | 0.71342 | 0.7186 | 0.72357 | 0.72872 | 0.7338 | 0.7386 | 0.74329 | 0.74784 | 0.75243 | 0.75723 | 0.76208 | 0.76709 | 0.76969 | 0.77225 | 0.77481 | 0.77734 | 0.77984 | 0.78231
F5_Commercial_Miscellaneous (ID)_Existing_Water Heating_Natural Gas_Water Heater_E6 | F5 | Commercial | Miscellaneous (ID) | Existing | Water Heating | Natural Gas | Water Heater | E6 | RIM BC Ratio | 0 | 0 | 0 | 0 | 0 | 0 | 0 | 0 | 0 | 0 | 0 | 0 | 0 | 0 | 0 | 0 | 0 | 0 | 0 | 0 | 0 | 0 | 0 | 0 | 0 | 0 | 0
F5_Commercial_Miscellaneous (ID)_Existing_Water Heating_Natural Gas_Water Heater_E7 | F5 | Commercial | Miscellaneous (ID) | Existing | Water Heating | Natural Gas | Water Heater | E7 | RIM BC Ratio | 0 | 0 | 0 | 0 | 0 | 0 | 0 | 0 | 0 | 0 | 0 | 0 | 0 | 0 | 0 | 0 | 0 | 0 | 0 | 0 | 0 | 0 | 0 | 0 | 0 | 0 | 0
F5_Commercial_Miscellaneous (ID)_Existing_Water Heating_Natural Gas_Water Heater_E8 | F5 | Commercial | Miscellaneous (ID) | Existing | Water Heating | Natural Gas | Water Heater | E8 | RIM BC Ratio | 0 | 0 | 0 | 0 | 0 | 0 | 0 | 0 | 0 | 0 | 0 | 0 | 0 | 0 | 0 | 0 | 0 | 0 | 0 | 0 | 0 | 0 | 0 | 0 | 0 | 0 | 0
F5_Commercial_Miscellaneous (ID)_Existing_Water Heating_Natural Gas_Water Heater_E9 | F5 | Commercial | Miscellaneous (ID) | Existing | Water Heating | Natural Gas | Water Heater | E9 | RIM BC Ratio | 0 | 0 | 0 | 0 | 0 | 0 | 0 | 0 | 0 | 0 | 0 | 0 | 0 | 0 | 0 | 0 | 0 | 0 | 0 | 0 | 0 | 0 | 0 | 0 | 0 | 0 | 0
F5_Commercial_Miscellaneous (ID)_Existing_Water Heating_Natural Gas_Water Heater_E10 | F5 | Commercial | Miscellaneous (ID) | Existing | Water Heating | Natural Gas | Water Heater | E10 | RIM BC Ratio | 0 | 0 | 0 | 0 | 0 | 0 | 0 | 0 | 0 | 0 | 0 | 0 | 0 | 0 | 0 | 0 | 0 | 0 | 0 | 0 | 0 | 0 | 0 | 0 | 0 | 0 | 0
F0_Commercial_Miscellaneous (ID)_Existing_Food Preparation_Natural Gas_Oven_E0 | F0 | Commercial | Miscellaneous (ID) | Existing | Food Preparation | Natural Gas | Oven | E0 | Economic Unit | ENERGY STAR (>42% Baking Efficiency) | ENERGY STAR (>42% Baking Efficiency) | ENERGY STAR (>42% Baking Efficiency) | ENERGY STAR (>42% Baking Efficiency) | ENERGY STAR (>42% Baking Efficiency) | ENERGY STAR (>42% Baking Efficiency) | ENERGY STAR (>42% Baking Efficiency) | ENERGY STAR (>42% Baking Efficiency) | ENERGY STAR (>42% Baking Efficiency) | ENERGY STAR (>42% Baking Efficiency) | ENERGY STAR (>42% Baking Efficiency) | ENERGY STAR (>42% Baking Efficiency) | ENERGY STAR (>42% Baking Efficiency) | ENERGY STAR (>42% Baking Efficiency) | ENERGY STAR (>42% Baking Efficiency) | ENERGY STAR (>42% Baking Efficiency) | ENERGY STAR (>42% Baking Efficiency) | ENERGY STAR (>42% Baking Efficiency) | ENERGY STAR (>42% Baking Efficiency) | ENERGY STAR (>42% Baking Efficiency) | ENERGY STAR (>42% Baking Efficiency) | ENERGY STAR (>42% Baking Efficiency) | ENERGY STAR (>42% Baking Efficiency) | ENERGY STAR (>42% Baking Efficiency) | ENERGY STAR (>42% Baking Efficiency) | ENERGY STAR (>42% Baking Efficiency) | ENERGY STAR (>42% Baking Efficiency)
F1_Commercial_Miscellaneous (ID)_Existing_Food Preparation_Natural Gas_Oven_E1 | F1 | Commercial | Miscellaneous (ID) | Existing | Food Preparation | Natural Gas | Oven | E1 | CCE | 0 | 0 | 0 | 0 | 0 | 0 | 0 | 0 | 0 | 0 | 0 | 0 | 0 | 0 | 0 | 0 | 0 | 0 | 0 | 0 | 0 | 0 | 0 | 0 | 0 | 0 | 0
F1_Commercial_Miscellaneous (ID)_Existing_Food Preparation_Natural Gas_Oven_E2 | F1 | Commercial | Miscellaneous (ID) | Existing | Food Preparation | Natural Gas | Oven | E2 | CCE | 0.00034832 | 0.00034832 | 0.00034832 | 0.00034832 | 0.00034832 | 0.00034832 | 0.00034832 | 0.00034832 | 0.00034832 | 0.00034832 | 0.00034832 | 0.00034832 | 0.00034832 | 0.00034832 | 0.00034832 | 0.00034832 | 0.00034832 | 0.00034832 | 0.00034832 | 0.00034832 | 0.00034832 | 0.00034832 | 0.00034832 | 0.00034832 | 0.00034832 | 0.00034832 | 0.00034832
F1_Commercial_Miscellaneous (ID)_Existing_Food Preparation_Natural Gas_Oven_E3 | F1 | Commercial | Miscellaneous (ID) | Existing | Food Preparation | Natural Gas | Oven | E3 | CCE | 0 | 0 | 0 | 0 | 0 | 0 | 0 | 0 | 0 | 0 | 0 | 0 | 0 | 0 | 0 | 0 | 0 | 0 | 0 | 0 | 0 | 0 | 0 | 0 | 0 | 0 | 0
F1_Commercial_Miscellaneous (ID)_Existing_Food Preparation_Natural Gas_Oven_E4 | F1 | Commercial | Miscellaneous (ID) | Existing | Food Preparation | Natural Gas | Oven | E4 | CCE | 0 | 0 | 0 | 0 | 0 | 0 | 0 | 0 | 0 | 0 | 0 | 0 | 0 | 0 | 0 | 0 | 0 | 0 | 0 | 0 | 0 | 0 | 0 | 0 | 0 | 0 | 0
F1_Commercial_Miscellaneous (ID)_Existing_Food Preparation_Natural Gas_Oven_E5 | F1 | Commercial | Miscellaneous (ID) | Existing | Food Preparation | Natural Gas | Oven | E5 | CCE | 0 | 0 | 0 | 0 | 0 | 0 | 0 | 0 | 0 | 0 | 0 | 0 | 0 | 0 | 0 | 0 | 0 | 0 | 0 | 0 | 0 | 0 | 0 | 0 | 0 | 0 | 0
F1_Commercial_Miscellaneous (ID)_Existing_Food Preparation_Natural Gas_Oven_E6 | F1 | Commercial | Miscellaneous (ID) | Existing | Food Preparation | Natural Gas | Oven | E6 | CCE | 0 | 0 | 0 | 0 | 0 | 0 | 0 | 0 | 0 | 0 | 0 | 0 | 0 | 0 | 0 | 0 | 0 | 0 | 0 | 0 | 0 | 0 | 0 | 0 | 0 | 0 | 0
F1_Commercial_Miscellaneous (ID)_Existing_Food Preparation_Natural Gas_Oven_E7 | F1 | Commercial | Miscellaneous (ID) | Existing | Food Preparation | Natural Gas | Oven | E7 | CCE | 0 | 0 | 0 | 0 | 0 | 0 | 0 | 0 | 0 | 0 | 0 | 0 | 0 | 0 | 0 | 0 | 0 | 0 | 0 | 0 | 0 | 0 | 0 | 0 | 0 | 0 | 0
F1_Commercial_Miscellaneous (ID)_Existing_Food Preparation_Natural Gas_Oven_E8 | F1 | Commercial | Miscellaneous (ID) | Existing | Food Preparation | Natural Gas | Oven | E8 | CCE | 0 | 0 | 0 | 0 | 0 | 0 | 0 | 0 | 0 | 0 | 0 | 0 | 0 | 0 | 0 | 0 | 0 | 0 | 0 | 0 | 0 | 0 | 0 | 0 | 0 | 0 | 0
F1_Commercial_Miscellaneous (ID)_Existing_Food Preparation_Natural Gas_Oven_E9 | F1 | Commercial | Miscellaneous (ID) | Existing | Food Preparation | Natural Gas | Oven | E9 | CCE | 0 | 0 | 0 | 0 | 0 | 0 | 0 | 0 | 0 | 0 | 0 | 0 | 0 | 0 | 0 | 0 | 0 | 0 | 0 | 0 | 0 | 0 | 0 | 0 | 0 | 0 | 0
F1_Commercial_Miscellaneous (ID)_Existing_Food Preparation_Natural Gas_Oven_E10 | F1 | Commercial | Miscellaneous (ID) | Existing | Food Preparation | Natural Gas | Oven | E10 | CCE | 0 | 0 | 0 | 0 | 0 | 0 | 0 | 0 | 0 | 0 | 0 | 0 | 0 | 0 | 0 | 0 | 0 | 0 | 0 | 0 | 0 | 0 | 0 | 0 | 0 | 0 | 0
F2_Commercial_Miscellaneous (ID)_Existing_Food Preparation_Natural Gas_Oven_E1 | F2 | Commercial | Miscellaneous (ID) | Existing | Food Preparation | Natural Gas | Oven | E1 | TRC BC Ratio | [24 empty] | 1 | 1 | 1 | bar: 2019 to 2042
F2_Commercial_Miscellaneous (ID)_Existing_Food Preparation_Natural Gas_Oven_E2 | F2 | Commercial | Miscellaneous (ID) | Existing | Food Preparation | Natural Gas | Oven | E2 | TRC BC Ratio | 9.9567 | 10.1866 | 10.4757 | 10.8168 | 11.2134 | 11.7137 | 12.2347 | 12.7542 | 13.2553 | 13.7633 | 14.1598 | 14.5286 | 14.9262 | 15.3135 | 15.6551 | 15.9714 | 16.2504 | 16.5246 | 16.8195 | 17.1054 | 17.3995 | 17.7063 | 18.016 | 18.336 | 18.6618 | 18.9933 | 19.3308
F2_Commercial_Miscellaneous (ID)_Existing_Food Preparation_Natural Gas_Oven_E3 | F2 | Commercial | Miscellaneous (ID) | Existing | Food Preparation | Natural Gas | Oven | E3 | TRC BC Ratio | 0 | 0 | 0 | 0 | 0 | 0 | 0 | 0 | 0 | 0 | 0 | 0 | 0 | 0 | 0 | 0 | 0 | 0 | 0 | 0 | 0 | 0 | 0 | 0 | 0 | 0 | 0
F2_Commercial_Miscellaneous (ID)_Existing_Food Preparation_Natural Gas_Oven_E4 | F2 | Commercial | Miscellaneous (ID) | Existing | Food Preparation | Natural Gas | Oven | E4 | TRC BC Ratio | 0 | 0 | 0 | 0 | 0 | 0 | 0 | 0 | 0 | 0 | 0 | 0 | 0 | 0 | 0 | 0 | 0 | 0 | 0 | 0 | 0 | 0 | 0 | 0 | 0 | 0 | 0
F2_Commercial_Miscellaneous (ID)_Existing_Food Preparation_Natural Gas_Oven_E5 | F2 | Commercial | Miscellaneous (ID) | Existing | Food Preparation | Natural Gas | Oven | E5 | TRC BC Ratio | 0 | 0 | 0 | 0 | 0 | 0 | 0 | 0 | 0 | 0 | 0 | 0 | 0 | 0 | 0 | 0 | 0 | 0 | 0 | 0 | 0 | 0 | 0 | 0 | 0 | 0 | 0
F2_Commercial_Miscellaneous (ID)_Existing_Food Preparation_Natural Gas_Oven_E6 | F2 | Commercial | Miscellaneous (ID) | Existing | Food Preparation | Natural Gas | Oven | E6 | TRC BC Ratio | 0 | 0 | 0 | 0 | 0 | 0 | 0 | 0 | 0 | 0 | 0 | 0 | 0 | 0 | 0 | 0 | 0 | 0 | 0 | 0 | 0 | 0 | 0 | 0 | 0 | 0 | 0
F2_Commercial_Miscellaneous (ID)_Existing_Food Preparation_Natural Gas_Oven_E7 | F2 | Commercial | Miscellaneous (ID) | Existing | Food Preparation | Natural Gas | Oven | E7 | TRC BC Ratio | 0 | 0 | 0 | 0 | 0 | 0 | 0 | 0 | 0 | 0 | 0 | 0 | 0 | 0 | 0 | 0 | 0 | 0 | 0 | 0 | 0 | 0 | 0 | 0 | 0 | 0 | 0
F2_Commercial_Miscellaneous (ID)_Existing_Food Preparation_Natural Gas_Oven_E8 | F2 | Commercial | Miscellaneous (ID) | Existing | Food Preparation | Natural Gas | Oven | E8 | TRC BC Ratio | 0 | 0 | 0 | 0 | 0 | 0 | 0 | 0 | 0 | 0 | 0 | 0 | 0 | 0 | 0 | 0 | 0 | 0 | 0 | 0 | 0 | 0 | 0 | 0 | 0 | 0 | 0
F2_Commercial_Miscellaneous (ID)_Existing_Food Preparation_Natural Gas_Oven_E9 | F2 | Commercial | Miscellaneous (ID) | Existing | Food Preparation | Natural Gas | Oven | E9 | TRC BC Ratio | 0 | 0 | 0 | 0 | 0 | 0 | 0 | 0 | 0 | 0 | 0 | 0 | 0 | 0 | 0 | 0 | 0 | 0 | 0 | 0 | 0 | 0 | 0 | 0 | 0 | 0 | 0
F2_Commercial_Miscellaneous (ID)_Existing_Food Preparation_Natural Gas_Oven_E10 | F2 | Commercial | Miscellaneous (ID) | Existing | Food Preparation | Natural Gas | Oven | E10 | TRC BC Ratio | 0 | 0 | 0 | 0 | 0 | 0 | 0 | 0 | 0 | 0 | 0 | 0 | 0 | 0 | 0 | 0 | 0 | 0 | 0 | 0 | 0 | 0 | 0 | 0 | 0 | 0 | 0
F3_Commercial_Miscellaneous (ID)_Existing_Food Preparation_Natural Gas_Oven_E1 | F3 | Commercial | Miscellaneous (ID) | Existing | Food Preparation | Natural Gas | Oven | E1 | PACT BC Ratio | [24 empty] | 1 | 1 | 1 | bar: 2019 to 2042
F3_Commercial_Miscellaneous (ID)_Existing_Food Preparation_Natural Gas_Oven_E2 | F3 | Commercial | Miscellaneous (ID) | Existing | Food Preparation | Natural Gas | Oven | E2 | PACT BC Ratio | 19.7179 | 20.1732 | 20.7458 | 21.4212 | 22.2067 | 23.1974 | 24.2293 | 25.2581 | 26.2504 | 27.2564 | 28.0416 | 28.7719 | 29.5593 | 30.3264 | 31.0029 | 31.6293 | 32.1817 | 32.7247 | 33.3087 | 33.8749 | 34.4574 | 35.0649 | 35.6782 | 36.3121 | 36.9572 | 37.6138 | 38.282
F3_Commercial_Miscellaneous (ID)_Existing_Food Preparation_Natural Gas_Oven_E3 | F3 | Commercial | Miscellaneous (ID) | Existing | Food Preparation | Natural Gas | Oven | E3 | PACT BC Ratio | 0 | 0 | 0 | 0 | 0 | 0 | 0 | 0 | 0 | 0 | 0 | 0 | 0 | 0 | 0 | 0 | 0 | 0 | 0 | 0 | 0 | 0 | 0 | 0 | 0 | 0 | 0
F3_Commercial_Miscellaneous (ID)_Existing_Food Preparation_Natural Gas_Oven_E4 | F3 | Commercial | Miscellaneous (ID) | Existing | Food Preparation | Natural Gas | Oven | E4 | PACT BC Ratio | 0 | 0 | 0 | 0 | 0 | 0 | 0 | 0 | 0 | 0 | 0 | 0 | 0 | 0 | 0 | 0 | 0 | 0 | 0 | 0 | 0 | 0 | 0 | 0 | 0 | 0 | 0
F3_Commercial_Miscellaneous (ID)_Existing_Food Preparation_Natural Gas_Oven_E5 | F3 | Commercial | Miscellaneous (ID) | Existing | Food Preparation | Natural Gas | Oven | E5 | PACT BC Ratio | 0 | 0 | 0 | 0 | 0 | 0 | 0 | 0 | 0 | 0 | 0 | 0 | 0 | 0 | 0 | 0 | 0 | 0 | 0 | 0 | 0 | 0 | 0 | 0 | 0 | 0 | 0
F3_Commercial_Miscellaneous (ID)_Existing_Food Preparation_Natural Gas_Oven_E6 | F3 | Commercial | Miscellaneous (ID) | Existing | Food Preparation | Natural Gas | Oven | E6 | PACT BC Ratio | 0 | 0 | 0 | 0 | 0 | 0 | 0 | 0 | 0 | 0 | 0 | 0 | 0 | 0 | 0 | 0 | 0 | 0 | 0 | 0 | 0 | 0 | 0 | 0 | 0 | 0 | 0
F3_Commercial_Miscellaneous (ID)_Existing_Food Preparation_Natural Gas_Oven_E7 | F3 | Commercial | Miscellaneous (ID) | Existing | Food Preparation | Natural Gas | Oven | E7 | PACT BC Ratio | 0 | 0 | 0 | 0 | 0 | 0 | 0 | 0 | 0 | 0 | 0 | 0 | 0 | 0 | 0 | 0 | 0 | 0 | 0 | 0 | 0 | 0 | 0 | 0 | 0 | 0 | 0
F3_Commercial_Miscellaneous (ID)_Existing_Food Preparation_Natural Gas_Oven_E8 | F3 | Commercial | Miscellaneous (ID) | Existing | Food Preparation | Natural Gas | Oven | E8 | PACT BC Ratio | 0 | 0 | 0 | 0 | 0 | 0 | 0 | 0 | 0 | 0 | 0 | 0 | 0 | 0 | 0 | 0 | 0 | 0 | 0 | 0 | 0 | 0 | 0 | 0 | 0 | 0 | 0
F3_Commercial_Miscellaneous (ID)_Existing_Food Preparation_Natural Gas_Oven_E9 | F3 | Commercial | Miscellaneous (ID) | Existing | Food Preparation | Natural Gas | Oven | E9 | PACT BC Ratio | 0 | 0 | 0 | 0 | 0 | 0 | 0 | 0 | 0 | 0 | 0 | 0 | 0 | 0 | 0 | 0 | 0 | 0 | 0 | 0 | 0 | 0 | 0 | 0 | 0 | 0 | 0
F3_Commercial_Miscellaneous (ID)_Existing_Food Preparation_Natural Gas_Oven_E10 | F3 | Commercial | Miscellaneous (ID) | Existing | Food Preparation | Natural Gas | Oven | E10 | PACT BC Ratio | 0 | 0 | 0 | 0 | 0 | 0 | 0 | 0 | 0 | 0 | 0 | 0 | 0 | 0 | 0 | 0 | 0 | 0 | 0 | 0 | 0 | 0 | 0 | 0 | 0 | 0 | 0
F4_Commercial_Miscellaneous (ID)_Existing_Food Preparation_Natural Gas_Oven_E1 | F4 | Commercial | Miscellaneous (ID) | Existing | Food Preparation | Natural Gas | Oven | E1 | RVT BC Ratio | [24 empty] | 1 | 1 | 1 | bar: 2019 to 2042
F4_Commercial_Miscellaneous (ID)_Existing_Food Preparation_Natural Gas_Oven_E2 | F4 | Commercial | Miscellaneous (ID) | Existing | Food Preparation | Natural Gas | Oven | E2 | RVT BC Ratio | 14.6191 | 14.8557 | 15.144 | 15.4944 | 15.9113 | 16.4624 | 17.0276 | 17.5744 | 18.0777 | 18.5611 | 19.0576 | 19.5011 | 19.9638 | 20.3914 | 20.7515 | 21.0707 | 21.3324 | 21.5791 | 21.8437 | 22.0865 | 22.3294 | 22.7159 | 23.1061 | 23.5094 | 23.9198 | 24.3376 | 24.7627
F4_Commercial_Miscellaneous (ID)_Existing_Food Preparation_Natural Gas_Oven_E3 | F4 | Commercial | Miscellaneous (ID) | Existing | Food Preparation | Natural Gas | Oven | E3 | RVT BC Ratio | 0 | 0 | 0 | 0 | 0 | 0 | 0 | 0 | 0 | 0 | 0 | 0 | 0 | 0 | 0 | 0 | 0 | 0 | 0 | 0 | 0 | 0 | 0 | 0 | 0 | 0 | 0
F4_Commercial_Miscellaneous (ID)_Existing_Food Preparation_Natural Gas_Oven_E4 | F4 | Commercial | Miscellaneous (ID) | Existing | Food Preparation | Natural Gas | Oven | E4 | RVT BC Ratio | 0 | 0 | 0 | 0 | 0 | 0 | 0 | 0 | 0 | 0 | 0 | 0 | 0 | 0 | 0 | 0 | 0 | 0 | 0 | 0 | 0 | 0 | 0 | 0 | 0 | 0 | 0
F4_Commercial_Miscellaneous (ID)_Existing_Food Preparation_Natural Gas_Oven_E5 | F4 | Commercial | Miscellaneous (ID) | Existing | Food Preparation | Natural Gas | Oven | E5 | RVT BC Ratio | 0 | 0 | 0 | 0 | 0 | 0 | 0 | 0 | 0 | 0 | 0 | 0 | 0 | 0 | 0 | 0 | 0 | 0 | 0 | 0 | 0 | 0 | 0 | 0 | 0 | 0 | 0
F4_Commercial_Miscellaneous (ID)_Existing_Food Preparation_Natural Gas_Oven_E6 | F4 | Commercial | Miscellaneous (ID) | Existing | Food Preparation | Natural Gas | Oven | E6 | RVT BC Ratio | 0 | 0 | 0 | 0 | 0 | 0 | 0 | 0 | 0 | 0 | 0 | 0 | 0 | 0 | 0 | 0 | 0 | 0 | 0 | 0 | 0 | 0 | 0 | 0 | 0 | 0 | 0
F4_Commercial_Miscellaneous (ID)_Existing_Food Preparation_Natural Gas_Oven_E7 | F4 | Commercial | Miscellaneous (ID) | Existing | Food Preparation | Natural Gas | Oven | E7 | RVT BC Ratio | 0 | 0 | 0 | 0 | 0 | 0 | 0 | 0 | 0 | 0 | 0 | 0 | 0 | 0 | 0 | 0 | 0 | 0 | 0 | 0 | 0 | 0 | 0 | 0 | 0 | 0 | 0
F4_Commercial_Miscellaneous (ID)_Existing_Food Preparation_Natural Gas_Oven_E8 | F4 | Commercial | Miscellaneous (ID) | Existing | Food Preparation | Natural Gas | Oven | E8 | RVT BC Ratio | 0 | 0 | 0 | 0 | 0 | 0 | 0 | 0 | 0 | 0 | 0 | 0 | 0 | 0 | 0 | 0 | 0 | 0 | 0 | 0 | 0 | 0 | 0 | 0 | 0 | 0 | 0
F4_Commercial_Miscellaneous (ID)_Existing_Food Preparation_Natural Gas_Oven_E9 | F4 | Commercial | Miscellaneous (ID) | Existing | Food Preparation | Natural Gas | Oven | E9 | RVT BC Ratio | 0 | 0 | 0 | 0 | 0 | 0 | 0 | 0 | 0 | 0 | 0 | 0 | 0 | 0 | 0 | 0 | 0 | 0 | 0 | 0 | 0 | 0 | 0 | 0 | 0 | 0 | 0
F4_Commercial_Miscellaneous (ID)_Existing_Food Preparation_Natural Gas_Oven_E10 | F4 | Commercial | Miscellaneous (ID) | Existing | Food Preparation | Natural Gas | Oven | E10 | RVT BC Ratio | 0 | 0 | 0 | 0 | 0 | 0 | 0 | 0 | 0 | 0 | 0 | 0 | 0 | 0 | 0 | 0 | 0 | 0 | 0 | 0 | 0 | 0 | 0 | 0 | 0 | 0 | 0
F5_Commercial_Miscellaneous (ID)_Existing_Food Preparation_Natural Gas_Oven_E1 | F5 | Commercial | Miscellaneous (ID) | Existing | Food Preparation | Natural Gas | Oven | E1 | RIM BC Ratio | [24 empty] | 1 | 1 | 1 | bar: 2019 to 2042
F5_Commercial_Miscellaneous (ID)_Existing_Food Preparation_Natural Gas_Oven_E2 | F5 | Commercial | Miscellaneous (ID) | Existing | Food Preparation | Natural Gas | Oven | E2 | RIM BC Ratio | 0.80626 | 0.81191 | 0.81927 | 0.82705 | 0.8352 | 0.8436 | 0.85222 | 0.86108 | 0.87026 | 0.88033 | 0.88234 | 0.88494 | 0.8883 | 0.89242 | 0.89665 | 0.90104 | 0.90563 | 0.91048 | 0.91561 | 0.92103 | 0.92677 | 0.9272 | 0.92762 | 0.92804 | 0.92845 | 0.92886 | 0.92926
F5_Commercial_Miscellaneous (ID)_Existing_Food Preparation_Natural Gas_Oven_E3 | F5 | Commercial | Miscellaneous (ID) | Existing | Food Preparation | Natural Gas | Oven | E3 | RIM BC Ratio | 0 | 0 | 0 | 0 | 0 | 0 | 0 | 0 | 0 | 0 | 0 | 0 | 0 | 0 | 0 | 0 | 0 | 0 | 0 | 0 | 0 | 0 | 0 | 0 | 0 | 0 | 0
F5_Commercial_Miscellaneous (ID)_Existing_Food Preparation_Natural Gas_Oven_E4 | F5 | Commercial | Miscellaneous (ID) | Existing | Food Preparation | Natural Gas | Oven | E4 | RIM BC Ratio | 0 | 0 | 0 | 0 | 0 | 0 | 0 | 0 | 0 | 0 | 0 | 0 | 0 | 0 | 0 | 0 | 0 | 0 | 0 | 0 | 0 | 0 | 0 | 0 | 0 | 0 | 0
F5_Commercial_Miscellaneous (ID)_Existing_Food Preparation_Natural Gas_Oven_E5 | F5 | Commercial | Miscellaneous (ID) | Existing | Food Preparation | Natural Gas | Oven | E5 | RIM BC Ratio | 0 | 0 | 0 | 0 | 0 | 0 | 0 | 0 | 0 | 0 | 0 | 0 | 0 | 0 | 0 | 0 | 0 | 0 | 0 | 0 | 0 | 0 | 0 | 0 | 0 | 0 | 0
F5_Commercial_Miscellaneous (ID)_Existing_Food Preparation_Natural Gas_Oven_E6 | F5 | Commercial | Miscellaneous (ID) | Existing | Food Preparation | Natural Gas | Oven | E6 | RIM BC Ratio | 0 | 0 | 0 | 0 | 0 | 0 | 0 | 0 | 0 | 0 | 0 | 0 | 0 | 0 | 0 | 0 | 0 | 0 | 0 | 0 | 0 | 0 | 0 | 0 | 0 | 0 | 0
F5_Commercial_Miscellaneous (ID)_Existing_Food Preparation_Natural Gas_Oven_E7 | F5 | Commercial | Miscellaneous (ID) | Existing | Food Preparation | Natural Gas | Oven | E7 | RIM BC Ratio | 0 | 0 | 0 | 0 | 0 | 0 | 0 | 0 | 0 | 0 | 0 | 0 | 0 | 0 | 0 | 0 | 0 | 0 | 0 | 0 | 0 | 0 | 0 | 0 | 0 | 0 | 0
F5_Commercial_Miscellaneous (ID)_Existing_Food Preparation_Natural Gas_Oven_E8 | F5 | Commercial | Miscellaneous (ID) | Existing | Food Preparation | Natural Gas | Oven | E8 | RIM BC Ratio | 0 | 0 | 0 | 0 | 0 | 0 | 0 | 0 | 0 | 0 | 0 | 0 | 0 | 0 | 0 | 0 | 0 | 0 | 0 | 0 | 0 | 0 | 0 | 0 | 0 | 0 | 0
F5_Commercial_Miscellaneous (ID)_Existing_Food Preparation_Natural Gas_Oven_E9 | F5 | Commercial | Miscellaneous (ID) | Existing | Food Preparation | Natural Gas | Oven | E9 | RIM BC Ratio | 0 | 0 | 0 | 0 | 0 | 0 | 0 | 0 | 0 | 0 | 0 | 0 | 0 | 0 | 0 | 0 | 0 | 0 | 0 | 0 | 0 | 0 | 0 | 0 | 0 | 0 | 0
F5_Commercial_Miscellaneous (ID)_Existing_Food Preparation_Natural Gas_Oven_E10 | F5 | Commercial | Miscellaneous (ID) | Existing | Food Preparation | Natural Gas | Oven | E10 | RIM BC Ratio | 0 | 0 | 0 | 0 | 0 | 0 | 0 | 0 | 0 | 0 | 0 | 0 | 0 | 0 | 0 | 0 | 0 | 0 | 0 | 0 | 0 | 0 | 0 | 0 | 0 | 0 | 0
F0_Commercial_Miscellaneous (ID)_Existing_Food Preparation_Natural Gas_Conveyor Oven_E0 | F0 | Commercial | Miscellaneous (ID) | Existing | Food Preparation | Natural Gas | Conveyor Oven | E0 | Economic Unit | ENERGY STAR (>42% Baking Efficiency) | ENERGY STAR (>42% Baking Efficiency) | ENERGY STAR (>42% Baking Efficiency) | ENERGY STAR (>42% Baking Efficiency) | ENERGY STAR (>42% Baking Efficiency) | ENERGY STAR (>42% Baking Efficiency) | ENERGY STAR (>42% Baking Efficiency) | ENERGY STAR (>42% Baking Efficiency) | ENERGY STAR (>42% Baking Efficiency) | ENERGY STAR (>42% Baking Efficiency) | ENERGY STAR (>42% Baking Efficiency) | ENERGY STAR (>42% Baking Efficiency) | ENERGY STAR (>42% Baking Efficiency) | ENERGY STAR (>42% Baking Efficiency) | ENERGY STAR (>42% Baking Efficiency) | ENERGY STAR (>42% Baking Efficiency) | ENERGY STAR (>42% Baking Efficiency) | ENERGY STAR (>42% Baking Efficiency) | ENERGY STAR (>42% Baking Efficiency) | ENERGY STAR (>42% Baking Efficiency) | ENERGY STAR (>42% Baking Efficiency) | ENERGY STAR (>42% Baking Efficiency) | ENERGY STAR (>42% Baking Efficiency) | ENERGY STAR (>42% Baking Efficiency) | ENERGY STAR (>42% Baking Efficiency) | ENERGY STAR (>42% Baking Efficiency) | ENERGY STAR (>42% Baking Efficiency)
F1_Commercial_Miscellaneous (ID)_Existing_Food Preparation_Natural Gas_Conveyor Oven_E1 | F1 | Commercial | Miscellaneous (ID) | Existing | Food Preparation | Natural Gas | Conveyor Oven | E1 | CCE | 0 | 0 | 0 | 0 | 0 | 0 | 0 | 0 | 0 | 0 | 0 | 0 | 0 | 0 | 0 | 0 | 0 | 0 | 0 | 0 | 0 | 0 | 0 | 0 | 0 | 0 | 0
F1_Commercial_Miscellaneous (ID)_Existing_Food Preparation_Natural Gas_Conveyor Oven_E2 | F1 | Commercial | Miscellaneous (ID) | Existing | Food Preparation | Natural Gas | Conveyor Oven | E2 | CCE | 0.00054474 | 0.00054474 | 0.00054474 | 0.00054474 | 0.00054474 | 0.00054474 | 0.00054474 | 0.00054474 | 0.00054474 | 0.00054474 | 0.00054474 | 0.00054474 | 0.00054474 | 0.00054474 | 0.00054474 | 0.00054474 | 0.00054474 | 0.00054474 | 0.00054474 | 0.00054474 | 0.00054474 | 0.00054474 | 0.00054474 | 0.00054474 | 0.00054474 | 0.00054474 | 0.00054474
F1_Commercial_Miscellaneous (ID)_Existing_Food Preparation_Natural Gas_Conveyor Oven_E3 | F1 | Commercial | Miscellaneous (ID) | Existing | Food Preparation | Natural Gas | Conveyor Oven | E3 | CCE | 0 | 0 | 0 | 0 | 0 | 0 | 0 | 0 | 0 | 0 | 0 | 0 | 0 | 0 | 0 | 0 | 0 | 0 | 0 | 0 | 0 | 0 | 0 | 0 | 0 | 0 | 0
F1_Commercial_Miscellaneous (ID)_Existing_Food Preparation_Natural Gas_Conveyor Oven_E4 | F1 | Commercial | Miscellaneous (ID) | Existing | Food Preparation | Natural Gas | Conveyor Oven | E4 | CCE | 0 | 0 | 0 | 0 | 0 | 0 | 0 | 0 | 0 | 0 | 0 | 0 | 0 | 0 | 0 | 0 | 0 | 0 | 0 | 0 | 0 | 0 | 0 | 0 | 0 | 0 | 0
F1_Commercial_Miscellaneous (ID)_Existing_Food Preparation_Natural Gas_Conveyor Oven_E5 | F1 | Commercial | Miscellaneous (ID) | Existing | Food Preparation | Natural Gas | Conveyor Oven | E5 | CCE | 0 | 0 | 0 | 0 | 0 | 0 | 0 | 0 | 0 | 0 | 0 | 0 | 0 | 0 | 0 | 0 | 0 | 0 | 0 | 0 | 0 | 0 | 0 | 0 | 0 | 0 | 0
F1_Commercial_Miscellaneous (ID)_Existing_Food Preparation_Natural Gas_Conveyor Oven_E6 | F1 | Commercial | Miscellaneous (ID) | Existing | Food Preparation | Natural Gas | Conveyor Oven | E6 | CCE | 0 | 0 | 0 | 0 | 0 | 0 | 0 | 0 | 0 | 0 | 0 | 0 | 0 | 0 | 0 | 0 | 0 | 0 | 0 | 0 | 0 | 0 | 0 | 0 | 0 | 0 | 0
F1_Commercial_Miscellaneous (ID)_Existing_Food Preparation_Natural Gas_Conveyor Oven_E7 | F1 | Commercial | Miscellaneous (ID) | Existing | Food Preparation | Natural Gas | Conveyor Oven | E7 | CCE | 0 | 0 | 0 | 0 | 0 | 0 | 0 | 0 | 0 | 0 | 0 | 0 | 0 | 0 | 0 | 0 | 0 | 0 | 0 | 0 | 0 | 0 | 0 | 0 | 0 | 0 | 0
F1_Commercial_Miscellaneous (ID)_Existing_Food Preparation_Natural Gas_Conveyor Oven_E8 | F1 | Commercial | Miscellaneous (ID) | Existing | Food Preparation | Natural Gas | Conveyor Oven | E8 | CCE | 0 | 0 | 0 | 0 | 0 | 0 | 0 | 0 | 0 | 0 | 0 | 0 | 0 | 0 | 0 | 0 | 0 | 0 | 0 | 0 | 0 | 0 | 0 | 0 | 0 | 0 | 0
F1_Commercial_Miscellaneous (ID)_Existing_Food Preparation_Natural Gas_Conveyor Oven_E9 | F1 | Commercial | Miscellaneous (ID) | Existing | Food Preparation | Natural Gas | Conveyor Oven | E9 | CCE | 0 | 0 | 0 | 0 | 0 | 0 | 0 | 0 | 0 | 0 | 0 | 0 | 0 | 0 | 0 | 0 | 0 | 0 | 0 | 0 | 0 | 0 | 0 | 0 | 0 | 0 | 0
F1_Commercial_Miscellaneous (ID)_Existing_Food Preparation_Natural Gas_Conveyor Oven_E10 | F1 | Commercial | Miscellaneous (ID) | Existing | Food Preparation | Natural Gas | Conveyor Oven | E10 | CCE | 0 | 0 | 0 | 0 | 0 | 0 | 0 | 0 | 0 | 0 | 0 | 0 | 0 | 0 | 0 | 0 | 0 | 0 | 0 | 0 | 0 | 0 | 0 | 0 | 0 | 0 | 0
F2_Commercial_Miscellaneous (ID)_Existing_Food Preparation_Natural Gas_Conveyor Oven_E1 | F2 | Commercial | Miscellaneous (ID) | Existing | Food Preparation | Natural Gas | Conveyor Oven | E1 | TRC BC Ratio | [24 empty] | 1 | 1 | 1 | bar: 2019 to 2042
F2_Commercial_Miscellaneous (ID)_Existing_Food Preparation_Natural Gas_Conveyor Oven_E2 | F2 | Commercial | Miscellaneous (ID) | Existing | Food Preparation | Natural Gas | Conveyor Oven | E2 | TRC BC Ratio | 7.0426 | 7.2315 | 7.4392 | 7.6667 | 7.916 | 8.2063 | 8.5008 | 8.7914 | 9.0717 | 9.3561 | 9.5907 | 9.8134 | 10.0509 | 10.2852 | 10.4996 | 10.7036 | 10.8916 | 11.0784 | 11.2758 | 11.4703 | 11.6696 | 11.8758 | 12.0845 | 12.2992 | 12.5177 | 12.7401 | 12.9665
F2_Commercial_Miscellaneous (ID)_Existing_Food Preparation_Natural Gas_Conveyor Oven_E3 | F2 | Commercial | Miscellaneous (ID) | Existing | Food Preparation | Natural Gas | Conveyor Oven | E3 | TRC BC Ratio | 0 | 0 | 0 | 0 | 0 | 0 | 0 | 0 | 0 | 0 | 0 | 0 | 0 | 0 | 0 | 0 | 0 | 0 | 0 | 0 | 0 | 0 | 0 | 0 | 0 | 0 | 0
F2_Commercial_Miscellaneous (ID)_Existing_Food Preparation_Natural Gas_Conveyor Oven_E4 | F2 | Commercial | Miscellaneous (ID) | Existing | Food Preparation | Natural Gas | Conveyor Oven | E4 | TRC BC Ratio | 0 | 0 | 0 | 0 | 0 | 0 | 0 | 0 | 0 | 0 | 0 | 0 | 0 | 0 | 0 | 0 | 0 | 0 | 0 | 0 | 0 | 0 | 0 | 0 | 0 | 0 | 0
F2_Commercial_Miscellaneous (ID)_Existing_Food Preparation_Natural Gas_Conveyor Oven_E5 | F2 | Commercial | Miscellaneous (ID) | Existing | Food Preparation | Natural Gas | Conveyor Oven | E5 | TRC BC Ratio | 0 | 0 | 0 | 0 | 0 | 0 | 0 | 0 | 0 | 0 | 0 | 0 | 0 | 0 | 0 | 0 | 0 | 0 | 0 | 0 | 0 | 0 | 0 | 0 | 0 | 0 | 0
F2_Commercial_Miscellaneous (ID)_Existing_Food Preparation_Natural Gas_Conveyor Oven_E6 | F2 | Commercial | Miscellaneous (ID) | Existing | Food Preparation | Natural Gas | Conveyor Oven | E6 | TRC BC Ratio | 0 | 0 | 0 | 0 | 0 | 0 | 0 | 0 | 0 | 0 | 0 | 0 | 0 | 0 | 0 | 0 | 0 | 0 | 0 | 0 | 0 | 0 | 0 | 0 | 0 | 0 | 0
F2_Commercial_Miscellaneous (ID)_Existing_Food Preparation_Natural Gas_Conveyor Oven_E7 | F2 | Commercial | Miscellaneous (ID) | Existing | Food Preparation | Natural Gas | Conveyor Oven | E7 | TRC BC Ratio | 0 | 0 | 0 | 0 | 0 | 0 | 0 | 0 | 0 | 0 | 0 | 0 | 0 | 0 | 0 | 0 | 0 | 0 | 0 | 0 | 0 | 0 | 0 | 0 | 0 | 0 | 0
F2_Commercial_Miscellaneous (ID)_Existing_Food Preparation_Natural Gas_Conveyor Oven_E8 | F2 | Commercial | Miscellaneous (ID) | Existing | Food Preparation | Natural Gas | Conveyor Oven | E8 | TRC BC Ratio | 0 | 0 | 0 | 0 | 0 | 0 | 0 | 0 | 0 | 0 | 0 | 0 | 0 | 0 | 0 | 0 | 0 | 0 | 0 | 0 | 0 | 0 | 0 | 0 | 0 | 0 | 0
F2_Commercial_Miscellaneous (ID)_Existing_Food Preparation_Natural Gas_Conveyor Oven_E9 | F2 | Commercial | Miscellaneous (ID) | Existing | Food Preparation | Natural Gas | Conveyor Oven | E9 | TRC BC Ratio | 0 | 0 | 0 | 0 | 0 | 0 | 0 | 0 | 0 | 0 | 0 | 0 | 0 | 0 | 0 | 0 | 0 | 0 | 0 | 0 | 0 | 0 | 0 | 0 | 0 | 0 | 0
F2_Commercial_Miscellaneous (ID)_Existing_Food Preparation_Natural Gas_Conveyor Oven_E10 | F2 | Commercial | Miscellaneous (ID) | Existing | Food Preparation | Natural Gas | Conveyor Oven | E10 | TRC BC Ratio | 0 | 0 | 0 | 0 | 0 | 0 | 0 | 0 | 0 | 0 | 0 | 0 | 0 | 0 | 0 | 0 | 0 | 0 | 0 | 0 | 0 | 0 | 0 | 0 | 0 | 0 | 0
F3_Commercial_Miscellaneous (ID)_Existing_Food Preparation_Natural Gas_Conveyor Oven_E1 | F3 | Commercial | Miscellaneous (ID) | Existing | Food Preparation | Natural Gas | Conveyor Oven | E1 | PACT BC Ratio | [24 empty] | 1 | 1 | 1 | bar: 2019 to 2042
F3_Commercial_Miscellaneous (ID)_Existing_Food Preparation_Natural Gas_Conveyor Oven_E2 | F3 | Commercial | Miscellaneous (ID) | Existing | Food Preparation | Natural Gas | Conveyor Oven | E2 | PACT BC Ratio | 13.9469 | 14.3211 | 14.7324 | 15.183 | 15.6766 | 16.2516 | 16.8348 | 17.4102 | 17.9653 | 18.5285 | 18.9931 | 19.4342 | 19.9045 | 20.3684 | 20.793 | 21.1971 | 21.5693 | 21.9393 | 22.3303 | 22.7153 | 23.11 | 23.5184 | 23.9318 | 24.357 | 24.7897 | 25.2301 | 25.6783
F3_Commercial_Miscellaneous (ID)_Existing_Food Preparation_Natural Gas_Conveyor Oven_E3 | F3 | Commercial | Miscellaneous (ID) | Existing | Food Preparation | Natural Gas | Conveyor Oven | E3 | PACT BC Ratio | 0 | 0 | 0 | 0 | 0 | 0 | 0 | 0 | 0 | 0 | 0 | 0 | 0 | 0 | 0 | 0 | 0 | 0 | 0 | 0 | 0 | 0 | 0 | 0 | 0 | 0 | 0
F3_Commercial_Miscellaneous (ID)_Existing_Food Preparation_Natural Gas_Conveyor Oven_E4 | F3 | Commercial | Miscellaneous (ID) | Existing | Food Preparation | Natural Gas | Conveyor Oven | E4 | PACT BC Ratio | 0 | 0 | 0 | 0 | 0 | 0 | 0 | 0 | 0 | 0 | 0 | 0 | 0 | 0 | 0 | 0 | 0 | 0 | 0 | 0 | 0 | 0 | 0 | 0 | 0 | 0 | 0
F3_Commercial_Miscellaneous (ID)_Existing_Food Preparation_Natural Gas_Conveyor Oven_E5 | F3 | Commercial | Miscellaneous (ID) | Existing | Food Preparation | Natural Gas | Conveyor Oven | E5 | PACT BC Ratio | 0 | 0 | 0 | 0 | 0 | 0 | 0 | 0 | 0 | 0 | 0 | 0 | 0 | 0 | 0 | 0 | 0 | 0 | 0 | 0 | 0 | 0 | 0 | 0 | 0 | 0 | 0
F3_Commercial_Miscellaneous (ID)_Existing_Food Preparation_Natural Gas_Conveyor Oven_E6 | F3 | Commercial | Miscellaneous (ID) | Existing | Food Preparation | Natural Gas | Conveyor Oven | E6 | PACT BC Ratio | 0 | 0 | 0 | 0 | 0 | 0 | 0 | 0 | 0 | 0 | 0 | 0 | 0 | 0 | 0 | 0 | 0 | 0 | 0 | 0 | 0 | 0 | 0 | 0 | 0 | 0 | 0
F3_Commercial_Miscellaneous (ID)_Existing_Food Preparation_Natural Gas_Conveyor Oven_E7 | F3 | Commercial | Miscellaneous (ID) | Existing | Food Preparation | Natural Gas | Conveyor Oven | E7 | PACT BC Ratio | 0 | 0 | 0 | 0 | 0 | 0 | 0 | 0 | 0 | 0 | 0 | 0 | 0 | 0 | 0 | 0 | 0 | 0 | 0 | 0 | 0 | 0 | 0 | 0 | 0 | 0 | 0
F3_Commercial_Miscellaneous (ID)_Existing_Food Preparation_Natural Gas_Conveyor Oven_E8 | F3 | Commercial | Miscellaneous (ID) | Existing | Food Preparation | Natural Gas | Conveyor Oven | E8 | PACT BC Ratio | 0 | 0 | 0 | 0 | 0 | 0 | 0 | 0 | 0 | 0 | 0 | 0 | 0 | 0 | 0 | 0 | 0 | 0 | 0 | 0 | 0 | 0 | 0 | 0 | 0 | 0 | 0
F3_Commercial_Miscellaneous (ID)_Existing_Food Preparation_Natural Gas_Conveyor Oven_E9 | F3 | Commercial | Miscellaneous (ID) | Existing | Food Preparation | Natural Gas | Conveyor Oven | E9 | PACT BC Ratio | 0 | 0 | 0 | 0 | 0 | 0 | 0 | 0 | 0 | 0 | 0 | 0 | 0 | 0 | 0 | 0 | 0 | 0 | 0 | 0 | 0 | 0 | 0 | 0 | 0 | 0 | 0
F3_Commercial_Miscellaneous (ID)_Existing_Food Preparation_Natural Gas_Conveyor Oven_E10 | F3 | Commercial | Miscellaneous (ID) | Existing | Food Preparation | Natural Gas | Conveyor Oven | E10 | PACT BC Ratio | 0 | 0 | 0 | 0 | 0 | 0 | 0 | 0 | 0 | 0 | 0 | 0 | 0 | 0 | 0 | 0 | 0 | 0 | 0 | 0 | 0 | 0 | 0 | 0 | 0 | 0 | 0
F4_Commercial_Miscellaneous (ID)_Existing_Food Preparation_Natural Gas_Conveyor Oven_E1 | F4 | Commercial | Miscellaneous (ID) | Existing | Food Preparation | Natural Gas | Conveyor Oven | E1 | RVT BC Ratio | [24 empty] | 1 | 1 | 1 | bar: 2019 to 2042
F4_Commercial_Miscellaneous (ID)_Existing_Food Preparation_Natural Gas_Conveyor Oven_E2 | F4 | Commercial | Miscellaneous (ID) | Existing | Food Preparation | Natural Gas | Conveyor Oven | E2 | RVT BC Ratio | 10.2028 | 10.4122 | 10.6399 | 10.8867 | 11.1543 | 11.4695 | 11.778 | 12.0716 | 12.3407 | 12.6053 | 12.8819 | 13.14 | 13.4148 | 13.6822 | 13.9201 | 14.1407 | 14.3363 | 14.5264 | 14.7261 | 14.9171 | 15.1096 | 15.3694 | 15.6325 | 15.903 | 16.1783 | 16.4585 | 16.7437
F4_Commercial_Miscellaneous (ID)_Existing_Food Preparation_Natural Gas_Conveyor Oven_E3 | F4 | Commercial | Miscellaneous (ID) | Existing | Food Preparation | Natural Gas | Conveyor Oven | E3 | RVT BC Ratio | 0 | 0 | 0 | 0 | 0 | 0 | 0 | 0 | 0 | 0 | 0 | 0 | 0 | 0 | 0 | 0 | 0 | 0 | 0 | 0 | 0 | 0 | 0 | 0 | 0 | 0 | 0
F4_Commercial_Miscellaneous (ID)_Existing_Food Preparation_Natural Gas_Conveyor Oven_E4 | F4 | Commercial | Miscellaneous (ID) | Existing | Food Preparation | Natural Gas | Conveyor Oven | E4 | RVT BC Ratio | 0 | 0 | 0 | 0 | 0 | 0 | 0 | 0 | 0 | 0 | 0 | 0 | 0 | 0 | 0 | 0 | 0 | 0 | 0 | 0 | 0 | 0 | 0 | 0 | 0 | 0 | 0
F4_Commercial_Miscellaneous (ID)_Existing_Food Preparation_Natural Gas_Conveyor Oven_E5 | F4 | Commercial | Miscellaneous (ID) | Existing | Food Preparation | Natural Gas | Conveyor Oven | E5 | RVT BC Ratio | 0 | 0 | 0 | 0 | 0 | 0 | 0 | 0 | 0 | 0 | 0 | 0 | 0 | 0 | 0 | 0 | 0 | 0 | 0 | 0 | 0 | 0 | 0 | 0 | 0 | 0 | 0
F4_Commercial_Miscellaneous (ID)_Existing_Food Preparation_Natural Gas_Conveyor Oven_E6 | F4 | Commercial | Miscellaneous (ID) | Existing | Food Preparation | Natural Gas | Conveyor Oven | E6 | RVT BC Ratio | 0 | 0 | 0 | 0 | 0 | 0 | 0 | 0 | 0 | 0 | 0 | 0 | 0 | 0 | 0 | 0 | 0 | 0 | 0 | 0 | 0 | 0 | 0 | 0 | 0 | 0 | 0
F4_Commercial_Miscellaneous (ID)_Existing_Food Preparation_Natural Gas_Conveyor Oven_E7 | F4 | Commercial | Miscellaneous (ID) | Existing | Food Preparation | Natural Gas | Conveyor Oven | E7 | RVT BC Ratio | 0 | 0 | 0 | 0 | 0 | 0 | 0 | 0 | 0 | 0 | 0 | 0 | 0 | 0 | 0 | 0 | 0 | 0 | 0 | 0 | 0 | 0 | 0 | 0 | 0 | 0 | 0
F4_Commercial_Miscellaneous (ID)_Existing_Food Preparation_Natural Gas_Conveyor Oven_E8 | F4 | Commercial | Miscellaneous (ID) | Existing | Food Preparation | Natural Gas | Conveyor Oven | E8 | RVT BC Ratio | 0 | 0 | 0 | 0 | 0 | 0 | 0 | 0 | 0 | 0 | 0 | 0 | 0 | 0 | 0 | 0 | 0 | 0 | 0 | 0 | 0 | 0 | 0 | 0 | 0 | 0 | 0
F4_Commercial_Miscellaneous (ID)_Existing_Food Preparation_Natural Gas_Conveyor Oven_E9 | F4 | Commercial | Miscellaneous (ID) | Existing | Food Preparation | Natural Gas | Conveyor Oven | E9 | RVT BC Ratio | 0 | 0 | 0 | 0 | 0 | 0 | 0 | 0 | 0 | 0 | 0 | 0 | 0 | 0 | 0 | 0 | 0 | 0 | 0 | 0 | 0 | 0 | 0 | 0 | 0 | 0 | 0
F4_Commercial_Miscellaneous (ID)_Existing_Food Preparation_Natural Gas_Conveyor Oven_E10 | F4 | Commercial | Miscellaneous (ID) | Existing | Food Preparation | Natural Gas | Conveyor Oven | E10 | RVT BC Ratio | 0 | 0 | 0 | 0 | 0 | 0 | 0 | 0 | 0 | 0 | 0 | 0 | 0 | 0 | 0 | 0 | 0 | 0 | 0 | 0 | 0 | 0 | 0 | 0 | 0 | 0 | 0
F5_Commercial_Miscellaneous (ID)_Existing_Food Preparation_Natural Gas_Conveyor Oven_E1 | F5 | Commercial | Miscellaneous (ID) | Existing | Food Preparation | Natural Gas | Conveyor Oven | E1 | RIM BC Ratio | [24 empty] | 1 | 1 | 1 | bar: 2019 to 2042
F5_Commercial_Miscellaneous (ID)_Existing_Food Preparation_Natural Gas_Conveyor Oven_E2 | F5 | Commercial | Miscellaneous (ID) | Existing | Food Preparation | Natural Gas | Conveyor Oven | E2 | RIM BC Ratio | 0.81238 | 0.81772 | 0.82354 | 0.82983 | 0.83661 | 0.84387 | 0.85165 | 0.85968 | 0.86805 | 0.87677 | 0.87976 | 0.88277 | 0.88588 | 0.88907 | 0.89231 | 0.89566 | 0.89912 | 0.90274 | 0.90653 | 0.91051 | 0.91469 | 0.91532 | 0.91593 | 0.91654 | 0.91715 | 0.91774 | 0.91832
F5_Commercial_Miscellaneous (ID)_Existing_Food Preparation_Natural Gas_Conveyor Oven_E3 | F5 | Commercial | Miscellaneous (ID) | Existing | Food Preparation | Natural Gas | Conveyor Oven | E3 | RIM BC Ratio | 0 | 0 | 0 | 0 | 0 | 0 | 0 | 0 | 0 | 0 | 0 | 0 | 0 | 0 | 0 | 0 | 0 | 0 | 0 | 0 | 0 | 0 | 0 | 0 | 0 | 0 | 0
F5_Commercial_Miscellaneous (ID)_Existing_Food Preparation_Natural Gas_Conveyor Oven_E4 | F5 | Commercial | Miscellaneous (ID) | Existing | Food Preparation | Natural Gas | Conveyor Oven | E4 | RIM BC Ratio | 0 | 0 | 0 | 0 | 0 | 0 | 0 | 0 | 0 | 0 | 0 | 0 | 0 | 0 | 0 | 0 | 0 | 0 | 0 | 0 | 0 | 0 | 0 | 0 | 0 | 0 | 0
F5_Commercial_Miscellaneous (ID)_Existing_Food Preparation_Natural Gas_Conveyor Oven_E5 | F5 | Commercial | Miscellaneous (ID) | Existing | Food Preparation | Natural Gas | Conveyor Oven | E5 | RIM BC Ratio | 0 | 0 | 0 | 0 | 0 | 0 | 0 | 0 | 0 | 0 | 0 | 0 | 0 | 0 | 0 | 0 | 0 | 0 | 0 | 0 | 0 | 0 | 0 | 0 | 0 | 0 | 0
F5_Commercial_Miscellaneous (ID)_Existing_Food Preparation_Natural Gas_Conveyor Oven_E6 | F5 | Commercial | Miscellaneous (ID) | Existing | Food Preparation | Natural Gas | Conveyor Oven | E6 | RIM BC Ratio | 0 | 0 | 0 | 0 | 0 | 0 | 0 | 0 | 0 | 0 | 0 | 0 | 0 | 0 | 0 | 0 | 0 | 0 | 0 | 0 | 0 | 0 | 0 | 0 | 0 | 0 | 0
F5_Commercial_Miscellaneous (ID)_Existing_Food Preparation_Natural Gas_Conveyor Oven_E7 | F5 | Commercial | Miscellaneous (ID) | Existing | Food Preparation | Natural Gas | Conveyor Oven | E7 | RIM BC Ratio | 0 | 0 | 0 | 0 | 0 | 0 | 0 | 0 | 0 | 0 | 0 | 0 | 0 | 0 | 0 | 0 | 0 | 0 | 0 | 0 | 0 | 0 | 0 | 0 | 0 | 0 | 0
F5_Commercial_Miscellaneous (ID)_Existing_Food Preparation_Natural Gas_Conveyor Oven_E8 | F5 | Commercial | Miscellaneous (ID) | Existing | Food Preparation | Natural Gas | Conveyor Oven | E8 | RIM BC Ratio | 0 | 0 | 0 | 0 | 0 | 0 | 0 | 0 | 0 | 0 | 0 | 0 | 0 | 0 | 0 | 0 | 0 | 0 | 0 | 0 | 0 | 0 | 0 | 0 | 0 | 0 | 0
F5_Commercial_Miscellaneous (ID)_Existing_Food Preparation_Natural Gas_Conveyor Oven_E9 | F5 | Commercial | Miscellaneous (ID) | Existing | Food Preparation | Natural Gas | Conveyor Oven | E9 | RIM BC Ratio | 0 | 0 | 0 | 0 | 0 | 0 | 0 | 0 | 0 | 0 | 0 | 0 | 0 | 0 | 0 | 0 | 0 | 0 | 0 | 0 | 0 | 0 | 0 | 0 | 0 | 0 | 0
F5_Commercial_Miscellaneous (ID)_Existing_Food Preparation_Natural Gas_Conveyor Oven_E10 | F5 | Commercial | Miscellaneous (ID) | Existing | Food Preparation | Natural Gas | Conveyor Oven | E10 | RIM BC Ratio | 0 | 0 | 0 | 0 | 0 | 0 | 0 | 0 | 0 | 0 | 0 | 0 | 0 | 0 | 0 | 0 | 0 | 0 | 0 | 0 | 0 | 0 | 0 | 0 | 0 | 0 | 0
F0_Commercial_Miscellaneous (ID)_Existing_Food Preparation_Natural Gas_Double Rack Oven_E0 | F0 | Commercial | Miscellaneous (ID) | Existing | Food Preparation | Natural Gas | Double Rack Oven | E0 | Economic Unit | FTSC Qualified (>50% Cooking Efficiency) | FTSC Qualified (>50% Cooking Efficiency) | FTSC Qualified (>50% Cooking Efficiency) | FTSC Qualified (>50% Cooking Efficiency) | FTSC Qualified (>50% Cooking Efficiency) | FTSC Qualified (>50% Cooking Efficiency) | FTSC Qualified (>50% Cooking Efficiency) | FTSC Qualified (>50% Cooking Efficiency) | FTSC Qualified (>50% Cooking Efficiency) | FTSC Qualified (>50% Cooking Efficiency) | FTSC Qualified (>50% Cooking Efficiency) | FTSC Qualified (>50% Cooking Efficiency) | FTSC Qualified (>50% Cooking Efficiency) | FTSC Qualified (>50% Cooking Efficiency) | FTSC Qualified (>50% Cooking Efficiency) | FTSC Qualified (>50% Cooking Efficiency) | FTSC Qualified (>50% Cooking Efficiency) | FTSC Qualified (>50% Cooking Efficiency) | FTSC Qualified (>50% Cooking Efficiency) | FTSC Qualified (>50% Cooking Efficiency) | FTSC Qualified (>50% Cooking Efficiency) | FTSC Qualified (>50% Cooking Efficiency) | FTSC Qualified (>50% Cooking Efficiency) | FTSC Qualified (>50% Cooking Efficiency) | FTSC Qualified (>50% Cooking Efficiency) | FTSC Qualified (>50% Cooking Efficiency) | FTSC Qualified (>50% Cooking Efficiency)
F1_Commercial_Miscellaneous (ID)_Existing_Food Preparation_Natural Gas_Double Rack Oven_E1 | F1 | Commercial | Miscellaneous (ID) | Existing | Food Preparation | Natural Gas | Double Rack Oven | E1 | CCE | 0 | 0 | 0 | 0 | 0 | 0 | 0 | 0 | 0 | 0 | 0 | 0 | 0 | 0 | 0 | 0 | 0 | 0 | 0 | 0 | 0 | 0 | 0 | 0 | 0 | 0 | 0
F1_Commercial_Miscellaneous (ID)_Existing_Food Preparation_Natural Gas_Double Rack Oven_E2 | F1 | Commercial | Miscellaneous (ID) | Existing | Food Preparation | Natural Gas | Double Rack Oven | E2 | CCE | 0.0011439 | 0.0011439 | 0.0011439 | 0.0011439 | 0.0011439 | 0.0011439 | 0.0011439 | 0.0011439 | 0.0011439 | 0.0011439 | 0.0011439 | 0.0011439 | 0.0011439 | 0.0011439 | 0.0011439 | 0.0011439 | 0.0011439 | 0.0011439 | 0.0011439 | 0.0011439 | 0.0011439 | 0.0011439 | 0.0011439 | 0.0011439 | 0.0011439 | 0.0011439 | 0.0011439
F1_Commercial_Miscellaneous (ID)_Existing_Food Preparation_Natural Gas_Double Rack Oven_E3 | F1 | Commercial | Miscellaneous (ID) | Existing | Food Preparation | Natural Gas | Double Rack Oven | E3 | CCE | 0 | 0 | 0 | 0 | 0 | 0 | 0 | 0 | 0 | 0 | 0 | 0 | 0 | 0 | 0 | 0 | 0 | 0 | 0 | 0 | 0 | 0 | 0 | 0 | 0 | 0 | 0
F1_Commercial_Miscellaneous (ID)_Existing_Food Preparation_Natural Gas_Double Rack Oven_E4 | F1 | Commercial | Miscellaneous (ID) | Existing | Food Preparation | Natural Gas | Double Rack Oven | E4 | CCE | 0 | 0 | 0 | 0 | 0 | 0 | 0 | 0 | 0 | 0 | 0 | 0 | 0 | 0 | 0 | 0 | 0 | 0 | 0 | 0 | 0 | 0 | 0 | 0 | 0 | 0 | 0
F1_Commercial_Miscellaneous (ID)_Existing_Food Preparation_Natural Gas_Double Rack Oven_E5 | F1 | Commercial | Miscellaneous (ID) | Existing | Food Preparation | Natural Gas | Double Rack Oven | E5 | CCE | 0 | 0 | 0 | 0 | 0 | 0 | 0 | 0 | 0 | 0 | 0 | 0 | 0 | 0 | 0 | 0 | 0 | 0 | 0 | 0 | 0 | 0 | 0 | 0 | 0 | 0 | 0
F1_Commercial_Miscellaneous (ID)_Existing_Food Preparation_Natural Gas_Double Rack Oven_E6 | F1 | Commercial | Miscellaneous (ID) | Existing | Food Preparation | Natural Gas | Double Rack Oven | E6 | CCE | 0 | 0 | 0 | 0 | 0 | 0 | 0 | 0 | 0 | 0 | 0 | 0 | 0 | 0 | 0 | 0 | 0 | 0 | 0 | 0 | 0 | 0 | 0 | 0 | 0 | 0 | 0
F1_Commercial_Miscellaneous (ID)_Existing_Food Preparation_Natural Gas_Double Rack Oven_E7 | F1 | Commercial | Miscellaneous (ID) | Existing | Food Preparation | Natural Gas | Double Rack Oven | E7 | CCE | 0 | 0 | 0 | 0 | 0 | 0 | 0 | 0 | 0 | 0 | 0 | 0 | 0 | 0 | 0 | 0 | 0 | 0 | 0 | 0 | 0 | 0 | 0 | 0 | 0 | 0 | 0
F1_Commercial_Miscellaneous (ID)_Existing_Food Preparation_Natural Gas_Double Rack Oven_E8 | F1 | Commercial | Miscellaneous (ID) | Existing | Food Preparation | Natural Gas | Double Rack Oven | E8 | CCE | 0 | 0 | 0 | 0 | 0 | 0 | 0 | 0 | 0 | 0 | 0 | 0 | 0 | 0 | 0 | 0 | 0 | 0 | 0 | 0 | 0 | 0 | 0 | 0 | 0 | 0 | 0
F1_Commercial_Miscellaneous (ID)_Existing_Food Preparation_Natural Gas_Double Rack Oven_E9 | F1 | Commercial | Miscellaneous (ID) | Existing | Food Preparation | Natural Gas | Double Rack Oven | E9 | CCE | 0 | 0 | 0 | 0 | 0 | 0 | 0 | 0 | 0 | 0 | 0 | 0 | 0 | 0 | 0 | 0 | 0 | 0 | 0 | 0 | 0 | 0 | 0 | 0 | 0 | 0 | 0
F1_Commercial_Miscellaneous (ID)_Existing_Food Preparation_Natural Gas_Double Rack Oven_E10 | F1 | Commercial | Miscellaneous (ID) | Existing | Food Preparation | Natural Gas | Double Rack Oven | E10 | CCE | 0 | 0 | 0 | 0 | 0 | 0 | 0 | 0 | 0 | 0 | 0 | 0 | 0 | 0 | 0 | 0 | 0 | 0 | 0 | 0 | 0 | 0 | 0 | 0 | 0 | 0 | 0
F2_Commercial_Miscellaneous (ID)_Existing_Food Preparation_Natural Gas_Double Rack Oven_E1 | F2 | Commercial | Miscellaneous (ID) | Existing | Food Preparation | Natural Gas | Double Rack Oven | E1 | TRC BC Ratio | [24 empty] | 1 | 1 | 1 | bar: 2019 to 2042
F2_Commercial_Miscellaneous (ID)_Existing_Food Preparation_Natural Gas_Double Rack Oven_E2 | F2 | Commercial | Miscellaneous (ID) | Existing | Food Preparation | Natural Gas | Double Rack Oven | E2 | TRC BC Ratio | 3.1114 | 3.1898 | 3.2827 | 3.3892 | 3.5095 | 3.656 | 3.8068 | 3.9561 | 4.0999 | 4.2456 | 4.3616 | 4.4702 | 4.5869 | 4.7012 | 4.8034 | 4.899 | 4.9847 | 5.0694 | 5.1598 | 5.248 | 5.3386 | 5.4328 | 5.528 | 5.6262 | 5.7262 | 5.8279 | 5.9315
F2_Commercial_Miscellaneous (ID)_Existing_Food Preparation_Natural Gas_Double Rack Oven_E3 | F2 | Commercial | Miscellaneous (ID) | Existing | Food Preparation | Natural Gas | Double Rack Oven | E3 | TRC BC Ratio | 0 | 0 | 0 | 0 | 0 | 0 | 0 | 0 | 0 | 0 | 0 | 0 | 0 | 0 | 0 | 0 | 0 | 0 | 0 | 0 | 0 | 0 | 0 | 0 | 0 | 0 | 0
F2_Commercial_Miscellaneous (ID)_Existing_Food Preparation_Natural Gas_Double Rack Oven_E4 | F2 | Commercial | Miscellaneous (ID) | Existing | Food Preparation | Natural Gas | Double Rack Oven | E4 | TRC BC Ratio | 0 | 0 | 0 | 0 | 0 | 0 | 0 | 0 | 0 | 0 | 0 | 0 | 0 | 0 | 0 | 0 | 0 | 0 | 0 | 0 | 0 | 0 | 0 | 0 | 0 | 0 | 0
F2_Commercial_Miscellaneous (ID)_Existing_Food Preparation_Natural Gas_Double Rack Oven_E5 | F2 | Commercial | Miscellaneous (ID) | Existing | Food Preparation | Natural Gas | Double Rack Oven | E5 | TRC BC Ratio | 0 | 0 | 0 | 0 | 0 | 0 | 0 | 0 | 0 | 0 | 0 | 0 | 0 | 0 | 0 | 0 | 0 | 0 | 0 | 0 | 0 | 0 | 0 | 0 | 0 | 0 | 0
F2_Commercial_Miscellaneous (ID)_Existing_Food Preparation_Natural Gas_Double Rack Oven_E6 | F2 | Commercial | Miscellaneous (ID) | Existing | Food Preparation | Natural Gas | Double Rack Oven | E6 | TRC BC Ratio | 0 | 0 | 0 | 0 | 0 | 0 | 0 | 0 | 0 | 0 | 0 | 0 | 0 | 0 | 0 | 0 | 0 | 0 | 0 | 0 | 0 | 0 | 0 | 0 | 0 | 0 | 0
F2_Commercial_Miscellaneous (ID)_Existing_Food Preparation_Natural Gas_Double Rack Oven_E7 | F2 | Commercial | Miscellaneous (ID) | Existing | Food Preparation | Natural Gas | Double Rack Oven | E7 | TRC BC Ratio | 0 | 0 | 0 | 0 | 0 | 0 | 0 | 0 | 0 | 0 | 0 | 0 | 0 | 0 | 0 | 0 | 0 | 0 | 0 | 0 | 0 | 0 | 0 | 0 | 0 | 0 | 0
F2_Commercial_Miscellaneous (ID)_Existing_Food Preparation_Natural Gas_Double Rack Oven_E8 | F2 | Commercial | Miscellaneous (ID) | Existing | Food Preparation | Natural Gas | Double Rack Oven | E8 | TRC BC Ratio | 0 | 0 | 0 | 0 | 0 | 0 | 0 | 0 | 0 | 0 | 0 | 0 | 0 | 0 | 0 | 0 | 0 | 0 | 0 | 0 | 0 | 0 | 0 | 0 | 0 | 0 | 0
F2_Commercial_Miscellaneous (ID)_Existing_Food Preparation_Natural Gas_Double Rack Oven_E9 | F2 | Commercial | Miscellaneous (ID) | Existing | Food Preparation | Natural Gas | Double Rack Oven | E9 | TRC BC Ratio | 0 | 0 | 0 | 0 | 0 | 0 | 0 | 0 | 0 | 0 | 0 | 0 | 0 | 0 | 0 | 0 | 0 | 0 | 0 | 0 | 0 | 0 | 0 | 0 | 0 | 0 | 0
F2_Commercial_Miscellaneous (ID)_Existing_Food Preparation_Natural Gas_Double Rack Oven_E10 | F2 | Commercial | Miscellaneous (ID) | Existing | Food Preparation | Natural Gas | Double Rack Oven | E10 | TRC BC Ratio | 0 | 0 | 0 | 0 | 0 | 0 | 0 | 0 | 0 | 0 | 0 | 0 | 0 | 0 | 0 | 0 | 0 | 0 | 0 | 0 | 0 | 0 | 0 | 0 | 0 | 0 | 0
F3_Commercial_Miscellaneous (ID)_Existing_Food Preparation_Natural Gas_Double Rack Oven_E1 | F3 | Commercial | Miscellaneous (ID) | Existing | Food Preparation | Natural Gas | Double Rack Oven | E1 | PACT BC Ratio | [24 empty] | 1 | 1 | 1 | bar: 2019 to 2042
F3_Commercial_Miscellaneous (ID)_Existing_Food Preparation_Natural Gas_Double Rack Oven_E2 | F3 | Commercial | Miscellaneous (ID) | Existing | Food Preparation | Natural Gas | Double Rack Oven | E2 | PACT BC Ratio | 6.1617 | 6.317 | 6.5009 | 6.7118 | 6.9502 | 7.2403 | 7.5389 | 7.8346 | 8.1192 | 8.4079 | 8.6375 | 8.8527 | 9.0838 | 9.3101 | 9.5125 | 9.7018 | 9.8716 | 10.0392 | 10.2183 | 10.393 | 10.5724 | 10.759 | 10.9475 | 11.142 | 11.34 | 11.5414 | 11.7465
F3_Commercial_Miscellaneous (ID)_Existing_Food Preparation_Natural Gas_Double Rack Oven_E3 | F3 | Commercial | Miscellaneous (ID) | Existing | Food Preparation | Natural Gas | Double Rack Oven | E3 | PACT BC Ratio | 0 | 0 | 0 | 0 | 0 | 0 | 0 | 0 | 0 | 0 | 0 | 0 | 0 | 0 | 0 | 0 | 0 | 0 | 0 | 0 | 0 | 0 | 0 | 0 | 0 | 0 | 0
F3_Commercial_Miscellaneous (ID)_Existing_Food Preparation_Natural Gas_Double Rack Oven_E4 | F3 | Commercial | Miscellaneous (ID) | Existing | Food Preparation | Natural Gas | Double Rack Oven | E4 | PACT BC Ratio | 0 | 0 | 0 | 0 | 0 | 0 | 0 | 0 | 0 | 0 | 0 | 0 | 0 | 0 | 0 | 0 | 0 | 0 | 0 | 0 | 0 | 0 | 0 | 0 | 0 | 0 | 0
F3_Commercial_Miscellaneous (ID)_Existing_Food Preparation_Natural Gas_Double Rack Oven_E5 | F3 | Commercial | Miscellaneous (ID) | Existing | Food Preparation | Natural Gas | Double Rack Oven | E5 | PACT BC Ratio | 0 | 0 | 0 | 0 | 0 | 0 | 0 | 0 | 0 | 0 | 0 | 0 | 0 | 0 | 0 | 0 | 0 | 0 | 0 | 0 | 0 | 0 | 0 | 0 | 0 | 0 | 0
F3_Commercial_Miscellaneous (ID)_Existing_Food Preparation_Natural Gas_Double Rack Oven_E6 | F3 | Commercial | Miscellaneous (ID) | Existing | Food Preparation | Natural Gas | Double Rack Oven | E6 | PACT BC Ratio | 0 | 0 | 0 | 0 | 0 | 0 | 0 | 0 | 0 | 0 | 0 | 0 | 0 | 0 | 0 | 0 | 0 | 0 | 0 | 0 | 0 | 0 | 0 | 0 | 0 | 0 | 0
F3_Commercial_Miscellaneous (ID)_Existing_Food Preparation_Natural Gas_Double Rack Oven_E7 | F3 | Commercial | Miscellaneous (ID) | Existing | Food Preparation | Natural Gas | Double Rack Oven | E7 | PACT BC Ratio | 0 | 0 | 0 | 0 | 0 | 0 | 0 | 0 | 0 | 0 | 0 | 0 | 0 | 0 | 0 | 0 | 0 | 0 | 0 | 0 | 0 | 0 | 0 | 0 | 0 | 0 | 0
F3_Commercial_Miscellaneous (ID)_Existing_Food Preparation_Natural Gas_Double Rack Oven_E8 | F3 | Commercial | Miscellaneous (ID) | Existing | Food Preparation | Natural Gas | Double Rack Oven | E8 | PACT BC Ratio | 0 | 0 | 0 | 0 | 0 | 0 | 0 | 0 | 0 | 0 | 0 | 0 | 0 | 0 | 0 | 0 | 0 | 0 | 0 | 0 | 0 | 0 | 0 | 0 | 0 | 0 | 0
F3_Commercial_Miscellaneous (ID)_Existing_Food Preparation_Natural Gas_Double Rack Oven_E9 | F3 | Commercial | Miscellaneous (ID) | Existing | Food Preparation | Natural Gas | Double Rack Oven | E9 | PACT BC Ratio | 0 | 0 | 0 | 0 | 0 | 0 | 0 | 0 | 0 | 0 | 0 | 0 | 0 | 0 | 0 | 0 | 0 | 0 | 0 | 0 | 0 | 0 | 0 | 0 | 0 | 0 | 0
F3_Commercial_Miscellaneous (ID)_Existing_Food Preparation_Natural Gas_Double Rack Oven_E10 | F3 | Commercial | Miscellaneous (ID) | Existing | Food Preparation | Natural Gas | Double Rack Oven | E10 | PACT BC Ratio | 0 | 0 | 0 | 0 | 0 | 0 | 0 | 0 | 0 | 0 | 0 | 0 | 0 | 0 | 0 | 0 | 0 | 0 | 0 | 0 | 0 | 0 | 0 | 0 | 0 | 0 | 0
F4_Commercial_Miscellaneous (ID)_Existing_Food Preparation_Natural Gas_Double Rack Oven_E1 | F4 | Commercial | Miscellaneous (ID) | Existing | Food Preparation | Natural Gas | Double Rack Oven | E1 | RVT BC Ratio | [24 empty] | 1 | 1 | 1 | bar: 2019 to 2042
F4_Commercial_Miscellaneous (ID)_Existing_Food Preparation_Natural Gas_Double Rack Oven_E2 | F4 | Commercial | Miscellaneous (ID) | Existing | Food Preparation | Natural Gas | Double Rack Oven | E2 | RVT BC Ratio | 4.8034 | 4.8865 | 4.984 | 5.0977 | 5.2279 | 5.3904 | 5.5534 | 5.7082 | 5.8482 | 5.984 | 6.1247 | 6.2526 | 6.3876 | 6.5153 | 6.6251 | 6.7242 | 6.8081 | 6.8881 | 6.9733 | 7.0528 | 7.1326 | 7.2513 | 7.3713 | 7.495 | 7.621 | 7.7491 | 7.8796
F4_Commercial_Miscellaneous (ID)_Existing_Food Preparation_Natural Gas_Double Rack Oven_E3 | F4 | Commercial | Miscellaneous (ID) | Existing | Food Preparation | Natural Gas | Double Rack Oven | E3 | RVT BC Ratio | 0 | 0 | 0 | 0 | 0 | 0 | 0 | 0 | 0 | 0 | 0 | 0 | 0 | 0 | 0 | 0 | 0 | 0 | 0 | 0 | 0 | 0 | 0 | 0 | 0 | 0 | 0
F4_Commercial_Miscellaneous (ID)_Existing_Food Preparation_Natural Gas_Double Rack Oven_E4 | F4 | Commercial | Miscellaneous (ID) | Existing | Food Preparation | Natural Gas | Double Rack Oven | E4 | RVT BC Ratio | 0 | 0 | 0 | 0 | 0 | 0 | 0 | 0 | 0 | 0 | 0 | 0 | 0 | 0 | 0 | 0 | 0 | 0 | 0 | 0 | 0 | 0 | 0 | 0 | 0 | 0 | 0
F4_Commercial_Miscellaneous (ID)_Existing_Food Preparation_Natural Gas_Double Rack Oven_E5 | F4 | Commercial | Miscellaneous (ID) | Existing | Food Preparation | Natural Gas | Double Rack Oven | E5 | RVT BC Ratio | 0 | 0 | 0 | 0 | 0 | 0 | 0 | 0 | 0 | 0 | 0 | 0 | 0 | 0 | 0 | 0 | 0 | 0 | 0 | 0 | 0 | 0 | 0 | 0 | 0 | 0 | 0
F4_Commercial_Miscellaneous (ID)_Existing_Food Preparation_Natural Gas_Double Rack Oven_E6 | F4 | Commercial | Miscellaneous (ID) | Existing | Food Preparation | Natural Gas | Double Rack Oven | E6 | RVT BC Ratio | 0 | 0 | 0 | 0 | 0 | 0 | 0 | 0 | 0 | 0 | 0 | 0 | 0 | 0 | 0 | 0 | 0 | 0 | 0 | 0 | 0 | 0 | 0 | 0 | 0 | 0 | 0
F4_Commercial_Miscellaneous (ID)_Existing_Food Preparation_Natural Gas_Double Rack Oven_E7 | F4 | Commercial | Miscellaneous (ID) | Existing | Food Preparation | Natural Gas | Double Rack Oven | E7 | RVT BC Ratio | 0 | 0 | 0 | 0 | 0 | 0 | 0 | 0 | 0 | 0 | 0 | 0 | 0 | 0 | 0 | 0 | 0 | 0 | 0 | 0 | 0 | 0 | 0 | 0 | 0 | 0 | 0
F4_Commercial_Miscellaneous (ID)_Existing_Food Preparation_Natural Gas_Double Rack Oven_E8 | F4 | Commercial | Miscellaneous (ID) | Existing | Food Preparation | Natural Gas | Double Rack Oven | E8 | RVT BC Ratio | 0 | 0 | 0 | 0 | 0 | 0 | 0 | 0 | 0 | 0 | 0 | 0 | 0 | 0 | 0 | 0 | 0 | 0 | 0 | 0 | 0 | 0 | 0 | 0 | 0 | 0 | 0
F4_Commercial_Miscellaneous (ID)_Existing_Food Preparation_Natural Gas_Double Rack Oven_E9 | F4 | Commercial | Miscellaneous (ID) | Existing | Food Preparation | Natural Gas | Double Rack Oven | E9 | RVT BC Ratio | 0 | 0 | 0 | 0 | 0 | 0 | 0 | 0 | 0 | 0 | 0 | 0 | 0 | 0 | 0 | 0 | 0 | 0 | 0 | 0 | 0 | 0 | 0 | 0 | 0 | 0 | 0
F4_Commercial_Miscellaneous (ID)_Existing_Food Preparation_Natural Gas_Double Rack Oven_E10 | F4 | Commercial | Miscellaneous (ID) | Existing | Food Preparation | Natural Gas | Double Rack Oven | E10 | RVT BC Ratio | 0 | 0 | 0 | 0 | 0 | 0 | 0 | 0 | 0 | 0 | 0 | 0 | 0 | 0 | 0 | 0 | 0 | 0 | 0 | 0 | 0 | 0 | 0 | 0 | 0 | 0 | 0
F5_Commercial_Miscellaneous (ID)_Existing_Food Preparation_Natural Gas_Double Rack Oven_E1 | F5 | Commercial | Miscellaneous (ID) | Existing | Food Preparation | Natural Gas | Double Rack Oven | E1 | RIM BC Ratio | [24 empty] | 1 | 1 | 1 | bar: 2019 to 2042
F5_Commercial_Miscellaneous (ID)_Existing_Food Preparation_Natural Gas_Double Rack Oven_E2 | F5 | Commercial | Miscellaneous (ID) | Existing | Food Preparation | Natural Gas | Double Rack Oven | E2 | RIM BC Ratio | 0.74622 | 0.75253 | 0.75988 | 0.76769 | 0.77589 | 0.78478 | 0.79399 | 0.80352 | 0.81343 | 0.82386 | 0.82753 | 0.83134 | 0.83557 | 0.8401 | 0.84454 | 0.84902 | 0.85354 | 0.85823 | 0.86317 | 0.8683 | 0.87368 | 0.87493 | 0.87616 | 0.87739 | 0.87859 | 0.87978 | 0.88095
F5_Commercial_Miscellaneous (ID)_Existing_Food Preparation_Natural Gas_Double Rack Oven_E3 | F5 | Commercial | Miscellaneous (ID) | Existing | Food Preparation | Natural Gas | Double Rack Oven | E3 | RIM BC Ratio | 0 | 0 | 0 | 0 | 0 | 0 | 0 | 0 | 0 | 0 | 0 | 0 | 0 | 0 | 0 | 0 | 0 | 0 | 0 | 0 | 0 | 0 | 0 | 0 | 0 | 0 | 0
F5_Commercial_Miscellaneous (ID)_Existing_Food Preparation_Natural Gas_Double Rack Oven_E4 | F5 | Commercial | Miscellaneous (ID) | Existing | Food Preparation | Natural Gas | Double Rack Oven | E4 | RIM BC Ratio | 0 | 0 | 0 | 0 | 0 | 0 | 0 | 0 | 0 | 0 | 0 | 0 | 0 | 0 | 0 | 0 | 0 | 0 | 0 | 0 | 0 | 0 | 0 | 0 | 0 | 0 | 0
F5_Commercial_Miscellaneous (ID)_Existing_Food Preparation_Natural Gas_Double Rack Oven_E5 | F5 | Commercial | Miscellaneous (ID) | Existing | Food Preparation | Natural Gas | Double Rack Oven | E5 | RIM BC Ratio | 0 | 0 | 0 | 0 | 0 | 0 | 0 | 0 | 0 | 0 | 0 | 0 | 0 | 0 | 0 | 0 | 0 | 0 | 0 | 0 | 0 | 0 | 0 | 0 | 0 | 0 | 0
F5_Commercial_Miscellaneous (ID)_Existing_Food Preparation_Natural Gas_Double Rack Oven_E6 | F5 | Commercial | Miscellaneous (ID) | Existing | Food Preparation | Natural Gas | Double Rack Oven | E6 | RIM BC Ratio | 0 | 0 | 0 | 0 | 0 | 0 | 0 | 0 | 0 | 0 | 0 | 0 | 0 | 0 | 0 | 0 | 0 | 0 | 0 | 0 | 0 | 0 | 0 | 0 | 0 | 0 | 0
F5_Commercial_Miscellaneous (ID)_Existing_Food Preparation_Natural Gas_Double Rack Oven_E7 | F5 | Commercial | Miscellaneous (ID) | Existing | Food Preparation | Natural Gas | Double Rack Oven | E7 | RIM BC Ratio | 0 | 0 | 0 | 0 | 0 | 0 | 0 | 0 | 0 | 0 | 0 | 0 | 0 | 0 | 0 | 0 | 0 | 0 | 0 | 0 | 0 | 0 | 0 | 0 | 0 | 0 | 0
F5_Commercial_Miscellaneous (ID)_Existing_Food Preparation_Natural Gas_Double Rack Oven_E8 | F5 | Commercial | Miscellaneous (ID) | Existing | Food Preparation | Natural Gas | Double Rack Oven | E8 | RIM BC Ratio | 0 | 0 | 0 | 0 | 0 | 0 | 0 | 0 | 0 | 0 | 0 | 0 | 0 | 0 | 0 | 0 | 0 | 0 | 0 | 0 | 0 | 0 | 0 | 0 | 0 | 0 | 0
F5_Commercial_Miscellaneous (ID)_Existing_Food Preparation_Natural Gas_Double Rack Oven_E9 | F5 | Commercial | Miscellaneous (ID) | Existing | Food Preparation | Natural Gas | Double Rack Oven | E9 | RIM BC Ratio | 0 | 0 | 0 | 0 | 0 | 0 | 0 | 0 | 0 | 0 | 0 | 0 | 0 | 0 | 0 | 0 | 0 | 0 | 0 | 0 | 0 | 0 | 0 | 0 | 0 | 0 | 0
F5_Commercial_Miscellaneous (ID)_Existing_Food Preparation_Natural Gas_Double Rack Oven_E10 | F5 | Commercial | Miscellaneous (ID) | Existing | Food Preparation | Natural Gas | Double Rack Oven | E10 | RIM BC Ratio | 0 | 0 | 0 | 0 | 0 | 0 | 0 | 0 | 0 | 0 | 0 | 0 | 0 | 0 | 0 | 0 | 0 | 0 | 0 | 0 | 0 | 0 | 0 | 0 | 0 | 0 | 0
F0_Commercial_Miscellaneous (ID)_Existing_Food Preparation_Natural Gas_Fryer_E0 | F0 | Commercial | Miscellaneous (ID) | Existing | Food Preparation | Natural Gas | Fryer | E0 | Economic Unit | ENERGY STAR | ENERGY STAR | ENERGY STAR | ENERGY STAR | ENERGY STAR | ENERGY STAR | ENERGY STAR | ENERGY STAR | ENERGY STAR | ENERGY STAR | ENERGY STAR | ENERGY STAR | ENERGY STAR | ENERGY STAR | ENERGY STAR | ENERGY STAR | ENERGY STAR | ENERGY STAR | ENERGY STAR | ENERGY STAR | ENERGY STAR | ENERGY STAR | ENERGY STAR | ENERGY STAR | ENERGY STAR | ENERGY STAR | ENERGY STAR
F1_Commercial_Miscellaneous (ID)_Existing_Food Preparation_Natural Gas_Fryer_E1 | F1 | Commercial | Miscellaneous (ID) | Existing | Food Preparation | Natural Gas | Fryer | E1 | CCE | 0 | 0 | 0 | 0 | 0 | 0 | 0 | 0 | 0 | 0 | 0 | 0 | 0 | 0 | 0 | 0 | 0 | 0 | 0 | 0 | 0 | 0 | 0 | 0 | 0 | 0 | 0
F1_Commercial_Miscellaneous (ID)_Existing_Food Preparation_Natural Gas_Fryer_E2 | F1 | Commercial | Miscellaneous (ID) | Existing | Food Preparation | Natural Gas | Fryer | E2 | CCE | 9.9053e-05 | 9.9053e-05 | 9.9053e-05 | 9.9053e-05 | 9.9053e-05 | 9.9053e-05 | 9.9053e-05 | 9.9053e-05 | 9.9053e-05 | 9.9053e-05 | 9.9053e-05 | 9.9053e-05 | 9.9053e-05 | 9.9053e-05 | 9.9053e-05 | 9.9053e-05 | 9.9053e-05 | 9.9053e-05 | 9.9053e-05 | 9.9053e-05 | 9.9053e-05 | 9.9053e-05 | 9.9053e-05 | 9.9053e-05 | 9.9053e-05 | 9.9053e-05 | 9.9053e-05
F1_Commercial_Miscellaneous (ID)_Existing_Food Preparation_Natural Gas_Fryer_E3 | F1 | Commercial | Miscellaneous (ID) | Existing | Food Preparation | Natural Gas | Fryer | E3 | CCE | 0 | 0 | 0 | 0 | 0 | 0 | 0 | 0 | 0 | 0 | 0 | 0 | 0 | 0 | 0 | 0 | 0 | 0 | 0 | 0 | 0 | 0 | 0 | 0 | 0 | 0 | 0
F1_Commercial_Miscellaneous (ID)_Existing_Food Preparation_Natural Gas_Fryer_E4 | F1 | Commercial | Miscellaneous (ID) | Existing | Food Preparation | Natural Gas | Fryer | E4 | CCE | 0 | 0 | 0 | 0 | 0 | 0 | 0 | 0 | 0 | 0 | 0 | 0 | 0 | 0 | 0 | 0 | 0 | 0 | 0 | 0 | 0 | 0 | 0 | 0 | 0 | 0 | 0
F1_Commercial_Miscellaneous (ID)_Existing_Food Preparation_Natural Gas_Fryer_E5 | F1 | Commercial | Miscellaneous (ID) | Existing | Food Preparation | Natural Gas | Fryer | E5 | CCE | 0 | 0 | 0 | 0 | 0 | 0 | 0 | 0 | 0 | 0 | 0 | 0 | 0 | 0 | 0 | 0 | 0 | 0 | 0 | 0 | 0 | 0 | 0 | 0 | 0 | 0 | 0
F1_Commercial_Miscellaneous (ID)_Existing_Food Preparation_Natural Gas_Fryer_E6 | F1 | Commercial | Miscellaneous (ID) | Existing | Food Preparation | Natural Gas | Fryer | E6 | CCE | 0 | 0 | 0 | 0 | 0 | 0 | 0 | 0 | 0 | 0 | 0 | 0 | 0 | 0 | 0 | 0 | 0 | 0 | 0 | 0 | 0 | 0 | 0 | 0 | 0 | 0 | 0
F1_Commercial_Miscellaneous (ID)_Existing_Food Preparation_Natural Gas_Fryer_E7 | F1 | Commercial | Miscellaneous (ID) | Existing | Food Preparation | Natural Gas | Fryer | E7 | CCE | 0 | 0 | 0 | 0 | 0 | 0 | 0 | 0 | 0 | 0 | 0 | 0 | 0 | 0 | 0 | 0 | 0 | 0 | 0 | 0 | 0 | 0 | 0 | 0 | 0 | 0 | 0
F1_Commercial_Miscellaneous (ID)_Existing_Food Preparation_Natural Gas_Fryer_E8 | F1 | Commercial | Miscellaneous (ID) | Existing | Food Preparation | Natural Gas | Fryer | E8 | CCE | 0 | 0 | 0 | 0 | 0 | 0 | 0 | 0 | 0 | 0 | 0 | 0 | 0 | 0 | 0 | 0 | 0 | 0 | 0 | 0 | 0 | 0 | 0 | 0 | 0 | 0 | 0
F1_Commercial_Miscellaneous (ID)_Existing_Food Preparation_Natural Gas_Fryer_E9 | F1 | Commercial | Miscellaneous (ID) | Existing | Food Preparation | Natural Gas | Fryer | E9 | CCE | 0 | 0 | 0 | 0 | 0 | 0 | 0 | 0 | 0 | 0 | 0 | 0 | 0 | 0 | 0 | 0 | 0 | 0 | 0 | 0 | 0 | 0 | 0 | 0 | 0 | 0 | 0
F1_Commercial_Miscellaneous (ID)_Existing_Food Preparation_Natural Gas_Fryer_E10 | F1 | Commercial | Miscellaneous (ID) | Existing | Food Preparation | Natural Gas | Fryer | E10 | CCE | 0 | 0 | 0 | 0 | 0 | 0 | 0 | 0 | 0 | 0 | 0 | 0 | 0 | 0 | 0 | 0 | 0 | 0 | 0 | 0 | 0 | 0 | 0 | 0 | 0 | 0 | 0
F2_Commercial_Miscellaneous (ID)_Existing_Food Preparation_Natural Gas_Fryer_E1 | F2 | Commercial | Miscellaneous (ID) | Existing | Food Preparation | Natural Gas | Fryer | E1 | TRC BC Ratio | [24 empty] | 1 | 1 | 1 | bar: 2019 to 2042
F2_Commercial_Miscellaneous (ID)_Existing_Food Preparation_Natural Gas_Fryer_E2 | F2 | Commercial | Miscellaneous (ID) | Existing | Food Preparation | Natural Gas | Fryer | E2 | TRC BC Ratio | 37.4312 | 38.4143 | 39.5179 | 40.7539 | 42.1303 | 43.7586 | 45.4168 | 47.0505 | 48.6216 | 50.2158 | 51.5135 | 52.7381 | 54.0482 | 55.3369 | 56.5068 | 57.6141 | 58.6246 | 59.6268 | 60.6897 | 61.7331 | 62.8034 | 63.9127 | 65.035 | 66.1904 | 67.3663 | 68.5632 | 69.7812
F2_Commercial_Miscellaneous (ID)_Existing_Food Preparation_Natural Gas_Fryer_E3 | F2 | Commercial | Miscellaneous (ID) | Existing | Food Preparation | Natural Gas | Fryer | E3 | TRC BC Ratio | 0 | 0 | 0 | 0 | 0 | 0 | 0 | 0 | 0 | 0 | 0 | 0 | 0 | 0 | 0 | 0 | 0 | 0 | 0 | 0 | 0 | 0 | 0 | 0 | 0 | 0 | 0
F2_Commercial_Miscellaneous (ID)_Existing_Food Preparation_Natural Gas_Fryer_E4 | F2 | Commercial | Miscellaneous (ID) | Existing | Food Preparation | Natural Gas | Fryer | E4 | TRC BC Ratio | 0 | 0 | 0 | 0 | 0 | 0 | 0 | 0 | 0 | 0 | 0 | 0 | 0 | 0 | 0 | 0 | 0 | 0 | 0 | 0 | 0 | 0 | 0 | 0 | 0 | 0 | 0
F2_Commercial_Miscellaneous (ID)_Existing_Food Preparation_Natural Gas_Fryer_E5 | F2 | Commercial | Miscellaneous (ID) | Existing | Food Preparation | Natural Gas | Fryer | E5 | TRC BC Ratio | 0 | 0 | 0 | 0 | 0 | 0 | 0 | 0 | 0 | 0 | 0 | 0 | 0 | 0 | 0 | 0 | 0 | 0 | 0 | 0 | 0 | 0 | 0 | 0 | 0 | 0 | 0
F2_Commercial_Miscellaneous (ID)_Existing_Food Preparation_Natural Gas_Fryer_E6 | F2 | Commercial | Miscellaneous (ID) | Existing | Food Preparation | Natural Gas | Fryer | E6 | TRC BC Ratio | 0 | 0 | 0 | 0 | 0 | 0 | 0 | 0 | 0 | 0 | 0 | 0 | 0 | 0 | 0 | 0 | 0 | 0 | 0 | 0 | 0 | 0 | 0 | 0 | 0 | 0 | 0
F2_Commercial_Miscellaneous (ID)_Existing_Food Preparation_Natural Gas_Fryer_E7 | F2 | Commercial | Miscellaneous (ID) | Existing | Food Preparation | Natural Gas | Fryer | E7 | TRC BC Ratio | 0 | 0 | 0 | 0 | 0 | 0 | 0 | 0 | 0 | 0 | 0 | 0 | 0 | 0 | 0 | 0 | 0 | 0 | 0 | 0 | 0 | 0 | 0 | 0 | 0 | 0 | 0
F2_Commercial_Miscellaneous (ID)_Existing_Food Preparation_Natural Gas_Fryer_E8 | F2 | Commercial | Miscellaneous (ID) | Existing | Food Preparation | Natural Gas | Fryer | E8 | TRC BC Ratio | 0 | 0 | 0 | 0 | 0 | 0 | 0 | 0 | 0 | 0 | 0 | 0 | 0 | 0 | 0 | 0 | 0 | 0 | 0 | 0 | 0 | 0 | 0 | 0 | 0 | 0 | 0
F2_Commercial_Miscellaneous (ID)_Existing_Food Preparation_Natural Gas_Fryer_E9 | F2 | Commercial | Miscellaneous (ID) | Existing | Food Preparation | Natural Gas | Fryer | E9 | TRC BC Ratio | 0 | 0 | 0 | 0 | 0 | 0 | 0 | 0 | 0 | 0 | 0 | 0 | 0 | 0 | 0 | 0 | 0 | 0 | 0 | 0 | 0 | 0 | 0 | 0 | 0 | 0 | 0
F2_Commercial_Miscellaneous (ID)_Existing_Food Preparation_Natural Gas_Fryer_E10 | F2 | Commercial | Miscellaneous (ID) | Existing | Food Preparation | Natural Gas | Fryer | E10 | TRC BC Ratio | 0 | 0 | 0 | 0 | 0 | 0 | 0 | 0 | 0 | 0 | 0 | 0 | 0 | 0 | 0 | 0 | 0 | 0 | 0 | 0 | 0 | 0 | 0 | 0 | 0 | 0 | 0
F3_Commercial_Miscellaneous (ID)_Existing_Food Preparation_Natural Gas_Fryer_E1 | F3 | Commercial | Miscellaneous (ID) | Existing | Food Preparation | Natural Gas | Fryer | E1 | PACT BC Ratio | [24 empty] | 1 | 1 | 1 | bar: 2019 to 2042
F3_Commercial_Miscellaneous (ID)_Existing_Food Preparation_Natural Gas_Fryer_E2 | F3 | Commercial | Miscellaneous (ID) | Existing | Food Preparation | Natural Gas | Fryer | E2 | PACT BC Ratio | 74.1274 | 76.0745 | 78.2599 | 80.7076 | 83.4335 | 86.6581 | 89.942 | 93.1772 | 96.2885 | 99.4457 | 102.0156 | 104.4407 | 107.0352 | 109.5874 | 111.9042 | 114.0969 | 116.0982 | 118.0829 | 120.1879 | 122.2541 | 124.3738 | 126.5707 | 128.7931 | 131.0813 | 133.41 | 135.7802 | 138.1924
F3_Commercial_Miscellaneous (ID)_Existing_Food Preparation_Natural Gas_Fryer_E3 | F3 | Commercial | Miscellaneous (ID) | Existing | Food Preparation | Natural Gas | Fryer | E3 | PACT BC Ratio | 0 | 0 | 0 | 0 | 0 | 0 | 0 | 0 | 0 | 0 | 0 | 0 | 0 | 0 | 0 | 0 | 0 | 0 | 0 | 0 | 0 | 0 | 0 | 0 | 0 | 0 | 0
F3_Commercial_Miscellaneous (ID)_Existing_Food Preparation_Natural Gas_Fryer_E4 | F3 | Commercial | Miscellaneous (ID) | Existing | Food Preparation | Natural Gas | Fryer | E4 | PACT BC Ratio | 0 | 0 | 0 | 0 | 0 | 0 | 0 | 0 | 0 | 0 | 0 | 0 | 0 | 0 | 0 | 0 | 0 | 0 | 0 | 0 | 0 | 0 | 0 | 0 | 0 | 0 | 0
F3_Commercial_Miscellaneous (ID)_Existing_Food Preparation_Natural Gas_Fryer_E5 | F3 | Commercial | Miscellaneous (ID) | Existing | Food Preparation | Natural Gas | Fryer | E5 | PACT BC Ratio | 0 | 0 | 0 | 0 | 0 | 0 | 0 | 0 | 0 | 0 | 0 | 0 | 0 | 0 | 0 | 0 | 0 | 0 | 0 | 0 | 0 | 0 | 0 | 0 | 0 | 0 | 0
F3_Commercial_Miscellaneous (ID)_Existing_Food Preparation_Natural Gas_Fryer_E6 | F3 | Commercial | Miscellaneous (ID) | Existing | Food Preparation | Natural Gas | Fryer | E6 | PACT BC Ratio | 0 | 0 | 0 | 0 | 0 | 0 | 0 | 0 | 0 | 0 | 0 | 0 | 0 | 0 | 0 | 0 | 0 | 0 | 0 | 0 | 0 | 0 | 0 | 0 | 0 | 0 | 0
F3_Commercial_Miscellaneous (ID)_Existing_Food Preparation_Natural Gas_Fryer_E7 | F3 | Commercial | Miscellaneous (ID) | Existing | Food Preparation | Natural Gas | Fryer | E7 | PACT BC Ratio | 0 | 0 | 0 | 0 | 0 | 0 | 0 | 0 | 0 | 0 | 0 | 0 | 0 | 0 | 0 | 0 | 0 | 0 | 0 | 0 | 0 | 0 | 0 | 0 | 0 | 0 | 0
F3_Commercial_Miscellaneous (ID)_Existing_Food Preparation_Natural Gas_Fryer_E8 | F3 | Commercial | Miscellaneous (ID) | Existing | Food Preparation | Natural Gas | Fryer | E8 | PACT BC Ratio | 0 | 0 | 0 | 0 | 0 | 0 | 0 | 0 | 0 | 0 | 0 | 0 | 0 | 0 | 0 | 0 | 0 | 0 | 0 | 0 | 0 | 0 | 0 | 0 | 0 | 0 | 0
F3_Commercial_Miscellaneous (ID)_Existing_Food Preparation_Natural Gas_Fryer_E9 | F3 | Commercial | Miscellaneous (ID) | Existing | Food Preparation | Natural Gas | Fryer | E9 | PACT BC Ratio | 0 | 0 | 0 | 0 | 0 | 0 | 0 | 0 | 0 | 0 | 0 | 0 | 0 | 0 | 0 | 0 | 0 | 0 | 0 | 0 | 0 | 0 | 0 | 0 | 0 | 0 | 0
F3_Commercial_Miscellaneous (ID)_Existing_Food Preparation_Natural Gas_Fryer_E10 | F3 | Commercial | Miscellaneous (ID) | Existing | Food Preparation | Natural Gas | Fryer | E10 | PACT BC Ratio | 0 | 0 | 0 | 0 | 0 | 0 | 0 | 0 | 0 | 0 | 0 | 0 | 0 | 0 | 0 | 0 | 0 | 0 | 0 | 0 | 0 | 0 | 0 | 0 | 0 | 0 | 0
F4_Commercial_Miscellaneous (ID)_Existing_Food Preparation_Natural Gas_Fryer_E1 | F4 | Commercial | Miscellaneous (ID) | Existing | Food Preparation | Natural Gas | Fryer | E1 | RVT BC Ratio | [24 empty] | 1 | 1 | 1 | bar: 2019 to 2042
F4_Commercial_Miscellaneous (ID)_Existing_Food Preparation_Natural Gas_Fryer_E2 | F4 | Commercial | Miscellaneous (ID) | Existing | Food Preparation | Natural Gas | Fryer | E2 | RVT BC Ratio | 52.7685 | 53.8209 | 55.0055 | 56.3356 | 57.8188 | 59.6118 | 61.3909 | 63.0731 | 64.5985 | 66.084 | 67.6228 | 69.0332 | 70.5397 | 71.9998 | 73.2835 | 74.4637 | 75.4939 | 76.4893 | 77.539 | 78.5355 | 79.5382 | 80.936 | 82.35 | 83.8059 | 85.2875 | 86.7955 | 88.3303
F4_Commercial_Miscellaneous (ID)_Existing_Food Preparation_Natural Gas_Fryer_E3 | F4 | Commercial | Miscellaneous (ID) | Existing | Food Preparation | Natural Gas | Fryer | E3 | RVT BC Ratio | 0 | 0 | 0 | 0 | 0 | 0 | 0 | 0 | 0 | 0 | 0 | 0 | 0 | 0 | 0 | 0 | 0 | 0 | 0 | 0 | 0 | 0 | 0 | 0 | 0 | 0 | 0
F4_Commercial_Miscellaneous (ID)_Existing_Food Preparation_Natural Gas_Fryer_E4 | F4 | Commercial | Miscellaneous (ID) | Existing | Food Preparation | Natural Gas | Fryer | E4 | RVT BC Ratio | 0 | 0 | 0 | 0 | 0 | 0 | 0 | 0 | 0 | 0 | 0 | 0 | 0 | 0 | 0 | 0 | 0 | 0 | 0 | 0 | 0 | 0 | 0 | 0 | 0 | 0 | 0
F4_Commercial_Miscellaneous (ID)_Existing_Food Preparation_Natural Gas_Fryer_E5 | F4 | Commercial | Miscellaneous (ID) | Existing | Food Preparation | Natural Gas | Fryer | E5 | RVT BC Ratio | 0 | 0 | 0 | 0 | 0 | 0 | 0 | 0 | 0 | 0 | 0 | 0 | 0 | 0 | 0 | 0 | 0 | 0 | 0 | 0 | 0 | 0 | 0 | 0 | 0 | 0 | 0
F4_Commercial_Miscellaneous (ID)_Existing_Food Preparation_Natural Gas_Fryer_E6 | F4 | Commercial | Miscellaneous (ID) | Existing | Food Preparation | Natural Gas | Fryer | E6 | RVT BC Ratio | 0 | 0 | 0 | 0 | 0 | 0 | 0 | 0 | 0 | 0 | 0 | 0 | 0 | 0 | 0 | 0 | 0 | 0 | 0 | 0 | 0 | 0 | 0 | 0 | 0 | 0 | 0
F4_Commercial_Miscellaneous (ID)_Existing_Food Preparation_Natural Gas_Fryer_E7 | F4 | Commercial | Miscellaneous (ID) | Existing | Food Preparation | Natural Gas | Fryer | E7 | RVT BC Ratio | 0 | 0 | 0 | 0 | 0 | 0 | 0 | 0 | 0 | 0 | 0 | 0 | 0 | 0 | 0 | 0 | 0 | 0 | 0 | 0 | 0 | 0 | 0 | 0 | 0 | 0 | 0
F4_Commercial_Miscellaneous (ID)_Existing_Food Preparation_Natural Gas_Fryer_E8 | F4 | Commercial | Miscellaneous (ID) | Existing | Food Preparation | Natural Gas | Fryer | E8 | RVT BC Ratio | 0 | 0 | 0 | 0 | 0 | 0 | 0 | 0 | 0 | 0 | 0 | 0 | 0 | 0 | 0 | 0 | 0 | 0 | 0 | 0 | 0 | 0 | 0 | 0 | 0 | 0 | 0
F4_Commercial_Miscellaneous (ID)_Existing_Food Preparation_Natural Gas_Fryer_E9 | F4 | Commercial | Miscellaneous (ID) | Existing | Food Preparation | Natural Gas | Fryer | E9 | RVT BC Ratio | 0 | 0 | 0 | 0 | 0 | 0 | 0 | 0 | 0 | 0 | 0 | 0 | 0 | 0 | 0 | 0 | 0 | 0 | 0 | 0 | 0 | 0 | 0 | 0 | 0 | 0 | 0
F4_Commercial_Miscellaneous (ID)_Existing_Food Preparation_Natural Gas_Fryer_E10 | F4 | Commercial | Miscellaneous (ID) | Existing | Food Preparation | Natural Gas | Fryer | E10 | RVT BC Ratio | 0 | 0 | 0 | 0 | 0 | 0 | 0 | 0 | 0 | 0 | 0 | 0 | 0 | 0 | 0 | 0 | 0 | 0 | 0 | 0 | 0 | 0 | 0 | 0 | 0 | 0 | 0
F5_Commercial_Miscellaneous (ID)_Existing_Food Preparation_Natural Gas_Fryer_E1 | F5 | Commercial | Miscellaneous (ID) | Existing | Food Preparation | Natural Gas | Fryer | E1 | RIM BC Ratio | [24 empty] | 1 | 1 | 1 | bar: 2019 to 2042
F5_Commercial_Miscellaneous (ID)_Existing_Food Preparation_Natural Gas_Fryer_E2 | F5 | Commercial | Miscellaneous (ID) | Existing | Food Preparation | Natural Gas | Fryer | E2 | RIM BC Ratio | 0.848 | 0.85332 | 0.859 | 0.86502 | 0.87138 | 0.87793 | 0.88487 | 0.89233 | 0.90042 | 0.9091 | 0.91144 | 0.91409 | 0.91685 | 0.91973 | 0.92277 | 0.92598 | 0.92939 | 0.93301 | 0.93682 | 0.94087 | 0.94514 | 0.94527 | 0.94539 | 0.94551 | 0.94563 | 0.94575 | 0.94586
F5_Commercial_Miscellaneous (ID)_Existing_Food Preparation_Natural Gas_Fryer_E3 | F5 | Commercial | Miscellaneous (ID) | Existing | Food Preparation | Natural Gas | Fryer | E3 | RIM BC Ratio | 0 | 0 | 0 | 0 | 0 | 0 | 0 | 0 | 0 | 0 | 0 | 0 | 0 | 0 | 0 | 0 | 0 | 0 | 0 | 0 | 0 | 0 | 0 | 0 | 0 | 0 | 0
F5_Commercial_Miscellaneous (ID)_Existing_Food Preparation_Natural Gas_Fryer_E4 | F5 | Commercial | Miscellaneous (ID) | Existing | Food Preparation | Natural Gas | Fryer | E4 | RIM BC Ratio | 0 | 0 | 0 | 0 | 0 | 0 | 0 | 0 | 0 | 0 | 0 | 0 | 0 | 0 | 0 | 0 | 0 | 0 | 0 | 0 | 0 | 0 | 0 | 0 | 0 | 0 | 0
F5_Commercial_Miscellaneous (ID)_Existing_Food Preparation_Natural Gas_Fryer_E5 | F5 | Commercial | Miscellaneous (ID) | Existing | Food Preparation | Natural Gas | Fryer | E5 | RIM BC Ratio | 0 | 0 | 0 | 0 | 0 | 0 | 0 | 0 | 0 | 0 | 0 | 0 | 0 | 0 | 0 | 0 | 0 | 0 | 0 | 0 | 0 | 0 | 0 | 0 | 0 | 0 | 0
F5_Commercial_Miscellaneous (ID)_Existing_Food Preparation_Natural Gas_Fryer_E6 | F5 | Commercial | Miscellaneous (ID) | Existing | Food Preparation | Natural Gas | Fryer | E6 | RIM BC Ratio | 0 | 0 | 0 | 0 | 0 | 0 | 0 | 0 | 0 | 0 | 0 | 0 | 0 | 0 | 0 | 0 | 0 | 0 | 0 | 0 | 0 | 0 | 0 | 0 | 0 | 0 | 0
F5_Commercial_Miscellaneous (ID)_Existing_Food Preparation_Natural Gas_Fryer_E7 | F5 | Commercial | Miscellaneous (ID) | Existing | Food Preparation | Natural Gas | Fryer | E7 | RIM BC Ratio | 0 | 0 | 0 | 0 | 0 | 0 | 0 | 0 | 0 | 0 | 0 | 0 | 0 | 0 | 0 | 0 | 0 | 0 | 0 | 0 | 0 | 0 | 0 | 0 | 0 | 0 | 0
F5_Commercial_Miscellaneous (ID)_Existing_Food Preparation_Natural Gas_Fryer_E8 | F5 | Commercial | Miscellaneous (ID) | Existing | Food Preparation | Natural Gas | Fryer | E8 | RIM BC Ratio | 0 | 0 | 0 | 0 | 0 | 0 | 0 | 0 | 0 | 0 | 0 | 0 | 0 | 0 | 0 | 0 | 0 | 0 | 0 | 0 | 0 | 0 | 0 | 0 | 0 | 0 | 0
F5_Commercial_Miscellaneous (ID)_Existing_Food Preparation_Natural Gas_Fryer_E9 | F5 | Commercial | Miscellaneous (ID) | Existing | Food Preparation | Natural Gas | Fryer | E9 | RIM BC Ratio | 0 | 0 | 0 | 0 | 0 | 0 | 0 | 0 | 0 | 0 | 0 | 0 | 0 | 0 | 0 | 0 | 0 | 0 | 0 | 0 | 0 | 0 | 0 | 0 | 0 | 0 | 0
F5_Commercial_Miscellaneous (ID)_Existing_Food Preparation_Natural Gas_Fryer_E10 | F5 | Commercial | Miscellaneous (ID) | Existing | Food Preparation | Natural Gas | Fryer | E10 | RIM BC Ratio | 0 | 0 | 0 | 0 | 0 | 0 | 0 | 0 | 0 | 0 | 0 | 0 | 0 | 0 | 0 | 0 | 0 | 0 | 0 | 0 | 0 | 0 | 0 | 0 | 0 | 0 | 0
F0_Commercial_Miscellaneous (ID)_Existing_Food Preparation_Natural Gas_Broiler_E0 | F0 | Commercial | Miscellaneous (ID) | Existing | Food Preparation | Natural Gas | Broiler | E0 | Economic Unit | Infrared Burners | Infrared Burners | Infrared Burners | Infrared Burners | Infrared Burners | Infrared Burners | Infrared Burners | Infrared Burners | Infrared Burners | Infrared Burners | Infrared Burners | Infrared Burners | Infrared Burners | Infrared Burners | Infrared Burners | Infrared Burners | Infrared Burners | Infrared Burners | Infrared Burners | Infrared Burners | Infrared Burners | Infrared Burners | Infrared Burners | Infrared Burners | Infrared Burners | Infrared Burners | Infrared Burners
F1_Commercial_Miscellaneous (ID)_Existing_Food Preparation_Natural Gas_Broiler_E1 | F1 | Commercial | Miscellaneous (ID) | Existing | Food Preparation | Natural Gas | Broiler | E1 | CCE | 0 | 0 | 0 | 0 | 0 | 0 | 0 | 0 | 0 | 0 | 0 | 0 | 0 | 0 | 0 | 0 | 0 | 0 | 0 | 0 | 0 | 0 | 0 | 0 | 0 | 0 | 0
F1_Commercial_Miscellaneous (ID)_Existing_Food Preparation_Natural Gas_Broiler_E2 | F1 | Commercial | Miscellaneous (ID) | Existing | Food Preparation | Natural Gas | Broiler | E2 | CCE | 0.0022365 | 0.0022365 | 0.0022365 | 0.0022365 | 0.0022365 | 0.0022365 | 0.0022365 | 0.0022365 | 0.0022365 | 0.0022365 | 0.0022365 | 0.0022365 | 0.0022365 | 0.0022365 | 0.0022365 | 0.0022365 | 0.0022365 | 0.0022365 | 0.0022365 | 0.0022365 | 0.0022365 | 0.0022365 | 0.0022365 | 0.0022365 | 0.0022365 | 0.0022365 | 0.0022365
F1_Commercial_Miscellaneous (ID)_Existing_Food Preparation_Natural Gas_Broiler_E3 | F1 | Commercial | Miscellaneous (ID) | Existing | Food Preparation | Natural Gas | Broiler | E3 | CCE | 0 | 0 | 0 | 0 | 0 | 0 | 0 | 0 | 0 | 0 | 0 | 0 | 0 | 0 | 0 | 0 | 0 | 0 | 0 | 0 | 0 | 0 | 0 | 0 | 0 | 0 | 0
F1_Commercial_Miscellaneous (ID)_Existing_Food Preparation_Natural Gas_Broiler_E4 | F1 | Commercial | Miscellaneous (ID) | Existing | Food Preparation | Natural Gas | Broiler | E4 | CCE | 0 | 0 | 0 | 0 | 0 | 0 | 0 | 0 | 0 | 0 | 0 | 0 | 0 | 0 | 0 | 0 | 0 | 0 | 0 | 0 | 0 | 0 | 0 | 0 | 0 | 0 | 0
F1_Commercial_Miscellaneous (ID)_Existing_Food Preparation_Natural Gas_Broiler_E5 | F1 | Commercial | Miscellaneous (ID) | Existing | Food Preparation | Natural Gas | Broiler | E5 | CCE | 0 | 0 | 0 | 0 | 0 | 0 | 0 | 0 | 0 | 0 | 0 | 0 | 0 | 0 | 0 | 0 | 0 | 0 | 0 | 0 | 0 | 0 | 0 | 0 | 0 | 0 | 0
F1_Commercial_Miscellaneous (ID)_Existing_Food Preparation_Natural Gas_Broiler_E6 | F1 | Commercial | Miscellaneous (ID) | Existing | Food Preparation | Natural Gas | Broiler | E6 | CCE | 0 | 0 | 0 | 0 | 0 | 0 | 0 | 0 | 0 | 0 | 0 | 0 | 0 | 0 | 0 | 0 | 0 | 0 | 0 | 0 | 0 | 0 | 0 | 0 | 0 | 0 | 0
F1_Commercial_Miscellaneous (ID)_Existing_Food Preparation_Natural Gas_Broiler_E7 | F1 | Commercial | Miscellaneous (ID) | Existing | Food Preparation | Natural Gas | Broiler | E7 | CCE | 0 | 0 | 0 | 0 | 0 | 0 | 0 | 0 | 0 | 0 | 0 | 0 | 0 | 0 | 0 | 0 | 0 | 0 | 0 | 0 | 0 | 0 | 0 | 0 | 0 | 0 | 0
F1_Commercial_Miscellaneous (ID)_Existing_Food Preparation_Natural Gas_Broiler_E8 | F1 | Commercial | Miscellaneous (ID) | Existing | Food Preparation | Natural Gas | Broiler | E8 | CCE | 0 | 0 | 0 | 0 | 0 | 0 | 0 | 0 | 0 | 0 | 0 | 0 | 0 | 0 | 0 | 0 | 0 | 0 | 0 | 0 | 0 | 0 | 0 | 0 | 0 | 0 | 0
F1_Commercial_Miscellaneous (ID)_Existing_Food Preparation_Natural Gas_Broiler_E9 | F1 | Commercial | Miscellaneous (ID) | Existing | Food Preparation | Natural Gas | Broiler | E9 | CCE | 0 | 0 | 0 | 0 | 0 | 0 | 0 | 0 | 0 | 0 | 0 | 0 | 0 | 0 | 0 | 0 | 0 | 0 | 0 | 0 | 0 | 0 | 0 | 0 | 0 | 0 | 0
F1_Commercial_Miscellaneous (ID)_Existing_Food Preparation_Natural Gas_Broiler_E10 | F1 | Commercial | Miscellaneous (ID) | Existing | Food Preparation | Natural Gas | Broiler | E10 | CCE | 0 | 0 | 0 | 0 | 0 | 0 | 0 | 0 | 0 | 0 | 0 | 0 | 0 | 0 | 0 | 0 | 0 | 0 | 0 | 0 | 0 | 0 | 0 | 0 | 0 | 0 | 0
F2_Commercial_Miscellaneous (ID)_Existing_Food Preparation_Natural Gas_Broiler_E1 | F2 | Commercial | Miscellaneous (ID) | Existing | Food Preparation | Natural Gas | Broiler | E1 | TRC BC Ratio | [24 empty] | 1 | 1 | 1 | bar: 2019 to 2042
F2_Commercial_Miscellaneous (ID)_Existing_Food Preparation_Natural Gas_Broiler_E2 | F2 | Commercial | Miscellaneous (ID) | Existing | Food Preparation | Natural Gas | Broiler | E2 | TRC BC Ratio | 1.5914 | 1.6315 | 1.679 | 1.7334 | 1.795 | 1.8699 | 1.947 | 2.0234 | 2.0969 | 2.1715 | 2.2308 | 2.2863 | 2.3461 | 2.4045 | 2.4567 | 2.5056 | 2.5495 | 2.5928 | 2.639 | 2.6842 | 2.7305 | 2.7787 | 2.8274 | 2.8776 | 2.9287 | 2.9808 | 3.0337
F2_Commercial_Miscellaneous (ID)_Existing_Food Preparation_Natural Gas_Broiler_E3 | F2 | Commercial | Miscellaneous (ID) | Existing | Food Preparation | Natural Gas | Broiler | E3 | TRC BC Ratio | 0 | 0 | 0 | 0 | 0 | 0 | 0 | 0 | 0 | 0 | 0 | 0 | 0 | 0 | 0 | 0 | 0 | 0 | 0 | 0 | 0 | 0 | 0 | 0 | 0 | 0 | 0
F2_Commercial_Miscellaneous (ID)_Existing_Food Preparation_Natural Gas_Broiler_E4 | F2 | Commercial | Miscellaneous (ID) | Existing | Food Preparation | Natural Gas | Broiler | E4 | TRC BC Ratio | 0 | 0 | 0 | 0 | 0 | 0 | 0 | 0 | 0 | 0 | 0 | 0 | 0 | 0 | 0 | 0 | 0 | 0 | 0 | 0 | 0 | 0 | 0 | 0 | 0 | 0 | 0
F2_Commercial_Miscellaneous (ID)_Existing_Food Preparation_Natural Gas_Broiler_E5 | F2 | Commercial | Miscellaneous (ID) | Existing | Food Preparation | Natural Gas | Broiler | E5 | TRC BC Ratio | 0 | 0 | 0 | 0 | 0 | 0 | 0 | 0 | 0 | 0 | 0 | 0 | 0 | 0 | 0 | 0 | 0 | 0 | 0 | 0 | 0 | 0 | 0 | 0 | 0 | 0 | 0
F2_Commercial_Miscellaneous (ID)_Existing_Food Preparation_Natural Gas_Broiler_E6 | F2 | Commercial | Miscellaneous (ID) | Existing | Food Preparation | Natural Gas | Broiler | E6 | TRC BC Ratio | 0 | 0 | 0 | 0 | 0 | 0 | 0 | 0 | 0 | 0 | 0 | 0 | 0 | 0 | 0 | 0 | 0 | 0 | 0 | 0 | 0 | 0 | 0 | 0 | 0 | 0 | 0
F2_Commercial_Miscellaneous (ID)_Existing_Food Preparation_Natural Gas_Broiler_E7 | F2 | Commercial | Miscellaneous (ID) | Existing | Food Preparation | Natural Gas | Broiler | E7 | TRC BC Ratio | 0 | 0 | 0 | 0 | 0 | 0 | 0 | 0 | 0 | 0 | 0 | 0 | 0 | 0 | 0 | 0 | 0 | 0 | 0 | 0 | 0 | 0 | 0 | 0 | 0 | 0 | 0
F2_Commercial_Miscellaneous (ID)_Existing_Food Preparation_Natural Gas_Broiler_E8 | F2 | Commercial | Miscellaneous (ID) | Existing | Food Preparation | Natural Gas | Broiler | E8 | TRC BC Ratio | 0 | 0 | 0 | 0 | 0 | 0 | 0 | 0 | 0 | 0 | 0 | 0 | 0 | 0 | 0 | 0 | 0 | 0 | 0 | 0 | 0 | 0 | 0 | 0 | 0 | 0 | 0
F2_Commercial_Miscellaneous (ID)_Existing_Food Preparation_Natural Gas_Broiler_E9 | F2 | Commercial | Miscellaneous (ID) | Existing | Food Preparation | Natural Gas | Broiler | E9 | TRC BC Ratio | 0 | 0 | 0 | 0 | 0 | 0 | 0 | 0 | 0 | 0 | 0 | 0 | 0 | 0 | 0 | 0 | 0 | 0 | 0 | 0 | 0 | 0 | 0 | 0 | 0 | 0 | 0
F2_Commercial_Miscellaneous (ID)_Existing_Food Preparation_Natural Gas_Broiler_E10 | F2 | Commercial | Miscellaneous (ID) | Existing | Food Preparation | Natural Gas | Broiler | E10 | TRC BC Ratio | 0 | 0 | 0 | 0 | 0 | 0 | 0 | 0 | 0 | 0 | 0 | 0 | 0 | 0 | 0 | 0 | 0 | 0 | 0 | 0 | 0 | 0 | 0 | 0 | 0 | 0 | 0
F3_Commercial_Miscellaneous (ID)_Existing_Food Preparation_Natural Gas_Broiler_E1 | F3 | Commercial | Miscellaneous (ID) | Existing | Food Preparation | Natural Gas | Broiler | E1 | PACT BC Ratio | [24 empty] | 1 | 1 | 1 | bar: 2019 to 2042
F3_Commercial_Miscellaneous (ID)_Existing_Food Preparation_Natural Gas_Broiler_E2 | F3 | Commercial | Miscellaneous (ID) | Existing | Food Preparation | Natural Gas | Broiler | E2 | PACT BC Ratio | 3.1515 | 3.2309 | 3.325 | 3.4328 | 3.5548 | 3.7031 | 3.8558 | 4.0071 | 4.1527 | 4.3003 | 4.4178 | 4.5278 | 4.646 | 4.7618 | 4.8653 | 4.9621 | 5.0489 | 5.1347 | 5.2263 | 5.3156 | 5.4074 | 5.5028 | 5.5992 | 5.6987 | 5.8 | 5.903 | 6.0079
F3_Commercial_Miscellaneous (ID)_Existing_Food Preparation_Natural Gas_Broiler_E3 | F3 | Commercial | Miscellaneous (ID) | Existing | Food Preparation | Natural Gas | Broiler | E3 | PACT BC Ratio | 0 | 0 | 0 | 0 | 0 | 0 | 0 | 0 | 0 | 0 | 0 | 0 | 0 | 0 | 0 | 0 | 0 | 0 | 0 | 0 | 0 | 0 | 0 | 0 | 0 | 0 | 0
F3_Commercial_Miscellaneous (ID)_Existing_Food Preparation_Natural Gas_Broiler_E4 | F3 | Commercial | Miscellaneous (ID) | Existing | Food Preparation | Natural Gas | Broiler | E4 | PACT BC Ratio | 0 | 0 | 0 | 0 | 0 | 0 | 0 | 0 | 0 | 0 | 0 | 0 | 0 | 0 | 0 | 0 | 0 | 0 | 0 | 0 | 0 | 0 | 0 | 0 | 0 | 0 | 0
F3_Commercial_Miscellaneous (ID)_Existing_Food Preparation_Natural Gas_Broiler_E5 | F3 | Commercial | Miscellaneous (ID) | Existing | Food Preparation | Natural Gas | Broiler | E5 | PACT BC Ratio | 0 | 0 | 0 | 0 | 0 | 0 | 0 | 0 | 0 | 0 | 0 | 0 | 0 | 0 | 0 | 0 | 0 | 0 | 0 | 0 | 0 | 0 | 0 | 0 | 0 | 0 | 0
F3_Commercial_Miscellaneous (ID)_Existing_Food Preparation_Natural Gas_Broiler_E6 | F3 | Commercial | Miscellaneous (ID) | Existing | Food Preparation | Natural Gas | Broiler | E6 | PACT BC Ratio | 0 | 0 | 0 | 0 | 0 | 0 | 0 | 0 | 0 | 0 | 0 | 0 | 0 | 0 | 0 | 0 | 0 | 0 | 0 | 0 | 0 | 0 | 0 | 0 | 0 | 0 | 0
F3_Commercial_Miscellaneous (ID)_Existing_Food Preparation_Natural Gas_Broiler_E7 | F3 | Commercial | Miscellaneous (ID) | Existing | Food Preparation | Natural Gas | Broiler | E7 | PACT BC Ratio | 0 | 0 | 0 | 0 | 0 | 0 | 0 | 0 | 0 | 0 | 0 | 0 | 0 | 0 | 0 | 0 | 0 | 0 | 0 | 0 | 0 | 0 | 0 | 0 | 0 | 0 | 0
F3_Commercial_Miscellaneous (ID)_Existing_Food Preparation_Natural Gas_Broiler_E8 | F3 | Commercial | Miscellaneous (ID) | Existing | Food Preparation | Natural Gas | Broiler | E8 | PACT BC Ratio | 0 | 0 | 0 | 0 | 0 | 0 | 0 | 0 | 0 | 0 | 0 | 0 | 0 | 0 | 0 | 0 | 0 | 0 | 0 | 0 | 0 | 0 | 0 | 0 | 0 | 0 | 0
F3_Commercial_Miscellaneous (ID)_Existing_Food Preparation_Natural Gas_Broiler_E9 | F3 | Commercial | Miscellaneous (ID) | Existing | Food Preparation | Natural Gas | Broiler | E9 | PACT BC Ratio | 0 | 0 | 0 | 0 | 0 | 0 | 0 | 0 | 0 | 0 | 0 | 0 | 0 | 0 | 0 | 0 | 0 | 0 | 0 | 0 | 0 | 0 | 0 | 0 | 0 | 0 | 0
F3_Commercial_Miscellaneous (ID)_Existing_Food Preparation_Natural Gas_Broiler_E10 | F3 | Commercial | Miscellaneous (ID) | Existing | Food Preparation | Natural Gas | Broiler | E10 | PACT BC Ratio | 0 | 0 | 0 | 0 | 0 | 0 | 0 | 0 | 0 | 0 | 0 | 0 | 0 | 0 | 0 | 0 | 0 | 0 | 0 | 0 | 0 | 0 | 0 | 0 | 0 | 0 | 0
F4_Commercial_Miscellaneous (ID)_Existing_Food Preparation_Natural Gas_Broiler_E1 | F4 | Commercial | Miscellaneous (ID) | Existing | Food Preparation | Natural Gas | Broiler | E1 | RVT BC Ratio | [24 empty] | 1 | 1 | 1 | bar: 2019 to 2042
F4_Commercial_Miscellaneous (ID)_Existing_Food Preparation_Natural Gas_Broiler_E2 | F4 | Commercial | Miscellaneous (ID) | Existing | Food Preparation | Natural Gas | Broiler | E2 | RVT BC Ratio | 2.6551 | 2.6976 | 2.7475 | 2.8056 | 2.8722 | 2.9553 | 3.0387 | 3.1178 | 3.1895 | 3.2589 | 3.3309 | 3.3963 | 3.4653 | 3.5306 | 3.5868 | 3.6375 | 3.6804 | 3.7213 | 3.7649 | 3.8056 | 3.8464 | 3.9071 | 3.9684 | 4.0317 | 4.0962 | 4.1617 | 4.2284
F4_Commercial_Miscellaneous (ID)_Existing_Food Preparation_Natural Gas_Broiler_E3 | F4 | Commercial | Miscellaneous (ID) | Existing | Food Preparation | Natural Gas | Broiler | E3 | RVT BC Ratio | 0 | 0 | 0 | 0 | 0 | 0 | 0 | 0 | 0 | 0 | 0 | 0 | 0 | 0 | 0 | 0 | 0 | 0 | 0 | 0 | 0 | 0 | 0 | 0 | 0 | 0 | 0
F4_Commercial_Miscellaneous (ID)_Existing_Food Preparation_Natural Gas_Broiler_E4 | F4 | Commercial | Miscellaneous (ID) | Existing | Food Preparation | Natural Gas | Broiler | E4 | RVT BC Ratio | 0 | 0 | 0 | 0 | 0 | 0 | 0 | 0 | 0 | 0 | 0 | 0 | 0 | 0 | 0 | 0 | 0 | 0 | 0 | 0 | 0 | 0 | 0 | 0 | 0 | 0 | 0
F4_Commercial_Miscellaneous (ID)_Existing_Food Preparation_Natural Gas_Broiler_E5 | F4 | Commercial | Miscellaneous (ID) | Existing | Food Preparation | Natural Gas | Broiler | E5 | RVT BC Ratio | 0 | 0 | 0 | 0 | 0 | 0 | 0 | 0 | 0 | 0 | 0 | 0 | 0 | 0 | 0 | 0 | 0 | 0 | 0 | 0 | 0 | 0 | 0 | 0 | 0 | 0 | 0
F4_Commercial_Miscellaneous (ID)_Existing_Food Preparation_Natural Gas_Broiler_E6 | F4 | Commercial | Miscellaneous (ID) | Existing | Food Preparation | Natural Gas | Broiler | E6 | RVT BC Ratio | 0 | 0 | 0 | 0 | 0 | 0 | 0 | 0 | 0 | 0 | 0 | 0 | 0 | 0 | 0 | 0 | 0 | 0 | 0 | 0 | 0 | 0 | 0 | 0 | 0 | 0 | 0
F4_Commercial_Miscellaneous (ID)_Existing_Food Preparation_Natural Gas_Broiler_E7 | F4 | Commercial | Miscellaneous (ID) | Existing | Food Preparation | Natural Gas | Broiler | E7 | RVT BC Ratio | 0 | 0 | 0 | 0 | 0 | 0 | 0 | 0 | 0 | 0 | 0 | 0 | 0 | 0 | 0 | 0 | 0 | 0 | 0 | 0 | 0 | 0 | 0 | 0 | 0 | 0 | 0
F4_Commercial_Miscellaneous (ID)_Existing_Food Preparation_Natural Gas_Broiler_E8 | F4 | Commercial | Miscellaneous (ID) | Existing | Food Preparation | Natural Gas | Broiler | E8 | RVT BC Ratio | 0 | 0 | 0 | 0 | 0 | 0 | 0 | 0 | 0 | 0 | 0 | 0 | 0 | 0 | 0 | 0 | 0 | 0 | 0 | 0 | 0 | 0 | 0 | 0 | 0 | 0 | 0
F4_Commercial_Miscellaneous (ID)_Existing_Food Preparation_Natural Gas_Broiler_E9 | F4 | Commercial | Miscellaneous (ID) | Existing | Food Preparation | Natural Gas | Broiler | E9 | RVT BC Ratio | 0 | 0 | 0 | 0 | 0 | 0 | 0 | 0 | 0 | 0 | 0 | 0 | 0 | 0 | 0 | 0 | 0 | 0 | 0 | 0 | 0 | 0 | 0 | 0 | 0 | 0 | 0
F4_Commercial_Miscellaneous (ID)_Existing_Food Preparation_Natural Gas_Broiler_E10 | F4 | Commercial | Miscellaneous (ID) | Existing | Food Preparation | Natural Gas | Broiler | E10 | RVT BC Ratio | 0 | 0 | 0 | 0 | 0 | 0 | 0 | 0 | 0 | 0 | 0 | 0 | 0 | 0 | 0 | 0 | 0 | 0 | 0 | 0 | 0 | 0 | 0 | 0 | 0 | 0 | 0
F5_Commercial_Miscellaneous (ID)_Existing_Food Preparation_Natural Gas_Broiler_E1 | F5 | Commercial | Miscellaneous (ID) | Existing | Food Preparation | Natural Gas | Broiler | E1 | RIM BC Ratio | [24 empty] | 1 | 1 | 1 | bar: 2019 to 2042
F5_Commercial_Miscellaneous (ID)_Existing_Food Preparation_Natural Gas_Broiler_E2 | F5 | Commercial | Miscellaneous (ID) | Existing | Food Preparation | Natural Gas | Broiler | E2 | RIM BC Ratio | 0.66885 | 0.67565 | 0.68356 | 0.69208 | 0.70113 | 0.71115 | 0.72142 | 0.73183 | 0.74239 | 0.75335 | 0.75815 | 0.7629 | 0.76808 | 0.77343 | 0.77852 | 0.78353 | 0.78843 | 0.79344 | 0.79872 | 0.80413 | 0.80976 | 0.81187 | 0.81394 | 0.81601 | 0.81805 | 0.82007 | 0.82207
F5_Commercial_Miscellaneous (ID)_Existing_Food Preparation_Natural Gas_Broiler_E3 | F5 | Commercial | Miscellaneous (ID) | Existing | Food Preparation | Natural Gas | Broiler | E3 | RIM BC Ratio | 0 | 0 | 0 | 0 | 0 | 0 | 0 | 0 | 0 | 0 | 0 | 0 | 0 | 0 | 0 | 0 | 0 | 0 | 0 | 0 | 0 | 0 | 0 | 0 | 0 | 0 | 0
F5_Commercial_Miscellaneous (ID)_Existing_Food Preparation_Natural Gas_Broiler_E4 | F5 | Commercial | Miscellaneous (ID) | Existing | Food Preparation | Natural Gas | Broiler | E4 | RIM BC Ratio | 0 | 0 | 0 | 0 | 0 | 0 | 0 | 0 | 0 | 0 | 0 | 0 | 0 | 0 | 0 | 0 | 0 | 0 | 0 | 0 | 0 | 0 | 0 | 0 | 0 | 0 | 0
F5_Commercial_Miscellaneous (ID)_Existing_Food Preparation_Natural Gas_Broiler_E5 | F5 | Commercial | Miscellaneous (ID) | Existing | Food Preparation | Natural Gas | Broiler | E5 | RIM BC Ratio | 0 | 0 | 0 | 0 | 0 | 0 | 0 | 0 | 0 | 0 | 0 | 0 | 0 | 0 | 0 | 0 | 0 | 0 | 0 | 0 | 0 | 0 | 0 | 0 | 0 | 0 | 0
F5_Commercial_Miscellaneous (ID)_Existing_Food Preparation_Natural Gas_Broiler_E6 | F5 | Commercial | Miscellaneous (ID) | Existing | Food Preparation | Natural Gas | Broiler | E6 | RIM BC Ratio | 0 | 0 | 0 | 0 | 0 | 0 | 0 | 0 | 0 | 0 | 0 | 0 | 0 | 0 | 0 | 0 | 0 | 0 | 0 | 0 | 0 | 0 | 0 | 0 | 0 | 0 | 0
F5_Commercial_Miscellaneous (ID)_Existing_Food Preparation_Natural Gas_Broiler_E7 | F5 | Commercial | Miscellaneous (ID) | Existing | Food Preparation | Natural Gas | Broiler | E7 | RIM BC Ratio | 0 | 0 | 0 | 0 | 0 | 0 | 0 | 0 | 0 | 0 | 0 | 0 | 0 | 0 | 0 | 0 | 0 | 0 | 0 | 0 | 0 | 0 | 0 | 0 | 0 | 0 | 0
F5_Commercial_Miscellaneous (ID)_Existing_Food Preparation_Natural Gas_Broiler_E8 | F5 | Commercial | Miscellaneous (ID) | Existing | Food Preparation | Natural Gas | Broiler | E8 | RIM BC Ratio | 0 | 0 | 0 | 0 | 0 | 0 | 0 | 0 | 0 | 0 | 0 | 0 | 0 | 0 | 0 | 0 | 0 | 0 | 0 | 0 | 0 | 0 | 0 | 0 | 0 | 0 | 0
F5_Commercial_Miscellaneous (ID)_Existing_Food Preparation_Natural Gas_Broiler_E9 | F5 | Commercial | Miscellaneous (ID) | Existing | Food Preparation | Natural Gas | Broiler | E9 | RIM BC Ratio | 0 | 0 | 0 | 0 | 0 | 0 | 0 | 0 | 0 | 0 | 0 | 0 | 0 | 0 | 0 | 0 | 0 | 0 | 0 | 0 | 0 | 0 | 0 | 0 | 0 | 0 | 0
F5_Commercial_Miscellaneous (ID)_Existing_Food Preparation_Natural Gas_Broiler_E10 | F5 | Commercial | Miscellaneous (ID) | Existing | Food Preparation | Natural Gas | Broiler | E10 | RIM BC Ratio | 0 | 0 | 0 | 0 | 0 | 0 | 0 | 0 | 0 | 0 | 0 | 0 | 0 | 0 | 0 | 0 | 0 | 0 | 0 | 0 | 0 | 0 | 0 | 0 | 0 | 0 | 0
F0_Commercial_Miscellaneous (ID)_Existing_Food Preparation_Natural Gas_Griddle_E0 | F0 | Commercial | Miscellaneous (ID) | Existing | Food Preparation | Natural Gas | Griddle | E0 | Economic Unit | ENERGY STAR | ENERGY STAR | ENERGY STAR | ENERGY STAR | ENERGY STAR | ENERGY STAR | ENERGY STAR | ENERGY STAR | ENERGY STAR | ENERGY STAR | ENERGY STAR | ENERGY STAR | ENERGY STAR | ENERGY STAR | ENERGY STAR | ENERGY STAR | ENERGY STAR | ENERGY STAR | ENERGY STAR | ENERGY STAR | ENERGY STAR | ENERGY STAR | ENERGY STAR | ENERGY STAR | ENERGY STAR | ENERGY STAR | ENERGY STAR
F1_Commercial_Miscellaneous (ID)_Existing_Food Preparation_Natural Gas_Griddle_E1 | F1 | Commercial | Miscellaneous (ID) | Existing | Food Preparation | Natural Gas | Griddle | E1 | CCE | 0 | 0 | 0 | 0 | 0 | 0 | 0 | 0 | 0 | 0 | 0 | 0 | 0 | 0 | 0 | 0 | 0 | 0 | 0 | 0 | 0 | 0 | 0 | 0 | 0 | 0 | 0
F1_Commercial_Miscellaneous (ID)_Existing_Food Preparation_Natural Gas_Griddle_E2 | F1 | Commercial | Miscellaneous (ID) | Existing | Food Preparation | Natural Gas | Griddle | E2 | CCE | 0.0013897 | 0.0013897 | 0.0013897 | 0.0013897 | 0.0013897 | 0.0013897 | 0.0013897 | 0.0013897 | 0.0013897 | 0.0013897 | 0.0013897 | 0.0013897 | 0.0013897 | 0.0013897 | 0.0013897 | 0.0013897 | 0.0013897 | 0.0013897 | 0.0013897 | 0.0013897 | 0.0013897 | 0.0013897 | 0.0013897 | 0.0013897 | 0.0013897 | 0.0013897 | 0.0013897
F1_Commercial_Miscellaneous (ID)_Existing_Food Preparation_Natural Gas_Griddle_E3 | F1 | Commercial | Miscellaneous (ID) | Existing | Food Preparation | Natural Gas | Griddle | E3 | CCE | 0 | 0 | 0 | 0 | 0 | 0 | 0 | 0 | 0 | 0 | 0 | 0 | 0 | 0 | 0 | 0 | 0 | 0 | 0 | 0 | 0 | 0 | 0 | 0 | 0 | 0 | 0
F1_Commercial_Miscellaneous (ID)_Existing_Food Preparation_Natural Gas_Griddle_E4 | F1 | Commercial | Miscellaneous (ID) | Existing | Food Preparation | Natural Gas | Griddle | E4 | CCE | 0 | 0 | 0 | 0 | 0 | 0 | 0 | 0 | 0 | 0 | 0 | 0 | 0 | 0 | 0 | 0 | 0 | 0 | 0 | 0 | 0 | 0 | 0 | 0 | 0 | 0 | 0
F1_Commercial_Miscellaneous (ID)_Existing_Food Preparation_Natural Gas_Griddle_E5 | F1 | Commercial | Miscellaneous (ID) | Existing | Food Preparation | Natural Gas | Griddle | E5 | CCE | 0 | 0 | 0 | 0 | 0 | 0 | 0 | 0 | 0 | 0 | 0 | 0 | 0 | 0 | 0 | 0 | 0 | 0 | 0 | 0 | 0 | 0 | 0 | 0 | 0 | 0 | 0
F1_Commercial_Miscellaneous (ID)_Existing_Food Preparation_Natural Gas_Griddle_E6 | F1 | Commercial | Miscellaneous (ID) | Existing | Food Preparation | Natural Gas | Griddle | E6 | CCE | 0 | 0 | 0 | 0 | 0 | 0 | 0 | 0 | 0 | 0 | 0 | 0 | 0 | 0 | 0 | 0 | 0 | 0 | 0 | 0 | 0 | 0 | 0 | 0 | 0 | 0 | 0
F1_Commercial_Miscellaneous (ID)_Existing_Food Preparation_Natural Gas_Griddle_E7 | F1 | Commercial | Miscellaneous (ID) | Existing | Food Preparation | Natural Gas | Griddle | E7 | CCE | 0 | 0 | 0 | 0 | 0 | 0 | 0 | 0 | 0 | 0 | 0 | 0 | 0 | 0 | 0 | 0 | 0 | 0 | 0 | 0 | 0 | 0 | 0 | 0 | 0 | 0 | 0
F1_Commercial_Miscellaneous (ID)_Existing_Food Preparation_Natural Gas_Griddle_E8 | F1 | Commercial | Miscellaneous (ID) | Existing | Food Preparation | Natural Gas | Griddle | E8 | CCE | 0 | 0 | 0 | 0 | 0 | 0 | 0 | 0 | 0 | 0 | 0 | 0 | 0 | 0 | 0 | 0 | 0 | 0 | 0 | 0 | 0 | 0 | 0 | 0 | 0 | 0 | 0
F1_Commercial_Miscellaneous (ID)_Existing_Food Preparation_Natural Gas_Griddle_E9 | F1 | Commercial | Miscellaneous (ID) | Existing | Food Preparation | Natural Gas | Griddle | E9 | CCE | 0 | 0 | 0 | 0 | 0 | 0 | 0 | 0 | 0 | 0 | 0 | 0 | 0 | 0 | 0 | 0 | 0 | 0 | 0 | 0 | 0 | 0 | 0 | 0 | 0 | 0 | 0
F1_Commercial_Miscellaneous (ID)_Existing_Food Preparation_Natural Gas_Griddle_E10 | F1 | Commercial | Miscellaneous (ID) | Existing | Food Preparation | Natural Gas | Griddle | E10 | CCE | 0 | 0 | 0 | 0 | 0 | 0 | 0 | 0 | 0 | 0 | 0 | 0 | 0 | 0 | 0 | 0 | 0 | 0 | 0 | 0 | 0 | 0 | 0 | 0 | 0 | 0 | 0
F2_Commercial_Miscellaneous (ID)_Existing_Food Preparation_Natural Gas_Griddle_E1 | F2 | Commercial | Miscellaneous (ID) | Existing | Food Preparation | Natural Gas | Griddle | E1 | TRC BC Ratio | [24 empty] | 1 | 1 | 1 | bar: 2019 to 2042
F2_Commercial_Miscellaneous (ID)_Existing_Food Preparation_Natural Gas_Griddle_E2 | F2 | Commercial | Miscellaneous (ID) | Existing | Food Preparation | Natural Gas | Griddle | E2 | TRC BC Ratio | 2.561 | 2.6256 | 2.702 | 2.7897 | 2.8888 | 3.0093 | 3.1334 | 3.2563 | 3.3747 | 3.4946 | 3.5901 | 3.6795 | 3.7756 | 3.8696 | 3.9537 | 4.0324 | 4.103 | 4.1727 | 4.2471 | 4.3197 | 4.3943 | 4.4718 | 4.5502 | 4.631 | 4.7133 | 4.797 | 4.8823
F2_Commercial_Miscellaneous (ID)_Existing_Food Preparation_Natural Gas_Griddle_E3 | F2 | Commercial | Miscellaneous (ID) | Existing | Food Preparation | Natural Gas | Griddle | E3 | TRC BC Ratio | 0 | 0 | 0 | 0 | 0 | 0 | 0 | 0 | 0 | 0 | 0 | 0 | 0 | 0 | 0 | 0 | 0 | 0 | 0 | 0 | 0 | 0 | 0 | 0 | 0 | 0 | 0
F2_Commercial_Miscellaneous (ID)_Existing_Food Preparation_Natural Gas_Griddle_E4 | F2 | Commercial | Miscellaneous (ID) | Existing | Food Preparation | Natural Gas | Griddle | E4 | TRC BC Ratio | 0 | 0 | 0 | 0 | 0 | 0 | 0 | 0 | 0 | 0 | 0 | 0 | 0 | 0 | 0 | 0 | 0 | 0 | 0 | 0 | 0 | 0 | 0 | 0 | 0 | 0 | 0
F2_Commercial_Miscellaneous (ID)_Existing_Food Preparation_Natural Gas_Griddle_E5 | F2 | Commercial | Miscellaneous (ID) | Existing | Food Preparation | Natural Gas | Griddle | E5 | TRC BC Ratio | 0 | 0 | 0 | 0 | 0 | 0 | 0 | 0 | 0 | 0 | 0 | 0 | 0 | 0 | 0 | 0 | 0 | 0 | 0 | 0 | 0 | 0 | 0 | 0 | 0 | 0 | 0
F2_Commercial_Miscellaneous (ID)_Existing_Food Preparation_Natural Gas_Griddle_E6 | F2 | Commercial | Miscellaneous (ID) | Existing | Food Preparation | Natural Gas | Griddle | E6 | TRC BC Ratio | 0 | 0 | 0 | 0 | 0 | 0 | 0 | 0 | 0 | 0 | 0 | 0 | 0 | 0 | 0 | 0 | 0 | 0 | 0 | 0 | 0 | 0 | 0 | 0 | 0 | 0 | 0
F2_Commercial_Miscellaneous (ID)_Existing_Food Preparation_Natural Gas_Griddle_E7 | F2 | Commercial | Miscellaneous (ID) | Existing | Food Preparation | Natural Gas | Griddle | E7 | TRC BC Ratio | 0 | 0 | 0 | 0 | 0 | 0 | 0 | 0 | 0 | 0 | 0 | 0 | 0 | 0 | 0 | 0 | 0 | 0 | 0 | 0 | 0 | 0 | 0 | 0 | 0 | 0 | 0
F2_Commercial_Miscellaneous (ID)_Existing_Food Preparation_Natural Gas_Griddle_E8 | F2 | Commercial | Miscellaneous (ID) | Existing | Food Preparation | Natural Gas | Griddle | E8 | TRC BC Ratio | 0 | 0 | 0 | 0 | 0 | 0 | 0 | 0 | 0 | 0 | 0 | 0 | 0 | 0 | 0 | 0 | 0 | 0 | 0 | 0 | 0 | 0 | 0 | 0 | 0 | 0 | 0
F2_Commercial_Miscellaneous (ID)_Existing_Food Preparation_Natural Gas_Griddle_E9 | F2 | Commercial | Miscellaneous (ID) | Existing | Food Preparation | Natural Gas | Griddle | E9 | TRC BC Ratio | 0 | 0 | 0 | 0 | 0 | 0 | 0 | 0 | 0 | 0 | 0 | 0 | 0 | 0 | 0 | 0 | 0 | 0 | 0 | 0 | 0 | 0 | 0 | 0 | 0 | 0 | 0
F2_Commercial_Miscellaneous (ID)_Existing_Food Preparation_Natural Gas_Griddle_E10 | F2 | Commercial | Miscellaneous (ID) | Existing | Food Preparation | Natural Gas | Griddle | E10 | TRC BC Ratio | 0 | 0 | 0 | 0 | 0 | 0 | 0 | 0 | 0 | 0 | 0 | 0 | 0 | 0 | 0 | 0 | 0 | 0 | 0 | 0 | 0 | 0 | 0 | 0 | 0 | 0 | 0
F3_Commercial_Miscellaneous (ID)_Existing_Food Preparation_Natural Gas_Griddle_E1 | F3 | Commercial | Miscellaneous (ID) | Existing | Food Preparation | Natural Gas | Griddle | E1 | PACT BC Ratio | [24 empty] | 1 | 1 | 1 | bar: 2019 to 2042
F3_Commercial_Miscellaneous (ID)_Existing_Food Preparation_Natural Gas_Griddle_E2 | F3 | Commercial | Miscellaneous (ID) | Existing | Food Preparation | Natural Gas | Griddle | E2 | PACT BC Ratio | 5.0718 | 5.1996 | 5.351 | 5.5245 | 5.7208 | 5.9596 | 6.2053 | 6.4487 | 6.6831 | 6.9206 | 7.1097 | 7.2868 | 7.477 | 7.6633 | 7.8298 | 7.9857 | 8.1254 | 8.2634 | 8.4108 | 8.5546 | 8.7023 | 8.8559 | 9.0111 | 9.1711 | 9.3341 | 9.4999 | 9.6687
F3_Commercial_Miscellaneous (ID)_Existing_Food Preparation_Natural Gas_Griddle_E3 | F3 | Commercial | Miscellaneous (ID) | Existing | Food Preparation | Natural Gas | Griddle | E3 | PACT BC Ratio | 0 | 0 | 0 | 0 | 0 | 0 | 0 | 0 | 0 | 0 | 0 | 0 | 0 | 0 | 0 | 0 | 0 | 0 | 0 | 0 | 0 | 0 | 0 | 0 | 0 | 0 | 0
F3_Commercial_Miscellaneous (ID)_Existing_Food Preparation_Natural Gas_Griddle_E4 | F3 | Commercial | Miscellaneous (ID) | Existing | Food Preparation | Natural Gas | Griddle | E4 | PACT BC Ratio | 0 | 0 | 0 | 0 | 0 | 0 | 0 | 0 | 0 | 0 | 0 | 0 | 0 | 0 | 0 | 0 | 0 | 0 | 0 | 0 | 0 | 0 | 0 | 0 | 0 | 0 | 0
F3_Commercial_Miscellaneous (ID)_Existing_Food Preparation_Natural Gas_Griddle_E5 | F3 | Commercial | Miscellaneous (ID) | Existing | Food Preparation | Natural Gas | Griddle | E5 | PACT BC Ratio | 0 | 0 | 0 | 0 | 0 | 0 | 0 | 0 | 0 | 0 | 0 | 0 | 0 | 0 | 0 | 0 | 0 | 0 | 0 | 0 | 0 | 0 | 0 | 0 | 0 | 0 | 0
F3_Commercial_Miscellaneous (ID)_Existing_Food Preparation_Natural Gas_Griddle_E6 | F3 | Commercial | Miscellaneous (ID) | Existing | Food Preparation | Natural Gas | Griddle | E6 | PACT BC Ratio | 0 | 0 | 0 | 0 | 0 | 0 | 0 | 0 | 0 | 0 | 0 | 0 | 0 | 0 | 0 | 0 | 0 | 0 | 0 | 0 | 0 | 0 | 0 | 0 | 0 | 0 | 0
F3_Commercial_Miscellaneous (ID)_Existing_Food Preparation_Natural Gas_Griddle_E7 | F3 | Commercial | Miscellaneous (ID) | Existing | Food Preparation | Natural Gas | Griddle | E7 | PACT BC Ratio | 0 | 0 | 0 | 0 | 0 | 0 | 0 | 0 | 0 | 0 | 0 | 0 | 0 | 0 | 0 | 0 | 0 | 0 | 0 | 0 | 0 | 0 | 0 | 0 | 0 | 0 | 0
F3_Commercial_Miscellaneous (ID)_Existing_Food Preparation_Natural Gas_Griddle_E8 | F3 | Commercial | Miscellaneous (ID) | Existing | Food Preparation | Natural Gas | Griddle | E8 | PACT BC Ratio | 0 | 0 | 0 | 0 | 0 | 0 | 0 | 0 | 0 | 0 | 0 | 0 | 0 | 0 | 0 | 0 | 0 | 0 | 0 | 0 | 0 | 0 | 0 | 0 | 0 | 0 | 0
F3_Commercial_Miscellaneous (ID)_Existing_Food Preparation_Natural Gas_Griddle_E9 | F3 | Commercial | Miscellaneous (ID) | Existing | Food Preparation | Natural Gas | Griddle | E9 | PACT BC Ratio | 0 | 0 | 0 | 0 | 0 | 0 | 0 | 0 | 0 | 0 | 0 | 0 | 0 | 0 | 0 | 0 | 0 | 0 | 0 | 0 | 0 | 0 | 0 | 0 | 0 | 0 | 0
F3_Commercial_Miscellaneous (ID)_Existing_Food Preparation_Natural Gas_Griddle_E10 | F3 | Commercial | Miscellaneous (ID) | Existing | Food Preparation | Natural Gas | Griddle | E10 | PACT BC Ratio | 0 | 0 | 0 | 0 | 0 | 0 | 0 | 0 | 0 | 0 | 0 | 0 | 0 | 0 | 0 | 0 | 0 | 0 | 0 | 0 | 0 | 0 | 0 | 0 | 0 | 0 | 0
F4_Commercial_Miscellaneous (ID)_Existing_Food Preparation_Natural Gas_Griddle_E1 | F4 | Commercial | Miscellaneous (ID) | Existing | Food Preparation | Natural Gas | Griddle | E1 | RVT BC Ratio | [24 empty] | 1 | 1 | 1 | bar: 2019 to 2042
F4_Commercial_Miscellaneous (ID)_Existing_Food Preparation_Natural Gas_Griddle_E2 | F4 | Commercial | Miscellaneous (ID) | Existing | Food Preparation | Natural Gas | Griddle | E2 | RVT BC Ratio | 4.0256 | 4.094 | 4.1742 | 4.2678 | 4.375 | 4.5087 | 4.6429 | 4.7703 | 4.8856 | 4.9973 | 5.1131 | 5.2184 | 5.3295 | 5.4346 | 5.525 | 5.6066 | 5.6756 | 5.7415 | 5.8116 | 5.8771 | 5.9428 | 6.0405 | 6.1392 | 6.2411 | 6.3447 | 6.4502 | 6.5576
F4_Commercial_Miscellaneous (ID)_Existing_Food Preparation_Natural Gas_Griddle_E3 | F4 | Commercial | Miscellaneous (ID) | Existing | Food Preparation | Natural Gas | Griddle | E3 | RVT BC Ratio | 0 | 0 | 0 | 0 | 0 | 0 | 0 | 0 | 0 | 0 | 0 | 0 | 0 | 0 | 0 | 0 | 0 | 0 | 0 | 0 | 0 | 0 | 0 | 0 | 0 | 0 | 0
F4_Commercial_Miscellaneous (ID)_Existing_Food Preparation_Natural Gas_Griddle_E4 | F4 | Commercial | Miscellaneous (ID) | Existing | Food Preparation | Natural Gas | Griddle | E4 | RVT BC Ratio | 0 | 0 | 0 | 0 | 0 | 0 | 0 | 0 | 0 | 0 | 0 | 0 | 0 | 0 | 0 | 0 | 0 | 0 | 0 | 0 | 0 | 0 | 0 | 0 | 0 | 0 | 0
F4_Commercial_Miscellaneous (ID)_Existing_Food Preparation_Natural Gas_Griddle_E5 | F4 | Commercial | Miscellaneous (ID) | Existing | Food Preparation | Natural Gas | Griddle | E5 | RVT BC Ratio | 0 | 0 | 0 | 0 | 0 | 0 | 0 | 0 | 0 | 0 | 0 | 0 | 0 | 0 | 0 | 0 | 0 | 0 | 0 | 0 | 0 | 0 | 0 | 0 | 0 | 0 | 0
F4_Commercial_Miscellaneous (ID)_Existing_Food Preparation_Natural Gas_Griddle_E6 | F4 | Commercial | Miscellaneous (ID) | Existing | Food Preparation | Natural Gas | Griddle | E6 | RVT BC Ratio | 0 | 0 | 0 | 0 | 0 | 0 | 0 | 0 | 0 | 0 | 0 | 0 | 0 | 0 | 0 | 0 | 0 | 0 | 0 | 0 | 0 | 0 | 0 | 0 | 0 | 0 | 0
F4_Commercial_Miscellaneous (ID)_Existing_Food Preparation_Natural Gas_Griddle_E7 | F4 | Commercial | Miscellaneous (ID) | Existing | Food Preparation | Natural Gas | Griddle | E7 | RVT BC Ratio | 0 | 0 | 0 | 0 | 0 | 0 | 0 | 0 | 0 | 0 | 0 | 0 | 0 | 0 | 0 | 0 | 0 | 0 | 0 | 0 | 0 | 0 | 0 | 0 | 0 | 0 | 0
F4_Commercial_Miscellaneous (ID)_Existing_Food Preparation_Natural Gas_Griddle_E8 | F4 | Commercial | Miscellaneous (ID) | Existing | Food Preparation | Natural Gas | Griddle | E8 | RVT BC Ratio | 0 | 0 | 0 | 0 | 0 | 0 | 0 | 0 | 0 | 0 | 0 | 0 | 0 | 0 | 0 | 0 | 0 | 0 | 0 | 0 | 0 | 0 | 0 | 0 | 0 | 0 | 0
F4_Commercial_Miscellaneous (ID)_Existing_Food Preparation_Natural Gas_Griddle_E9 | F4 | Commercial | Miscellaneous (ID) | Existing | Food Preparation | Natural Gas | Griddle | E9 | RVT BC Ratio | 0 | 0 | 0 | 0 | 0 | 0 | 0 | 0 | 0 | 0 | 0 | 0 | 0 | 0 | 0 | 0 | 0 | 0 | 0 | 0 | 0 | 0 | 0 | 0 | 0 | 0 | 0
F4_Commercial_Miscellaneous (ID)_Existing_Food Preparation_Natural Gas_Griddle_E10 | F4 | Commercial | Miscellaneous (ID) | Existing | Food Preparation | Natural Gas | Griddle | E10 | RVT BC Ratio | 0 | 0 | 0 | 0 | 0 | 0 | 0 | 0 | 0 | 0 | 0 | 0 | 0 | 0 | 0 | 0 | 0 | 0 | 0 | 0 | 0 | 0 | 0 | 0 | 0 | 0 | 0
F5_Commercial_Miscellaneous (ID)_Existing_Food Preparation_Natural Gas_Griddle_E1 | F5 | Commercial | Miscellaneous (ID) | Existing | Food Preparation | Natural Gas | Griddle | E1 | RIM BC Ratio | [24 empty] | 1 | 1 | 1 | bar: 2019 to 2042
F5_Commercial_Miscellaneous (ID)_Existing_Food Preparation_Natural Gas_Griddle_E2 | F5 | Commercial | Miscellaneous (ID) | Existing | Food Preparation | Natural Gas | Griddle | E2 | RIM BC Ratio | 0.72729 | 0.73375 | 0.74126 | 0.74927 | 0.75771 | 0.76691 | 0.77642 | 0.7862 | 0.79629 | 0.80687 | 0.81084 | 0.81489 | 0.81937 | 0.82411 | 0.82873 | 0.83335 | 0.83797 | 0.84275 | 0.84778 | 0.85298 | 0.85843 | 0.8599 | 0.86135 | 0.86278 | 0.8642 | 0.8656 | 0.86698
F5_Commercial_Miscellaneous (ID)_Existing_Food Preparation_Natural Gas_Griddle_E3 | F5 | Commercial | Miscellaneous (ID) | Existing | Food Preparation | Natural Gas | Griddle | E3 | RIM BC Ratio | 0 | 0 | 0 | 0 | 0 | 0 | 0 | 0 | 0 | 0 | 0 | 0 | 0 | 0 | 0 | 0 | 0 | 0 | 0 | 0 | 0 | 0 | 0 | 0 | 0 | 0 | 0
F5_Commercial_Miscellaneous (ID)_Existing_Food Preparation_Natural Gas_Griddle_E4 | F5 | Commercial | Miscellaneous (ID) | Existing | Food Preparation | Natural Gas | Griddle | E4 | RIM BC Ratio | 0 | 0 | 0 | 0 | 0 | 0 | 0 | 0 | 0 | 0 | 0 | 0 | 0 | 0 | 0 | 0 | 0 | 0 | 0 | 0 | 0 | 0 | 0 | 0 | 0 | 0 | 0
F5_Commercial_Miscellaneous (ID)_Existing_Food Preparation_Natural Gas_Griddle_E5 | F5 | Commercial | Miscellaneous (ID) | Existing | Food Preparation | Natural Gas | Griddle | E5 | RIM BC Ratio | 0 | 0 | 0 | 0 | 0 | 0 | 0 | 0 | 0 | 0 | 0 | 0 | 0 | 0 | 0 | 0 | 0 | 0 | 0 | 0 | 0 | 0 | 0 | 0 | 0 | 0 | 0
F5_Commercial_Miscellaneous (ID)_Existing_Food Preparation_Natural Gas_Griddle_E6 | F5 | Commercial | Miscellaneous (ID) | Existing | Food Preparation | Natural Gas | Griddle | E6 | RIM BC Ratio | 0 | 0 | 0 | 0 | 0 | 0 | 0 | 0 | 0 | 0 | 0 | 0 | 0 | 0 | 0 | 0 | 0 | 0 | 0 | 0 | 0 | 0 | 0 | 0 | 0 | 0 | 0
F5_Commercial_Miscellaneous (ID)_Existing_Food Preparation_Natural Gas_Griddle_E7 | F5 | Commercial | Miscellaneous (ID) | Existing | Food Preparation | Natural Gas | Griddle | E7 | RIM BC Ratio | 0 | 0 | 0 | 0 | 0 | 0 | 0 | 0 | 0 | 0 | 0 | 0 | 0 | 0 | 0 | 0 | 0 | 0 | 0 | 0 | 0 | 0 | 0 | 0 | 0 | 0 | 0
F5_Commercial_Miscellaneous (ID)_Existing_Food Preparation_Natural Gas_Griddle_E8 | F5 | Commercial | Miscellaneous (ID) | Existing | Food Preparation | Natural Gas | Griddle | E8 | RIM BC Ratio | 0 | 0 | 0 | 0 | 0 | 0 | 0 | 0 | 0 | 0 | 0 | 0 | 0 | 0 | 0 | 0 | 0 | 0 | 0 | 0 | 0 | 0 | 0 | 0 | 0 | 0 | 0
F5_Commercial_Miscellaneous (ID)_Existing_Food Preparation_Natural Gas_Griddle_E9 | F5 | Commercial | Miscellaneous (ID) | Existing | Food Preparation | Natural Gas | Griddle | E9 | RIM BC Ratio | 0 | 0 | 0 | 0 | 0 | 0 | 0 | 0 | 0 | 0 | 0 | 0 | 0 | 0 | 0 | 0 | 0 | 0 | 0 | 0 | 0 | 0 | 0 | 0 | 0 | 0 | 0
F5_Commercial_Miscellaneous (ID)_Existing_Food Preparation_Natural Gas_Griddle_E10 | F5 | Commercial | Miscellaneous (ID) | Existing | Food Preparation | Natural Gas | Griddle | E10 | RIM BC Ratio | 0 | 0 | 0 | 0 | 0 | 0 | 0 | 0 | 0 | 0 | 0 | 0 | 0 | 0 | 0 | 0 | 0 | 0 | 0 | 0 | 0 | 0 | 0 | 0 | 0 | 0 | 0
F0_Commercial_Miscellaneous (ID)_Existing_Food Preparation_Natural Gas_Range_E0 | F0 | Commercial | Miscellaneous (ID) | Existing | Food Preparation | Natural Gas | Range | E0 | Economic Unit | High Efficiency | High Efficiency | High Efficiency | High Efficiency | High Efficiency | High Efficiency | High Efficiency | High Efficiency | High Efficiency | High Efficiency | High Efficiency | High Efficiency | High Efficiency | High Efficiency | High Efficiency | High Efficiency | High Efficiency | High Efficiency | High Efficiency | High Efficiency | High Efficiency | High Efficiency | High Efficiency | High Efficiency | High Efficiency | High Efficiency | High Efficiency
F1_Commercial_Miscellaneous (ID)_Existing_Food Preparation_Natural Gas_Range_E1 | F1 | Commercial | Miscellaneous (ID) | Existing | Food Preparation | Natural Gas | Range | E1 | CCE | 0 | 0 | 0 | 0 | 0 | 0 | 0 | 0 | 0 | 0 | 0 | 0 | 0 | 0 | 0 | 0 | 0 | 0 | 0 | 0 | 0 | 0 | 0 | 0 | 0 | 0 | 0
F1_Commercial_Miscellaneous (ID)_Existing_Food Preparation_Natural Gas_Range_E2 | F1 | Commercial | Miscellaneous (ID) | Existing | Food Preparation | Natural Gas | Range | E2 | CCE | 0.00041427 | 0.00041427 | 0.00041427 | 0.00041427 | 0.00041427 | 0.00041427 | 0.00041427 | 0.00041427 | 0.00041427 | 0.00041427 | 0.00041427 | 0.00041427 | 0.00041427 | 0.00041427 | 0.00041427 | 0.00041427 | 0.00041427 | 0.00041427 | 0.00041427 | 0.00041427 | 0.00041427 | 0.00041427 | 0.00041427 | 0.00041427 | 0.00041427 | 0.00041427 | 0.00041427
F1_Commercial_Miscellaneous (ID)_Existing_Food Preparation_Natural Gas_Range_E3 | F1 | Commercial | Miscellaneous (ID) | Existing | Food Preparation | Natural Gas | Range | E3 | CCE | 0 | 0 | 0 | 0 | 0 | 0 | 0 | 0 | 0 | 0 | 0 | 0 | 0 | 0 | 0 | 0 | 0 | 0 | 0 | 0 | 0 | 0 | 0 | 0 | 0 | 0 | 0
F1_Commercial_Miscellaneous (ID)_Existing_Food Preparation_Natural Gas_Range_E4 | F1 | Commercial | Miscellaneous (ID) | Existing | Food Preparation | Natural Gas | Range | E4 | CCE | 0 | 0 | 0 | 0 | 0 | 0 | 0 | 0 | 0 | 0 | 0 | 0 | 0 | 0 | 0 | 0 | 0 | 0 | 0 | 0 | 0 | 0 | 0 | 0 | 0 | 0 | 0
F1_Commercial_Miscellaneous (ID)_Existing_Food Preparation_Natural Gas_Range_E5 | F1 | Commercial | Miscellaneous (ID) | Existing | Food Preparation | Natural Gas | Range | E5 | CCE | 0 | 0 | 0 | 0 | 0 | 0 | 0 | 0 | 0 | 0 | 0 | 0 | 0 | 0 | 0 | 0 | 0 | 0 | 0 | 0 | 0 | 0 | 0 | 0 | 0 | 0 | 0
F1_Commercial_Miscellaneous (ID)_Existing_Food Preparation_Natural Gas_Range_E6 | F1 | Commercial | Miscellaneous (ID) | Existing | Food Preparation | Natural Gas | Range | E6 | CCE | 0 | 0 | 0 | 0 | 0 | 0 | 0 | 0 | 0 | 0 | 0 | 0 | 0 | 0 | 0 | 0 | 0 | 0 | 0 | 0 | 0 | 0 | 0 | 0 | 0 | 0 | 0
F1_Commercial_Miscellaneous (ID)_Existing_Food Preparation_Natural Gas_Range_E7 | F1 | Commercial | Miscellaneous (ID) | Existing | Food Preparation | Natural Gas | Range | E7 | CCE | 0 | 0 | 0 | 0 | 0 | 0 | 0 | 0 | 0 | 0 | 0 | 0 | 0 | 0 | 0 | 0 | 0 | 0 | 0 | 0 | 0 | 0 | 0 | 0 | 0 | 0 | 0
F1_Commercial_Miscellaneous (ID)_Existing_Food Preparation_Natural Gas_Range_E8 | F1 | Commercial | Miscellaneous (ID) | Existing | Food Preparation | Natural Gas | Range | E8 | CCE | 0 | 0 | 0 | 0 | 0 | 0 | 0 | 0 | 0 | 0 | 0 | 0 | 0 | 0 | 0 | 0 | 0 | 0 | 0 | 0 | 0 | 0 | 0 | 0 | 0 | 0 | 0
F1_Commercial_Miscellaneous (ID)_Existing_Food Preparation_Natural Gas_Range_E9 | F1 | Commercial | Miscellaneous (ID) | Existing | Food Preparation | Natural Gas | Range | E9 | CCE | 0 | 0 | 0 | 0 | 0 | 0 | 0 | 0 | 0 | 0 | 0 | 0 | 0 | 0 | 0 | 0 | 0 | 0 | 0 | 0 | 0 | 0 | 0 | 0 | 0 | 0 | 0
F1_Commercial_Miscellaneous (ID)_Existing_Food Preparation_Natural Gas_Range_E10 | F1 | Commercial | Miscellaneous (ID) | Existing | Food Preparation | Natural Gas | Range | E10 | CCE | 0 | 0 | 0 | 0 | 0 | 0 | 0 | 0 | 0 | 0 | 0 | 0 | 0 | 0 | 0 | 0 | 0 | 0 | 0 | 0 | 0 | 0 | 0 | 0 | 0 | 0 | 0
F2_Commercial_Miscellaneous (ID)_Existing_Food Preparation_Natural Gas_Range_E1 | F2 | Commercial | Miscellaneous (ID) | Existing | Food Preparation | Natural Gas | Range | E1 | TRC BC Ratio | [24 empty] | 1 | 1 | 1 | bar: 2019 to 2042
F2_Commercial_Miscellaneous (ID)_Existing_Food Preparation_Natural Gas_Range_E2 | F2 | Commercial | Miscellaneous (ID) | Existing | Food Preparation | Natural Gas | Range | E2 | TRC BC Ratio | 8.3716 | 8.5649 | 8.808 | 9.0948 | 9.4283 | 9.8489 | 10.287 | 10.7238 | 11.1451 | 11.5722 | 11.9055 | 12.2156 | 12.5499 | 12.8756 | 13.1628 | 13.4288 | 13.6633 | 13.8938 | 14.1418 | 14.3822 | 14.6295 | 14.8874 | 15.1478 | 15.4169 | 15.6908 | 15.9696 | 16.2533
F2_Commercial_Miscellaneous (ID)_Existing_Food Preparation_Natural Gas_Range_E3 | F2 | Commercial | Miscellaneous (ID) | Existing | Food Preparation | Natural Gas | Range | E3 | TRC BC Ratio | 0 | 0 | 0 | 0 | 0 | 0 | 0 | 0 | 0 | 0 | 0 | 0 | 0 | 0 | 0 | 0 | 0 | 0 | 0 | 0 | 0 | 0 | 0 | 0 | 0 | 0 | 0
F2_Commercial_Miscellaneous (ID)_Existing_Food Preparation_Natural Gas_Range_E4 | F2 | Commercial | Miscellaneous (ID) | Existing | Food Preparation | Natural Gas | Range | E4 | TRC BC Ratio | 0 | 0 | 0 | 0 | 0 | 0 | 0 | 0 | 0 | 0 | 0 | 0 | 0 | 0 | 0 | 0 | 0 | 0 | 0 | 0 | 0 | 0 | 0 | 0 | 0 | 0 | 0
F2_Commercial_Miscellaneous (ID)_Existing_Food Preparation_Natural Gas_Range_E5 | F2 | Commercial | Miscellaneous (ID) | Existing | Food Preparation | Natural Gas | Range | E5 | TRC BC Ratio | 0 | 0 | 0 | 0 | 0 | 0 | 0 | 0 | 0 | 0 | 0 | 0 | 0 | 0 | 0 | 0 | 0 | 0 | 0 | 0 | 0 | 0 | 0 | 0 | 0 | 0 | 0
F2_Commercial_Miscellaneous (ID)_Existing_Food Preparation_Natural Gas_Range_E6 | F2 | Commercial | Miscellaneous (ID) | Existing | Food Preparation | Natural Gas | Range | E6 | TRC BC Ratio | 0 | 0 | 0 | 0 | 0 | 0 | 0 | 0 | 0 | 0 | 0 | 0 | 0 | 0 | 0 | 0 | 0 | 0 | 0 | 0 | 0 | 0 | 0 | 0 | 0 | 0 | 0
F2_Commercial_Miscellaneous (ID)_Existing_Food Preparation_Natural Gas_Range_E7 | F2 | Commercial | Miscellaneous (ID) | Existing | Food Preparation | Natural Gas | Range | E7 | TRC BC Ratio | 0 | 0 | 0 | 0 | 0 | 0 | 0 | 0 | 0 | 0 | 0 | 0 | 0 | 0 | 0 | 0 | 0 | 0 | 0 | 0 | 0 | 0 | 0 | 0 | 0 | 0 | 0
F2_Commercial_Miscellaneous (ID)_Existing_Food Preparation_Natural Gas_Range_E8 | F2 | Commercial | Miscellaneous (ID) | Existing | Food Preparation | Natural Gas | Range | E8 | TRC BC Ratio | 0 | 0 | 0 | 0 | 0 | 0 | 0 | 0 | 0 | 0 | 0 | 0 | 0 | 0 | 0 | 0 | 0 | 0 | 0 | 0 | 0 | 0 | 0 | 0 | 0 | 0 | 0
F2_Commercial_Miscellaneous (ID)_Existing_Food Preparation_Natural Gas_Range_E9 | F2 | Commercial | Miscellaneous (ID) | Existing | Food Preparation | Natural Gas | Range | E9 | TRC BC Ratio | 0 | 0 | 0 | 0 | 0 | 0 | 0 | 0 | 0 | 0 | 0 | 0 | 0 | 0 | 0 | 0 | 0 | 0 | 0 | 0 | 0 | 0 | 0 | 0 | 0 | 0 | 0
F2_Commercial_Miscellaneous (ID)_Existing_Food Preparation_Natural Gas_Range_E10 | F2 | Commercial | Miscellaneous (ID) | Existing | Food Preparation | Natural Gas | Range | E10 | TRC BC Ratio | 0 | 0 | 0 | 0 | 0 | 0 | 0 | 0 | 0 | 0 | 0 | 0 | 0 | 0 | 0 | 0 | 0 | 0 | 0 | 0 | 0 | 0 | 0 | 0 | 0 | 0 | 0
F3_Commercial_Miscellaneous (ID)_Existing_Food Preparation_Natural Gas_Range_E1 | F3 | Commercial | Miscellaneous (ID) | Existing | Food Preparation | Natural Gas | Range | E1 | PACT BC Ratio | [24 empty] | 1 | 1 | 1 | bar: 2019 to 2042
F3_Commercial_Miscellaneous (ID)_Existing_Food Preparation_Natural Gas_Range_E2 | F3 | Commercial | Miscellaneous (ID) | Existing | Food Preparation | Natural Gas | Range | E2 | PACT BC Ratio | 16.5788 | 16.9616 | 17.443 | 18.011 | 18.6714 | 19.5044 | 20.372 | 21.237 | 22.0714 | 22.9172 | 23.5773 | 24.1914 | 24.8535 | 25.4984 | 26.0672 | 26.5939 | 27.0584 | 27.5149 | 28.0059 | 28.482 | 28.9718 | 29.4826 | 29.9982 | 30.5312 | 31.0736 | 31.6256 | 32.1875
F3_Commercial_Miscellaneous (ID)_Existing_Food Preparation_Natural Gas_Range_E3 | F3 | Commercial | Miscellaneous (ID) | Existing | Food Preparation | Natural Gas | Range | E3 | PACT BC Ratio | 0 | 0 | 0 | 0 | 0 | 0 | 0 | 0 | 0 | 0 | 0 | 0 | 0 | 0 | 0 | 0 | 0 | 0 | 0 | 0 | 0 | 0 | 0 | 0 | 0 | 0 | 0
F3_Commercial_Miscellaneous (ID)_Existing_Food Preparation_Natural Gas_Range_E4 | F3 | Commercial | Miscellaneous (ID) | Existing | Food Preparation | Natural Gas | Range | E4 | PACT BC Ratio | 0 | 0 | 0 | 0 | 0 | 0 | 0 | 0 | 0 | 0 | 0 | 0 | 0 | 0 | 0 | 0 | 0 | 0 | 0 | 0 | 0 | 0 | 0 | 0 | 0 | 0 | 0
F3_Commercial_Miscellaneous (ID)_Existing_Food Preparation_Natural Gas_Range_E5 | F3 | Commercial | Miscellaneous (ID) | Existing | Food Preparation | Natural Gas | Range | E5 | PACT BC Ratio | 0 | 0 | 0 | 0 | 0 | 0 | 0 | 0 | 0 | 0 | 0 | 0 | 0 | 0 | 0 | 0 | 0 | 0 | 0 | 0 | 0 | 0 | 0 | 0 | 0 | 0 | 0
F3_Commercial_Miscellaneous (ID)_Existing_Food Preparation_Natural Gas_Range_E6 | F3 | Commercial | Miscellaneous (ID) | Existing | Food Preparation | Natural Gas | Range | E6 | PACT BC Ratio | 0 | 0 | 0 | 0 | 0 | 0 | 0 | 0 | 0 | 0 | 0 | 0 | 0 | 0 | 0 | 0 | 0 | 0 | 0 | 0 | 0 | 0 | 0 | 0 | 0 | 0 | 0
F3_Commercial_Miscellaneous (ID)_Existing_Food Preparation_Natural Gas_Range_E7 | F3 | Commercial | Miscellaneous (ID) | Existing | Food Preparation | Natural Gas | Range | E7 | PACT BC Ratio | 0 | 0 | 0 | 0 | 0 | 0 | 0 | 0 | 0 | 0 | 0 | 0 | 0 | 0 | 0 | 0 | 0 | 0 | 0 | 0 | 0 | 0 | 0 | 0 | 0 | 0 | 0
F3_Commercial_Miscellaneous (ID)_Existing_Food Preparation_Natural Gas_Range_E8 | F3 | Commercial | Miscellaneous (ID) | Existing | Food Preparation | Natural Gas | Range | E8 | PACT BC Ratio | 0 | 0 | 0 | 0 | 0 | 0 | 0 | 0 | 0 | 0 | 0 | 0 | 0 | 0 | 0 | 0 | 0 | 0 | 0 | 0 | 0 | 0 | 0 | 0 | 0 | 0 | 0
F3_Commercial_Miscellaneous (ID)_Existing_Food Preparation_Natural Gas_Range_E9 | F3 | Commercial | Miscellaneous (ID) | Existing | Food Preparation | Natural Gas | Range | E9 | PACT BC Ratio | 0 | 0 | 0 | 0 | 0 | 0 | 0 | 0 | 0 | 0 | 0 | 0 | 0 | 0 | 0 | 0 | 0 | 0 | 0 | 0 | 0 | 0 | 0 | 0 | 0 | 0 | 0
F3_Commercial_Miscellaneous (ID)_Existing_Food Preparation_Natural Gas_Range_E10 | F3 | Commercial | Miscellaneous (ID) | Existing | Food Preparation | Natural Gas | Range | E10 | PACT BC Ratio | 0 | 0 | 0 | 0 | 0 | 0 | 0 | 0 | 0 | 0 | 0 | 0 | 0 | 0 | 0 | 0 | 0 | 0 | 0 | 0 | 0 | 0 | 0 | 0 | 0 | 0 | 0
F4_Commercial_Miscellaneous (ID)_Existing_Food Preparation_Natural Gas_Range_E1 | F4 | Commercial | Miscellaneous (ID) | Existing | Food Preparation | Natural Gas | Range | E1 | RVT BC Ratio | [24 empty] | 1 | 1 | 1 | bar: 2019 to 2042
F4_Commercial_Miscellaneous (ID)_Existing_Food Preparation_Natural Gas_Range_E2 | F4 | Commercial | Miscellaneous (ID) | Existing | Food Preparation | Natural Gas | Range | E2 | RVT BC Ratio | 12.3564 | 12.5553 | 12.7977 | 13.0924 | 13.4429 | 13.9062 | 14.3814 | 14.8412 | 15.2644 | 15.6708 | 16.0883 | 16.4612 | 16.8502 | 17.2097 | 17.5125 | 17.7808 | 18.0009 | 18.2083 | 18.4308 | 18.6349 | 18.8391 | 19.1641 | 19.4922 | 19.8313 | 20.1764 | 20.5276 | 20.8851
F4_Commercial_Miscellaneous (ID)_Existing_Food Preparation_Natural Gas_Range_E3 | F4 | Commercial | Miscellaneous (ID) | Existing | Food Preparation | Natural Gas | Range | E3 | RVT BC Ratio | 0 | 0 | 0 | 0 | 0 | 0 | 0 | 0 | 0 | 0 | 0 | 0 | 0 | 0 | 0 | 0 | 0 | 0 | 0 | 0 | 0 | 0 | 0 | 0 | 0 | 0 | 0
F4_Commercial_Miscellaneous (ID)_Existing_Food Preparation_Natural Gas_Range_E4 | F4 | Commercial | Miscellaneous (ID) | Existing | Food Preparation | Natural Gas | Range | E4 | RVT BC Ratio | 0 | 0 | 0 | 0 | 0 | 0 | 0 | 0 | 0 | 0 | 0 | 0 | 0 | 0 | 0 | 0 | 0 | 0 | 0 | 0 | 0 | 0 | 0 | 0 | 0 | 0 | 0
F4_Commercial_Miscellaneous (ID)_Existing_Food Preparation_Natural Gas_Range_E5 | F4 | Commercial | Miscellaneous (ID) | Existing | Food Preparation | Natural Gas | Range | E5 | RVT BC Ratio | 0 | 0 | 0 | 0 | 0 | 0 | 0 | 0 | 0 | 0 | 0 | 0 | 0 | 0 | 0 | 0 | 0 | 0 | 0 | 0 | 0 | 0 | 0 | 0 | 0 | 0 | 0
F4_Commercial_Miscellaneous (ID)_Existing_Food Preparation_Natural Gas_Range_E6 | F4 | Commercial | Miscellaneous (ID) | Existing | Food Preparation | Natural Gas | Range | E6 | RVT BC Ratio | 0 | 0 | 0 | 0 | 0 | 0 | 0 | 0 | 0 | 0 | 0 | 0 | 0 | 0 | 0 | 0 | 0 | 0 | 0 | 0 | 0 | 0 | 0 | 0 | 0 | 0 | 0
F4_Commercial_Miscellaneous (ID)_Existing_Food Preparation_Natural Gas_Range_E7 | F4 | Commercial | Miscellaneous (ID) | Existing | Food Preparation | Natural Gas | Range | E7 | RVT BC Ratio | 0 | 0 | 0 | 0 | 0 | 0 | 0 | 0 | 0 | 0 | 0 | 0 | 0 | 0 | 0 | 0 | 0 | 0 | 0 | 0 | 0 | 0 | 0 | 0 | 0 | 0 | 0
F4_Commercial_Miscellaneous (ID)_Existing_Food Preparation_Natural Gas_Range_E8 | F4 | Commercial | Miscellaneous (ID) | Existing | Food Preparation | Natural Gas | Range | E8 | RVT BC Ratio | 0 | 0 | 0 | 0 | 0 | 0 | 0 | 0 | 0 | 0 | 0 | 0 | 0 | 0 | 0 | 0 | 0 | 0 | 0 | 0 | 0 | 0 | 0 | 0 | 0 | 0 | 0
F4_Commercial_Miscellaneous (ID)_Existing_Food Preparation_Natural Gas_Range_E9 | F4 | Commercial | Miscellaneous (ID) | Existing | Food Preparation | Natural Gas | Range | E9 | RVT BC Ratio | 0 | 0 | 0 | 0 | 0 | 0 | 0 | 0 | 0 | 0 | 0 | 0 | 0 | 0 | 0 | 0 | 0 | 0 | 0 | 0 | 0 | 0 | 0 | 0 | 0 | 0 | 0
F4_Commercial_Miscellaneous (ID)_Existing_Food Preparation_Natural Gas_Range_E10 | F4 | Commercial | Miscellaneous (ID) | Existing | Food Preparation | Natural Gas | Range | E10 | RVT BC Ratio | 0 | 0 | 0 | 0 | 0 | 0 | 0 | 0 | 0 | 0 | 0 | 0 | 0 | 0 | 0 | 0 | 0 | 0 | 0 | 0 | 0 | 0 | 0 | 0 | 0 | 0 | 0
F5_Commercial_Miscellaneous (ID)_Existing_Food Preparation_Natural Gas_Range_E1 | F5 | Commercial | Miscellaneous (ID) | Existing | Food Preparation | Natural Gas | Range | E1 | RIM BC Ratio | [24 empty] | 1 | 1 | 1 | bar: 2019 to 2042
F5_Commercial_Miscellaneous (ID)_Existing_Food Preparation_Natural Gas_Range_E2 | F5 | Commercial | Miscellaneous (ID) | Existing | Food Preparation | Natural Gas | Range | E2 | RIM BC Ratio | 0.80007 | 0.80577 | 0.81319 | 0.82105 | 0.82929 | 0.83783 | 0.84658 | 0.85555 | 0.86483 | 0.87498 | 0.87711 | 0.87981 | 0.88327 | 0.88748 | 0.89177 | 0.89621 | 0.90083 | 0.90571 | 0.91086 | 0.91631 | 0.92207 | 0.92258 | 0.92308 | 0.92357 | 0.92406 | 0.92454 | 0.92501
F5_Commercial_Miscellaneous (ID)_Existing_Food Preparation_Natural Gas_Range_E3 | F5 | Commercial | Miscellaneous (ID) | Existing | Food Preparation | Natural Gas | Range | E3 | RIM BC Ratio | 0 | 0 | 0 | 0 | 0 | 0 | 0 | 0 | 0 | 0 | 0 | 0 | 0 | 0 | 0 | 0 | 0 | 0 | 0 | 0 | 0 | 0 | 0 | 0 | 0 | 0 | 0
F5_Commercial_Miscellaneous (ID)_Existing_Food Preparation_Natural Gas_Range_E4 | F5 | Commercial | Miscellaneous (ID) | Existing | Food Preparation | Natural Gas | Range | E4 | RIM BC Ratio | 0 | 0 | 0 | 0 | 0 | 0 | 0 | 0 | 0 | 0 | 0 | 0 | 0 | 0 | 0 | 0 | 0 | 0 | 0 | 0 | 0 | 0 | 0 | 0 | 0 | 0 | 0
F5_Commercial_Miscellaneous (ID)_Existing_Food Preparation_Natural Gas_Range_E5 | F5 | Commercial | Miscellaneous (ID) | Existing | Food Preparation | Natural Gas | Range | E5 | RIM BC Ratio | 0 | 0 | 0 | 0 | 0 | 0 | 0 | 0 | 0 | 0 | 0 | 0 | 0 | 0 | 0 | 0 | 0 | 0 | 0 | 0 | 0 | 0 | 0 | 0 | 0 | 0 | 0
F5_Commercial_Miscellaneous (ID)_Existing_Food Preparation_Natural Gas_Range_E6 | F5 | Commercial | Miscellaneous (ID) | Existing | Food Preparation | Natural Gas | Range | E6 | RIM BC Ratio | 0 | 0 | 0 | 0 | 0 | 0 | 0 | 0 | 0 | 0 | 0 | 0 | 0 | 0 | 0 | 0 | 0 | 0 | 0 | 0 | 0 | 0 | 0 | 0 | 0 | 0 | 0
F5_Commercial_Miscellaneous (ID)_Existing_Food Preparation_Natural Gas_Range_E7 | F5 | Commercial | Miscellaneous (ID) | Existing | Food Preparation | Natural Gas | Range | E7 | RIM BC Ratio | 0 | 0 | 0 | 0 | 0 | 0 | 0 | 0 | 0 | 0 | 0 | 0 | 0 | 0 | 0 | 0 | 0 | 0 | 0 | 0 | 0 | 0 | 0 | 0 | 0 | 0 | 0
F5_Commercial_Miscellaneous (ID)_Existing_Food Preparation_Natural Gas_Range_E8 | F5 | Commercial | Miscellaneous (ID) | Existing | Food Preparation | Natural Gas | Range | E8 | RIM BC Ratio | 0 | 0 | 0 | 0 | 0 | 0 | 0 | 0 | 0 | 0 | 0 | 0 | 0 | 0 | 0 | 0 | 0 | 0 | 0 | 0 | 0 | 0 | 0 | 0 | 0 | 0 | 0
F5_Commercial_Miscellaneous (ID)_Existing_Food Preparation_Natural Gas_Range_E9 | F5 | Commercial | Miscellaneous (ID) | Existing | Food Preparation | Natural Gas | Range | E9 | RIM BC Ratio | 0 | 0 | 0 | 0 | 0 | 0 | 0 | 0 | 0 | 0 | 0 | 0 | 0 | 0 | 0 | 0 | 0 | 0 | 0 | 0 | 0 | 0 | 0 | 0 | 0 | 0 | 0
F5_Commercial_Miscellaneous (ID)_Existing_Food Preparation_Natural Gas_Range_E10 | F5 | Commercial | Miscellaneous (ID) | Existing | Food Preparation | Natural Gas | Range | E10 | RIM BC Ratio | 0 | 0 | 0 | 0 | 0 | 0 | 0 | 0 | 0 | 0 | 0 | 0 | 0 | 0 | 0 | 0 | 0 | 0 | 0 | 0 | 0 | 0 | 0 | 0 | 0 | 0 | 0
F0_Commercial_Miscellaneous (ID)_Existing_Food Preparation_Natural Gas_Steamer_E0 | F0 | Commercial | Miscellaneous (ID) | Existing | Food Preparation | Natural Gas | Steamer | E0 | Economic Unit | ENERGY STAR | ENERGY STAR | ENERGY STAR | ENERGY STAR | ENERGY STAR | ENERGY STAR | ENERGY STAR | ENERGY STAR | ENERGY STAR | ENERGY STAR | ENERGY STAR | ENERGY STAR | ENERGY STAR | ENERGY STAR | ENERGY STAR | ENERGY STAR | ENERGY STAR | ENERGY STAR | ENERGY STAR | ENERGY STAR | ENERGY STAR | ENERGY STAR | ENERGY STAR | ENERGY STAR | ENERGY STAR | ENERGY STAR | ENERGY STAR
F1_Commercial_Miscellaneous (ID)_Existing_Food Preparation_Natural Gas_Steamer_E1 | F1 | Commercial | Miscellaneous (ID) | Existing | Food Preparation | Natural Gas | Steamer | E1 | CCE | 0 | 0 | 0 | 0 | 0 | 0 | 0 | 0 | 0 | 0 | 0 | 0 | 0 | 0 | 0 | 0 | 0 | 0 | 0 | 0 | 0 | 0 | 0 | 0 | 0 | 0 | 0
F1_Commercial_Miscellaneous (ID)_Existing_Food Preparation_Natural Gas_Steamer_E2 | F1 | Commercial | Miscellaneous (ID) | Existing | Food Preparation | Natural Gas | Steamer | E2 | CCE | 2.2093e-05 | 2.2093e-05 | 2.2093e-05 | 2.2093e-05 | 2.2093e-05 | 2.2093e-05 | 2.2093e-05 | 2.2093e-05 | 2.2093e-05 | 2.2093e-05 | 2.2093e-05 | 2.2093e-05 | 2.2093e-05 | 2.2093e-05 | 2.2093e-05 | 2.2093e-05 | 2.2093e-05 | 2.2093e-05 | 2.2093e-05 | 2.2093e-05 | 2.2093e-05 | 2.2093e-05 | 2.2093e-05 | 2.2093e-05 | 2.2093e-05 | 2.2093e-05 | 2.2093e-05
F1_Commercial_Miscellaneous (ID)_Existing_Food Preparation_Natural Gas_Steamer_E3 | F1 | Commercial | Miscellaneous (ID) | Existing | Food Preparation | Natural Gas | Steamer | E3 | CCE | 0 | 0 | 0 | 0 | 0 | 0 | 0 | 0 | 0 | 0 | 0 | 0 | 0 | 0 | 0 | 0 | 0 | 0 | 0 | 0 | 0 | 0 | 0 | 0 | 0 | 0 | 0
F1_Commercial_Miscellaneous (ID)_Existing_Food Preparation_Natural Gas_Steamer_E4 | F1 | Commercial | Miscellaneous (ID) | Existing | Food Preparation | Natural Gas | Steamer | E4 | CCE | 0 | 0 | 0 | 0 | 0 | 0 | 0 | 0 | 0 | 0 | 0 | 0 | 0 | 0 | 0 | 0 | 0 | 0 | 0 | 0 | 0 | 0 | 0 | 0 | 0 | 0 | 0
F1_Commercial_Miscellaneous (ID)_Existing_Food Preparation_Natural Gas_Steamer_E5 | F1 | Commercial | Miscellaneous (ID) | Existing | Food Preparation | Natural Gas | Steamer | E5 | CCE | 0 | 0 | 0 | 0 | 0 | 0 | 0 | 0 | 0 | 0 | 0 | 0 | 0 | 0 | 0 | 0 | 0 | 0 | 0 | 0 | 0 | 0 | 0 | 0 | 0 | 0 | 0
F1_Commercial_Miscellaneous (ID)_Existing_Food Preparation_Natural Gas_Steamer_E6 | F1 | Commercial | Miscellaneous (ID) | Existing | Food Preparation | Natural Gas | Steamer | E6 | CCE | 0 | 0 | 0 | 0 | 0 | 0 | 0 | 0 | 0 | 0 | 0 | 0 | 0 | 0 | 0 | 0 | 0 | 0 | 0 | 0 | 0 | 0 | 0 | 0 | 0 | 0 | 0
F1_Commercial_Miscellaneous (ID)_Existing_Food Preparation_Natural Gas_Steamer_E7 | F1 | Commercial | Miscellaneous (ID) | Existing | Food Preparation | Natural Gas | Steamer | E7 | CCE | 0 | 0 | 0 | 0 | 0 | 0 | 0 | 0 | 0 | 0 | 0 | 0 | 0 | 0 | 0 | 0 | 0 | 0 | 0 | 0 | 0 | 0 | 0 | 0 | 0 | 0 | 0
F1_Commercial_Miscellaneous (ID)_Existing_Food Preparation_Natural Gas_Steamer_E8 | F1 | Commercial | Miscellaneous (ID) | Existing | Food Preparation | Natural Gas | Steamer | E8 | CCE | 0 | 0 | 0 | 0 | 0 | 0 | 0 | 0 | 0 | 0 | 0 | 0 | 0 | 0 | 0 | 0 | 0 | 0 | 0 | 0 | 0 | 0 | 0 | 0 | 0 | 0 | 0
F1_Commercial_Miscellaneous (ID)_Existing_Food Preparation_Natural Gas_Steamer_E9 | F1 | Commercial | Miscellaneous (ID) | Existing | Food Preparation | Natural Gas | Steamer | E9 | CCE | 0 | 0 | 0 | 0 | 0 | 0 | 0 | 0 | 0 | 0 | 0 | 0 | 0 | 0 | 0 | 0 | 0 | 0 | 0 | 0 | 0 | 0 | 0 | 0 | 0 | 0 | 0
F1_Commercial_Miscellaneous (ID)_Existing_Food Preparation_Natural Gas_Steamer_E10 | F1 | Commercial | Miscellaneous (ID) | Existing | Food Preparation | Natural Gas | Steamer | E10 | CCE | 0 | 0 | 0 | 0 | 0 | 0 | 0 | 0 | 0 | 0 | 0 | 0 | 0 | 0 | 0 | 0 | 0 | 0 | 0 | 0 | 0 | 0 | 0 | 0 | 0 | 0 | 0
F2_Commercial_Miscellaneous (ID)_Existing_Food Preparation_Natural Gas_Steamer_E1 | F2 | Commercial | Miscellaneous (ID) | Existing | Food Preparation | Natural Gas | Steamer | E1 | TRC BC Ratio | [24 empty] | 1 | 1 | 1 | bar: 2019 to 2042
F2_Commercial_Miscellaneous (ID)_Existing_Food Preparation_Natural Gas_Steamer_E2 | F2 | Commercial | Miscellaneous (ID) | Existing | Food Preparation | Natural Gas | Steamer | E2 | TRC BC Ratio | 161.0894 | 165.1492 | 169.9591 | 175.4711 | 181.7044 | 189.2885 | 197.0947 | 204.8253 | 212.2676 | 219.8135 | 225.8176 | 231.4425 | 237.486 | 243.4021 | 248.6917 | 253.6417 | 258.0809 | 262.4637 | 267.1451 | 271.7117 | 276.4031 | 281.2806 | 286.2098 | 291.2946 | 296.4697 | 301.7367 | 307.0974
F2_Commercial_Miscellaneous (ID)_Existing_Food Preparation_Natural Gas_Steamer_E3 | F2 | Commercial | Miscellaneous (ID) | Existing | Food Preparation | Natural Gas | Steamer | E3 | TRC BC Ratio | 0 | 0 | 0 | 0 | 0 | 0 | 0 | 0 | 0 | 0 | 0 | 0 | 0 | 0 | 0 | 0 | 0 | 0 | 0 | 0 | 0 | 0 | 0 | 0 | 0 | 0 | 0
F2_Commercial_Miscellaneous (ID)_Existing_Food Preparation_Natural Gas_Steamer_E4 | F2 | Commercial | Miscellaneous (ID) | Existing | Food Preparation | Natural Gas | Steamer | E4 | TRC BC Ratio | 0 | 0 | 0 | 0 | 0 | 0 | 0 | 0 | 0 | 0 | 0 | 0 | 0 | 0 | 0 | 0 | 0 | 0 | 0 | 0 | 0 | 0 | 0 | 0 | 0 | 0 | 0
F2_Commercial_Miscellaneous (ID)_Existing_Food Preparation_Natural Gas_Steamer_E5 | F2 | Commercial | Miscellaneous (ID) | Existing | Food Preparation | Natural Gas | Steamer | E5 | TRC BC Ratio | 0 | 0 | 0 | 0 | 0 | 0 | 0 | 0 | 0 | 0 | 0 | 0 | 0 | 0 | 0 | 0 | 0 | 0 | 0 | 0 | 0 | 0 | 0 | 0 | 0 | 0 | 0
F2_Commercial_Miscellaneous (ID)_Existing_Food Preparation_Natural Gas_Steamer_E6 | F2 | Commercial | Miscellaneous (ID) | Existing | Food Preparation | Natural Gas | Steamer | E6 | TRC BC Ratio | 0 | 0 | 0 | 0 | 0 | 0 | 0 | 0 | 0 | 0 | 0 | 0 | 0 | 0 | 0 | 0 | 0 | 0 | 0 | 0 | 0 | 0 | 0 | 0 | 0 | 0 | 0
F2_Commercial_Miscellaneous (ID)_Existing_Food Preparation_Natural Gas_Steamer_E7 | F2 | Commercial | Miscellaneous (ID) | Existing | Food Preparation | Natural Gas | Steamer | E7 | TRC BC Ratio | 0 | 0 | 0 | 0 | 0 | 0 | 0 | 0 | 0 | 0 | 0 | 0 | 0 | 0 | 0 | 0 | 0 | 0 | 0 | 0 | 0 | 0 | 0 | 0 | 0 | 0 | 0
F2_Commercial_Miscellaneous (ID)_Existing_Food Preparation_Natural Gas_Steamer_E8 | F2 | Commercial | Miscellaneous (ID) | Existing | Food Preparation | Natural Gas | Steamer | E8 | TRC BC Ratio | 0 | 0 | 0 | 0 | 0 | 0 | 0 | 0 | 0 | 0 | 0 | 0 | 0 | 0 | 0 | 0 | 0 | 0 | 0 | 0 | 0 | 0 | 0 | 0 | 0 | 0 | 0
F2_Commercial_Miscellaneous (ID)_Existing_Food Preparation_Natural Gas_Steamer_E9 | F2 | Commercial | Miscellaneous (ID) | Existing | Food Preparation | Natural Gas | Steamer | E9 | TRC BC Ratio | 0 | 0 | 0 | 0 | 0 | 0 | 0 | 0 | 0 | 0 | 0 | 0 | 0 | 0 | 0 | 0 | 0 | 0 | 0 | 0 | 0 | 0 | 0 | 0 | 0 | 0 | 0
F2_Commercial_Miscellaneous (ID)_Existing_Food Preparation_Natural Gas_Steamer_E10 | F2 | Commercial | Miscellaneous (ID) | Existing | Food Preparation | Natural Gas | Steamer | E10 | TRC BC Ratio | 0 | 0 | 0 | 0 | 0 | 0 | 0 | 0 | 0 | 0 | 0 | 0 | 0 | 0 | 0 | 0 | 0 | 0 | 0 | 0 | 0 | 0 | 0 | 0 | 0 | 0 | 0
F3_Commercial_Miscellaneous (ID)_Existing_Food Preparation_Natural Gas_Steamer_E1 | F3 | Commercial | Miscellaneous (ID) | Existing | Food Preparation | Natural Gas | Steamer | E1 | PACT BC Ratio | [24 empty] | 1 | 1 | 1 | bar: 2019 to 2042
F3_Commercial_Miscellaneous (ID)_Existing_Food Preparation_Natural Gas_Steamer_E2 | F3 | Commercial | Miscellaneous (ID) | Existing | Food Preparation | Natural Gas | Steamer | E2 | PACT BC Ratio | 319.0161 | 327.056 | 336.5814 | 347.497 | 359.8413 | 374.8606 | 390.3196 | 405.6292 | 420.3677 | 435.3112 | 447.2016 | 458.3409 | 470.3093 | 482.0253 | 492.5007 | 502.3035 | 511.0948 | 519.7744 | 529.0451 | 538.0887 | 547.3794 | 557.0386 | 566.8003 | 576.87 | 587.1186 | 597.5493 | 608.1653
F3_Commercial_Miscellaneous (ID)_Existing_Food Preparation_Natural Gas_Steamer_E3 | F3 | Commercial | Miscellaneous (ID) | Existing | Food Preparation | Natural Gas | Steamer | E3 | PACT BC Ratio | 0 | 0 | 0 | 0 | 0 | 0 | 0 | 0 | 0 | 0 | 0 | 0 | 0 | 0 | 0 | 0 | 0 | 0 | 0 | 0 | 0 | 0 | 0 | 0 | 0 | 0 | 0
F3_Commercial_Miscellaneous (ID)_Existing_Food Preparation_Natural Gas_Steamer_E4 | F3 | Commercial | Miscellaneous (ID) | Existing | Food Preparation | Natural Gas | Steamer | E4 | PACT BC Ratio | 0 | 0 | 0 | 0 | 0 | 0 | 0 | 0 | 0 | 0 | 0 | 0 | 0 | 0 | 0 | 0 | 0 | 0 | 0 | 0 | 0 | 0 | 0 | 0 | 0 | 0 | 0
F3_Commercial_Miscellaneous (ID)_Existing_Food Preparation_Natural Gas_Steamer_E5 | F3 | Commercial | Miscellaneous (ID) | Existing | Food Preparation | Natural Gas | Steamer | E5 | PACT BC Ratio | 0 | 0 | 0 | 0 | 0 | 0 | 0 | 0 | 0 | 0 | 0 | 0 | 0 | 0 | 0 | 0 | 0 | 0 | 0 | 0 | 0 | 0 | 0 | 0 | 0 | 0 | 0
F3_Commercial_Miscellaneous (ID)_Existing_Food Preparation_Natural Gas_Steamer_E6 | F3 | Commercial | Miscellaneous (ID) | Existing | Food Preparation | Natural Gas | Steamer | E6 | PACT BC Ratio | 0 | 0 | 0 | 0 | 0 | 0 | 0 | 0 | 0 | 0 | 0 | 0 | 0 | 0 | 0 | 0 | 0 | 0 | 0 | 0 | 0 | 0 | 0 | 0 | 0 | 0 | 0
F3_Commercial_Miscellaneous (ID)_Existing_Food Preparation_Natural Gas_Steamer_E7 | F3 | Commercial | Miscellaneous (ID) | Existing | Food Preparation | Natural Gas | Steamer | E7 | PACT BC Ratio | 0 | 0 | 0 | 0 | 0 | 0 | 0 | 0 | 0 | 0 | 0 | 0 | 0 | 0 | 0 | 0 | 0 | 0 | 0 | 0 | 0 | 0 | 0 | 0 | 0 | 0 | 0
F3_Commercial_Miscellaneous (ID)_Existing_Food Preparation_Natural Gas_Steamer_E8 | F3 | Commercial | Miscellaneous (ID) | Existing | Food Preparation | Natural Gas | Steamer | E8 | PACT BC Ratio | 0 | 0 | 0 | 0 | 0 | 0 | 0 | 0 | 0 | 0 | 0 | 0 | 0 | 0 | 0 | 0 | 0 | 0 | 0 | 0 | 0 | 0 | 0 | 0 | 0 | 0 | 0
F3_Commercial_Miscellaneous (ID)_Existing_Food Preparation_Natural Gas_Steamer_E9 | F3 | Commercial | Miscellaneous (ID) | Existing | Food Preparation | Natural Gas | Steamer | E9 | PACT BC Ratio | 0 | 0 | 0 | 0 | 0 | 0 | 0 | 0 | 0 | 0 | 0 | 0 | 0 | 0 | 0 | 0 | 0 | 0 | 0 | 0 | 0 | 0 | 0 | 0 | 0 | 0 | 0
F3_Commercial_Miscellaneous (ID)_Existing_Food Preparation_Natural Gas_Steamer_E10 | F3 | Commercial | Miscellaneous (ID) | Existing | Food Preparation | Natural Gas | Steamer | E10 | PACT BC Ratio | 0 | 0 | 0 | 0 | 0 | 0 | 0 | 0 | 0 | 0 | 0 | 0 | 0 | 0 | 0 | 0 | 0 | 0 | 0 | 0 | 0 | 0 | 0 | 0 | 0 | 0 | 0
F4_Commercial_Miscellaneous (ID)_Existing_Food Preparation_Natural Gas_Steamer_E1 | F4 | Commercial | Miscellaneous (ID) | Existing | Food Preparation | Natural Gas | Steamer | E1 | RVT BC Ratio | [24 empty] | 1 | 1 | 1 | bar: 2019 to 2042
F4_Commercial_Miscellaneous (ID)_Existing_Food Preparation_Natural Gas_Steamer_E2 | F4 | Commercial | Miscellaneous (ID) | Existing | Food Preparation | Natural Gas | Steamer | E2 | RVT BC Ratio | 228.0828 | 232.3837 | 237.4322 | 243.3175 | 250.059 | 258.4737 | 266.9119 | 274.9238 | 282.1762 | 289.2063 | 296.491 | 303.1113 | 310.0994 | 316.7112 | 322.3969 | 327.5281 | 331.8708 | 336.0168 | 340.4256 | 344.5427 | 348.6738 | 354.8195 | 361.0303 | 367.4371 | 373.9577 | 380.5942 | 387.3486
F4_Commercial_Miscellaneous (ID)_Existing_Food Preparation_Natural Gas_Steamer_E3 | F4 | Commercial | Miscellaneous (ID) | Existing | Food Preparation | Natural Gas | Steamer | E3 | RVT BC Ratio | 0 | 0 | 0 | 0 | 0 | 0 | 0 | 0 | 0 | 0 | 0 | 0 | 0 | 0 | 0 | 0 | 0 | 0 | 0 | 0 | 0 | 0 | 0 | 0 | 0 | 0 | 0
F4_Commercial_Miscellaneous (ID)_Existing_Food Preparation_Natural Gas_Steamer_E4 | F4 | Commercial | Miscellaneous (ID) | Existing | Food Preparation | Natural Gas | Steamer | E4 | RVT BC Ratio | 0 | 0 | 0 | 0 | 0 | 0 | 0 | 0 | 0 | 0 | 0 | 0 | 0 | 0 | 0 | 0 | 0 | 0 | 0 | 0 | 0 | 0 | 0 | 0 | 0 | 0 | 0
F4_Commercial_Miscellaneous (ID)_Existing_Food Preparation_Natural Gas_Steamer_E5 | F4 | Commercial | Miscellaneous (ID) | Existing | Food Preparation | Natural Gas | Steamer | E5 | RVT BC Ratio | 0 | 0 | 0 | 0 | 0 | 0 | 0 | 0 | 0 | 0 | 0 | 0 | 0 | 0 | 0 | 0 | 0 | 0 | 0 | 0 | 0 | 0 | 0 | 0 | 0 | 0 | 0
F4_Commercial_Miscellaneous (ID)_Existing_Food Preparation_Natural Gas_Steamer_E6 | F4 | Commercial | Miscellaneous (ID) | Existing | Food Preparation | Natural Gas | Steamer | E6 | RVT BC Ratio | 0 | 0 | 0 | 0 | 0 | 0 | 0 | 0 | 0 | 0 | 0 | 0 | 0 | 0 | 0 | 0 | 0 | 0 | 0 | 0 | 0 | 0 | 0 | 0 | 0 | 0 | 0
F4_Commercial_Miscellaneous (ID)_Existing_Food Preparation_Natural Gas_Steamer_E7 | F4 | Commercial | Miscellaneous (ID) | Existing | Food Preparation | Natural Gas | Steamer | E7 | RVT BC Ratio | 0 | 0 | 0 | 0 | 0 | 0 | 0 | 0 | 0 | 0 | 0 | 0 | 0 | 0 | 0 | 0 | 0 | 0 | 0 | 0 | 0 | 0 | 0 | 0 | 0 | 0 | 0
F4_Commercial_Miscellaneous (ID)_Existing_Food Preparation_Natural Gas_Steamer_E8 | F4 | Commercial | Miscellaneous (ID) | Existing | Food Preparation | Natural Gas | Steamer | E8 | RVT BC Ratio | 0 | 0 | 0 | 0 | 0 | 0 | 0 | 0 | 0 | 0 | 0 | 0 | 0 | 0 | 0 | 0 | 0 | 0 | 0 | 0 | 0 | 0 | 0 | 0 | 0 | 0 | 0
F4_Commercial_Miscellaneous (ID)_Existing_Food Preparation_Natural Gas_Steamer_E9 | F4 | Commercial | Miscellaneous (ID) | Existing | Food Preparation | Natural Gas | Steamer | E9 | RVT BC Ratio | 0 | 0 | 0 | 0 | 0 | 0 | 0 | 0 | 0 | 0 | 0 | 0 | 0 | 0 | 0 | 0 | 0 | 0 | 0 | 0 | 0 | 0 | 0 | 0 | 0 | 0 | 0
F4_Commercial_Miscellaneous (ID)_Existing_Food Preparation_Natural Gas_Steamer_E10 | F4 | Commercial | Miscellaneous (ID) | Existing | Food Preparation | Natural Gas | Steamer | E10 | RVT BC Ratio | 0 | 0 | 0 | 0 | 0 | 0 | 0 | 0 | 0 | 0 | 0 | 0 | 0 | 0 | 0 | 0 | 0 | 0 | 0 | 0 | 0 | 0 | 0 | 0 | 0 | 0 | 0
F5_Commercial_Miscellaneous (ID)_Existing_Food Preparation_Natural Gas_Steamer_E1 | F5 | Commercial | Miscellaneous (ID) | Existing | Food Preparation | Natural Gas | Steamer | E1 | RIM BC Ratio | [24 empty] | 1 | 1 | 1 | bar: 2019 to 2042
F5_Commercial_Miscellaneous (ID)_Existing_Food Preparation_Natural Gas_Steamer_E2 | F5 | Commercial | Miscellaneous (ID) | Existing | Food Preparation | Natural Gas | Steamer | E2 | RIM BC Ratio | 0.84679 | 0.85208 | 0.85826 | 0.86468 | 0.87128 | 0.87812 | 0.88545 | 0.89338 | 0.90206 | 0.91144 | 0.91334 | 0.91566 | 0.91841 | 0.92165 | 0.92509 | 0.92873 | 0.93262 | 0.93677 | 0.94113 | 0.94579 | 0.95073 | 0.95076 | 0.95078 | 0.95081 | 0.95084 | 0.95087 | 0.95089
F5_Commercial_Miscellaneous (ID)_Existing_Food Preparation_Natural Gas_Steamer_E3 | F5 | Commercial | Miscellaneous (ID) | Existing | Food Preparation | Natural Gas | Steamer | E3 | RIM BC Ratio | 0 | 0 | 0 | 0 | 0 | 0 | 0 | 0 | 0 | 0 | 0 | 0 | 0 | 0 | 0 | 0 | 0 | 0 | 0 | 0 | 0 | 0 | 0 | 0 | 0 | 0 | 0
F5_Commercial_Miscellaneous (ID)_Existing_Food Preparation_Natural Gas_Steamer_E4 | F5 | Commercial | Miscellaneous (ID) | Existing | Food Preparation | Natural Gas | Steamer | E4 | RIM BC Ratio | 0 | 0 | 0 | 0 | 0 | 0 | 0 | 0 | 0 | 0 | 0 | 0 | 0 | 0 | 0 | 0 | 0 | 0 | 0 | 0 | 0 | 0 | 0 | 0 | 0 | 0 | 0
F5_Commercial_Miscellaneous (ID)_Existing_Food Preparation_Natural Gas_Steamer_E5 | F5 | Commercial | Miscellaneous (ID) | Existing | Food Preparation | Natural Gas | Steamer | E5 | RIM BC Ratio | 0 | 0 | 0 | 0 | 0 | 0 | 0 | 0 | 0 | 0 | 0 | 0 | 0 | 0 | 0 | 0 | 0 | 0 | 0 | 0 | 0 | 0 | 0 | 0 | 0 | 0 | 0
F5_Commercial_Miscellaneous (ID)_Existing_Food Preparation_Natural Gas_Steamer_E6 | F5 | Commercial | Miscellaneous (ID) | Existing | Food Preparation | Natural Gas | Steamer | E6 | RIM BC Ratio | 0 | 0 | 0 | 0 | 0 | 0 | 0 | 0 | 0 | 0 | 0 | 0 | 0 | 0 | 0 | 0 | 0 | 0 | 0 | 0 | 0 | 0 | 0 | 0 | 0 | 0 | 0
F5_Commercial_Miscellaneous (ID)_Existing_Food Preparation_Natural Gas_Steamer_E7 | F5 | Commercial | Miscellaneous (ID) | Existing | Food Preparation | Natural Gas | Steamer | E7 | RIM BC Ratio | 0 | 0 | 0 | 0 | 0 | 0 | 0 | 0 | 0 | 0 | 0 | 0 | 0 | 0 | 0 | 0 | 0 | 0 | 0 | 0 | 0 | 0 | 0 | 0 | 0 | 0 | 0
F5_Commercial_Miscellaneous (ID)_Existing_Food Preparation_Natural Gas_Steamer_E8 | F5 | Commercial | Miscellaneous (ID) | Existing | Food Preparation | Natural Gas | Steamer | E8 | RIM BC Ratio | 0 | 0 | 0 | 0 | 0 | 0 | 0 | 0 | 0 | 0 | 0 | 0 | 0 | 0 | 0 | 0 | 0 | 0 | 0 | 0 | 0 | 0 | 0 | 0 | 0 | 0 | 0
F5_Commercial_Miscellaneous (ID)_Existing_Food Preparation_Natural Gas_Steamer_E9 | F5 | Commercial | Miscellaneous (ID) | Existing | Food Preparation | Natural Gas | Steamer | E9 | RIM BC Ratio | 0 | 0 | 0 | 0 | 0 | 0 | 0 | 0 | 0 | 0 | 0 | 0 | 0 | 0 | 0 | 0 | 0 | 0 | 0 | 0 | 0 | 0 | 0 | 0 | 0 | 0 | 0
F5_Commercial_Miscellaneous (ID)_Existing_Food Preparation_Natural Gas_Steamer_E10 | F5 | Commercial | Miscellaneous (ID) | Existing | Food Preparation | Natural Gas | Steamer | E10 | RIM BC Ratio | 0 | 0 | 0 | 0 | 0 | 0 | 0 | 0 | 0 | 0 | 0 | 0 | 0 | 0 | 0 | 0 | 0 | 0 | 0 | 0 | 0 | 0 | 0 | 0 | 0 | 0 | 0
F0_Commercial_Miscellaneous (ID)_Existing_Food Preparation_Natural Gas_Food Prep Other_E0 | F0 | Commercial | Miscellaneous (ID) | Existing | Food Preparation | Natural Gas | Food Prep Other | E0 | Economic Unit | Standard | Standard | Standard | Standard | Standard | Standard | Standard | Standard | Standard | Standard | Standard | Standard | Standard | Standard | Standard | Standard | Standard | Standard | Standard | Standard | Standard | Standard | Standard | Standard | Standard | Standard | Standard
F1_Commercial_Miscellaneous (ID)_Existing_Food Preparation_Natural Gas_Food Prep Other_E1 | F1 | Commercial | Miscellaneous (ID) | Existing | Food Preparation | Natural Gas | Food Prep Other | E1 | CCE | 0 | 0 | 0 | 0 | 0 | 0 | 0 | 0 | 0 | 0 | 0 | 0 | 0 | 0 | 0 | 0 | 0 | 0 | 0 | 0 | 0 | 0 | 0 | 0 | 0 | 0 | 0
F1_Commercial_Miscellaneous (ID)_Existing_Food Preparation_Natural Gas_Food Prep Other_E2 | F1 | Commercial | Miscellaneous (ID) | Existing | Food Preparation | Natural Gas | Food Prep Other | E2 | CCE | 0.19058 | 0.19058 | 0.19058 | 0.19058 | 0.19058 | 0.19058 | 0.19058 | 0.19058 | 0.19058 | 0.19058 | 0.19058 | 0.19058 | 0.19058 | 0.19058 | 0.19058 | 0.19058 | 0.19058 | 0.19058 | 0.19058 | 0.19058 | 0.19058 | 0.19058 | 0.19058 | 0.19058 | 0.19058 | 0.19058 | 0.19058
F1_Commercial_Miscellaneous (ID)_Existing_Food Preparation_Natural Gas_Food Prep Other_E3 | F1 | Commercial | Miscellaneous (ID) | Existing | Food Preparation | Natural Gas | Food Prep Other | E3 | CCE | 0 | 0 | 0 | 0 | 0 | 0 | 0 | 0 | 0 | 0 | 0 | 0 | 0 | 0 | 0 | 0 | 0 | 0 | 0 | 0 | 0 | 0 | 0 | 0 | 0 | 0 | 0
F1_Commercial_Miscellaneous (ID)_Existing_Food Preparation_Natural Gas_Food Prep Other_E4 | F1 | Commercial | Miscellaneous (ID) | Existing | Food Preparation | Natural Gas | Food Prep Other | E4 | CCE | 0 | 0 | 0 | 0 | 0 | 0 | 0 | 0 | 0 | 0 | 0 | 0 | 0 | 0 | 0 | 0 | 0 | 0 | 0 | 0 | 0 | 0 | 0 | 0 | 0 | 0 | 0
F1_Commercial_Miscellaneous (ID)_Existing_Food Preparation_Natural Gas_Food Prep Other_E5 | F1 | Commercial | Miscellaneous (ID) | Existing | Food Preparation | Natural Gas | Food Prep Other | E5 | CCE | 0 | 0 | 0 | 0 | 0 | 0 | 0 | 0 | 0 | 0 | 0 | 0 | 0 | 0 | 0 | 0 | 0 | 0 | 0 | 0 | 0 | 0 | 0 | 0 | 0 | 0 | 0
F1_Commercial_Miscellaneous (ID)_Existing_Food Preparation_Natural Gas_Food Prep Other_E6 | F1 | Commercial | Miscellaneous (ID) | Existing | Food Preparation | Natural Gas | Food Prep Other | E6 | CCE | 0 | 0 | 0 | 0 | 0 | 0 | 0 | 0 | 0 | 0 | 0 | 0 | 0 | 0 | 0 | 0 | 0 | 0 | 0 | 0 | 0 | 0 | 0 | 0 | 0 | 0 | 0
F1_Commercial_Miscellaneous (ID)_Existing_Food Preparation_Natural Gas_Food Prep Other_E7 | F1 | Commercial | Miscellaneous (ID) | Existing | Food Preparation | Natural Gas | Food Prep Other | E7 | CCE | 0 | 0 | 0 | 0 | 0 | 0 | 0 | 0 | 0 | 0 | 0 | 0 | 0 | 0 | 0 | 0 | 0 | 0 | 0 | 0 | 0 | 0 | 0 | 0 | 0 | 0 | 0
F1_Commercial_Miscellaneous (ID)_Existing_Food Preparation_Natural Gas_Food Prep Other_E8 | F1 | Commercial | Miscellaneous (ID) | Existing | Food Preparation | Natural Gas | Food Prep Other | E8 | CCE | 0 | 0 | 0 | 0 | 0 | 0 | 0 | 0 | 0 | 0 | 0 | 0 | 0 | 0 | 0 | 0 | 0 | 0 | 0 | 0 | 0 | 0 | 0 | 0 | 0 | 0 | 0
F1_Commercial_Miscellaneous (ID)_Existing_Food Preparation_Natural Gas_Food Prep Other_E9 | F1 | Commercial | Miscellaneous (ID) | Existing | Food Preparation | Natural Gas | Food Prep Other | E9 | CCE | 0 | 0 | 0 | 0 | 0 | 0 | 0 | 0 | 0 | 0 | 0 | 0 | 0 | 0 | 0 | 0 | 0 | 0 | 0 | 0 | 0 | 0 | 0 | 0 | 0 | 0 | 0
F1_Commercial_Miscellaneous (ID)_Existing_Food Preparation_Natural Gas_Food Prep Other_E10 | F1 | Commercial | Miscellaneous (ID) | Existing | Food Preparation | Natural Gas | Food Prep Other | E10 | CCE | 0 | 0 | 0 | 0 | 0 | 0 | 0 | 0 | 0 | 0 | 0 | 0 | 0 | 0 | 0 | 0 | 0 | 0 | 0 | 0 | 0 | 0 | 0 | 0 | 0 | 0 | 0
F2_Commercial_Miscellaneous (ID)_Existing_Food Preparation_Natural Gas_Food Prep Other_E1 | F2 | Commercial | Miscellaneous (ID) | Existing | Food Preparation | Natural Gas | Food Prep Other | E1 | TRC BC Ratio | [24 empty] | 1 | 1 | 1 | bar: 2019 to 2042
F2_Commercial_Miscellaneous (ID)_Existing_Food Preparation_Natural Gas_Food Prep Other_E2 | F2 | Commercial | Miscellaneous (ID) | Existing | Food Preparation | Natural Gas | Food Prep Other | E2 | TRC BC Ratio | 0.018197 | 0.018618 | 0.019146 | 0.019769 | 0.020494 | 0.021409 | 0.022361 | 0.02331 | 0.024226 | 0.025155 | 0.025879 | 0.026553 | 0.02728 | 0.027988 | 0.028612 | 0.02919 | 0.0297 | 0.030201 | 0.03074 | 0.031263 | 0.0318 | 0.032361 | 0.032927 | 0.033512 | 0.034107 | 0.034713 | 0.03533
F2_Commercial_Miscellaneous (ID)_Existing_Food Preparation_Natural Gas_Food Prep Other_E3 | F2 | Commercial | Miscellaneous (ID) | Existing | Food Preparation | Natural Gas | Food Prep Other | E3 | TRC BC Ratio | 0 | 0 | 0 | 0 | 0 | 0 | 0 | 0 | 0 | 0 | 0 | 0 | 0 | 0 | 0 | 0 | 0 | 0 | 0 | 0 | 0 | 0 | 0 | 0 | 0 | 0 | 0
F2_Commercial_Miscellaneous (ID)_Existing_Food Preparation_Natural Gas_Food Prep Other_E4 | F2 | Commercial | Miscellaneous (ID) | Existing | Food Preparation | Natural Gas | Food Prep Other | E4 | TRC BC Ratio | 0 | 0 | 0 | 0 | 0 | 0 | 0 | 0 | 0 | 0 | 0 | 0 | 0 | 0 | 0 | 0 | 0 | 0 | 0 | 0 | 0 | 0 | 0 | 0 | 0 | 0 | 0
F2_Commercial_Miscellaneous (ID)_Existing_Food Preparation_Natural Gas_Food Prep Other_E5 | F2 | Commercial | Miscellaneous (ID) | Existing | Food Preparation | Natural Gas | Food Prep Other | E5 | TRC BC Ratio | 0 | 0 | 0 | 0 | 0 | 0 | 0 | 0 | 0 | 0 | 0 | 0 | 0 | 0 | 0 | 0 | 0 | 0 | 0 | 0 | 0 | 0 | 0 | 0 | 0 | 0 | 0
F2_Commercial_Miscellaneous (ID)_Existing_Food Preparation_Natural Gas_Food Prep Other_E6 | F2 | Commercial | Miscellaneous (ID) | Existing | Food Preparation | Natural Gas | Food Prep Other | E6 | TRC BC Ratio | 0 | 0 | 0 | 0 | 0 | 0 | 0 | 0 | 0 | 0 | 0 | 0 | 0 | 0 | 0 | 0 | 0 | 0 | 0 | 0 | 0 | 0 | 0 | 0 | 0 | 0 | 0
F2_Commercial_Miscellaneous (ID)_Existing_Food Preparation_Natural Gas_Food Prep Other_E7 | F2 | Commercial | Miscellaneous (ID) | Existing | Food Preparation | Natural Gas | Food Prep Other | E7 | TRC BC Ratio | 0 | 0 | 0 | 0 | 0 | 0 | 0 | 0 | 0 | 0 | 0 | 0 | 0 | 0 | 0 | 0 | 0 | 0 | 0 | 0 | 0 | 0 | 0 | 0 | 0 | 0 | 0
F2_Commercial_Miscellaneous (ID)_Existing_Food Preparation_Natural Gas_Food Prep Other_E8 | F2 | Commercial | Miscellaneous (ID) | Existing | Food Preparation | Natural Gas | Food Prep Other | E8 | TRC BC Ratio | 0 | 0 | 0 | 0 | 0 | 0 | 0 | 0 | 0 | 0 | 0 | 0 | 0 | 0 | 0 | 0 | 0 | 0 | 0 | 0 | 0 | 0 | 0 | 0 | 0 | 0 | 0
F2_Commercial_Miscellaneous (ID)_Existing_Food Preparation_Natural Gas_Food Prep Other_E9 | F2 | Commercial | Miscellaneous (ID) | Existing | Food Preparation | Natural Gas | Food Prep Other | E9 | TRC BC Ratio | 0 | 0 | 0 | 0 | 0 | 0 | 0 | 0 | 0 | 0 | 0 | 0 | 0 | 0 | 0 | 0 | 0 | 0 | 0 | 0 | 0 | 0 | 0 | 0 | 0 | 0 | 0
F2_Commercial_Miscellaneous (ID)_Existing_Food Preparation_Natural Gas_Food Prep Other_E10 | F2 | Commercial | Miscellaneous (ID) | Existing | Food Preparation | Natural Gas | Food Prep Other | E10 | TRC BC Ratio | 0 | 0 | 0 | 0 | 0 | 0 | 0 | 0 | 0 | 0 | 0 | 0 | 0 | 0 | 0 | 0 | 0 | 0 | 0 | 0 | 0 | 0 | 0 | 0 | 0 | 0 | 0
F3_Commercial_Miscellaneous (ID)_Existing_Food Preparation_Natural Gas_Food Prep Other_E1 | F3 | Commercial | Miscellaneous (ID) | Existing | Food Preparation | Natural Gas | Food Prep Other | E1 | PACT BC Ratio | [24 empty] | 1 | 1 | 1 | bar: 2019 to 2042
F3_Commercial_Miscellaneous (ID)_Existing_Food Preparation_Natural Gas_Food Prep Other_E2 | F3 | Commercial | Miscellaneous (ID) | Existing | Food Preparation | Natural Gas | Food Prep Other | E2 | PACT BC Ratio | 0.036038 | 0.03687 | 0.037916 | 0.039151 | 0.040586 | 0.042397 | 0.044283 | 0.046163 | 0.047977 | 0.049815 | 0.05125 | 0.052585 | 0.054024 | 0.055426 | 0.056663 | 0.057807 | 0.058817 | 0.059809 | 0.060877 | 0.061912 | 0.062976 | 0.064087 | 0.065207 | 0.066366 | 0.067545 | 0.068745 | 0.069966
F3_Commercial_Miscellaneous (ID)_Existing_Food Preparation_Natural Gas_Food Prep Other_E3 | F3 | Commercial | Miscellaneous (ID) | Existing | Food Preparation | Natural Gas | Food Prep Other | E3 | PACT BC Ratio | 0 | 0 | 0 | 0 | 0 | 0 | 0 | 0 | 0 | 0 | 0 | 0 | 0 | 0 | 0 | 0 | 0 | 0 | 0 | 0 | 0 | 0 | 0 | 0 | 0 | 0 | 0
F3_Commercial_Miscellaneous (ID)_Existing_Food Preparation_Natural Gas_Food Prep Other_E4 | F3 | Commercial | Miscellaneous (ID) | Existing | Food Preparation | Natural Gas | Food Prep Other | E4 | PACT BC Ratio | 0 | 0 | 0 | 0 | 0 | 0 | 0 | 0 | 0 | 0 | 0 | 0 | 0 | 0 | 0 | 0 | 0 | 0 | 0 | 0 | 0 | 0 | 0 | 0 | 0 | 0 | 0
F3_Commercial_Miscellaneous (ID)_Existing_Food Preparation_Natural Gas_Food Prep Other_E5 | F3 | Commercial | Miscellaneous (ID) | Existing | Food Preparation | Natural Gas | Food Prep Other | E5 | PACT BC Ratio | 0 | 0 | 0 | 0 | 0 | 0 | 0 | 0 | 0 | 0 | 0 | 0 | 0 | 0 | 0 | 0 | 0 | 0 | 0 | 0 | 0 | 0 | 0 | 0 | 0 | 0 | 0
F3_Commercial_Miscellaneous (ID)_Existing_Food Preparation_Natural Gas_Food Prep Other_E6 | F3 | Commercial | Miscellaneous (ID) | Existing | Food Preparation | Natural Gas | Food Prep Other | E6 | PACT BC Ratio | 0 | 0 | 0 | 0 | 0 | 0 | 0 | 0 | 0 | 0 | 0 | 0 | 0 | 0 | 0 | 0 | 0 | 0 | 0 | 0 | 0 | 0 | 0 | 0 | 0 | 0 | 0
F3_Commercial_Miscellaneous (ID)_Existing_Food Preparation_Natural Gas_Food Prep Other_E7 | F3 | Commercial | Miscellaneous (ID) | Existing | Food Preparation | Natural Gas | Food Prep Other | E7 | PACT BC Ratio | 0 | 0 | 0 | 0 | 0 | 0 | 0 | 0 | 0 | 0 | 0 | 0 | 0 | 0 | 0 | 0 | 0 | 0 | 0 | 0 | 0 | 0 | 0 | 0 | 0 | 0 | 0
F3_Commercial_Miscellaneous (ID)_Existing_Food Preparation_Natural Gas_Food Prep Other_E8 | F3 | Commercial | Miscellaneous (ID) | Existing | Food Preparation | Natural Gas | Food Prep Other | E8 | PACT BC Ratio | 0 | 0 | 0 | 0 | 0 | 0 | 0 | 0 | 0 | 0 | 0 | 0 | 0 | 0 | 0 | 0 | 0 | 0 | 0 | 0 | 0 | 0 | 0 | 0 | 0 | 0 | 0
F3_Commercial_Miscellaneous (ID)_Existing_Food Preparation_Natural Gas_Food Prep Other_E9 | F3 | Commercial | Miscellaneous (ID) | Existing | Food Preparation | Natural Gas | Food Prep Other | E9 | PACT BC Ratio | 0 | 0 | 0 | 0 | 0 | 0 | 0 | 0 | 0 | 0 | 0 | 0 | 0 | 0 | 0 | 0 | 0 | 0 | 0 | 0 | 0 | 0 | 0 | 0 | 0 | 0 | 0
F3_Commercial_Miscellaneous (ID)_Existing_Food Preparation_Natural Gas_Food Prep Other_E10 | F3 | Commercial | Miscellaneous (ID) | Existing | Food Preparation | Natural Gas | Food Prep Other | E10 | PACT BC Ratio | 0 | 0 | 0 | 0 | 0 | 0 | 0 | 0 | 0 | 0 | 0 | 0 | 0 | 0 | 0 | 0 | 0 | 0 | 0 | 0 | 0 | 0 | 0 | 0 | 0 | 0 | 0
F4_Commercial_Miscellaneous (ID)_Existing_Food Preparation_Natural Gas_Food Prep Other_E1 | F4 | Commercial | Miscellaneous (ID) | Existing | Food Preparation | Natural Gas | Food Prep Other | E1 | RVT BC Ratio | [24 empty] | 1 | 1 | 1 | bar: 2019 to 2042
F4_Commercial_Miscellaneous (ID)_Existing_Food Preparation_Natural Gas_Food Prep Other_E2 | F4 | Commercial | Miscellaneous (ID) | Existing | Food Preparation | Natural Gas | Food Prep Other | E2 | RVT BC Ratio | 0.43193 | 0.43236 | 0.43288 | 0.43353 | 0.43429 | 0.43529 | 0.43633 | 0.43733 | 0.43825 | 0.43913 | 0.44004 | 0.44085 | 0.44169 | 0.44247 | 0.44313 | 0.44372 | 0.44419 | 0.44465 | 0.44513 | 0.44557 | 0.44602 | 0.44672 | 0.44744 | 0.44817 | 0.44892 | 0.44969 | 0.45046
F4_Commercial_Miscellaneous (ID)_Existing_Food Preparation_Natural Gas_Food Prep Other_E3 | F4 | Commercial | Miscellaneous (ID) | Existing | Food Preparation | Natural Gas | Food Prep Other | E3 | RVT BC Ratio | 0 | 0 | 0 | 0 | 0 | 0 | 0 | 0 | 0 | 0 | 0 | 0 | 0 | 0 | 0 | 0 | 0 | 0 | 0 | 0 | 0 | 0 | 0 | 0 | 0 | 0 | 0
F4_Commercial_Miscellaneous (ID)_Existing_Food Preparation_Natural Gas_Food Prep Other_E4 | F4 | Commercial | Miscellaneous (ID) | Existing | Food Preparation | Natural Gas | Food Prep Other | E4 | RVT BC Ratio | 0 | 0 | 0 | 0 | 0 | 0 | 0 | 0 | 0 | 0 | 0 | 0 | 0 | 0 | 0 | 0 | 0 | 0 | 0 | 0 | 0 | 0 | 0 | 0 | 0 | 0 | 0
F4_Commercial_Miscellaneous (ID)_Existing_Food Preparation_Natural Gas_Food Prep Other_E5 | F4 | Commercial | Miscellaneous (ID) | Existing | Food Preparation | Natural Gas | Food Prep Other | E5 | RVT BC Ratio | 0 | 0 | 0 | 0 | 0 | 0 | 0 | 0 | 0 | 0 | 0 | 0 | 0 | 0 | 0 | 0 | 0 | 0 | 0 | 0 | 0 | 0 | 0 | 0 | 0 | 0 | 0
F4_Commercial_Miscellaneous (ID)_Existing_Food Preparation_Natural Gas_Food Prep Other_E6 | F4 | Commercial | Miscellaneous (ID) | Existing | Food Preparation | Natural Gas | Food Prep Other | E6 | RVT BC Ratio | 0 | 0 | 0 | 0 | 0 | 0 | 0 | 0 | 0 | 0 | 0 | 0 | 0 | 0 | 0 | 0 | 0 | 0 | 0 | 0 | 0 | 0 | 0 | 0 | 0 | 0 | 0
F4_Commercial_Miscellaneous (ID)_Existing_Food Preparation_Natural Gas_Food Prep Other_E7 | F4 | Commercial | Miscellaneous (ID) | Existing | Food Preparation | Natural Gas | Food Prep Other | E7 | RVT BC Ratio | 0 | 0 | 0 | 0 | 0 | 0 | 0 | 0 | 0 | 0 | 0 | 0 | 0 | 0 | 0 | 0 | 0 | 0 | 0 | 0 | 0 | 0 | 0 | 0 | 0 | 0 | 0
F4_Commercial_Miscellaneous (ID)_Existing_Food Preparation_Natural Gas_Food Prep Other_E8 | F4 | Commercial | Miscellaneous (ID) | Existing | Food Preparation | Natural Gas | Food Prep Other | E8 | RVT BC Ratio | 0 | 0 | 0 | 0 | 0 | 0 | 0 | 0 | 0 | 0 | 0 | 0 | 0 | 0 | 0 | 0 | 0 | 0 | 0 | 0 | 0 | 0 | 0 | 0 | 0 | 0 | 0
F4_Commercial_Miscellaneous (ID)_Existing_Food Preparation_Natural Gas_Food Prep Other_E9 | F4 | Commercial | Miscellaneous (ID) | Existing | Food Preparation | Natural Gas | Food Prep Other | E9 | RVT BC Ratio | 0 | 0 | 0 | 0 | 0 | 0 | 0 | 0 | 0 | 0 | 0 | 0 | 0 | 0 | 0 | 0 | 0 | 0 | 0 | 0 | 0 | 0 | 0 | 0 | 0 | 0 | 0
F4_Commercial_Miscellaneous (ID)_Existing_Food Preparation_Natural Gas_Food Prep Other_E10 | F4 | Commercial | Miscellaneous (ID) | Existing | Food Preparation | Natural Gas | Food Prep Other | E10 | RVT BC Ratio | 0 | 0 | 0 | 0 | 0 | 0 | 0 | 0 | 0 | 0 | 0 | 0 | 0 | 0 | 0 | 0 | 0 | 0 | 0 | 0 | 0 | 0 | 0 | 0 | 0 | 0 | 0
F5_Commercial_Miscellaneous (ID)_Existing_Food Preparation_Natural Gas_Food Prep Other_E1 | F5 | Commercial | Miscellaneous (ID) | Existing | Food Preparation | Natural Gas | Food Prep Other | E1 | RIM BC Ratio | [24 empty] | 1 | 1 | 1 | bar: 2019 to 2042
F5_Commercial_Miscellaneous (ID)_Existing_Food Preparation_Natural Gas_Food Prep Other_E2 | F5 | Commercial | Miscellaneous (ID) | Existing | Food Preparation | Natural Gas | Food Prep Other | E2 | RIM BC Ratio | 0.034556 | 0.03533 | 0.036302 | 0.037446 | 0.038773 | 0.040438 | 0.042169 | 0.04389 | 0.045549 | 0.047229 | 0.048521 | 0.049721 | 0.051015 | 0.052275 | 0.053386 | 0.054416 | 0.055325 | 0.056219 | 0.057179 | 0.058112 | 0.05907 | 0.060046 | 0.061029 | 0.062043 | 0.063072 | 0.064117 | 0.065178
F5_Commercial_Miscellaneous (ID)_Existing_Food Preparation_Natural Gas_Food Prep Other_E3 | F5 | Commercial | Miscellaneous (ID) | Existing | Food Preparation | Natural Gas | Food Prep Other | E3 | RIM BC Ratio | 0 | 0 | 0 | 0 | 0 | 0 | 0 | 0 | 0 | 0 | 0 | 0 | 0 | 0 | 0 | 0 | 0 | 0 | 0 | 0 | 0 | 0 | 0 | 0 | 0 | 0 | 0
F5_Commercial_Miscellaneous (ID)_Existing_Food Preparation_Natural Gas_Food Prep Other_E4 | F5 | Commercial | Miscellaneous (ID) | Existing | Food Preparation | Natural Gas | Food Prep Other | E4 | RIM BC Ratio | 0 | 0 | 0 | 0 | 0 | 0 | 0 | 0 | 0 | 0 | 0 | 0 | 0 | 0 | 0 | 0 | 0 | 0 | 0 | 0 | 0 | 0 | 0 | 0 | 0 | 0 | 0
F5_Commercial_Miscellaneous (ID)_Existing_Food Preparation_Natural Gas_Food Prep Other_E5 | F5 | Commercial | Miscellaneous (ID) | Existing | Food Preparation | Natural Gas | Food Prep Other | E5 | RIM BC Ratio | 0 | 0 | 0 | 0 | 0 | 0 | 0 | 0 | 0 | 0 | 0 | 0 | 0 | 0 | 0 | 0 | 0 | 0 | 0 | 0 | 0 | 0 | 0 | 0 | 0 | 0 | 0
F5_Commercial_Miscellaneous (ID)_Existing_Food Preparation_Natural Gas_Food Prep Other_E6 | F5 | Commercial | Miscellaneous (ID) | Existing | Food Preparation | Natural Gas | Food Prep Other | E6 | RIM BC Ratio | 0 | 0 | 0 | 0 | 0 | 0 | 0 | 0 | 0 | 0 | 0 | 0 | 0 | 0 | 0 | 0 | 0 | 0 | 0 | 0 | 0 | 0 | 0 | 0 | 0 | 0 | 0
F5_Commercial_Miscellaneous (ID)_Existing_Food Preparation_Natural Gas_Food Prep Other_E7 | F5 | Commercial | Miscellaneous (ID) | Existing | Food Preparation | Natural Gas | Food Prep Other | E7 | RIM BC Ratio | 0 | 0 | 0 | 0 | 0 | 0 | 0 | 0 | 0 | 0 | 0 | 0 | 0 | 0 | 0 | 0 | 0 | 0 | 0 | 0 | 0 | 0 | 0 | 0 | 0 | 0 | 0
F5_Commercial_Miscellaneous (ID)_Existing_Food Preparation_Natural Gas_Food Prep Other_E8 | F5 | Commercial | Miscellaneous (ID) | Existing | Food Preparation | Natural Gas | Food Prep Other | E8 | RIM BC Ratio | 0 | 0 | 0 | 0 | 0 | 0 | 0 | 0 | 0 | 0 | 0 | 0 | 0 | 0 | 0 | 0 | 0 | 0 | 0 | 0 | 0 | 0 | 0 | 0 | 0 | 0 | 0
F5_Commercial_Miscellaneous (ID)_Existing_Food Preparation_Natural Gas_Food Prep Other_E9 | F5 | Commercial | Miscellaneous (ID) | Existing | Food Preparation | Natural Gas | Food Prep Other | E9 | RIM BC Ratio | 0 | 0 | 0 | 0 | 0 | 0 | 0 | 0 | 0 | 0 | 0 | 0 | 0 | 0 | 0 | 0 | 0 | 0 | 0 | 0 | 0 | 0 | 0 | 0 | 0 | 0 | 0
F5_Commercial_Miscellaneous (ID)_Existing_Food Preparation_Natural Gas_Food Prep Other_E10 | F5 | Commercial | Miscellaneous (ID) | Existing | Food Preparation | Natural Gas | Food Prep Other | E10 | RIM BC Ratio | 0 | 0 | 0 | 0 | 0 | 0 | 0 | 0 | 0 | 0 | 0 | 0 | 0 | 0 | 0 | 0 | 0 | 0 | 0 | 0 | 0 | 0 | 0 | 0 | 0 | 0 | 0
F0_Commercial_Miscellaneous (ID)_Existing_Miscellaneous_Natural Gas_Pool Heater_E0 | F0 | Commercial | Miscellaneous (ID) | Existing | Miscellaneous | Natural Gas | Pool Heater | E0 | Economic Unit | Condensing (EF .90) | Condensing (EF .90) | Condensing (EF .90) | Condensing (EF .90) | Condensing (EF .90) | Condensing (EF .90) | Condensing (EF .90) | Condensing (EF .90) | Condensing (EF .90) | Condensing (EF .90) | Condensing (EF .90) | Condensing (EF .90) | Condensing (EF .90) | Condensing (EF .90) | Condensing (EF .90) | Condensing (EF .90) | Condensing (EF .90) | Condensing (EF .90) | Condensing (EF .90) | Condensing (EF .90) | Condensing (EF .90) | Condensing (EF .90) | Condensing (EF .90) | Condensing (EF .90) | Condensing (EF .90) | Condensing (EF .90) | Condensing (EF .90)
F1_Commercial_Miscellaneous (ID)_Existing_Miscellaneous_Natural Gas_Pool Heater_E1 | F1 | Commercial | Miscellaneous (ID) | Existing | Miscellaneous | Natural Gas | Pool Heater | E1 | CCE | 0 | 0 | 0 | 0 | 0 | 0 | 0 | 0 | 0 | 0 | 0 | 0 | 0 | 0 | 0 | 0 | 0 | 0 | 0 | 0 | 0 | 0 | 0 | 0 | 0 | 0 | 0
F1_Commercial_Miscellaneous (ID)_Existing_Miscellaneous_Natural Gas_Pool Heater_E2 | F1 | Commercial | Miscellaneous (ID) | Existing | Miscellaneous | Natural Gas | Pool Heater | E2 | CCE | 0.0001637 | 0.0001637 | 0.0001637 | 0.0001637 | 0.0001637 | 0.0001637 | 0.0001637 | 0.0001637 | 0.0001637 | 0.0001637 | 0.0001637 | 0.0001637 | 0.0001637 | 0.0001637 | 0.0001637 | 0.0001637 | 0.0001637 | 0.0001637 | 0.0001637 | 0.0001637 | 0.0001637 | 0.0001637 | 0.0001637 | 0.0001637 | 0.0001637 | 0.0001637 | 0.0001637
F1_Commercial_Miscellaneous (ID)_Existing_Miscellaneous_Natural Gas_Pool Heater_E3 | F1 | Commercial | Miscellaneous (ID) | Existing | Miscellaneous | Natural Gas | Pool Heater | E3 | CCE | 0 | 0 | 0 | 0 | 0 | 0 | 0 | 0 | 0 | 0 | 0 | 0 | 0 | 0 | 0 | 0 | 0 | 0 | 0 | 0 | 0 | 0 | 0 | 0 | 0 | 0 | 0
F1_Commercial_Miscellaneous (ID)_Existing_Miscellaneous_Natural Gas_Pool Heater_E4 | F1 | Commercial | Miscellaneous (ID) | Existing | Miscellaneous | Natural Gas | Pool Heater | E4 | CCE | 0 | 0 | 0 | 0 | 0 | 0 | 0 | 0 | 0 | 0 | 0 | 0 | 0 | 0 | 0 | 0 | 0 | 0 | 0 | 0 | 0 | 0 | 0 | 0 | 0 | 0 | 0
F1_Commercial_Miscellaneous (ID)_Existing_Miscellaneous_Natural Gas_Pool Heater_E5 | F1 | Commercial | Miscellaneous (ID) | Existing | Miscellaneous | Natural Gas | Pool Heater | E5 | CCE | 0 | 0 | 0 | 0 | 0 | 0 | 0 | 0 | 0 | 0 | 0 | 0 | 0 | 0 | 0 | 0 | 0 | 0 | 0 | 0 | 0 | 0 | 0 | 0 | 0 | 0 | 0
F1_Commercial_Miscellaneous (ID)_Existing_Miscellaneous_Natural Gas_Pool Heater_E6 | F1 | Commercial | Miscellaneous (ID) | Existing | Miscellaneous | Natural Gas | Pool Heater | E6 | CCE | 0 | 0 | 0 | 0 | 0 | 0 | 0 | 0 | 0 | 0 | 0 | 0 | 0 | 0 | 0 | 0 | 0 | 0 | 0 | 0 | 0 | 0 | 0 | 0 | 0 | 0 | 0
F1_Commercial_Miscellaneous (ID)_Existing_Miscellaneous_Natural Gas_Pool Heater_E7 | F1 | Commercial | Miscellaneous (ID) | Existing | Miscellaneous | Natural Gas | Pool Heater | E7 | CCE | 0 | 0 | 0 | 0 | 0 | 0 | 0 | 0 | 0 | 0 | 0 | 0 | 0 | 0 | 0 | 0 | 0 | 0 | 0 | 0 | 0 | 0 | 0 | 0 | 0 | 0 | 0
F1_Commercial_Miscellaneous (ID)_Existing_Miscellaneous_Natural Gas_Pool Heater_E8 | F1 | Commercial | Miscellaneous (ID) | Existing | Miscellaneous | Natural Gas | Pool Heater | E8 | CCE | 0 | 0 | 0 | 0 | 0 | 0 | 0 | 0 | 0 | 0 | 0 | 0 | 0 | 0 | 0 | 0 | 0 | 0 | 0 | 0 | 0 | 0 | 0 | 0 | 0 | 0 | 0
F1_Commercial_Miscellaneous (ID)_Existing_Miscellaneous_Natural Gas_Pool Heater_E9 | F1 | Commercial | Miscellaneous (ID) | Existing | Miscellaneous | Natural Gas | Pool Heater | E9 | CCE | 0 | 0 | 0 | 0 | 0 | 0 | 0 | 0 | 0 | 0 | 0 | 0 | 0 | 0 | 0 | 0 | 0 | 0 | 0 | 0 | 0 | 0 | 0 | 0 | 0 | 0 | 0
F1_Commercial_Miscellaneous (ID)_Existing_Miscellaneous_Natural Gas_Pool Heater_E10 | F1 | Commercial | Miscellaneous (ID) | Existing | Miscellaneous | Natural Gas | Pool Heater | E10 | CCE | 0 | 0 | 0 | 0 | 0 | 0 | 0 | 0 | 0 | 0 | 0 | 0 | 0 | 0 | 0 | 0 | 0 | 0 | 0 | 0 | 0 | 0 | 0 | 0 | 0 | 0 | 0
F2_Commercial_Miscellaneous (ID)_Existing_Miscellaneous_Natural Gas_Pool Heater_E1 | F2 | Commercial | Miscellaneous (ID) | Existing | Miscellaneous | Natural Gas | Pool Heater | E1 | TRC BC Ratio | [24 empty] | 1 | 1 | 1 | bar: 2019 to 2042
F2_Commercial_Miscellaneous (ID)_Existing_Miscellaneous_Natural Gas_Pool Heater_E2 | F2 | Commercial | Miscellaneous (ID) | Existing | Miscellaneous | Natural Gas | Pool Heater | E2 | TRC BC Ratio | 20.214 | 20.3673 | 20.697 | 21.2302 | 21.9653 | 23.0331 | 24.2039 | 25.3783 | 26.5151 | 27.7309 | 28.6484 | 29.5092 | 30.4824 | 31.4215 | 32.2082 | 32.9138 | 33.4912 | 34.044 | 34.6553 | 35.2306 | 35.8258 | 36.4549 | 37.0872 | 37.7461 | 38.4167 | 39.0992 | 39.7938
F2_Commercial_Miscellaneous (ID)_Existing_Miscellaneous_Natural Gas_Pool Heater_E3 | F2 | Commercial | Miscellaneous (ID) | Existing | Miscellaneous | Natural Gas | Pool Heater | E3 | TRC BC Ratio | 0 | 0 | 0 | 0 | 0 | 0 | 0 | 0 | 0 | 0 | 0 | 0 | 0 | 0 | 0 | 0 | 0 | 0 | 0 | 0 | 0 | 0 | 0 | 0 | 0 | 0 | 0
F2_Commercial_Miscellaneous (ID)_Existing_Miscellaneous_Natural Gas_Pool Heater_E4 | F2 | Commercial | Miscellaneous (ID) | Existing | Miscellaneous | Natural Gas | Pool Heater | E4 | TRC BC Ratio | 0 | 0 | 0 | 0 | 0 | 0 | 0 | 0 | 0 | 0 | 0 | 0 | 0 | 0 | 0 | 0 | 0 | 0 | 0 | 0 | 0 | 0 | 0 | 0 | 0 | 0 | 0
F2_Commercial_Miscellaneous (ID)_Existing_Miscellaneous_Natural Gas_Pool Heater_E5 | F2 | Commercial | Miscellaneous (ID) | Existing | Miscellaneous | Natural Gas | Pool Heater | E5 | TRC BC Ratio | 0 | 0 | 0 | 0 | 0 | 0 | 0 | 0 | 0 | 0 | 0 | 0 | 0 | 0 | 0 | 0 | 0 | 0 | 0 | 0 | 0 | 0 | 0 | 0 | 0 | 0 | 0
F2_Commercial_Miscellaneous (ID)_Existing_Miscellaneous_Natural Gas_Pool Heater_E6 | F2 | Commercial | Miscellaneous (ID) | Existing | Miscellaneous | Natural Gas | Pool Heater | E6 | TRC BC Ratio | 0 | 0 | 0 | 0 | 0 | 0 | 0 | 0 | 0 | 0 | 0 | 0 | 0 | 0 | 0 | 0 | 0 | 0 | 0 | 0 | 0 | 0 | 0 | 0 | 0 | 0 | 0
F2_Commercial_Miscellaneous (ID)_Existing_Miscellaneous_Natural Gas_Pool Heater_E7 | F2 | Commercial | Miscellaneous (ID) | Existing | Miscellaneous | Natural Gas | Pool Heater | E7 | TRC BC Ratio | 0 | 0 | 0 | 0 | 0 | 0 | 0 | 0 | 0 | 0 | 0 | 0 | 0 | 0 | 0 | 0 | 0 | 0 | 0 | 0 | 0 | 0 | 0 | 0 | 0 | 0 | 0
F2_Commercial_Miscellaneous (ID)_Existing_Miscellaneous_Natural Gas_Pool Heater_E8 | F2 | Commercial | Miscellaneous (ID) | Existing | Miscellaneous | Natural Gas | Pool Heater | E8 | TRC BC Ratio | 0 | 0 | 0 | 0 | 0 | 0 | 0 | 0 | 0 | 0 | 0 | 0 | 0 | 0 | 0 | 0 | 0 | 0 | 0 | 0 | 0 | 0 | 0 | 0 | 0 | 0 | 0
F2_Commercial_Miscellaneous (ID)_Existing_Miscellaneous_Natural Gas_Pool Heater_E9 | F2 | Commercial | Miscellaneous (ID) | Existing | Miscellaneous | Natural Gas | Pool Heater | E9 | TRC BC Ratio | 0 | 0 | 0 | 0 | 0 | 0 | 0 | 0 | 0 | 0 | 0 | 0 | 0 | 0 | 0 | 0 | 0 | 0 | 0 | 0 | 0 | 0 | 0 | 0 | 0 | 0 | 0
F2_Commercial_Miscellaneous (ID)_Existing_Miscellaneous_Natural Gas_Pool Heater_E10 | F2 | Commercial | Miscellaneous (ID) | Existing | Miscellaneous | Natural Gas | Pool Heater | E10 | TRC BC Ratio | 0 | 0 | 0 | 0 | 0 | 0 | 0 | 0 | 0 | 0 | 0 | 0 | 0 | 0 | 0 | 0 | 0 | 0 | 0 | 0 | 0 | 0 | 0 | 0 | 0 | 0 | 0
F3_Commercial_Miscellaneous (ID)_Existing_Miscellaneous_Natural Gas_Pool Heater_E1 | F3 | Commercial | Miscellaneous (ID) | Existing | Miscellaneous | Natural Gas | Pool Heater | E1 | PACT BC Ratio | [24 empty] | 1 | 1 | 1 | bar: 2019 to 2042
F3_Commercial_Miscellaneous (ID)_Existing_Miscellaneous_Natural Gas_Pool Heater_E2 | F3 | Commercial | Miscellaneous (ID) | Existing | Miscellaneous | Natural Gas | Pool Heater | E2 | PACT BC Ratio | 50.154 | 50.5346 | 51.3525 | 52.6755 | 54.4994 | 57.1487 | 60.0538 | 62.9675 | 65.7881 | 68.8047 | 71.0811 | 73.2171 | 75.6317 | 77.9616 | 79.9137 | 81.6643 | 83.097 | 84.4685 | 85.9853 | 87.4126 | 88.8896 | 90.4503 | 92.0192 | 93.654 | 95.3179 | 97.0113 | 98.7348
F3_Commercial_Miscellaneous (ID)_Existing_Miscellaneous_Natural Gas_Pool Heater_E3 | F3 | Commercial | Miscellaneous (ID) | Existing | Miscellaneous | Natural Gas | Pool Heater | E3 | PACT BC Ratio | 0 | 0 | 0 | 0 | 0 | 0 | 0 | 0 | 0 | 0 | 0 | 0 | 0 | 0 | 0 | 0 | 0 | 0 | 0 | 0 | 0 | 0 | 0 | 0 | 0 | 0 | 0
F3_Commercial_Miscellaneous (ID)_Existing_Miscellaneous_Natural Gas_Pool Heater_E4 | F3 | Commercial | Miscellaneous (ID) | Existing | Miscellaneous | Natural Gas | Pool Heater | E4 | PACT BC Ratio | 0 | 0 | 0 | 0 | 0 | 0 | 0 | 0 | 0 | 0 | 0 | 0 | 0 | 0 | 0 | 0 | 0 | 0 | 0 | 0 | 0 | 0 | 0 | 0 | 0 | 0 | 0
F3_Commercial_Miscellaneous (ID)_Existing_Miscellaneous_Natural Gas_Pool Heater_E5 | F3 | Commercial | Miscellaneous (ID) | Existing | Miscellaneous | Natural Gas | Pool Heater | E5 | PACT BC Ratio | 0 | 0 | 0 | 0 | 0 | 0 | 0 | 0 | 0 | 0 | 0 | 0 | 0 | 0 | 0 | 0 | 0 | 0 | 0 | 0 | 0 | 0 | 0 | 0 | 0 | 0 | 0
F3_Commercial_Miscellaneous (ID)_Existing_Miscellaneous_Natural Gas_Pool Heater_E6 | F3 | Commercial | Miscellaneous (ID) | Existing | Miscellaneous | Natural Gas | Pool Heater | E6 | PACT BC Ratio | 0 | 0 | 0 | 0 | 0 | 0 | 0 | 0 | 0 | 0 | 0 | 0 | 0 | 0 | 0 | 0 | 0 | 0 | 0 | 0 | 0 | 0 | 0 | 0 | 0 | 0 | 0
F3_Commercial_Miscellaneous (ID)_Existing_Miscellaneous_Natural Gas_Pool Heater_E7 | F3 | Commercial | Miscellaneous (ID) | Existing | Miscellaneous | Natural Gas | Pool Heater | E7 | PACT BC Ratio | 0 | 0 | 0 | 0 | 0 | 0 | 0 | 0 | 0 | 0 | 0 | 0 | 0 | 0 | 0 | 0 | 0 | 0 | 0 | 0 | 0 | 0 | 0 | 0 | 0 | 0 | 0
F3_Commercial_Miscellaneous (ID)_Existing_Miscellaneous_Natural Gas_Pool Heater_E8 | F3 | Commercial | Miscellaneous (ID) | Existing | Miscellaneous | Natural Gas | Pool Heater | E8 | PACT BC Ratio | 0 | 0 | 0 | 0 | 0 | 0 | 0 | 0 | 0 | 0 | 0 | 0 | 0 | 0 | 0 | 0 | 0 | 0 | 0 | 0 | 0 | 0 | 0 | 0 | 0 | 0 | 0
F3_Commercial_Miscellaneous (ID)_Existing_Miscellaneous_Natural Gas_Pool Heater_E9 | F3 | Commercial | Miscellaneous (ID) | Existing | Miscellaneous | Natural Gas | Pool Heater | E9 | PACT BC Ratio | 0 | 0 | 0 | 0 | 0 | 0 | 0 | 0 | 0 | 0 | 0 | 0 | 0 | 0 | 0 | 0 | 0 | 0 | 0 | 0 | 0 | 0 | 0 | 0 | 0 | 0 | 0
F3_Commercial_Miscellaneous (ID)_Existing_Miscellaneous_Natural Gas_Pool Heater_E10 | F3 | Commercial | Miscellaneous (ID) | Existing | Miscellaneous | Natural Gas | Pool Heater | E10 | PACT BC Ratio | 0 | 0 | 0 | 0 | 0 | 0 | 0 | 0 | 0 | 0 | 0 | 0 | 0 | 0 | 0 | 0 | 0 | 0 | 0 | 0 | 0 | 0 | 0 | 0 | 0 | 0 | 0
F4_Commercial_Miscellaneous (ID)_Existing_Miscellaneous_Natural Gas_Pool Heater_E1 | F4 | Commercial | Miscellaneous (ID) | Existing | Miscellaneous | Natural Gas | Pool Heater | E1 | RVT BC Ratio | [24 empty] | 1 | 1 | 1 | bar: 2019 to 2042
F4_Commercial_Miscellaneous (ID)_Existing_Miscellaneous_Natural Gas_Pool Heater_E2 | F4 | Commercial | Miscellaneous (ID) | Existing | Miscellaneous | Natural Gas | Pool Heater | E2 | RVT BC Ratio | 29.3918 | 29.6126 | 30.0113 | 30.6131 | 31.403 | 32.5533 | 33.7142 | 34.828 | 35.8321 | 36.8884 | 38.0995 | 39.2358 | 40.5205 | 41.709 | 42.6376 | 43.3913 | 43.8984 | 44.2848 | 44.7193 | 45.0753 | 45.4242 | 46.2168 | 47.0135 | 47.8437 | 48.6887 | 49.5486 | 50.4239
F4_Commercial_Miscellaneous (ID)_Existing_Miscellaneous_Natural Gas_Pool Heater_E3 | F4 | Commercial | Miscellaneous (ID) | Existing | Miscellaneous | Natural Gas | Pool Heater | E3 | RVT BC Ratio | 0 | 0 | 0 | 0 | 0 | 0 | 0 | 0 | 0 | 0 | 0 | 0 | 0 | 0 | 0 | 0 | 0 | 0 | 0 | 0 | 0 | 0 | 0 | 0 | 0 | 0 | 0
F4_Commercial_Miscellaneous (ID)_Existing_Miscellaneous_Natural Gas_Pool Heater_E4 | F4 | Commercial | Miscellaneous (ID) | Existing | Miscellaneous | Natural Gas | Pool Heater | E4 | RVT BC Ratio | 0 | 0 | 0 | 0 | 0 | 0 | 0 | 0 | 0 | 0 | 0 | 0 | 0 | 0 | 0 | 0 | 0 | 0 | 0 | 0 | 0 | 0 | 0 | 0 | 0 | 0 | 0
F4_Commercial_Miscellaneous (ID)_Existing_Miscellaneous_Natural Gas_Pool Heater_E5 | F4 | Commercial | Miscellaneous (ID) | Existing | Miscellaneous | Natural Gas | Pool Heater | E5 | RVT BC Ratio | 0 | 0 | 0 | 0 | 0 | 0 | 0 | 0 | 0 | 0 | 0 | 0 | 0 | 0 | 0 | 0 | 0 | 0 | 0 | 0 | 0 | 0 | 0 | 0 | 0 | 0 | 0
F4_Commercial_Miscellaneous (ID)_Existing_Miscellaneous_Natural Gas_Pool Heater_E6 | F4 | Commercial | Miscellaneous (ID) | Existing | Miscellaneous | Natural Gas | Pool Heater | E6 | RVT BC Ratio | 0 | 0 | 0 | 0 | 0 | 0 | 0 | 0 | 0 | 0 | 0 | 0 | 0 | 0 | 0 | 0 | 0 | 0 | 0 | 0 | 0 | 0 | 0 | 0 | 0 | 0 | 0
F4_Commercial_Miscellaneous (ID)_Existing_Miscellaneous_Natural Gas_Pool Heater_E7 | F4 | Commercial | Miscellaneous (ID) | Existing | Miscellaneous | Natural Gas | Pool Heater | E7 | RVT BC Ratio | 0 | 0 | 0 | 0 | 0 | 0 | 0 | 0 | 0 | 0 | 0 | 0 | 0 | 0 | 0 | 0 | 0 | 0 | 0 | 0 | 0 | 0 | 0 | 0 | 0 | 0 | 0
F4_Commercial_Miscellaneous (ID)_Existing_Miscellaneous_Natural Gas_Pool Heater_E8 | F4 | Commercial | Miscellaneous (ID) | Existing | Miscellaneous | Natural Gas | Pool Heater | E8 | RVT BC Ratio | 0 | 0 | 0 | 0 | 0 | 0 | 0 | 0 | 0 | 0 | 0 | 0 | 0 | 0 | 0 | 0 | 0 | 0 | 0 | 0 | 0 | 0 | 0 | 0 | 0 | 0 | 0
F4_Commercial_Miscellaneous (ID)_Existing_Miscellaneous_Natural Gas_Pool Heater_E9 | F4 | Commercial | Miscellaneous (ID) | Existing | Miscellaneous | Natural Gas | Pool Heater | E9 | RVT BC Ratio | 0 | 0 | 0 | 0 | 0 | 0 | 0 | 0 | 0 | 0 | 0 | 0 | 0 | 0 | 0 | 0 | 0 | 0 | 0 | 0 | 0 | 0 | 0 | 0 | 0 | 0 | 0
F4_Commercial_Miscellaneous (ID)_Existing_Miscellaneous_Natural Gas_Pool Heater_E10 | F4 | Commercial | Miscellaneous (ID) | Existing | Miscellaneous | Natural Gas | Pool Heater | E10 | RVT BC Ratio | 0 | 0 | 0 | 0 | 0 | 0 | 0 | 0 | 0 | 0 | 0 | 0 | 0 | 0 | 0 | 0 | 0 | 0 | 0 | 0 | 0 | 0 | 0 | 0 | 0 | 0 | 0
F5_Commercial_Miscellaneous (ID)_Existing_Miscellaneous_Natural Gas_Pool Heater_E1 | F5 | Commercial | Miscellaneous (ID) | Existing | Miscellaneous | Natural Gas | Pool Heater | E1 | RIM BC Ratio | [24 empty] | 1 | 1 | 1 | bar: 2019 to 2042
F5_Commercial_Miscellaneous (ID)_Existing_Miscellaneous_Natural Gas_Pool Heater_E2 | F5 | Commercial | Miscellaneous (ID) | Existing | Miscellaneous | Natural Gas | Pool Heater | E2 | RIM BC Ratio | 0.81971 | 0.81981 | 0.82209 | 0.8268 | 0.83405 | 0.84387 | 0.85642 | 0.86942 | 0.88305 | 0.89724 | 0.89761 | 0.89794 | 0.89829 | 0.89971 | 0.90224 | 0.90606 | 0.91136 | 0.91835 | 0.9258 | 0.93377 | 0.94229 | 0.94246 | 0.94262 | 0.94279 | 0.94296 | 0.94312 | 0.94328
F5_Commercial_Miscellaneous (ID)_Existing_Miscellaneous_Natural Gas_Pool Heater_E3 | F5 | Commercial | Miscellaneous (ID) | Existing | Miscellaneous | Natural Gas | Pool Heater | E3 | RIM BC Ratio | 0 | 0 | 0 | 0 | 0 | 0 | 0 | 0 | 0 | 0 | 0 | 0 | 0 | 0 | 0 | 0 | 0 | 0 | 0 | 0 | 0 | 0 | 0 | 0 | 0 | 0 | 0
F5_Commercial_Miscellaneous (ID)_Existing_Miscellaneous_Natural Gas_Pool Heater_E4 | F5 | Commercial | Miscellaneous (ID) | Existing | Miscellaneous | Natural Gas | Pool Heater | E4 | RIM BC Ratio | 0 | 0 | 0 | 0 | 0 | 0 | 0 | 0 | 0 | 0 | 0 | 0 | 0 | 0 | 0 | 0 | 0 | 0 | 0 | 0 | 0 | 0 | 0 | 0 | 0 | 0 | 0
F5_Commercial_Miscellaneous (ID)_Existing_Miscellaneous_Natural Gas_Pool Heater_E5 | F5 | Commercial | Miscellaneous (ID) | Existing | Miscellaneous | Natural Gas | Pool Heater | E5 | RIM BC Ratio | 0 | 0 | 0 | 0 | 0 | 0 | 0 | 0 | 0 | 0 | 0 | 0 | 0 | 0 | 0 | 0 | 0 | 0 | 0 | 0 | 0 | 0 | 0 | 0 | 0 | 0 | 0
F5_Commercial_Miscellaneous (ID)_Existing_Miscellaneous_Natural Gas_Pool Heater_E6 | F5 | Commercial | Miscellaneous (ID) | Existing | Miscellaneous | Natural Gas | Pool Heater | E6 | RIM BC Ratio | 0 | 0 | 0 | 0 | 0 | 0 | 0 | 0 | 0 | 0 | 0 | 0 | 0 | 0 | 0 | 0 | 0 | 0 | 0 | 0 | 0 | 0 | 0 | 0 | 0 | 0 | 0
F5_Commercial_Miscellaneous (ID)_Existing_Miscellaneous_Natural Gas_Pool Heater_E7 | F5 | Commercial | Miscellaneous (ID) | Existing | Miscellaneous | Natural Gas | Pool Heater | E7 | RIM BC Ratio | 0 | 0 | 0 | 0 | 0 | 0 | 0 | 0 | 0 | 0 | 0 | 0 | 0 | 0 | 0 | 0 | 0 | 0 | 0 | 0 | 0 | 0 | 0 | 0 | 0 | 0 | 0
F5_Commercial_Miscellaneous (ID)_Existing_Miscellaneous_Natural Gas_Pool Heater_E8 | F5 | Commercial | Miscellaneous (ID) | Existing | Miscellaneous | Natural Gas | Pool Heater | E8 | RIM BC Ratio | 0 | 0 | 0 | 0 | 0 | 0 | 0 | 0 | 0 | 0 | 0 | 0 | 0 | 0 | 0 | 0 | 0 | 0 | 0 | 0 | 0 | 0 | 0 | 0 | 0 | 0 | 0
F5_Commercial_Miscellaneous (ID)_Existing_Miscellaneous_Natural Gas_Pool Heater_E9 | F5 | Commercial | Miscellaneous (ID) | Existing | Miscellaneous | Natural Gas | Pool Heater | E9 | RIM BC Ratio | 0 | 0 | 0 | 0 | 0 | 0 | 0 | 0 | 0 | 0 | 0 | 0 | 0 | 0 | 0 | 0 | 0 | 0 | 0 | 0 | 0 | 0 | 0 | 0 | 0 | 0 | 0
F5_Commercial_Miscellaneous (ID)_Existing_Miscellaneous_Natural Gas_Pool Heater_E10 | F5 | Commercial | Miscellaneous (ID) | Existing | Miscellaneous | Natural Gas | Pool Heater | E10 | RIM BC Ratio | 0 | 0 | 0 | 0 | 0 | 0 | 0 | 0 | 0 | 0 | 0 | 0 | 0 | 0 | 0 | 0 | 0 | 0 | 0 | 0 | 0 | 0 | 0 | 0 | 0 | 0 | 0
F0_Commercial_Miscellaneous (ID)_Existing_Miscellaneous_Natural Gas_Miscellaneous_E0 | F0 | Commercial | Miscellaneous (ID) | Existing | Miscellaneous | Natural Gas | Miscellaneous | E0 | Economic Unit | Standard | Standard | Standard | Standard | Standard | Standard | Standard | Standard | Standard | Standard | Standard | Standard | Standard | Standard | Standard | Standard | Standard | Standard | Standard | Standard | Standard | Standard | Standard | Standard | Standard | Standard | Standard
F1_Commercial_Miscellaneous (ID)_Existing_Miscellaneous_Natural Gas_Miscellaneous_E1 | F1 | Commercial | Miscellaneous (ID) | Existing | Miscellaneous | Natural Gas | Miscellaneous | E1 | CCE | 0 | 0 | 0 | 0 | 0 | 0 | 0 | 0 | 0 | 0 | 0 | 0 | 0 | 0 | 0 | 0 | 0 | 0 | 0 | 0 | 0 | 0 | 0 | 0 | 0 | 0 | 0
F1_Commercial_Miscellaneous (ID)_Existing_Miscellaneous_Natural Gas_Miscellaneous_E2 | F1 | Commercial | Miscellaneous (ID) | Existing | Miscellaneous | Natural Gas | Miscellaneous | E2 | CCE | 0 | 0 | 0 | 0 | 0 | 0 | 0 | 0 | 0 | 0 | 0 | 0 | 0 | 0 | 0 | 0 | 0 | 0 | 0 | 0 | 0 | 0 | 0 | 0 | 0 | 0 | 0
F1_Commercial_Miscellaneous (ID)_Existing_Miscellaneous_Natural Gas_Miscellaneous_E3 | F1 | Commercial | Miscellaneous (ID) | Existing | Miscellaneous | Natural Gas | Miscellaneous | E3 | CCE | 0 | 0 | 0 | 0 | 0 | 0 | 0 | 0 | 0 | 0 | 0 | 0 | 0 | 0 | 0 | 0 | 0 | 0 | 0 | 0 | 0 | 0 | 0 | 0 | 0 | 0 | 0
F1_Commercial_Miscellaneous (ID)_Existing_Miscellaneous_Natural Gas_Miscellaneous_E4 | F1 | Commercial | Miscellaneous (ID) | Existing | Miscellaneous | Natural Gas | Miscellaneous | E4 | CCE | 0 | 0 | 0 | 0 | 0 | 0 | 0 | 0 | 0 | 0 | 0 | 0 | 0 | 0 | 0 | 0 | 0 | 0 | 0 | 0 | 0 | 0 | 0 | 0 | 0 | 0 | 0
F1_Commercial_Miscellaneous (ID)_Existing_Miscellaneous_Natural Gas_Miscellaneous_E5 | F1 | Commercial | Miscellaneous (ID) | Existing | Miscellaneous | Natural Gas | Miscellaneous | E5 | CCE | 0 | 0 | 0 | 0 | 0 | 0 | 0 | 0 | 0 | 0 | 0 | 0 | 0 | 0 | 0 | 0 | 0 | 0 | 0 | 0 | 0 | 0 | 0 | 0 | 0 | 0 | 0
F1_Commercial_Miscellaneous (ID)_Existing_Miscellaneous_Natural Gas_Miscellaneous_E6 | F1 | Commercial | Miscellaneous (ID) | Existing | Miscellaneous | Natural Gas | Miscellaneous | E6 | CCE | 0 | 0 | 0 | 0 | 0 | 0 | 0 | 0 | 0 | 0 | 0 | 0 | 0 | 0 | 0 | 0 | 0 | 0 | 0 | 0 | 0 | 0 | 0 | 0 | 0 | 0 | 0
F1_Commercial_Miscellaneous (ID)_Existing_Miscellaneous_Natural Gas_Miscellaneous_E7 | F1 | Commercial | Miscellaneous (ID) | Existing | Miscellaneous | Natural Gas | Miscellaneous | E7 | CCE | 0 | 0 | 0 | 0 | 0 | 0 | 0 | 0 | 0 | 0 | 0 | 0 | 0 | 0 | 0 | 0 | 0 | 0 | 0 | 0 | 0 | 0 | 0 | 0 | 0 | 0 | 0
F1_Commercial_Miscellaneous (ID)_Existing_Miscellaneous_Natural Gas_Miscellaneous_E8 | F1 | Commercial | Miscellaneous (ID) | Existing | Miscellaneous | Natural Gas | Miscellaneous | E8 | CCE | 0 | 0 | 0 | 0 | 0 | 0 | 0 | 0 | 0 | 0 | 0 | 0 | 0 | 0 | 0 | 0 | 0 | 0 | 0 | 0 | 0 | 0 | 0 | 0 | 0 | 0 | 0
F1_Commercial_Miscellaneous (ID)_Existing_Miscellaneous_Natural Gas_Miscellaneous_E9 | F1 | Commercial | Miscellaneous (ID) | Existing | Miscellaneous | Natural Gas | Miscellaneous | E9 | CCE | 0 | 0 | 0 | 0 | 0 | 0 | 0 | 0 | 0 | 0 | 0 | 0 | 0 | 0 | 0 | 0 | 0 | 0 | 0 | 0 | 0 | 0 | 0 | 0 | 0 | 0 | 0
F1_Commercial_Miscellaneous (ID)_Existing_Miscellaneous_Natural Gas_Miscellaneous_E10 | F1 | Commercial | Miscellaneous (ID) | Existing | Miscellaneous | Natural Gas | Miscellaneous | E10 | CCE | 0 | 0 | 0 | 0 | 0 | 0 | 0 | 0 | 0 | 0 | 0 | 0 | 0 | 0 | 0 | 0 | 0 | 0 | 0 | 0 | 0 | 0 | 0 | 0 | 0 | 0 | 0
F2_Commercial_Miscellaneous (ID)_Existing_Miscellaneous_Natural Gas_Miscellaneous_E1 | F2 | Commercial | Miscellaneous (ID) | Existing | Miscellaneous | Natural Gas | Miscellaneous | E1 | TRC BC Ratio | [24 empty] | 1 | 1 | 1 | bar: 2019 to 2042
F2_Commercial_Miscellaneous (ID)_Existing_Miscellaneous_Natural Gas_Miscellaneous_E2 | F2 | Commercial | Miscellaneous (ID) | Existing | Miscellaneous | Natural Gas | Miscellaneous | E2 | TRC BC Ratio | 0 | 0 | 0 | 0 | 0 | 0 | 0 | 0 | 0 | 0 | 0 | 0 | 0 | 0 | 0 | 0 | 0 | 0 | 0 | 0 | 0 | 0 | 0 | 0 | 0 | 0 | 0
F2_Commercial_Miscellaneous (ID)_Existing_Miscellaneous_Natural Gas_Miscellaneous_E3 | F2 | Commercial | Miscellaneous (ID) | Existing | Miscellaneous | Natural Gas | Miscellaneous | E3 | TRC BC Ratio | 0 | 0 | 0 | 0 | 0 | 0 | 0 | 0 | 0 | 0 | 0 | 0 | 0 | 0 | 0 | 0 | 0 | 0 | 0 | 0 | 0 | 0 | 0 | 0 | 0 | 0 | 0
F2_Commercial_Miscellaneous (ID)_Existing_Miscellaneous_Natural Gas_Miscellaneous_E4 | F2 | Commercial | Miscellaneous (ID) | Existing | Miscellaneous | Natural Gas | Miscellaneous | E4 | TRC BC Ratio | 0 | 0 | 0 | 0 | 0 | 0 | 0 | 0 | 0 | 0 | 0 | 0 | 0 | 0 | 0 | 0 | 0 | 0 | 0 | 0 | 0 | 0 | 0 | 0 | 0 | 0 | 0
F2_Commercial_Miscellaneous (ID)_Existing_Miscellaneous_Natural Gas_Miscellaneous_E5 | F2 | Commercial | Miscellaneous (ID) | Existing | Miscellaneous | Natural Gas | Miscellaneous | E5 | TRC BC Ratio | 0 | 0 | 0 | 0 | 0 | 0 | 0 | 0 | 0 | 0 | 0 | 0 | 0 | 0 | 0 | 0 | 0 | 0 | 0 | 0 | 0 | 0 | 0 | 0 | 0 | 0 | 0
F2_Commercial_Miscellaneous (ID)_Existing_Miscellaneous_Natural Gas_Miscellaneous_E6 | F2 | Commercial | Miscellaneous (ID) | Existing | Miscellaneous | Natural Gas | Miscellaneous | E6 | TRC BC Ratio | 0 | 0 | 0 | 0 | 0 | 0 | 0 | 0 | 0 | 0 | 0 | 0 | 0 | 0 | 0 | 0 | 0 | 0 | 0 | 0 | 0 | 0 | 0 | 0 | 0 | 0 | 0
F2_Commercial_Miscellaneous (ID)_Existing_Miscellaneous_Natural Gas_Miscellaneous_E7 | F2 | Commercial | Miscellaneous (ID) | Existing | Miscellaneous | Natural Gas | Miscellaneous | E7 | TRC BC Ratio | 0 | 0 | 0 | 0 | 0 | 0 | 0 | 0 | 0 | 0 | 0 | 0 | 0 | 0 | 0 | 0 | 0 | 0 | 0 | 0 | 0 | 0 | 0 | 0 | 0 | 0 | 0
F2_Commercial_Miscellaneous (ID)_Existing_Miscellaneous_Natural Gas_Miscellaneous_E8 | F2 | Commercial | Miscellaneous (ID) | Existing | Miscellaneous | Natural Gas | Miscellaneous | E8 | TRC BC Ratio | 0 | 0 | 0 | 0 | 0 | 0 | 0 | 0 | 0 | 0 | 0 | 0 | 0 | 0 | 0 | 0 | 0 | 0 | 0 | 0 | 0 | 0 | 0 | 0 | 0 | 0 | 0
F2_Commercial_Miscellaneous (ID)_Existing_Miscellaneous_Natural Gas_Miscellaneous_E9 | F2 | Commercial | Miscellaneous (ID) | Existing | Miscellaneous | Natural Gas | Miscellaneous | E9 | TRC BC Ratio | 0 | 0 | 0 | 0 | 0 | 0 | 0 | 0 | 0 | 0 | 0 | 0 | 0 | 0 | 0 | 0 | 0 | 0 | 0 | 0 | 0 | 0 | 0 | 0 | 0 | 0 | 0
F2_Commercial_Miscellaneous (ID)_Existing_Miscellaneous_Natural Gas_Miscellaneous_E10 | F2 | Commercial | Miscellaneous (ID) | Existing | Miscellaneous | Natural Gas | Miscellaneous | E10 | TRC BC Ratio | 0 | 0 | 0 | 0 | 0 | 0 | 0 | 0 | 0 | 0 | 0 | 0 | 0 | 0 | 0 | 0 | 0 | 0 | 0 | 0 | 0 | 0 | 0 | 0 | 0 | 0 | 0
F3_Commercial_Miscellaneous (ID)_Existing_Miscellaneous_Natural Gas_Miscellaneous_E1 | F3 | Commercial | Miscellaneous (ID) | Existing | Miscellaneous | Natural Gas | Miscellaneous | E1 | PACT BC Ratio | [24 empty] | 1 | 1 | 1 | bar: 2019 to 2042
F3_Commercial_Miscellaneous (ID)_Existing_Miscellaneous_Natural Gas_Miscellaneous_E2 | F3 | Commercial | Miscellaneous (ID) | Existing | Miscellaneous | Natural Gas | Miscellaneous | E2 | PACT BC Ratio | 0 | 0 | 0 | 0 | 0 | 0 | 0 | 0 | 0 | 0 | 0 | 0 | 0 | 0 | 0 | 0 | 0 | 0 | 0 | 0 | 0 | 0 | 0 | 0 | 0 | 0 | 0
F3_Commercial_Miscellaneous (ID)_Existing_Miscellaneous_Natural Gas_Miscellaneous_E3 | F3 | Commercial | Miscellaneous (ID) | Existing | Miscellaneous | Natural Gas | Miscellaneous | E3 | PACT BC Ratio | 0 | 0 | 0 | 0 | 0 | 0 | 0 | 0 | 0 | 0 | 0 | 0 | 0 | 0 | 0 | 0 | 0 | 0 | 0 | 0 | 0 | 0 | 0 | 0 | 0 | 0 | 0
F3_Commercial_Miscellaneous (ID)_Existing_Miscellaneous_Natural Gas_Miscellaneous_E4 | F3 | Commercial | Miscellaneous (ID) | Existing | Miscellaneous | Natural Gas | Miscellaneous | E4 | PACT BC Ratio | 0 | 0 | 0 | 0 | 0 | 0 | 0 | 0 | 0 | 0 | 0 | 0 | 0 | 0 | 0 | 0 | 0 | 0 | 0 | 0 | 0 | 0 | 0 | 0 | 0 | 0 | 0
F3_Commercial_Miscellaneous (ID)_Existing_Miscellaneous_Natural Gas_Miscellaneous_E5 | F3 | Commercial | Miscellaneous (ID) | Existing | Miscellaneous | Natural Gas | Miscellaneous | E5 | PACT BC Ratio | 0 | 0 | 0 | 0 | 0 | 0 | 0 | 0 | 0 | 0 | 0 | 0 | 0 | 0 | 0 | 0 | 0 | 0 | 0 | 0 | 0 | 0 | 0 | 0 | 0 | 0 | 0
F3_Commercial_Miscellaneous (ID)_Existing_Miscellaneous_Natural Gas_Miscellaneous_E6 | F3 | Commercial | Miscellaneous (ID) | Existing | Miscellaneous | Natural Gas | Miscellaneous | E6 | PACT BC Ratio | 0 | 0 | 0 | 0 | 0 | 0 | 0 | 0 | 0 | 0 | 0 | 0 | 0 | 0 | 0 | 0 | 0 | 0 | 0 | 0 | 0 | 0 | 0 | 0 | 0 | 0 | 0
F3_Commercial_Miscellaneous (ID)_Existing_Miscellaneous_Natural Gas_Miscellaneous_E7 | F3 | Commercial | Miscellaneous (ID) | Existing | Miscellaneous | Natural Gas | Miscellaneous | E7 | PACT BC Ratio | 0 | 0 | 0 | 0 | 0 | 0 | 0 | 0 | 0 | 0 | 0 | 0 | 0 | 0 | 0 | 0 | 0 | 0 | 0 | 0 | 0 | 0 | 0 | 0 | 0 | 0 | 0
F3_Commercial_Miscellaneous (ID)_Existing_Miscellaneous_Natural Gas_Miscellaneous_E8 | F3 | Commercial | Miscellaneous (ID) | Existing | Miscellaneous | Natural Gas | Miscellaneous | E8 | PACT BC Ratio | 0 | 0 | 0 | 0 | 0 | 0 | 0 | 0 | 0 | 0 | 0 | 0 | 0 | 0 | 0 | 0 | 0 | 0 | 0 | 0 | 0 | 0 | 0 | 0 | 0 | 0 | 0
F3_Commercial_Miscellaneous (ID)_Existing_Miscellaneous_Natural Gas_Miscellaneous_E9 | F3 | Commercial | Miscellaneous (ID) | Existing | Miscellaneous | Natural Gas | Miscellaneous | E9 | PACT BC Ratio | 0 | 0 | 0 | 0 | 0 | 0 | 0 | 0 | 0 | 0 | 0 | 0 | 0 | 0 | 0 | 0 | 0 | 0 | 0 | 0 | 0 | 0 | 0 | 0 | 0 | 0 | 0
F3_Commercial_Miscellaneous (ID)_Existing_Miscellaneous_Natural Gas_Miscellaneous_E10 | F3 | Commercial | Miscellaneous (ID) | Existing | Miscellaneous | Natural Gas | Miscellaneous | E10 | PACT BC Ratio | 0 | 0 | 0 | 0 | 0 | 0 | 0 | 0 | 0 | 0 | 0 | 0 | 0 | 0 | 0 | 0 | 0 | 0 | 0 | 0 | 0 | 0 | 0 | 0 | 0 | 0 | 0
F4_Commercial_Miscellaneous (ID)_Existing_Miscellaneous_Natural Gas_Miscellaneous_E1 | F4 | Commercial | Miscellaneous (ID) | Existing | Miscellaneous | Natural Gas | Miscellaneous | E1 | RVT BC Ratio | [24 empty] | 1 | 1 | 1 | bar: 2019 to 2042
F4_Commercial_Miscellaneous (ID)_Existing_Miscellaneous_Natural Gas_Miscellaneous_E2 | F4 | Commercial | Miscellaneous (ID) | Existing | Miscellaneous | Natural Gas | Miscellaneous | E2 | RVT BC Ratio | 0 | 0 | 0 | 0 | 0 | 0 | 0 | 0 | 0 | 0 | 0 | 0 | 0 | 0 | 0 | 0 | 0 | 0 | 0 | 0 | 0 | 0 | 0 | 0 | 0 | 0 | 0
F4_Commercial_Miscellaneous (ID)_Existing_Miscellaneous_Natural Gas_Miscellaneous_E3 | F4 | Commercial | Miscellaneous (ID) | Existing | Miscellaneous | Natural Gas | Miscellaneous | E3 | RVT BC Ratio | 0 | 0 | 0 | 0 | 0 | 0 | 0 | 0 | 0 | 0 | 0 | 0 | 0 | 0 | 0 | 0 | 0 | 0 | 0 | 0 | 0 | 0 | 0 | 0 | 0 | 0 | 0
F4_Commercial_Miscellaneous (ID)_Existing_Miscellaneous_Natural Gas_Miscellaneous_E4 | F4 | Commercial | Miscellaneous (ID) | Existing | Miscellaneous | Natural Gas | Miscellaneous | E4 | RVT BC Ratio | 0 | 0 | 0 | 0 | 0 | 0 | 0 | 0 | 0 | 0 | 0 | 0 | 0 | 0 | 0 | 0 | 0 | 0 | 0 | 0 | 0 | 0 | 0 | 0 | 0 | 0 | 0
F4_Commercial_Miscellaneous (ID)_Existing_Miscellaneous_Natural Gas_Miscellaneous_E5 | F4 | Commercial | Miscellaneous (ID) | Existing | Miscellaneous | Natural Gas | Miscellaneous | E5 | RVT BC Ratio | 0 | 0 | 0 | 0 | 0 | 0 | 0 | 0 | 0 | 0 | 0 | 0 | 0 | 0 | 0 | 0 | 0 | 0 | 0 | 0 | 0 | 0 | 0 | 0 | 0 | 0 | 0
F4_Commercial_Miscellaneous (ID)_Existing_Miscellaneous_Natural Gas_Miscellaneous_E6 | F4 | Commercial | Miscellaneous (ID) | Existing | Miscellaneous | Natural Gas | Miscellaneous | E6 | RVT BC Ratio | 0 | 0 | 0 | 0 | 0 | 0 | 0 | 0 | 0 | 0 | 0 | 0 | 0 | 0 | 0 | 0 | 0 | 0 | 0 | 0 | 0 | 0 | 0 | 0 | 0 | 0 | 0
F4_Commercial_Miscellaneous (ID)_Existing_Miscellaneous_Natural Gas_Miscellaneous_E7 | F4 | Commercial | Miscellaneous (ID) | Existing | Miscellaneous | Natural Gas | Miscellaneous | E7 | RVT BC Ratio | 0 | 0 | 0 | 0 | 0 | 0 | 0 | 0 | 0 | 0 | 0 | 0 | 0 | 0 | 0 | 0 | 0 | 0 | 0 | 0 | 0 | 0 | 0 | 0 | 0 | 0 | 0
F4_Commercial_Miscellaneous (ID)_Existing_Miscellaneous_Natural Gas_Miscellaneous_E8 | F4 | Commercial | Miscellaneous (ID) | Existing | Miscellaneous | Natural Gas | Miscellaneous | E8 | RVT BC Ratio | 0 | 0 | 0 | 0 | 0 | 0 | 0 | 0 | 0 | 0 | 0 | 0 | 0 | 0 | 0 | 0 | 0 | 0 | 0 | 0 | 0 | 0 | 0 | 0 | 0 | 0 | 0
F4_Commercial_Miscellaneous (ID)_Existing_Miscellaneous_Natural Gas_Miscellaneous_E9 | F4 | Commercial | Miscellaneous (ID) | Existing | Miscellaneous | Natural Gas | Miscellaneous | E9 | RVT BC Ratio | 0 | 0 | 0 | 0 | 0 | 0 | 0 | 0 | 0 | 0 | 0 | 0 | 0 | 0 | 0 | 0 | 0 | 0 | 0 | 0 | 0 | 0 | 0 | 0 | 0 | 0 | 0
F4_Commercial_Miscellaneous (ID)_Existing_Miscellaneous_Natural Gas_Miscellaneous_E10 | F4 | Commercial | Miscellaneous (ID) | Existing | Miscellaneous | Natural Gas | Miscellaneous | E10 | RVT BC Ratio | 0 | 0 | 0 | 0 | 0 | 0 | 0 | 0 | 0 | 0 | 0 | 0 | 0 | 0 | 0 | 0 | 0 | 0 | 0 | 0 | 0 | 0 | 0 | 0 | 0 | 0 | 0
F5_Commercial_Miscellaneous (ID)_Existing_Miscellaneous_Natural Gas_Miscellaneous_E1 | F5 | Commercial | Miscellaneous (ID) | Existing | Miscellaneous | Natural Gas | Miscellaneous | E1 | RIM BC Ratio | [24 empty] | 1 | 1 | 1 | bar: 2019 to 2042
F5_Commercial_Miscellaneous (ID)_Existing_Miscellaneous_Natural Gas_Miscellaneous_E2 | F5 | Commercial | Miscellaneous (ID) | Existing | Miscellaneous | Natural Gas | Miscellaneous | E2 | RIM BC Ratio | 0 | 0 | 0 | 0 | 0 | 0 | 0 | 0 | 0 | 0 | 0 | 0 | 0 | 0 | 0 | 0 | 0 | 0 | 0 | 0 | 0 | 0 | 0 | 0 | 0 | 0 | 0
F5_Commercial_Miscellaneous (ID)_Existing_Miscellaneous_Natural Gas_Miscellaneous_E3 | F5 | Commercial | Miscellaneous (ID) | Existing | Miscellaneous | Natural Gas | Miscellaneous | E3 | RIM BC Ratio | 0 | 0 | 0 | 0 | 0 | 0 | 0 | 0 | 0 | 0 | 0 | 0 | 0 | 0 | 0 | 0 | 0 | 0 | 0 | 0 | 0 | 0 | 0 | 0 | 0 | 0 | 0
F5_Commercial_Miscellaneous (ID)_Existing_Miscellaneous_Natural Gas_Miscellaneous_E4 | F5 | Commercial | Miscellaneous (ID) | Existing | Miscellaneous | Natural Gas | Miscellaneous | E4 | RIM BC Ratio | 0 | 0 | 0 | 0 | 0 | 0 | 0 | 0 | 0 | 0 | 0 | 0 | 0 | 0 | 0 | 0 | 0 | 0 | 0 | 0 | 0 | 0 | 0 | 0 | 0 | 0 | 0
F5_Commercial_Miscellaneous (ID)_Existing_Miscellaneous_Natural Gas_Miscellaneous_E5 | F5 | Commercial | Miscellaneous (ID) | Existing | Miscellaneous | Natural Gas | Miscellaneous | E5 | RIM BC Ratio | 0 | 0 | 0 | 0 | 0 | 0 | 0 | 0 | 0 | 0 | 0 | 0 | 0 | 0 | 0 | 0 | 0 | 0 | 0 | 0 | 0 | 0 | 0 | 0 | 0 | 0 | 0
F5_Commercial_Miscellaneous (ID)_Existing_Miscellaneous_Natural Gas_Miscellaneous_E6 | F5 | Commercial | Miscellaneous (ID) | Existing | Miscellaneous | Natural Gas | Miscellaneous | E6 | RIM BC Ratio | 0 | 0 | 0 | 0 | 0 | 0 | 0 | 0 | 0 | 0 | 0 | 0 | 0 | 0 | 0 | 0 | 0 | 0 | 0 | 0 | 0 | 0 | 0 | 0 | 0 | 0 | 0
F5_Commercial_Miscellaneous (ID)_Existing_Miscellaneous_Natural Gas_Miscellaneous_E7 | F5 | Commercial | Miscellaneous (ID) | Existing | Miscellaneous | Natural Gas | Miscellaneous | E7 | RIM BC Ratio | 0 | 0 | 0 | 0 | 0 | 0 | 0 | 0 | 0 | 0 | 0 | 0 | 0 | 0 | 0 | 0 | 0 | 0 | 0 | 0 | 0 | 0 | 0 | 0 | 0 | 0 | 0
F5_Commercial_Miscellaneous (ID)_Existing_Miscellaneous_Natural Gas_Miscellaneous_E8 | F5 | Commercial | Miscellaneous (ID) | Existing | Miscellaneous | Natural Gas | Miscellaneous | E8 | RIM BC Ratio | 0 | 0 | 0 | 0 | 0 | 0 | 0 | 0 | 0 | 0 | 0 | 0 | 0 | 0 | 0 | 0 | 0 | 0 | 0 | 0 | 0 | 0 | 0 | 0 | 0 | 0 | 0
F5_Commercial_Miscellaneous (ID)_Existing_Miscellaneous_Natural Gas_Miscellaneous_E9 | F5 | Commercial | Miscellaneous (ID) | Existing | Miscellaneous | Natural Gas | Miscellaneous | E9 | RIM BC Ratio | 0 | 0 | 0 | 0 | 0 | 0 | 0 | 0 | 0 | 0 | 0 | 0 | 0 | 0 | 0 | 0 | 0 | 0 | 0 | 0 | 0 | 0 | 0 | 0 | 0 | 0 | 0
F5_Commercial_Miscellaneous (ID)_Existing_Miscellaneous_Natural Gas_Miscellaneous_E10 | F5 | Commercial | Miscellaneous (ID) | Existing | Miscellaneous | Natural Gas | Miscellaneous | E10 | RIM BC Ratio | 0 | 0 | 0 | 0 | 0 | 0 | 0 | 0 | 0 | 0 | 0 | 0 | 0 | 0 | 0 | 0 | 0 | 0 | 0 | 0 | 0 | 0 | 0 | 0 | 0 | 0 | 0
F0_Commercial_Miscellaneous (ID)_New_Space Heating_Natural Gas_Furnace_E0 | F0 | Commercial | Miscellaneous (ID) | New | Space Heating | Natural Gas | Furnace | E0 | Economic Unit | AFUE 80% (Standard) | AFUE 80% (Standard) | AFUE 80% (Standard) | AFUE 80% (Standard) | AFUE 80% (Standard) | AFUE 80% (Standard) | AFUE 80% (Standard) | AFUE 80% (Standard) | AFUE 80% (Standard) | AFUE 80% (Standard) | AFUE 80% (Standard) | AFUE 80% (Standard) | AFUE 80% (Standard) | AFUE 80% (Standard) | AFUE 80% (Standard) | AFUE 80% (Standard) | AFUE 96% | AFUE 96% | AFUE 96% | AFUE 96% | AFUE 96% | AFUE 96% | AFUE 96% | AFUE 96% | AFUE 96% | AFUE 96% | AFUE 96%
F1_Commercial_Miscellaneous (ID)_New_Space Heating_Natural Gas_Furnace_E1 | F1 | Commercial | Miscellaneous (ID) | New | Space Heating | Natural Gas | Furnace | E1 | CCE | 0 | 0 | 0 | 0 | 0 | 0 | 0 | 0 | 0 | 0 | 0 | 0 | 0 | 0 | 0 | 0 | 0 | 0 | 0 | 0 | 0 | 0 | 0 | 0 | 0 | 0 | 0
F1_Commercial_Miscellaneous (ID)_New_Space Heating_Natural Gas_Furnace_E2 | F1 | Commercial | Miscellaneous (ID) | New | Space Heating | Natural Gas | Furnace | E2 | CCE | 0.037653 | 0.039075 | 0.039075 | 0.039075 | 0.039075 | 0.039075 | 0.039075 | 0.039075 | 0.039075 | 0.039075 | 0.039075 | 0.039075 | 0.039075 | 0.039075 | 0.039075 | 0.039075 | 0.039075 | 0.039075 | 0.039075 | 0.039075 | 0.039075 | 0.039075 | 0.039075 | 0.039075 | 0.039075 | 0.039075 | 0.039075
F1_Commercial_Miscellaneous (ID)_New_Space Heating_Natural Gas_Furnace_E3 | F1 | Commercial | Miscellaneous (ID) | New | Space Heating | Natural Gas | Furnace | E3 | CCE | 0.0056279 | 0.0058404 | 0.0058404 | 0.0058404 | 0.0058404 | 0.0058404 | 0.0058404 | 0.0058404 | 0.0058404 | 0.0058404 | 0.0058404 | 0.0058404 | 0.0058404 | 0.0058404 | 0.0058404 | 0.0058404 | 0.0058404 | 0.0058404 | 0.0058404 | 0.0058404 | 0.0058404 | 0.0058404 | 0.0058404 | 0.0058404 | 0.0058404 | 0.0058404 | 0.0058404
F1_Commercial_Miscellaneous (ID)_New_Space Heating_Natural Gas_Furnace_E4 | F1 | Commercial | Miscellaneous (ID) | New | Space Heating | Natural Gas | Furnace | E4 | CCE | 0 | 0 | 0 | 0 | 0 | 0 | 0 | 0 | 0 | 0 | 0 | 0 | 0 | 0 | 0 | 0 | 0 | 0 | 0 | 0 | 0 | 0 | 0 | 0 | 0 | 0 | 0
F1_Commercial_Miscellaneous (ID)_New_Space Heating_Natural Gas_Furnace_E5 | F1 | Commercial | Miscellaneous (ID) | New | Space Heating | Natural Gas | Furnace | E5 | CCE | 0 | 0 | 0 | 0 | 0 | 0 | 0 | 0 | 0 | 0 | 0 | 0 | 0 | 0 | 0 | 0 | 0 | 0 | 0 | 0 | 0 | 0 | 0 | 0 | 0 | 0 | 0
F1_Commercial_Miscellaneous (ID)_New_Space Heating_Natural Gas_Furnace_E6 | F1 | Commercial | Miscellaneous (ID) | New | Space Heating | Natural Gas | Furnace | E6 | CCE | 0 | 0 | 0 | 0 | 0 | 0 | 0 | 0 | 0 | 0 | 0 | 0 | 0 | 0 | 0 | 0 | 0 | 0 | 0 | 0 | 0 | 0 | 0 | 0 | 0 | 0 | 0
F1_Commercial_Miscellaneous (ID)_New_Space Heating_Natural Gas_Furnace_E7 | F1 | Commercial | Miscellaneous (ID) | New | Space Heating | Natural Gas | Furnace | E7 | CCE | 0 | 0 | 0 | 0 | 0 | 0 | 0 | 0 | 0 | 0 | 0 | 0 | 0 | 0 | 0 | 0 | 0 | 0 | 0 | 0 | 0 | 0 | 0 | 0 | 0 | 0 | 0
F1_Commercial_Miscellaneous (ID)_New_Space Heating_Natural Gas_Furnace_E8 | F1 | Commercial | Miscellaneous (ID) | New | Space Heating | Natural Gas | Furnace | E8 | CCE | 0 | 0 | 0 | 0 | 0 | 0 | 0 | 0 | 0 | 0 | 0 | 0 | 0 | 0 | 0 | 0 | 0 | 0 | 0 | 0 | 0 | 0 | 0 | 0 | 0 | 0 | 0
F1_Commercial_Miscellaneous (ID)_New_Space Heating_Natural Gas_Furnace_E9 | F1 | Commercial | Miscellaneous (ID) | New | Space Heating | Natural Gas | Furnace | E9 | CCE | 0 | 0 | 0 | 0 | 0 | 0 | 0 | 0 | 0 | 0 | 0 | 0 | 0 | 0 | 0 | 0 | 0 | 0 | 0 | 0 | 0 | 0 | 0 | 0 | 0 | 0 | 0
F1_Commercial_Miscellaneous (ID)_New_Space Heating_Natural Gas_Furnace_E10 | F1 | Commercial | Miscellaneous (ID) | New | Space Heating | Natural Gas | Furnace | E10 | CCE | 0 | 0 | 0 | 0 | 0 | 0 | 0 | 0 | 0 | 0 | 0 | 0 | 0 | 0 | 0 | 0 | 0 | 0 | 0 | 0 | 0 | 0 | 0 | 0 | 0 | 0 | 0
F2_Commercial_Miscellaneous (ID)_New_Space Heating_Natural Gas_Furnace_E1 | F2 | Commercial | Miscellaneous (ID) | New | Space Heating | Natural Gas | Furnace | E1 | TRC BC Ratio | [24 empty] | 1 | 1 | 1 | bar: 2019 to 2042
F2_Commercial_Miscellaneous (ID)_New_Space Heating_Natural Gas_Furnace_E2 | F2 | Commercial | Miscellaneous (ID) | New | Space Heating | Natural Gas | Furnace | E2 | TRC BC Ratio | 0.09988 | 0.10133 | 0.10339 | 0.10574 | 0.1084 | 0.11228 | 0.11624 | 0.12044 | 0.12439 | 0.1284 | 0.13191 | 0.13508 | 0.1386 | 0.14225 | 0.14559 | 0.14886 | 0.15185 | 0.15495 | 0.15818 | 0.1615 | 0.16489 | 0.16848 | 0.17275 | 0.17641 | 0.18016 | 0.18398 | 0.18789
F2_Commercial_Miscellaneous (ID)_New_Space Heating_Natural Gas_Furnace_E3 | F2 | Commercial | Miscellaneous (ID) | New | Space Heating | Natural Gas | Furnace | E3 | TRC BC Ratio | 0.66824 | 0.67796 | 0.69173 | 0.70744 | 0.72527 | 0.75121 | 0.77769 | 0.80579 | 0.83224 | 0.85905 | 0.88252 | 0.90373 | 0.92728 | 0.9517 | 0.97405 | 0.99593 | 1.016 | 1.0367 | 1.0583 | 1.0805 | 1.1032 | 1.1272 | 1.1557 | 1.1803 | 1.2053 | 1.2309 | 1.257
F2_Commercial_Miscellaneous (ID)_New_Space Heating_Natural Gas_Furnace_E4 | F2 | Commercial | Miscellaneous (ID) | New | Space Heating | Natural Gas | Furnace | E4 | TRC BC Ratio | 0 | 0 | 0 | 0 | 0 | 0 | 0 | 0 | 0 | 0 | 0 | 0 | 0 | 0 | 0 | 0 | 0 | 0 | 0 | 0 | 0 | 0 | 0 | 0 | 0 | 0 | 0
F2_Commercial_Miscellaneous (ID)_New_Space Heating_Natural Gas_Furnace_E5 | F2 | Commercial | Miscellaneous (ID) | New | Space Heating | Natural Gas | Furnace | E5 | TRC BC Ratio | 0 | 0 | 0 | 0 | 0 | 0 | 0 | 0 | 0 | 0 | 0 | 0 | 0 | 0 | 0 | 0 | 0 | 0 | 0 | 0 | 0 | 0 | 0 | 0 | 0 | 0 | 0
F2_Commercial_Miscellaneous (ID)_New_Space Heating_Natural Gas_Furnace_E6 | F2 | Commercial | Miscellaneous (ID) | New | Space Heating | Natural Gas | Furnace | E6 | TRC BC Ratio | 0 | 0 | 0 | 0 | 0 | 0 | 0 | 0 | 0 | 0 | 0 | 0 | 0 | 0 | 0 | 0 | 0 | 0 | 0 | 0 | 0 | 0 | 0 | 0 | 0 | 0 | 0
F2_Commercial_Miscellaneous (ID)_New_Space Heating_Natural Gas_Furnace_E7 | F2 | Commercial | Miscellaneous (ID) | New | Space Heating | Natural Gas | Furnace | E7 | TRC BC Ratio | 0 | 0 | 0 | 0 | 0 | 0 | 0 | 0 | 0 | 0 | 0 | 0 | 0 | 0 | 0 | 0 | 0 | 0 | 0 | 0 | 0 | 0 | 0 | 0 | 0 | 0 | 0
F2_Commercial_Miscellaneous (ID)_New_Space Heating_Natural Gas_Furnace_E8 | F2 | Commercial | Miscellaneous (ID) | New | Space Heating | Natural Gas | Furnace | E8 | TRC BC Ratio | 0 | 0 | 0 | 0 | 0 | 0 | 0 | 0 | 0 | 0 | 0 | 0 | 0 | 0 | 0 | 0 | 0 | 0 | 0 | 0 | 0 | 0 | 0 | 0 | 0 | 0 | 0
F2_Commercial_Miscellaneous (ID)_New_Space Heating_Natural Gas_Furnace_E9 | F2 | Commercial | Miscellaneous (ID) | New | Space Heating | Natural Gas | Furnace | E9 | TRC BC Ratio | 0 | 0 | 0 | 0 | 0 | 0 | 0 | 0 | 0 | 0 | 0 | 0 | 0 | 0 | 0 | 0 | 0 | 0 | 0 | 0 | 0 | 0 | 0 | 0 | 0 | 0 | 0
F2_Commercial_Miscellaneous (ID)_New_Space Heating_Natural Gas_Furnace_E10 | F2 | Commercial | Miscellaneous (ID) | New | Space Heating | Natural Gas | Furnace | E10 | TRC BC Ratio | 0 | 0 | 0 | 0 | 0 | 0 | 0 | 0 | 0 | 0 | 0 | 0 | 0 | 0 | 0 | 0 | 0 | 0 | 0 | 0 | 0 | 0 | 0 | 0 | 0 | 0 | 0
F3_Commercial_Miscellaneous (ID)_New_Space Heating_Natural Gas_Furnace_E1 | F3 | Commercial | Miscellaneous (ID) | New | Space Heating | Natural Gas | Furnace | E1 | PACT BC Ratio | [24 empty] | 1 | 1 | 1 | bar: 2019 to 2042
F3_Commercial_Miscellaneous (ID)_New_Space Heating_Natural Gas_Furnace_E2 | F3 | Commercial | Miscellaneous (ID) | New | Space Heating | Natural Gas | Furnace | E2 | PACT BC Ratio | 0.27975 | 0.28382 | 0.28959 | 0.29617 | 0.30363 | 0.31449 | 0.32557 | 0.33734 | 0.34841 | 0.35963 | 0.36946 | 0.37834 | 0.3882 | 0.39842 | 0.40778 | 0.41694 | 0.42533 | 0.43399 | 0.44305 | 0.45235 | 0.46183 | 0.4719 | 0.48384 | 0.49411 | 0.5046 | 0.51531 | 0.52625
F3_Commercial_Miscellaneous (ID)_New_Space Heating_Natural Gas_Furnace_E3 | F3 | Commercial | Miscellaneous (ID) | New | Space Heating | Natural Gas | Furnace | E3 | PACT BC Ratio | 1.8717 | 1.8989 | 1.9375 | 1.9815 | 2.0314 | 2.1041 | 2.1782 | 2.2569 | 2.331 | 2.4061 | 2.4719 | 2.5313 | 2.5972 | 2.6656 | 2.7282 | 2.7895 | 2.8456 | 2.9036 | 2.9642 | 3.0265 | 3.0899 | 3.1572 | 3.2371 | 3.3059 | 3.376 | 3.4477 | 3.5209
F3_Commercial_Miscellaneous (ID)_New_Space Heating_Natural Gas_Furnace_E4 | F3 | Commercial | Miscellaneous (ID) | New | Space Heating | Natural Gas | Furnace | E4 | PACT BC Ratio | 0 | 0 | 0 | 0 | 0 | 0 | 0 | 0 | 0 | 0 | 0 | 0 | 0 | 0 | 0 | 0 | 0 | 0 | 0 | 0 | 0 | 0 | 0 | 0 | 0 | 0 | 0
F3_Commercial_Miscellaneous (ID)_New_Space Heating_Natural Gas_Furnace_E5 | F3 | Commercial | Miscellaneous (ID) | New | Space Heating | Natural Gas | Furnace | E5 | PACT BC Ratio | 0 | 0 | 0 | 0 | 0 | 0 | 0 | 0 | 0 | 0 | 0 | 0 | 0 | 0 | 0 | 0 | 0 | 0 | 0 | 0 | 0 | 0 | 0 | 0 | 0 | 0 | 0
F3_Commercial_Miscellaneous (ID)_New_Space Heating_Natural Gas_Furnace_E6 | F3 | Commercial | Miscellaneous (ID) | New | Space Heating | Natural Gas | Furnace | E6 | PACT BC Ratio | 0 | 0 | 0 | 0 | 0 | 0 | 0 | 0 | 0 | 0 | 0 | 0 | 0 | 0 | 0 | 0 | 0 | 0 | 0 | 0 | 0 | 0 | 0 | 0 | 0 | 0 | 0
F3_Commercial_Miscellaneous (ID)_New_Space Heating_Natural Gas_Furnace_E7 | F3 | Commercial | Miscellaneous (ID) | New | Space Heating | Natural Gas | Furnace | E7 | PACT BC Ratio | 0 | 0 | 0 | 0 | 0 | 0 | 0 | 0 | 0 | 0 | 0 | 0 | 0 | 0 | 0 | 0 | 0 | 0 | 0 | 0 | 0 | 0 | 0 | 0 | 0 | 0 | 0
F3_Commercial_Miscellaneous (ID)_New_Space Heating_Natural Gas_Furnace_E8 | F3 | Commercial | Miscellaneous (ID) | New | Space Heating | Natural Gas | Furnace | E8 | PACT BC Ratio | 0 | 0 | 0 | 0 | 0 | 0 | 0 | 0 | 0 | 0 | 0 | 0 | 0 | 0 | 0 | 0 | 0 | 0 | 0 | 0 | 0 | 0 | 0 | 0 | 0 | 0 | 0
F3_Commercial_Miscellaneous (ID)_New_Space Heating_Natural Gas_Furnace_E9 | F3 | Commercial | Miscellaneous (ID) | New | Space Heating | Natural Gas | Furnace | E9 | PACT BC Ratio | 0 | 0 | 0 | 0 | 0 | 0 | 0 | 0 | 0 | 0 | 0 | 0 | 0 | 0 | 0 | 0 | 0 | 0 | 0 | 0 | 0 | 0 | 0 | 0 | 0 | 0 | 0
F3_Commercial_Miscellaneous (ID)_New_Space Heating_Natural Gas_Furnace_E10 | F3 | Commercial | Miscellaneous (ID) | New | Space Heating | Natural Gas | Furnace | E10 | PACT BC Ratio | 0 | 0 | 0 | 0 | 0 | 0 | 0 | 0 | 0 | 0 | 0 | 0 | 0 | 0 | 0 | 0 | 0 | 0 | 0 | 0 | 0 | 0 | 0 | 0 | 0 | 0 | 0
F4_Commercial_Miscellaneous (ID)_New_Space Heating_Natural Gas_Furnace_E1 | F4 | Commercial | Miscellaneous (ID) | New | Space Heating | Natural Gas | Furnace | E1 | RVT BC Ratio | [24 empty] | 1 | 1 | 1 | bar: 2019 to 2042
F4_Commercial_Miscellaneous (ID)_New_Space Heating_Natural Gas_Furnace_E2 | F4 | Commercial | Miscellaneous (ID) | New | Space Heating | Natural Gas | Furnace | E2 | RVT BC Ratio | 0.36833 | 0.3695 | 0.37143 | 0.37367 | 0.37623 | 0.3804 | 0.38454 | 0.38887 | 0.39267 | 0.39636 | 0.40054 | 0.40418 | 0.40825 | 0.41243 | 0.41616 | 0.41974 | 0.42289 | 0.4261 | 0.42944 | 0.43281 | 0.43619 | 0.44072 | 0.44609 | 0.45071 | 0.45543 | 0.46025 | 0.46517
F4_Commercial_Miscellaneous (ID)_New_Space Heating_Natural Gas_Furnace_E3 | F4 | Commercial | Miscellaneous (ID) | New | Space Heating | Natural Gas | Furnace | E3 | RVT BC Ratio | 1.1644 | 1.1722 | 1.1852 | 1.2001 | 1.2173 | 1.2452 | 1.2729 | 1.3018 | 1.3273 | 1.3519 | 1.3799 | 1.4043 | 1.4315 | 1.4595 | 1.4844 | 1.5083 | 1.5294 | 1.5509 | 1.5733 | 1.5958 | 1.6184 | 1.6487 | 1.6847 | 1.7156 | 1.7471 | 1.7794 | 1.8123
F4_Commercial_Miscellaneous (ID)_New_Space Heating_Natural Gas_Furnace_E4 | F4 | Commercial | Miscellaneous (ID) | New | Space Heating | Natural Gas | Furnace | E4 | RVT BC Ratio | 0 | 0 | 0 | 0 | 0 | 0 | 0 | 0 | 0 | 0 | 0 | 0 | 0 | 0 | 0 | 0 | 0 | 0 | 0 | 0 | 0 | 0 | 0 | 0 | 0 | 0 | 0
F4_Commercial_Miscellaneous (ID)_New_Space Heating_Natural Gas_Furnace_E5 | F4 | Commercial | Miscellaneous (ID) | New | Space Heating | Natural Gas | Furnace | E5 | RVT BC Ratio | 0 | 0 | 0 | 0 | 0 | 0 | 0 | 0 | 0 | 0 | 0 | 0 | 0 | 0 | 0 | 0 | 0 | 0 | 0 | 0 | 0 | 0 | 0 | 0 | 0 | 0 | 0
F4_Commercial_Miscellaneous (ID)_New_Space Heating_Natural Gas_Furnace_E6 | F4 | Commercial | Miscellaneous (ID) | New | Space Heating | Natural Gas | Furnace | E6 | RVT BC Ratio | 0 | 0 | 0 | 0 | 0 | 0 | 0 | 0 | 0 | 0 | 0 | 0 | 0 | 0 | 0 | 0 | 0 | 0 | 0 | 0 | 0 | 0 | 0 | 0 | 0 | 0 | 0
F4_Commercial_Miscellaneous (ID)_New_Space Heating_Natural Gas_Furnace_E7 | F4 | Commercial | Miscellaneous (ID) | New | Space Heating | Natural Gas | Furnace | E7 | RVT BC Ratio | 0 | 0 | 0 | 0 | 0 | 0 | 0 | 0 | 0 | 0 | 0 | 0 | 0 | 0 | 0 | 0 | 0 | 0 | 0 | 0 | 0 | 0 | 0 | 0 | 0 | 0 | 0
F4_Commercial_Miscellaneous (ID)_New_Space Heating_Natural Gas_Furnace_E8 | F4 | Commercial | Miscellaneous (ID) | New | Space Heating | Natural Gas | Furnace | E8 | RVT BC Ratio | 0 | 0 | 0 | 0 | 0 | 0 | 0 | 0 | 0 | 0 | 0 | 0 | 0 | 0 | 0 | 0 | 0 | 0 | 0 | 0 | 0 | 0 | 0 | 0 | 0 | 0 | 0
F4_Commercial_Miscellaneous (ID)_New_Space Heating_Natural Gas_Furnace_E9 | F4 | Commercial | Miscellaneous (ID) | New | Space Heating | Natural Gas | Furnace | E9 | RVT BC Ratio | 0 | 0 | 0 | 0 | 0 | 0 | 0 | 0 | 0 | 0 | 0 | 0 | 0 | 0 | 0 | 0 | 0 | 0 | 0 | 0 | 0 | 0 | 0 | 0 | 0 | 0 | 0
F4_Commercial_Miscellaneous (ID)_New_Space Heating_Natural Gas_Furnace_E10 | F4 | Commercial | Miscellaneous (ID) | New | Space Heating | Natural Gas | Furnace | E10 | RVT BC Ratio | 0 | 0 | 0 | 0 | 0 | 0 | 0 | 0 | 0 | 0 | 0 | 0 | 0 | 0 | 0 | 0 | 0 | 0 | 0 | 0 | 0 | 0 | 0 | 0 | 0 | 0 | 0
F5_Commercial_Miscellaneous (ID)_New_Space Heating_Natural Gas_Furnace_E1 | F5 | Commercial | Miscellaneous (ID) | New | Space Heating | Natural Gas | Furnace | E1 | RIM BC Ratio | [24 empty] | 1 | 1 | 1 | bar: 2019 to 2042
F5_Commercial_Miscellaneous (ID)_New_Space Heating_Natural Gas_Furnace_E2 | F5 | Commercial | Miscellaneous (ID) | New | Space Heating | Natural Gas | Furnace | E2 | RIM BC Ratio | 0.21089 | 0.21352 | 0.21712 | 0.22119 | 0.22575 | 0.23214 | 0.23862 | 0.24543 | 0.25186 | 0.25837 | 0.26358 | 0.26828 | 0.27344 | 0.27872 | 0.28354 | 0.28824 | 0.29255 | 0.29697 | 0.30157 | 0.30626 | 0.31101 | 0.31555 | 0.32084 | 0.32533 | 0.32984 | 0.33438 | 0.33896
F5_Commercial_Miscellaneous (ID)_New_Space Heating_Natural Gas_Furnace_E3 | F5 | Commercial | Miscellaneous (ID) | New | Space Heating | Natural Gas | Furnace | E3 | RIM BC Ratio | 0.58771 | 0.59287 | 0.59926 | 0.60633 | 0.61409 | 0.62376 | 0.6336 | 0.64384 | 0.65391 | 0.66425 | 0.67032 | 0.67599 | 0.68204 | 0.68819 | 0.69393 | 0.69958 | 0.70495 | 0.71047 | 0.71618 | 0.72202 | 0.72799 | 0.73167 | 0.73588 | 0.73938 | 0.74283 | 0.74624 | 0.74961
F5_Commercial_Miscellaneous (ID)_New_Space Heating_Natural Gas_Furnace_E4 | F5 | Commercial | Miscellaneous (ID) | New | Space Heating | Natural Gas | Furnace | E4 | RIM BC Ratio | 0 | 0 | 0 | 0 | 0 | 0 | 0 | 0 | 0 | 0 | 0 | 0 | 0 | 0 | 0 | 0 | 0 | 0 | 0 | 0 | 0 | 0 | 0 | 0 | 0 | 0 | 0
F5_Commercial_Miscellaneous (ID)_New_Space Heating_Natural Gas_Furnace_E5 | F5 | Commercial | Miscellaneous (ID) | New | Space Heating | Natural Gas | Furnace | E5 | RIM BC Ratio | 0 | 0 | 0 | 0 | 0 | 0 | 0 | 0 | 0 | 0 | 0 | 0 | 0 | 0 | 0 | 0 | 0 | 0 | 0 | 0 | 0 | 0 | 0 | 0 | 0 | 0 | 0
F5_Commercial_Miscellaneous (ID)_New_Space Heating_Natural Gas_Furnace_E6 | F5 | Commercial | Miscellaneous (ID) | New | Space Heating | Natural Gas | Furnace | E6 | RIM BC Ratio | 0 | 0 | 0 | 0 | 0 | 0 | 0 | 0 | 0 | 0 | 0 | 0 | 0 | 0 | 0 | 0 | 0 | 0 | 0 | 0 | 0 | 0 | 0 | 0 | 0 | 0 | 0
F5_Commercial_Miscellaneous (ID)_New_Space Heating_Natural Gas_Furnace_E7 | F5 | Commercial | Miscellaneous (ID) | New | Space Heating | Natural Gas | Furnace | E7 | RIM BC Ratio | 0 | 0 | 0 | 0 | 0 | 0 | 0 | 0 | 0 | 0 | 0 | 0 | 0 | 0 | 0 | 0 | 0 | 0 | 0 | 0 | 0 | 0 | 0 | 0 | 0 | 0 | 0
F5_Commercial_Miscellaneous (ID)_New_Space Heating_Natural Gas_Furnace_E8 | F5 | Commercial | Miscellaneous (ID) | New | Space Heating | Natural Gas | Furnace | E8 | RIM BC Ratio | 0 | 0 | 0 | 0 | 0 | 0 | 0 | 0 | 0 | 0 | 0 | 0 | 0 | 0 | 0 | 0 | 0 | 0 | 0 | 0 | 0 | 0 | 0 | 0 | 0 | 0 | 0
F5_Commercial_Miscellaneous (ID)_New_Space Heating_Natural Gas_Furnace_E9 | F5 | Commercial | Miscellaneous (ID) | New | Space Heating | Natural Gas | Furnace | E9 | RIM BC Ratio | 0 | 0 | 0 | 0 | 0 | 0 | 0 | 0 | 0 | 0 | 0 | 0 | 0 | 0 | 0 | 0 | 0 | 0 | 0 | 0 | 0 | 0 | 0 | 0 | 0 | 0 | 0
F5_Commercial_Miscellaneous (ID)_New_Space Heating_Natural Gas_Furnace_E10 | F5 | Commercial | Miscellaneous (ID) | New | Space Heating | Natural Gas | Furnace | E10 | RIM BC Ratio | 0 | 0 | 0 | 0 | 0 | 0 | 0 | 0 | 0 | 0 | 0 | 0 | 0 | 0 | 0 | 0 | 0 | 0 | 0 | 0 | 0 | 0 | 0 | 0 | 0 | 0 | 0
F0_Commercial_Miscellaneous (ID)_New_Space Heating_Natural Gas_Boiler_E0 | F0 | Commercial | Miscellaneous (ID) | New | Space Heating | Natural Gas | Boiler | E0 | Economic Unit | AFUE 97% | AFUE 97% | AFUE 97% | AFUE 97% | AFUE 97% | AFUE 97% | AFUE 97% | AFUE 97% | AFUE 97% | AFUE 97% | AFUE 97% | AFUE 97% | AFUE 97% | AFUE 97% | AFUE 97% | AFUE 97% | AFUE 97% | AFUE 97% | AFUE 97% | AFUE 97% | AFUE 97% | AFUE 97% | AFUE 97% | AFUE 97% | AFUE 97% | AFUE 97% | AFUE 97%
F1_Commercial_Miscellaneous (ID)_New_Space Heating_Natural Gas_Boiler_E1 | F1 | Commercial | Miscellaneous (ID) | New | Space Heating | Natural Gas | Boiler | E1 | CCE | 0 | 0 | 0 | 0 | 0 | 0 | 0 | 0 | 0 | 0 | 0 | 0 | 0 | 0 | 0 | 0 | 0 | 0 | 0 | 0 | 0 | 0 | 0 | 0 | 0 | 0 | 0
F1_Commercial_Miscellaneous (ID)_New_Space Heating_Natural Gas_Boiler_E2 | F1 | Commercial | Miscellaneous (ID) | New | Space Heating | Natural Gas | Boiler | E2 | CCE | 0.0015723 | 0.0016317 | 0.0016317 | 0.0016317 | 0.0016317 | 0.0016317 | 0.0016317 | 0.0016317 | 0.0016317 | 0.0016317 | 0.0016317 | 0.0016317 | 0.0016317 | 0.0016317 | 0.0016317 | 0.0016317 | 0.0016317 | 0.0016317 | 0.0016317 | 0.0016317 | 0.0016317 | 0.0016317 | 0.0016317 | 0.0016317 | 0.0016317 | 0.0016317 | 0.0016317
F1_Commercial_Miscellaneous (ID)_New_Space Heating_Natural Gas_Boiler_E3 | F1 | Commercial | Miscellaneous (ID) | New | Space Heating | Natural Gas | Boiler | E3 | CCE | -0.00034359 | -0.00035656 | -0.00035656 | -0.00035656 | -0.00035656 | -0.00035656 | -0.00035656 | -0.00035656 | -0.00035656 | -0.00035656 | -0.00035656 | -0.00035656 | -0.00035656 | -0.00035656 | -0.00035656 | -0.00035656 | -0.00035656 | -0.00035656 | -0.00035656 | -0.00035656 | -0.00035656 | -0.00035656 | -0.00035656 | -0.00035656 | -0.00035656 | -0.00035656 | -0.00035656
F1_Commercial_Miscellaneous (ID)_New_Space Heating_Natural Gas_Boiler_E4 | F1 | Commercial | Miscellaneous (ID) | New | Space Heating | Natural Gas | Boiler | E4 | CCE | 0.036135 | 0.0375 | 0.0375 | 0.0375 | 0.0375 | 0.0375 | 0.0375 | 0.0375 | 0.0375 | 0.0375 | 0.0375 | 0.0375 | 0.0375 | 0.0375 | 0.0375 | 0.0375 | 0.0375 | 0.0375 | 0.0375 | 0.0375 | 0.0375 | 0.0375 | 0.0375 | 0.0375 | 0.0375 | 0.0375 | 0.0375
F1_Commercial_Miscellaneous (ID)_New_Space Heating_Natural Gas_Boiler_E5 | F1 | Commercial | Miscellaneous (ID) | New | Space Heating | Natural Gas | Boiler | E5 | CCE | 0 | 0 | 0 | 0 | 0 | 0 | 0 | 0 | 0 | 0 | 0 | 0 | 0 | 0 | 0 | 0 | 0 | 0 | 0 | 0 | 0 | 0 | 0 | 0 | 0 | 0 | 0
F1_Commercial_Miscellaneous (ID)_New_Space Heating_Natural Gas_Boiler_E6 | F1 | Commercial | Miscellaneous (ID) | New | Space Heating | Natural Gas | Boiler | E6 | CCE | 0 | 0 | 0 | 0 | 0 | 0 | 0 | 0 | 0 | 0 | 0 | 0 | 0 | 0 | 0 | 0 | 0 | 0 | 0 | 0 | 0 | 0 | 0 | 0 | 0 | 0 | 0
F1_Commercial_Miscellaneous (ID)_New_Space Heating_Natural Gas_Boiler_E7 | F1 | Commercial | Miscellaneous (ID) | New | Space Heating | Natural Gas | Boiler | E7 | CCE | 0 | 0 | 0 | 0 | 0 | 0 | 0 | 0 | 0 | 0 | 0 | 0 | 0 | 0 | 0 | 0 | 0 | 0 | 0 | 0 | 0 | 0 | 0 | 0 | 0 | 0 | 0
F1_Commercial_Miscellaneous (ID)_New_Space Heating_Natural Gas_Boiler_E8 | F1 | Commercial | Miscellaneous (ID) | New | Space Heating | Natural Gas | Boiler | E8 | CCE | 0 | 0 | 0 | 0 | 0 | 0 | 0 | 0 | 0 | 0 | 0 | 0 | 0 | 0 | 0 | 0 | 0 | 0 | 0 | 0 | 0 | 0 | 0 | 0 | 0 | 0 | 0
F1_Commercial_Miscellaneous (ID)_New_Space Heating_Natural Gas_Boiler_E9 | F1 | Commercial | Miscellaneous (ID) | New | Space Heating | Natural Gas | Boiler | E9 | CCE | 0 | 0 | 0 | 0 | 0 | 0 | 0 | 0 | 0 | 0 | 0 | 0 | 0 | 0 | 0 | 0 | 0 | 0 | 0 | 0 | 0 | 0 | 0 | 0 | 0 | 0 | 0
F1_Commercial_Miscellaneous (ID)_New_Space Heating_Natural Gas_Boiler_E10 | F1 | Commercial | Miscellaneous (ID) | New | Space Heating | Natural Gas | Boiler | E10 | CCE | 0 | 0 | 0 | 0 | 0 | 0 | 0 | 0 | 0 | 0 | 0 | 0 | 0 | 0 | 0 | 0 | 0 | 0 | 0 | 0 | 0 | 0 | 0 | 0 | 0 | 0 | 0
F2_Commercial_Miscellaneous (ID)_New_Space Heating_Natural Gas_Boiler_E1 | F2 | Commercial | Miscellaneous (ID) | New | Space Heating | Natural Gas | Boiler | E1 | TRC BC Ratio | [24 empty] | 1 | 1 | 1 | bar: 2019 to 2042
F2_Commercial_Miscellaneous (ID)_New_Space Heating_Natural Gas_Boiler_E2 | F2 | Commercial | Miscellaneous (ID) | New | Space Heating | Natural Gas | Boiler | E2 | TRC BC Ratio | 2.7009 | 2.7481 | 2.8063 | 2.8696 | 2.9384 | 3.0286 | 3.1206 | 3.2174 | 3.3106 | 3.4053 | 3.4918 | 3.573 | 3.6608 | 3.7509 | 3.8362 | 3.9208 | 4.0011 | 4.0837 | 4.1695 | 4.2574 | 4.3469 | 4.4404 | 4.5455 | 4.64 | 4.7355 | 4.8084 | 4.874
F2_Commercial_Miscellaneous (ID)_New_Space Heating_Natural Gas_Boiler_E3 | F2 | Commercial | Miscellaneous (ID) | New | Space Heating | Natural Gas | Boiler | E3 | TRC BC Ratio | [24 empty] | 1 | 1 | 1 | bar: 2019 to 2042
F2_Commercial_Miscellaneous (ID)_New_Space Heating_Natural Gas_Boiler_E4 | F2 | Commercial | Miscellaneous (ID) | New | Space Heating | Natural Gas | Boiler | E4 | TRC BC Ratio | 0.13545 | 0.13821 | 0.14127 | 0.14443 | 0.14771 | 0.15149 | 0.15532 | 0.15932 | 0.16329 | 0.16733 | 0.17124 | 0.17508 | 0.17911 | 0.18319 | 0.1872 | 0.19124 | 0.19524 | 0.19933 | 0.20354 | 0.20785 | 0.21224 | 0.21673 | 0.22149 | 0.22598 | 0.23047 | 0.23256 | 0.2338
F2_Commercial_Miscellaneous (ID)_New_Space Heating_Natural Gas_Boiler_E5 | F2 | Commercial | Miscellaneous (ID) | New | Space Heating | Natural Gas | Boiler | E5 | TRC BC Ratio | 0 | 0 | 0 | 0 | 0 | 0 | 0 | 0 | 0 | 0 | 0 | 0 | 0 | 0 | 0 | 0 | 0 | 0 | 0 | 0 | 0 | 0 | 0 | 0 | 0 | 0 | 0
F2_Commercial_Miscellaneous (ID)_New_Space Heating_Natural Gas_Boiler_E6 | F2 | Commercial | Miscellaneous (ID) | New | Space Heating | Natural Gas | Boiler | E6 | TRC BC Ratio | 0 | 0 | 0 | 0 | 0 | 0 | 0 | 0 | 0 | 0 | 0 | 0 | 0 | 0 | 0 | 0 | 0 | 0 | 0 | 0 | 0 | 0 | 0 | 0 | 0 | 0 | 0
F2_Commercial_Miscellaneous (ID)_New_Space Heating_Natural Gas_Boiler_E7 | F2 | Commercial | Miscellaneous (ID) | New | Space Heating | Natural Gas | Boiler | E7 | TRC BC Ratio | 0 | 0 | 0 | 0 | 0 | 0 | 0 | 0 | 0 | 0 | 0 | 0 | 0 | 0 | 0 | 0 | 0 | 0 | 0 | 0 | 0 | 0 | 0 | 0 | 0 | 0 | 0
F2_Commercial_Miscellaneous (ID)_New_Space Heating_Natural Gas_Boiler_E8 | F2 | Commercial | Miscellaneous (ID) | New | Space Heating | Natural Gas | Boiler | E8 | TRC BC Ratio | 0 | 0 | 0 | 0 | 0 | 0 | 0 | 0 | 0 | 0 | 0 | 0 | 0 | 0 | 0 | 0 | 0 | 0 | 0 | 0 | 0 | 0 | 0 | 0 | 0 | 0 | 0
F2_Commercial_Miscellaneous (ID)_New_Space Heating_Natural Gas_Boiler_E9 | F2 | Commercial | Miscellaneous (ID) | New | Space Heating | Natural Gas | Boiler | E9 | TRC BC Ratio | 0 | 0 | 0 | 0 | 0 | 0 | 0 | 0 | 0 | 0 | 0 | 0 | 0 | 0 | 0 | 0 | 0 | 0 | 0 | 0 | 0 | 0 | 0 | 0 | 0 | 0 | 0
F2_Commercial_Miscellaneous (ID)_New_Space Heating_Natural Gas_Boiler_E10 | F2 | Commercial | Miscellaneous (ID) | New | Space Heating | Natural Gas | Boiler | E10 | TRC BC Ratio | 0 | 0 | 0 | 0 | 0 | 0 | 0 | 0 | 0 | 0 | 0 | 0 | 0 | 0 | 0 | 0 | 0 | 0 | 0 | 0 | 0 | 0 | 0 | 0 | 0 | 0 | 0
F3_Commercial_Miscellaneous (ID)_New_Space Heating_Natural Gas_Boiler_E1 | F3 | Commercial | Miscellaneous (ID) | New | Space Heating | Natural Gas | Boiler | E1 | PACT BC Ratio | [24 empty] | 1 | 1 | 1 | bar: 2019 to 2042
F3_Commercial_Miscellaneous (ID)_New_Space Heating_Natural Gas_Boiler_E2 | F3 | Commercial | Miscellaneous (ID) | New | Space Heating | Natural Gas | Boiler | E2 | PACT BC Ratio | 7.5651 | 7.6971 | 7.8602 | 8.0376 | 8.2302 | 8.4829 | 8.7405 | 9.0117 | 9.2727 | 9.5379 | 9.7802 | 10.0077 | 10.2537 | 10.506 | 10.7448 | 10.9818 | 11.2067 | 11.4382 | 11.6783 | 11.9245 | 12.1754 | 12.4371 | 12.7317 | 12.9963 | 13.2636 | 13.4679 | 13.6518
F3_Commercial_Miscellaneous (ID)_New_Space Heating_Natural Gas_Boiler_E3 | F3 | Commercial | Miscellaneous (ID) | New | Space Heating | Natural Gas | Boiler | E3 | PACT BC Ratio | [24 empty] | 1 | 1 | 1 | bar: 2019 to 2042
F3_Commercial_Miscellaneous (ID)_New_Space Heating_Natural Gas_Boiler_E4 | F3 | Commercial | Miscellaneous (ID) | New | Space Heating | Natural Gas | Boiler | E4 | PACT BC Ratio | 0.37938 | 0.38713 | 0.39568 | 0.40454 | 0.41373 | 0.4243 | 0.43505 | 0.44625 | 0.45735 | 0.46868 | 0.47963 | 0.49039 | 0.50167 | 0.51309 | 0.52433 | 0.53566 | 0.54684 | 0.55831 | 0.5701 | 0.58216 | 0.59447 | 0.60705 | 0.62036 | 0.63296 | 0.64553 | 0.65139 | 0.65486
F3_Commercial_Miscellaneous (ID)_New_Space Heating_Natural Gas_Boiler_E5 | F3 | Commercial | Miscellaneous (ID) | New | Space Heating | Natural Gas | Boiler | E5 | PACT BC Ratio | 0 | 0 | 0 | 0 | 0 | 0 | 0 | 0 | 0 | 0 | 0 | 0 | 0 | 0 | 0 | 0 | 0 | 0 | 0 | 0 | 0 | 0 | 0 | 0 | 0 | 0 | 0
F3_Commercial_Miscellaneous (ID)_New_Space Heating_Natural Gas_Boiler_E6 | F3 | Commercial | Miscellaneous (ID) | New | Space Heating | Natural Gas | Boiler | E6 | PACT BC Ratio | 0 | 0 | 0 | 0 | 0 | 0 | 0 | 0 | 0 | 0 | 0 | 0 | 0 | 0 | 0 | 0 | 0 | 0 | 0 | 0 | 0 | 0 | 0 | 0 | 0 | 0 | 0
F3_Commercial_Miscellaneous (ID)_New_Space Heating_Natural Gas_Boiler_E7 | F3 | Commercial | Miscellaneous (ID) | New | Space Heating | Natural Gas | Boiler | E7 | PACT BC Ratio | 0 | 0 | 0 | 0 | 0 | 0 | 0 | 0 | 0 | 0 | 0 | 0 | 0 | 0 | 0 | 0 | 0 | 0 | 0 | 0 | 0 | 0 | 0 | 0 | 0 | 0 | 0
F3_Commercial_Miscellaneous (ID)_New_Space Heating_Natural Gas_Boiler_E8 | F3 | Commercial | Miscellaneous (ID) | New | Space Heating | Natural Gas | Boiler | E8 | PACT BC Ratio | 0 | 0 | 0 | 0 | 0 | 0 | 0 | 0 | 0 | 0 | 0 | 0 | 0 | 0 | 0 | 0 | 0 | 0 | 0 | 0 | 0 | 0 | 0 | 0 | 0 | 0 | 0
F3_Commercial_Miscellaneous (ID)_New_Space Heating_Natural Gas_Boiler_E9 | F3 | Commercial | Miscellaneous (ID) | New | Space Heating | Natural Gas | Boiler | E9 | PACT BC Ratio | 0 | 0 | 0 | 0 | 0 | 0 | 0 | 0 | 0 | 0 | 0 | 0 | 0 | 0 | 0 | 0 | 0 | 0 | 0 | 0 | 0 | 0 | 0 | 0 | 0 | 0 | 0
F3_Commercial_Miscellaneous (ID)_New_Space Heating_Natural Gas_Boiler_E10 | F3 | Commercial | Miscellaneous (ID) | New | Space Heating | Natural Gas | Boiler | E10 | PACT BC Ratio | 0 | 0 | 0 | 0 | 0 | 0 | 0 | 0 | 0 | 0 | 0 | 0 | 0 | 0 | 0 | 0 | 0 | 0 | 0 | 0 | 0 | 0 | 0 | 0 | 0 | 0 | 0
F4_Commercial_Miscellaneous (ID)_New_Space Heating_Natural Gas_Boiler_E1 | F4 | Commercial | Miscellaneous (ID) | New | Space Heating | Natural Gas | Boiler | E1 | RVT BC Ratio | [24 empty] | 1 | 1 | 1 | bar: 2019 to 2042
F4_Commercial_Miscellaneous (ID)_New_Space Heating_Natural Gas_Boiler_E2 | F4 | Commercial | Miscellaneous (ID) | New | Space Heating | Natural Gas | Boiler | E2 | RVT BC Ratio | 3.9028 | 3.9471 | 4.0055 | 4.0694 | 4.139 | 4.2372 | 4.3356 | 4.4385 | 4.5333 | 4.6274 | 4.7315 | 4.8277 | 4.9319 | 5.0382 | 5.1371 | 5.2342 | 5.3245 | 5.4167 | 5.5117 | 5.6082 | 5.7056 | 5.8233 | 5.9558 | 6.0749 | 6.1951 | 6.287 | 6.3697
F4_Commercial_Miscellaneous (ID)_New_Space Heating_Natural Gas_Boiler_E3 | F4 | Commercial | Miscellaneous (ID) | New | Space Heating | Natural Gas | Boiler | E3 | RVT BC Ratio | [24 empty] | 1 | 1 | 1 | bar: 2019 to 2042
F4_Commercial_Miscellaneous (ID)_New_Space Heating_Natural Gas_Boiler_E4 | F4 | Commercial | Miscellaneous (ID) | New | Space Heating | Natural Gas | Boiler | E4 | RVT BC Ratio | 0.4071 | 0.40998 | 0.41323 | 0.4166 | 0.42011 | 0.42429 | 0.42853 | 0.43296 | 0.4373 | 0.44173 | 0.44649 | 0.4512 | 0.45613 | 0.4611 | 0.46597 | 0.47086 | 0.47565 | 0.48054 | 0.48556 | 0.49067 | 0.49586 | 0.50152 | 0.5075 | 0.51317 | 0.51883 | 0.52146 | 0.52302
F4_Commercial_Miscellaneous (ID)_New_Space Heating_Natural Gas_Boiler_E5 | F4 | Commercial | Miscellaneous (ID) | New | Space Heating | Natural Gas | Boiler | E5 | RVT BC Ratio | 0 | 0 | 0 | 0 | 0 | 0 | 0 | 0 | 0 | 0 | 0 | 0 | 0 | 0 | 0 | 0 | 0 | 0 | 0 | 0 | 0 | 0 | 0 | 0 | 0 | 0 | 0
F4_Commercial_Miscellaneous (ID)_New_Space Heating_Natural Gas_Boiler_E6 | F4 | Commercial | Miscellaneous (ID) | New | Space Heating | Natural Gas | Boiler | E6 | RVT BC Ratio | 0 | 0 | 0 | 0 | 0 | 0 | 0 | 0 | 0 | 0 | 0 | 0 | 0 | 0 | 0 | 0 | 0 | 0 | 0 | 0 | 0 | 0 | 0 | 0 | 0 | 0 | 0
F4_Commercial_Miscellaneous (ID)_New_Space Heating_Natural Gas_Boiler_E7 | F4 | Commercial | Miscellaneous (ID) | New | Space Heating | Natural Gas | Boiler | E7 | RVT BC Ratio | 0 | 0 | 0 | 0 | 0 | 0 | 0 | 0 | 0 | 0 | 0 | 0 | 0 | 0 | 0 | 0 | 0 | 0 | 0 | 0 | 0 | 0 | 0 | 0 | 0 | 0 | 0
F4_Commercial_Miscellaneous (ID)_New_Space Heating_Natural Gas_Boiler_E8 | F4 | Commercial | Miscellaneous (ID) | New | Space Heating | Natural Gas | Boiler | E8 | RVT BC Ratio | 0 | 0 | 0 | 0 | 0 | 0 | 0 | 0 | 0 | 0 | 0 | 0 | 0 | 0 | 0 | 0 | 0 | 0 | 0 | 0 | 0 | 0 | 0 | 0 | 0 | 0 | 0
F4_Commercial_Miscellaneous (ID)_New_Space Heating_Natural Gas_Boiler_E9 | F4 | Commercial | Miscellaneous (ID) | New | Space Heating | Natural Gas | Boiler | E9 | RVT BC Ratio | 0 | 0 | 0 | 0 | 0 | 0 | 0 | 0 | 0 | 0 | 0 | 0 | 0 | 0 | 0 | 0 | 0 | 0 | 0 | 0 | 0 | 0 | 0 | 0 | 0 | 0 | 0
F4_Commercial_Miscellaneous (ID)_New_Space Heating_Natural Gas_Boiler_E10 | F4 | Commercial | Miscellaneous (ID) | New | Space Heating | Natural Gas | Boiler | E10 | RVT BC Ratio | 0 | 0 | 0 | 0 | 0 | 0 | 0 | 0 | 0 | 0 | 0 | 0 | 0 | 0 | 0 | 0 | 0 | 0 | 0 | 0 | 0 | 0 | 0 | 0 | 0 | 0 | 0
F5_Commercial_Miscellaneous (ID)_New_Space Heating_Natural Gas_Boiler_E1 | F5 | Commercial | Miscellaneous (ID) | New | Space Heating | Natural Gas | Boiler | E1 | RIM BC Ratio | [24 empty] | 1 | 1 | 1 | bar: 2019 to 2042
F5_Commercial_Miscellaneous (ID)_New_Space Heating_Natural Gas_Boiler_E2 | F5 | Commercial | Miscellaneous (ID) | New | Space Heating | Natural Gas | Boiler | E2 | RIM BC Ratio | 0.78998 | 0.79519 | 0.80075 | 0.80657 | 0.81265 | 0.81905 | 0.82562 | 0.83236 | 0.83931 | 0.84649 | 0.84968 | 0.85279 | 0.85602 | 0.85929 | 0.86253 | 0.86581 | 0.8691 | 0.87249 | 0.87598 | 0.87958 | 0.88329 | 0.88464 | 0.8861 | 0.88735 | 0.88858 | 0.88948 | 0.89027
F5_Commercial_Miscellaneous (ID)_New_Space Heating_Natural Gas_Boiler_E3 | F5 | Commercial | Miscellaneous (ID) | New | Space Heating | Natural Gas | Boiler | E3 | RIM BC Ratio | [24 empty] | 1 | 1 | 1 | bar: 2019 to 2042
F5_Commercial_Miscellaneous (ID)_New_Space Heating_Natural Gas_Boiler_E4 | F5 | Commercial | Miscellaneous (ID) | New | Space Heating | Natural Gas | Boiler | E4 | RIM BC Ratio | 0.26773 | 0.27191 | 0.27644 | 0.28109 | 0.28584 | 0.29118 | 0.29655 | 0.30205 | 0.30746 | 0.3129 | 0.31785 | 0.32263 | 0.32758 | 0.33251 | 0.33731 | 0.34209 | 0.34676 | 0.35148 | 0.35628 | 0.36113 | 0.36601 | 0.37074 | 0.37566 | 0.38025 | 0.38475 | 0.38682 | 0.38804
F5_Commercial_Miscellaneous (ID)_New_Space Heating_Natural Gas_Boiler_E5 | F5 | Commercial | Miscellaneous (ID) | New | Space Heating | Natural Gas | Boiler | E5 | RIM BC Ratio | 0 | 0 | 0 | 0 | 0 | 0 | 0 | 0 | 0 | 0 | 0 | 0 | 0 | 0 | 0 | 0 | 0 | 0 | 0 | 0 | 0 | 0 | 0 | 0 | 0 | 0 | 0
F5_Commercial_Miscellaneous (ID)_New_Space Heating_Natural Gas_Boiler_E6 | F5 | Commercial | Miscellaneous (ID) | New | Space Heating | Natural Gas | Boiler | E6 | RIM BC Ratio | 0 | 0 | 0 | 0 | 0 | 0 | 0 | 0 | 0 | 0 | 0 | 0 | 0 | 0 | 0 | 0 | 0 | 0 | 0 | 0 | 0 | 0 | 0 | 0 | 0 | 0 | 0
F5_Commercial_Miscellaneous (ID)_New_Space Heating_Natural Gas_Boiler_E7 | F5 | Commercial | Miscellaneous (ID) | New | Space Heating | Natural Gas | Boiler | E7 | RIM BC Ratio | 0 | 0 | 0 | 0 | 0 | 0 | 0 | 0 | 0 | 0 | 0 | 0 | 0 | 0 | 0 | 0 | 0 | 0 | 0 | 0 | 0 | 0 | 0 | 0 | 0 | 0 | 0
F5_Commercial_Miscellaneous (ID)_New_Space Heating_Natural Gas_Boiler_E8 | F5 | Commercial | Miscellaneous (ID) | New | Space Heating | Natural Gas | Boiler | E8 | RIM BC Ratio | 0 | 0 | 0 | 0 | 0 | 0 | 0 | 0 | 0 | 0 | 0 | 0 | 0 | 0 | 0 | 0 | 0 | 0 | 0 | 0 | 0 | 0 | 0 | 0 | 0 | 0 | 0
F5_Commercial_Miscellaneous (ID)_New_Space Heating_Natural Gas_Boiler_E9 | F5 | Commercial | Miscellaneous (ID) | New | Space Heating | Natural Gas | Boiler | E9 | RIM BC Ratio | 0 | 0 | 0 | 0 | 0 | 0 | 0 | 0 | 0 | 0 | 0 | 0 | 0 | 0 | 0 | 0 | 0 | 0 | 0 | 0 | 0 | 0 | 0 | 0 | 0 | 0 | 0
F5_Commercial_Miscellaneous (ID)_New_Space Heating_Natural Gas_Boiler_E10 | F5 | Commercial | Miscellaneous (ID) | New | Space Heating | Natural Gas | Boiler | E10 | RIM BC Ratio | 0 | 0 | 0 | 0 | 0 | 0 | 0 | 0 | 0 | 0 | 0 | 0 | 0 | 0 | 0 | 0 | 0 | 0 | 0 | 0 | 0 | 0 | 0 | 0 | 0 | 0 | 0
F0_Commercial_Miscellaneous (ID)_New_Space Heating_Natural Gas_Unit Heater_E0 | F0 | Commercial | Miscellaneous (ID) | New | Space Heating | Natural Gas | Unit Heater | E0 | Economic Unit | Infrared Radiant | Infrared Radiant | Infrared Radiant | Infrared Radiant | Infrared Radiant | Infrared Radiant | Infrared Radiant | Infrared Radiant | Infrared Radiant | Infrared Radiant | Infrared Radiant | Infrared Radiant | Infrared Radiant | Infrared Radiant | Infrared Radiant | Infrared Radiant | Infrared Radiant | Infrared Radiant | Infrared Radiant | Infrared Radiant | Infrared Radiant | Infrared Radiant | Infrared Radiant | Infrared Radiant | Infrared Radiant | Infrared Radiant | Infrared Radiant
F1_Commercial_Miscellaneous (ID)_New_Space Heating_Natural Gas_Unit Heater_E1 | F1 | Commercial | Miscellaneous (ID) | New | Space Heating | Natural Gas | Unit Heater | E1 | CCE | 0 | 0 | 0 | 0 | 0 | 0 | 0 | 0 | 0 | 0 | 0 | 0 | 0 | 0 | 0 | 0 | 0 | 0 | 0 | 0 | 0 | 0 | 0 | 0 | 0 | 0 | 0
F1_Commercial_Miscellaneous (ID)_New_Space Heating_Natural Gas_Unit Heater_E2 | F1 | Commercial | Miscellaneous (ID) | New | Space Heating | Natural Gas | Unit Heater | E2 | CCE | 2.9799e-05 | 3.0924e-05 | 3.0924e-05 | 3.0924e-05 | 3.0924e-05 | 3.0924e-05 | 3.0924e-05 | 3.0924e-05 | 3.0924e-05 | 3.0924e-05 | 3.0924e-05 | 3.0924e-05 | 3.0924e-05 | 3.0924e-05 | 3.0924e-05 | 3.0924e-05 | 3.0924e-05 | 3.0924e-05 | 3.0924e-05 | 3.0924e-05 | 3.0924e-05 | 3.0924e-05 | 3.0924e-05 | 3.0924e-05 | 3.0924e-05 | 3.0924e-05 | 3.0924e-05
F1_Commercial_Miscellaneous (ID)_New_Space Heating_Natural Gas_Unit Heater_E3 | F1 | Commercial | Miscellaneous (ID) | New | Space Heating | Natural Gas | Unit Heater | E3 | CCE | 9.3528e-06 | 9.7059e-06 | 9.7059e-06 | 9.7059e-06 | 9.7059e-06 | 9.7059e-06 | 9.7059e-06 | 9.7059e-06 | 9.7059e-06 | 9.7059e-06 | 9.7059e-06 | 9.7059e-06 | 9.7059e-06 | 9.7059e-06 | 9.7059e-06 | 9.7059e-06 | 9.7059e-06 | 9.7059e-06 | 9.7059e-06 | 9.7059e-06 | 9.7059e-06 | 9.7059e-06 | 9.7059e-06 | 9.7059e-06 | 9.7059e-06 | 9.7059e-06 | 9.7059e-06
F1_Commercial_Miscellaneous (ID)_New_Space Heating_Natural Gas_Unit Heater_E4 | F1 | Commercial | Miscellaneous (ID) | New | Space Heating | Natural Gas | Unit Heater | E4 | CCE | 0 | 0 | 0 | 0 | 0 | 0 | 0 | 0 | 0 | 0 | 0 | 0 | 0 | 0 | 0 | 0 | 0 | 0 | 0 | 0 | 0 | 0 | 0 | 0 | 0 | 0 | 0
F1_Commercial_Miscellaneous (ID)_New_Space Heating_Natural Gas_Unit Heater_E5 | F1 | Commercial | Miscellaneous (ID) | New | Space Heating | Natural Gas | Unit Heater | E5 | CCE | 0 | 0 | 0 | 0 | 0 | 0 | 0 | 0 | 0 | 0 | 0 | 0 | 0 | 0 | 0 | 0 | 0 | 0 | 0 | 0 | 0 | 0 | 0 | 0 | 0 | 0 | 0
F1_Commercial_Miscellaneous (ID)_New_Space Heating_Natural Gas_Unit Heater_E6 | F1 | Commercial | Miscellaneous (ID) | New | Space Heating | Natural Gas | Unit Heater | E6 | CCE | 0 | 0 | 0 | 0 | 0 | 0 | 0 | 0 | 0 | 0 | 0 | 0 | 0 | 0 | 0 | 0 | 0 | 0 | 0 | 0 | 0 | 0 | 0 | 0 | 0 | 0 | 0
F1_Commercial_Miscellaneous (ID)_New_Space Heating_Natural Gas_Unit Heater_E7 | F1 | Commercial | Miscellaneous (ID) | New | Space Heating | Natural Gas | Unit Heater | E7 | CCE | 0 | 0 | 0 | 0 | 0 | 0 | 0 | 0 | 0 | 0 | 0 | 0 | 0 | 0 | 0 | 0 | 0 | 0 | 0 | 0 | 0 | 0 | 0 | 0 | 0 | 0 | 0
F1_Commercial_Miscellaneous (ID)_New_Space Heating_Natural Gas_Unit Heater_E8 | F1 | Commercial | Miscellaneous (ID) | New | Space Heating | Natural Gas | Unit Heater | E8 | CCE | 0 | 0 | 0 | 0 | 0 | 0 | 0 | 0 | 0 | 0 | 0 | 0 | 0 | 0 | 0 | 0 | 0 | 0 | 0 | 0 | 0 | 0 | 0 | 0 | 0 | 0 | 0
F1_Commercial_Miscellaneous (ID)_New_Space Heating_Natural Gas_Unit Heater_E9 | F1 | Commercial | Miscellaneous (ID) | New | Space Heating | Natural Gas | Unit Heater | E9 | CCE | 0 | 0 | 0 | 0 | 0 | 0 | 0 | 0 | 0 | 0 | 0 | 0 | 0 | 0 | 0 | 0 | 0 | 0 | 0 | 0 | 0 | 0 | 0 | 0 | 0 | 0 | 0
F1_Commercial_Miscellaneous (ID)_New_Space Heating_Natural Gas_Unit Heater_E10 | F1 | Commercial | Miscellaneous (ID) | New | Space Heating | Natural Gas | Unit Heater | E10 | CCE | 0 | 0 | 0 | 0 | 0 | 0 | 0 | 0 | 0 | 0 | 0 | 0 | 0 | 0 | 0 | 0 | 0 | 0 | 0 | 0 | 0 | 0 | 0 | 0 | 0 | 0 | 0
F2_Commercial_Miscellaneous (ID)_New_Space Heating_Natural Gas_Unit Heater_E1 | F2 | Commercial | Miscellaneous (ID) | New | Space Heating | Natural Gas | Unit Heater | E1 | TRC BC Ratio | [24 empty] | 1 | 1 | 1 | bar: 2019 to 2042
F2_Commercial_Miscellaneous (ID)_New_Space Heating_Natural Gas_Unit Heater_E2 | F2 | Commercial | Miscellaneous (ID) | New | Space Heating | Natural Gas | Unit Heater | E2 | TRC BC Ratio | 133.0292 | 135.2157 | 138.0688 | 141.2143 | 144.6776 | 149.4498 | 154.3098 | 159.4565 | 164.3809 | 169.3823 | 173.8598 | 177.9891 | 182.5094 | 187.1513 | 191.4731 | 195.7327 | 199.7079 | 203.8053 | 208.0729 | 212.4504 | 216.9121 | 221.6199 | 227.07 | 231.8896 | 236.8115 | 241.8379 | 246.971
F2_Commercial_Miscellaneous (ID)_New_Space Heating_Natural Gas_Unit Heater_E3 | F2 | Commercial | Miscellaneous (ID) | New | Space Heating | Natural Gas | Unit Heater | E3 | TRC BC Ratio | 590.5266 | 606.0912 | 621.3423 | 635.691 | 649.079 | 661.2021 | 673.2524 | 685.725 | 699.6802 | 714.0847 | 729.434 | 745.6119 | 761.8056 | 777.3323 | 793.5389 | 810.2183 | 827.5654 | 845.2491 | 863.2385 | 881.5934 | 900.3453 | 919.3685 | 938.2579 | 958.1727 | 978.5101 | 999.2792 | 1020.4892
F2_Commercial_Miscellaneous (ID)_New_Space Heating_Natural Gas_Unit Heater_E4 | F2 | Commercial | Miscellaneous (ID) | New | Space Heating | Natural Gas | Unit Heater | E4 | TRC BC Ratio | 0 | 0 | 0 | 0 | 0 | 0 | 0 | 0 | 0 | 0 | 0 | 0 | 0 | 0 | 0 | 0 | 0 | 0 | 0 | 0 | 0 | 0 | 0 | 0 | 0 | 0 | 0
F2_Commercial_Miscellaneous (ID)_New_Space Heating_Natural Gas_Unit Heater_E5 | F2 | Commercial | Miscellaneous (ID) | New | Space Heating | Natural Gas | Unit Heater | E5 | TRC BC Ratio | 0 | 0 | 0 | 0 | 0 | 0 | 0 | 0 | 0 | 0 | 0 | 0 | 0 | 0 | 0 | 0 | 0 | 0 | 0 | 0 | 0 | 0 | 0 | 0 | 0 | 0 | 0
F2_Commercial_Miscellaneous (ID)_New_Space Heating_Natural Gas_Unit Heater_E6 | F2 | Commercial | Miscellaneous (ID) | New | Space Heating | Natural Gas | Unit Heater | E6 | TRC BC Ratio | 0 | 0 | 0 | 0 | 0 | 0 | 0 | 0 | 0 | 0 | 0 | 0 | 0 | 0 | 0 | 0 | 0 | 0 | 0 | 0 | 0 | 0 | 0 | 0 | 0 | 0 | 0
F2_Commercial_Miscellaneous (ID)_New_Space Heating_Natural Gas_Unit Heater_E7 | F2 | Commercial | Miscellaneous (ID) | New | Space Heating | Natural Gas | Unit Heater | E7 | TRC BC Ratio | 0 | 0 | 0 | 0 | 0 | 0 | 0 | 0 | 0 | 0 | 0 | 0 | 0 | 0 | 0 | 0 | 0 | 0 | 0 | 0 | 0 | 0 | 0 | 0 | 0 | 0 | 0
F2_Commercial_Miscellaneous (ID)_New_Space Heating_Natural Gas_Unit Heater_E8 | F2 | Commercial | Miscellaneous (ID) | New | Space Heating | Natural Gas | Unit Heater | E8 | TRC BC Ratio | 0 | 0 | 0 | 0 | 0 | 0 | 0 | 0 | 0 | 0 | 0 | 0 | 0 | 0 | 0 | 0 | 0 | 0 | 0 | 0 | 0 | 0 | 0 | 0 | 0 | 0 | 0
F2_Commercial_Miscellaneous (ID)_New_Space Heating_Natural Gas_Unit Heater_E9 | F2 | Commercial | Miscellaneous (ID) | New | Space Heating | Natural Gas | Unit Heater | E9 | TRC BC Ratio | 0 | 0 | 0 | 0 | 0 | 0 | 0 | 0 | 0 | 0 | 0 | 0 | 0 | 0 | 0 | 0 | 0 | 0 | 0 | 0 | 0 | 0 | 0 | 0 | 0 | 0 | 0
F2_Commercial_Miscellaneous (ID)_New_Space Heating_Natural Gas_Unit Heater_E10 | F2 | Commercial | Miscellaneous (ID) | New | Space Heating | Natural Gas | Unit Heater | E10 | TRC BC Ratio | 0 | 0 | 0 | 0 | 0 | 0 | 0 | 0 | 0 | 0 | 0 | 0 | 0 | 0 | 0 | 0 | 0 | 0 | 0 | 0 | 0 | 0 | 0 | 0 | 0 | 0 | 0
F3_Commercial_Miscellaneous (ID)_New_Space Heating_Natural Gas_Unit Heater_E1 | F3 | Commercial | Miscellaneous (ID) | New | Space Heating | Natural Gas | Unit Heater | E1 | PACT BC Ratio | [24 empty] | 1 | 1 | 1 | bar: 2019 to 2042
F3_Commercial_Miscellaneous (ID)_New_Space Heating_Natural Gas_Unit Heater_E2 | F3 | Commercial | Miscellaneous (ID) | New | Space Heating | Natural Gas | Unit Heater | E2 | PACT BC Ratio | 372.6028 | 378.7268 | 386.7181 | 395.5286 | 405.2287 | 418.5952 | 432.2077 | 446.6231 | 460.4159 | 474.4245 | 486.9655 | 498.5313 | 511.1923 | 524.1939 | 536.2988 | 548.2295 | 559.3637 | 570.8401 | 582.7932 | 595.0544 | 607.5511 | 620.7373 | 636.0024 | 649.5017 | 663.2875 | 677.366 | 691.7433
F3_Commercial_Miscellaneous (ID)_New_Space Heating_Natural Gas_Unit Heater_E3 | F3 | Commercial | Miscellaneous (ID) | New | Space Heating | Natural Gas | Unit Heater | E3 | PACT BC Ratio | 1654.0115 | 1697.6064 | 1740.3234 | 1780.5128 | 1818.0113 | 1851.9671 | 1885.7189 | 1920.6535 | 1959.7406 | 2000.0864 | 2043.0784 | 2088.3913 | 2133.7483 | 2177.2371 | 2222.6304 | 2269.3479 | 2317.9357 | 2367.4661 | 2417.8526 | 2469.2632 | 2521.7856 | 2575.0678 | 2627.9752 | 2683.7547 | 2740.718 | 2798.8905 | 2858.2976
F3_Commercial_Miscellaneous (ID)_New_Space Heating_Natural Gas_Unit Heater_E4 | F3 | Commercial | Miscellaneous (ID) | New | Space Heating | Natural Gas | Unit Heater | E4 | PACT BC Ratio | 0 | 0 | 0 | 0 | 0 | 0 | 0 | 0 | 0 | 0 | 0 | 0 | 0 | 0 | 0 | 0 | 0 | 0 | 0 | 0 | 0 | 0 | 0 | 0 | 0 | 0 | 0
F3_Commercial_Miscellaneous (ID)_New_Space Heating_Natural Gas_Unit Heater_E5 | F3 | Commercial | Miscellaneous (ID) | New | Space Heating | Natural Gas | Unit Heater | E5 | PACT BC Ratio | 0 | 0 | 0 | 0 | 0 | 0 | 0 | 0 | 0 | 0 | 0 | 0 | 0 | 0 | 0 | 0 | 0 | 0 | 0 | 0 | 0 | 0 | 0 | 0 | 0 | 0 | 0
F3_Commercial_Miscellaneous (ID)_New_Space Heating_Natural Gas_Unit Heater_E6 | F3 | Commercial | Miscellaneous (ID) | New | Space Heating | Natural Gas | Unit Heater | E6 | PACT BC Ratio | 0 | 0 | 0 | 0 | 0 | 0 | 0 | 0 | 0 | 0 | 0 | 0 | 0 | 0 | 0 | 0 | 0 | 0 | 0 | 0 | 0 | 0 | 0 | 0 | 0 | 0 | 0
F3_Commercial_Miscellaneous (ID)_New_Space Heating_Natural Gas_Unit Heater_E7 | F3 | Commercial | Miscellaneous (ID) | New | Space Heating | Natural Gas | Unit Heater | E7 | PACT BC Ratio | 0 | 0 | 0 | 0 | 0 | 0 | 0 | 0 | 0 | 0 | 0 | 0 | 0 | 0 | 0 | 0 | 0 | 0 | 0 | 0 | 0 | 0 | 0 | 0 | 0 | 0 | 0
F3_Commercial_Miscellaneous (ID)_New_Space Heating_Natural Gas_Unit Heater_E8 | F3 | Commercial | Miscellaneous (ID) | New | Space Heating | Natural Gas | Unit Heater | E8 | PACT BC Ratio | 0 | 0 | 0 | 0 | 0 | 0 | 0 | 0 | 0 | 0 | 0 | 0 | 0 | 0 | 0 | 0 | 0 | 0 | 0 | 0 | 0 | 0 | 0 | 0 | 0 | 0 | 0
F3_Commercial_Miscellaneous (ID)_New_Space Heating_Natural Gas_Unit Heater_E9 | F3 | Commercial | Miscellaneous (ID) | New | Space Heating | Natural Gas | Unit Heater | E9 | PACT BC Ratio | 0 | 0 | 0 | 0 | 0 | 0 | 0 | 0 | 0 | 0 | 0 | 0 | 0 | 0 | 0 | 0 | 0 | 0 | 0 | 0 | 0 | 0 | 0 | 0 | 0 | 0 | 0
F3_Commercial_Miscellaneous (ID)_New_Space Heating_Natural Gas_Unit Heater_E10 | F3 | Commercial | Miscellaneous (ID) | New | Space Heating | Natural Gas | Unit Heater | E10 | PACT BC Ratio | 0 | 0 | 0 | 0 | 0 | 0 | 0 | 0 | 0 | 0 | 0 | 0 | 0 | 0 | 0 | 0 | 0 | 0 | 0 | 0 | 0 | 0 | 0 | 0 | 0 | 0 | 0
F4_Commercial_Miscellaneous (ID)_New_Space Heating_Natural Gas_Unit Heater_E1 | F4 | Commercial | Miscellaneous (ID) | New | Space Heating | Natural Gas | Unit Heater | E1 | RVT BC Ratio | [24 empty] | 1 | 1 | 1 | bar: 2019 to 2042
F4_Commercial_Miscellaneous (ID)_New_Space Heating_Natural Gas_Unit Heater_E2 | F4 | Commercial | Miscellaneous (ID) | New | Space Heating | Natural Gas | Unit Heater | E2 | RVT BC Ratio | 184.245 | 186.1824 | 188.9555 | 192.014 | 195.3814 | 200.472 | 205.5127 | 210.8107 | 215.6177 | 220.3572 | 225.6919 | 230.5201 | 235.8141 | 241.2146 | 246.1348 | 250.9108 | 255.245 | 259.6693 | 264.242 | 268.8781 | 273.5377 | 279.4695 | 286.3366 | 292.4093 | 298.6109 | 304.9442 | 311.4118
F4_Commercial_Miscellaneous (ID)_New_Space Heating_Natural Gas_Unit Heater_E3 | F4 | Commercial | Miscellaneous (ID) | New | Space Heating | Natural Gas | Unit Heater | E3 | RVT BC Ratio | 763.3841 | 780.9948 | 797.8754 | 813.2994 | 827.1723 | 838.9771 | 850.3925 | 863.0602 | 878.5399 | 895.6375 | 913.9589 | 934.6567 | 955.3968 | 975.3356 | 996.1956 | 1017.7063 | 1040.1282 | 1063.0276 | 1086.3675 | 1110.2309 | 1134.6636 | 1158.6328 | 1182.4334 | 1207.526 | 1233.1512 | 1259.3203 | 1286.0448
F4_Commercial_Miscellaneous (ID)_New_Space Heating_Natural Gas_Unit Heater_E4 | F4 | Commercial | Miscellaneous (ID) | New | Space Heating | Natural Gas | Unit Heater | E4 | RVT BC Ratio | 0 | 0 | 0 | 0 | 0 | 0 | 0 | 0 | 0 | 0 | 0 | 0 | 0 | 0 | 0 | 0 | 0 | 0 | 0 | 0 | 0 | 0 | 0 | 0 | 0 | 0 | 0
F4_Commercial_Miscellaneous (ID)_New_Space Heating_Natural Gas_Unit Heater_E5 | F4 | Commercial | Miscellaneous (ID) | New | Space Heating | Natural Gas | Unit Heater | E5 | RVT BC Ratio | 0 | 0 | 0 | 0 | 0 | 0 | 0 | 0 | 0 | 0 | 0 | 0 | 0 | 0 | 0 | 0 | 0 | 0 | 0 | 0 | 0 | 0 | 0 | 0 | 0 | 0 | 0
F4_Commercial_Miscellaneous (ID)_New_Space Heating_Natural Gas_Unit Heater_E6 | F4 | Commercial | Miscellaneous (ID) | New | Space Heating | Natural Gas | Unit Heater | E6 | RVT BC Ratio | 0 | 0 | 0 | 0 | 0 | 0 | 0 | 0 | 0 | 0 | 0 | 0 | 0 | 0 | 0 | 0 | 0 | 0 | 0 | 0 | 0 | 0 | 0 | 0 | 0 | 0 | 0
F4_Commercial_Miscellaneous (ID)_New_Space Heating_Natural Gas_Unit Heater_E7 | F4 | Commercial | Miscellaneous (ID) | New | Space Heating | Natural Gas | Unit Heater | E7 | RVT BC Ratio | 0 | 0 | 0 | 0 | 0 | 0 | 0 | 0 | 0 | 0 | 0 | 0 | 0 | 0 | 0 | 0 | 0 | 0 | 0 | 0 | 0 | 0 | 0 | 0 | 0 | 0 | 0
F4_Commercial_Miscellaneous (ID)_New_Space Heating_Natural Gas_Unit Heater_E8 | F4 | Commercial | Miscellaneous (ID) | New | Space Heating | Natural Gas | Unit Heater | E8 | RVT BC Ratio | 0 | 0 | 0 | 0 | 0 | 0 | 0 | 0 | 0 | 0 | 0 | 0 | 0 | 0 | 0 | 0 | 0 | 0 | 0 | 0 | 0 | 0 | 0 | 0 | 0 | 0 | 0
F4_Commercial_Miscellaneous (ID)_New_Space Heating_Natural Gas_Unit Heater_E9 | F4 | Commercial | Miscellaneous (ID) | New | Space Heating | Natural Gas | Unit Heater | E9 | RVT BC Ratio | 0 | 0 | 0 | 0 | 0 | 0 | 0 | 0 | 0 | 0 | 0 | 0 | 0 | 0 | 0 | 0 | 0 | 0 | 0 | 0 | 0 | 0 | 0 | 0 | 0 | 0 | 0
F4_Commercial_Miscellaneous (ID)_New_Space Heating_Natural Gas_Unit Heater_E10 | F4 | Commercial | Miscellaneous (ID) | New | Space Heating | Natural Gas | Unit Heater | E10 | RVT BC Ratio | 0 | 0 | 0 | 0 | 0 | 0 | 0 | 0 | 0 | 0 | 0 | 0 | 0 | 0 | 0 | 0 | 0 | 0 | 0 | 0 | 0 | 0 | 0 | 0 | 0 | 0 | 0
F5_Commercial_Miscellaneous (ID)_New_Space Heating_Natural Gas_Unit Heater_E1 | F5 | Commercial | Miscellaneous (ID) | New | Space Heating | Natural Gas | Unit Heater | E1 | RIM BC Ratio | [24 empty] | 1 | 1 | 1 | bar: 2019 to 2042
F5_Commercial_Miscellaneous (ID)_New_Space Heating_Natural Gas_Unit Heater_E2 | F5 | Commercial | Miscellaneous (ID) | New | Space Heating | Natural Gas | Unit Heater | E2 | RIM BC Ratio | 0.86549 | 0.87057 | 0.87591 | 0.88161 | 0.88768 | 0.8937 | 0.90015 | 0.90682 | 0.914 | 0.92157 | 0.92359 | 0.92574 | 0.92796 | 0.93027 | 0.93275 | 0.93536 | 0.93816 | 0.94111 | 0.9442 | 0.94746 | 0.95089 | 0.95092 | 0.95096 | 0.95099 | 0.95102 | 0.95104 | 0.95107
F5_Commercial_Miscellaneous (ID)_New_Space Heating_Natural Gas_Unit Heater_E3 | F5 | Commercial | Miscellaneous (ID) | New | Space Heating | Natural Gas | Unit Heater | E3 | RIM BC Ratio | 0.92803 | 0.93102 | 0.93426 | 0.93771 | 0.94141 | 0.9455 | 0.94981 | 0.95321 | 0.95548 | 0.95654 | 0.95751 | 0.95708 | 0.95664 | 0.95619 | 0.95569 | 0.95516 | 0.95458 | 0.95398 | 0.95336 | 0.9527 | 0.95202 | 0.95203 | 0.95204 | 0.95204 | 0.95205 | 0.95206 | 0.95206
F5_Commercial_Miscellaneous (ID)_New_Space Heating_Natural Gas_Unit Heater_E4 | F5 | Commercial | Miscellaneous (ID) | New | Space Heating | Natural Gas | Unit Heater | E4 | RIM BC Ratio | 0 | 0 | 0 | 0 | 0 | 0 | 0 | 0 | 0 | 0 | 0 | 0 | 0 | 0 | 0 | 0 | 0 | 0 | 0 | 0 | 0 | 0 | 0 | 0 | 0 | 0 | 0
F5_Commercial_Miscellaneous (ID)_New_Space Heating_Natural Gas_Unit Heater_E5 | F5 | Commercial | Miscellaneous (ID) | New | Space Heating | Natural Gas | Unit Heater | E5 | RIM BC Ratio | 0 | 0 | 0 | 0 | 0 | 0 | 0 | 0 | 0 | 0 | 0 | 0 | 0 | 0 | 0 | 0 | 0 | 0 | 0 | 0 | 0 | 0 | 0 | 0 | 0 | 0 | 0
F5_Commercial_Miscellaneous (ID)_New_Space Heating_Natural Gas_Unit Heater_E6 | F5 | Commercial | Miscellaneous (ID) | New | Space Heating | Natural Gas | Unit Heater | E6 | RIM BC Ratio | 0 | 0 | 0 | 0 | 0 | 0 | 0 | 0 | 0 | 0 | 0 | 0 | 0 | 0 | 0 | 0 | 0 | 0 | 0 | 0 | 0 | 0 | 0 | 0 | 0 | 0 | 0
F5_Commercial_Miscellaneous (ID)_New_Space Heating_Natural Gas_Unit Heater_E7 | F5 | Commercial | Miscellaneous (ID) | New | Space Heating | Natural Gas | Unit Heater | E7 | RIM BC Ratio | 0 | 0 | 0 | 0 | 0 | 0 | 0 | 0 | 0 | 0 | 0 | 0 | 0 | 0 | 0 | 0 | 0 | 0 | 0 | 0 | 0 | 0 | 0 | 0 | 0 | 0 | 0
F5_Commercial_Miscellaneous (ID)_New_Space Heating_Natural Gas_Unit Heater_E8 | F5 | Commercial | Miscellaneous (ID) | New | Space Heating | Natural Gas | Unit Heater | E8 | RIM BC Ratio | 0 | 0 | 0 | 0 | 0 | 0 | 0 | 0 | 0 | 0 | 0 | 0 | 0 | 0 | 0 | 0 | 0 | 0 | 0 | 0 | 0 | 0 | 0 | 0 | 0 | 0 | 0
F5_Commercial_Miscellaneous (ID)_New_Space Heating_Natural Gas_Unit Heater_E9 | F5 | Commercial | Miscellaneous (ID) | New | Space Heating | Natural Gas | Unit Heater | E9 | RIM BC Ratio | 0 | 0 | 0 | 0 | 0 | 0 | 0 | 0 | 0 | 0 | 0 | 0 | 0 | 0 | 0 | 0 | 0 | 0 | 0 | 0 | 0 | 0 | 0 | 0 | 0 | 0 | 0
F5_Commercial_Miscellaneous (ID)_New_Space Heating_Natural Gas_Unit Heater_E10 | F5 | Commercial | Miscellaneous (ID) | New | Space Heating | Natural Gas | Unit Heater | E10 | RIM BC Ratio | 0 | 0 | 0 | 0 | 0 | 0 | 0 | 0 | 0 | 0 | 0 | 0 | 0 | 0 | 0 | 0 | 0 | 0 | 0 | 0 | 0 | 0 | 0 | 0 | 0 | 0 | 0
F0_Commercial_Miscellaneous (ID)_New_Water Heating_Natural Gas_Water Heater_E0 | F0 | Commercial | Miscellaneous (ID) | New | Water Heating | Natural Gas | Water Heater | E0 | Economic Unit | Gas-Fired Absorption HPWH | Gas-Fired Absorption HPWH | Gas-Fired Absorption HPWH | Gas-Fired Absorption HPWH | Gas-Fired Absorption HPWH | Gas-Fired Absorption HPWH | Gas-Fired Absorption HPWH | Gas-Fired Absorption HPWH | Gas-Fired Absorption HPWH | Gas-Fired Absorption HPWH | Gas-Fired Absorption HPWH | Gas-Fired Absorption HPWH | Gas-Fired Absorption HPWH | Gas-Fired Absorption HPWH | Gas-Fired Absorption HPWH | Gas-Fired Absorption HPWH | Gas-Fired Absorption HPWH | Gas-Fired Absorption HPWH | Gas-Fired Absorption HPWH | Gas-Fired Absorption HPWH | Gas-Fired Absorption HPWH | Gas-Fired Absorption HPWH | Gas-Fired Absorption HPWH | Gas-Fired Absorption HPWH | Gas-Fired Absorption HPWH | Gas-Fired Absorption HPWH | Gas-Fired Absorption HPWH
F1_Commercial_Miscellaneous (ID)_New_Water Heating_Natural Gas_Water Heater_E1 | F1 | Commercial | Miscellaneous (ID) | New | Water Heating | Natural Gas | Water Heater | E1 | CCE | 0 | 0 | 0 | 0 | 0 | 0 | 0 | 0 | 0 | 0 | 0 | 0 | 0 | 0 | 0 | 0 | 0 | 0 | 0 | 0 | 0 | 0 | 0 | 0 | 0 | 0 | 0
F1_Commercial_Miscellaneous (ID)_New_Water Heating_Natural Gas_Water Heater_E2 | F1 | Commercial | Miscellaneous (ID) | New | Water Heating | Natural Gas | Water Heater | E2 | CCE | 0.0011571 | 0.0011571 | 0.0011571 | 0.0011571 | 0.0011571 | 0.0011571 | 0.0011571 | 0.0011571 | 0.0011571 | 0.0011571 | 0.0011571 | 0.0011571 | 0.0011571 | 0.0011571 | 0.0011571 | 0.0011571 | 0.0011571 | 0.0011571 | 0.0011571 | 0.0011571 | 0.0011571 | 0.0011571 | 0.0011571 | 0.0011571 | 0.0011571 | 0.0011571 | 0.0011571
F1_Commercial_Miscellaneous (ID)_New_Water Heating_Natural Gas_Water Heater_E3 | F1 | Commercial | Miscellaneous (ID) | New | Water Heating | Natural Gas | Water Heater | E3 | CCE | 0.0020507 | 0.0020507 | 0.0020507 | 0.0020507 | 0.0020507 | 0.0020507 | 0.0020507 | 0.0020507 | 0.0020507 | 0.0020507 | 0.0020507 | 0.0020507 | 0.0020507 | 0.0020507 | 0.0020507 | 0.0020507 | 0.0020507 | 0.0020507 | 0.0020507 | 0.0020507 | 0.0020507 | 0.0020507 | 0.0020507 | 0.0020507 | 0.0020507 | 0.0020507 | 0.0020507
F1_Commercial_Miscellaneous (ID)_New_Water Heating_Natural Gas_Water Heater_E4 | F1 | Commercial | Miscellaneous (ID) | New | Water Heating | Natural Gas | Water Heater | E4 | CCE | 0.0020884 | 0.0020884 | 0.0020884 | 0.0020884 | 0.0020884 | 0.0020884 | 0.0020884 | 0.0020884 | 0.0020884 | 0.0020884 | 0.0020884 | 0.0020884 | 0.0020884 | 0.0020884 | 0.0020884 | 0.0020884 | 0.0020884 | 0.0020884 | 0.0020884 | 0.0020884 | 0.0020884 | 0.0020884 | 0.0020884 | 0.0020884 | 0.0020884 | 0.0020884 | 0.0020884
F1_Commercial_Miscellaneous (ID)_New_Water Heating_Natural Gas_Water Heater_E5 | F1 | Commercial | Miscellaneous (ID) | New | Water Heating | Natural Gas | Water Heater | E5 | CCE | 0.0030435 | 0.0030435 | 0.0030435 | 0.0030435 | 0.0030435 | 0.0030435 | 0.0030435 | 0.0030435 | 0.0030435 | 0.0030435 | 0.0030435 | 0.0030435 | 0.0030435 | 0.0030435 | 0.0030435 | 0.0030435 | 0.0030435 | 0.0030435 | 0.0030435 | 0.0030435 | 0.0030435 | 0.0030435 | 0.0030435 | 0.0030435 | 0.0030435 | 0.0030435 | 0.0030435
F1_Commercial_Miscellaneous (ID)_New_Water Heating_Natural Gas_Water Heater_E6 | F1 | Commercial | Miscellaneous (ID) | New | Water Heating | Natural Gas | Water Heater | E6 | CCE | 0 | 0 | 0 | 0 | 0 | 0 | 0 | 0 | 0 | 0 | 0 | 0 | 0 | 0 | 0 | 0 | 0 | 0 | 0 | 0 | 0 | 0 | 0 | 0 | 0 | 0 | 0
F1_Commercial_Miscellaneous (ID)_New_Water Heating_Natural Gas_Water Heater_E7 | F1 | Commercial | Miscellaneous (ID) | New | Water Heating | Natural Gas | Water Heater | E7 | CCE | 0 | 0 | 0 | 0 | 0 | 0 | 0 | 0 | 0 | 0 | 0 | 0 | 0 | 0 | 0 | 0 | 0 | 0 | 0 | 0 | 0 | 0 | 0 | 0 | 0 | 0 | 0
F1_Commercial_Miscellaneous (ID)_New_Water Heating_Natural Gas_Water Heater_E8 | F1 | Commercial | Miscellaneous (ID) | New | Water Heating | Natural Gas | Water Heater | E8 | CCE | 0 | 0 | 0 | 0 | 0 | 0 | 0 | 0 | 0 | 0 | 0 | 0 | 0 | 0 | 0 | 0 | 0 | 0 | 0 | 0 | 0 | 0 | 0 | 0 | 0 | 0 | 0
F1_Commercial_Miscellaneous (ID)_New_Water Heating_Natural Gas_Water Heater_E9 | F1 | Commercial | Miscellaneous (ID) | New | Water Heating | Natural Gas | Water Heater | E9 | CCE | 0 | 0 | 0 | 0 | 0 | 0 | 0 | 0 | 0 | 0 | 0 | 0 | 0 | 0 | 0 | 0 | 0 | 0 | 0 | 0 | 0 | 0 | 0 | 0 | 0 | 0 | 0
F1_Commercial_Miscellaneous (ID)_New_Water Heating_Natural Gas_Water Heater_E10 | F1 | Commercial | Miscellaneous (ID) | New | Water Heating | Natural Gas | Water Heater | E10 | CCE | 0 | 0 | 0 | 0 | 0 | 0 | 0 | 0 | 0 | 0 | 0 | 0 | 0 | 0 | 0 | 0 | 0 | 0 | 0 | 0 | 0 | 0 | 0 | 0 | 0 | 0 | 0
F2_Commercial_Miscellaneous (ID)_New_Water Heating_Natural Gas_Water Heater_E1 | F2 | Commercial | Miscellaneous (ID) | New | Water Heating | Natural Gas | Water Heater | E1 | TRC BC Ratio | [24 empty] | 1 | 1 | 1 | bar: 2019 to 2042
F2_Commercial_Miscellaneous (ID)_New_Water Heating_Natural Gas_Water Heater_E2 | F2 | Commercial | Miscellaneous (ID) | New | Water Heating | Natural Gas | Water Heater | E2 | TRC BC Ratio | 3.2042 | 3.2884 | 3.3828 | 3.4887 | 3.6065 | 3.7459 | 3.8878 | 4.0277 | 4.1621 | 4.2986 | 4.4097 | 4.5145 | 4.6267 | 4.737 | 4.8371 | 4.9319 | 5.0184 | 5.1042 | 5.1952 | 5.2845 | 5.3762 | 5.4711 | 5.5672 | 5.6661 | 5.7668 | 5.8692 | 5.9735
F2_Commercial_Miscellaneous (ID)_New_Water Heating_Natural Gas_Water Heater_E3 | F2 | Commercial | Miscellaneous (ID) | New | Water Heating | Natural Gas | Water Heater | E3 | TRC BC Ratio | 1.808 | 1.8555 | 1.9088 | 1.9685 | 2.035 | 2.1136 | 2.1937 | 2.2726 | 2.3485 | 2.4255 | 2.4882 | 2.5473 | 2.6106 | 2.6728 | 2.7294 | 2.7828 | 2.8316 | 2.8801 | 2.9314 | 2.9818 | 3.0335 | 3.0871 | 3.1413 | 3.1971 | 3.2539 | 3.3117 | 3.3705
F2_Commercial_Miscellaneous (ID)_New_Water Heating_Natural Gas_Water Heater_E4 | F2 | Commercial | Miscellaneous (ID) | New | Water Heating | Natural Gas | Water Heater | E4 | TRC BC Ratio | 1.1411 | 1.1758 | 1.2229 | 1.2843 | 1.3602 | 1.4593 | 1.5615 | 1.6609 | 1.754 | 1.8484 | 1.9164 | 1.9771 | 2.0443 | 2.1087 | 2.1621 | 2.2093 | 2.2475 | 2.2841 | 2.3249 | 2.3633 | 2.403 | 2.4451 | 2.4874 | 2.5316 | 2.5766 | 2.6224 | 2.669
F2_Commercial_Miscellaneous (ID)_New_Water Heating_Natural Gas_Water Heater_E5 | F2 | Commercial | Miscellaneous (ID) | New | Water Heating | Natural Gas | Water Heater | E5 | TRC BC Ratio | 1.2498 | 1.2826 | 1.3188 | 1.3584 | 1.4018 | 1.4524 | 1.5038 | 1.5545 | 1.6035 | 1.6533 | 1.6944 | 1.7335 | 1.7752 | 1.8163 | 1.854 | 1.89 | 1.9232 | 1.9562 | 1.9911 | 2.0254 | 2.0606 | 2.0971 | 2.1339 | 2.1718 | 2.2104 | 2.2497 | 2.2897
F2_Commercial_Miscellaneous (ID)_New_Water Heating_Natural Gas_Water Heater_E6 | F2 | Commercial | Miscellaneous (ID) | New | Water Heating | Natural Gas | Water Heater | E6 | TRC BC Ratio | 0 | 0 | 0 | 0 | 0 | 0 | 0 | 0 | 0 | 0 | 0 | 0 | 0 | 0 | 0 | 0 | 0 | 0 | 0 | 0 | 0 | 0 | 0 | 0 | 0 | 0 | 0
F2_Commercial_Miscellaneous (ID)_New_Water Heating_Natural Gas_Water Heater_E7 | F2 | Commercial | Miscellaneous (ID) | New | Water Heating | Natural Gas | Water Heater | E7 | TRC BC Ratio | 0 | 0 | 0 | 0 | 0 | 0 | 0 | 0 | 0 | 0 | 0 | 0 | 0 | 0 | 0 | 0 | 0 | 0 | 0 | 0 | 0 | 0 | 0 | 0 | 0 | 0 | 0
F2_Commercial_Miscellaneous (ID)_New_Water Heating_Natural Gas_Water Heater_E8 | F2 | Commercial | Miscellaneous (ID) | New | Water Heating | Natural Gas | Water Heater | E8 | TRC BC Ratio | 0 | 0 | 0 | 0 | 0 | 0 | 0 | 0 | 0 | 0 | 0 | 0 | 0 | 0 | 0 | 0 | 0 | 0 | 0 | 0 | 0 | 0 | 0 | 0 | 0 | 0 | 0
F2_Commercial_Miscellaneous (ID)_New_Water Heating_Natural Gas_Water Heater_E9 | F2 | Commercial | Miscellaneous (ID) | New | Water Heating | Natural Gas | Water Heater | E9 | TRC BC Ratio | 0 | 0 | 0 | 0 | 0 | 0 | 0 | 0 | 0 | 0 | 0 | 0 | 0 | 0 | 0 | 0 | 0 | 0 | 0 | 0 | 0 | 0 | 0 | 0 | 0 | 0 | 0
F2_Commercial_Miscellaneous (ID)_New_Water Heating_Natural Gas_Water Heater_E10 | F2 | Commercial | Miscellaneous (ID) | New | Water Heating | Natural Gas | Water Heater | E10 | TRC BC Ratio | 0 | 0 | 0 | 0 | 0 | 0 | 0 | 0 | 0 | 0 | 0 | 0 | 0 | 0 | 0 | 0 | 0 | 0 | 0 | 0 | 0 | 0 | 0 | 0 | 0 | 0 | 0
F3_Commercial_Miscellaneous (ID)_New_Water Heating_Natural Gas_Water Heater_E1 | F3 | Commercial | Miscellaneous (ID) | New | Water Heating | Natural Gas | Water Heater | E1 | PACT BC Ratio | [24 empty] | 1 | 1 | 1 | bar: 2019 to 2042
F3_Commercial_Miscellaneous (ID)_New_Water Heating_Natural Gas_Water Heater_E2 | F3 | Commercial | Miscellaneous (ID) | New | Water Heating | Natural Gas | Water Heater | E2 | PACT BC Ratio | 7.9502 | 8.159 | 8.3934 | 8.6559 | 8.9482 | 9.2941 | 9.6463 | 9.9933 | 10.3269 | 10.6656 | 10.9412 | 11.2013 | 11.4795 | 11.7533 | 12.0017 | 12.2369 | 12.4515 | 12.6644 | 12.8902 | 13.1118 | 13.3391 | 13.5747 | 13.8131 | 14.0585 | 14.3082 | 14.5624 | 14.8211
F3_Commercial_Miscellaneous (ID)_New_Water Heating_Natural Gas_Water Heater_E3 | F3 | Commercial | Miscellaneous (ID) | New | Water Heating | Natural Gas | Water Heater | E3 | PACT BC Ratio | 4.4859 | 4.6037 | 4.7359 | 4.8841 | 5.049 | 5.2442 | 5.4429 | 5.6387 | 5.827 | 6.018 | 6.1735 | 6.3203 | 6.4773 | 6.6318 | 6.772 | 6.9046 | 7.0258 | 7.1459 | 7.2732 | 7.3983 | 7.5266 | 7.6595 | 7.794 | 7.9325 | 8.0734 | 8.2168 | 8.3628
F3_Commercial_Miscellaneous (ID)_New_Water Heating_Natural Gas_Water Heater_E4 | F3 | Commercial | Miscellaneous (ID) | New | Water Heating | Natural Gas | Water Heater | E4 | PACT BC Ratio | 2.8313 | 2.9175 | 3.0341 | 3.1865 | 3.375 | 3.6206 | 3.8743 | 4.121 | 4.352 | 4.5862 | 4.7549 | 4.9055 | 5.0722 | 5.2319 | 5.3645 | 5.4817 | 5.5764 | 5.6671 | 5.7685 | 5.8636 | 5.9622 | 6.0668 | 6.1717 | 6.2814 | 6.393 | 6.5066 | 6.6221
F3_Commercial_Miscellaneous (ID)_New_Water Heating_Natural Gas_Water Heater_E5 | F3 | Commercial | Miscellaneous (ID) | New | Water Heating | Natural Gas | Water Heater | E5 | PACT BC Ratio | 3.101 | 3.1824 | 3.272 | 3.3704 | 3.4781 | 3.6037 | 3.7312 | 3.857 | 3.9786 | 4.102 | 4.2041 | 4.3011 | 4.4045 | 4.5066 | 4.6002 | 4.6894 | 4.7718 | 4.8537 | 4.9402 | 5.0254 | 5.1128 | 5.2031 | 5.2946 | 5.3887 | 5.4844 | 5.5819 | 5.681
F3_Commercial_Miscellaneous (ID)_New_Water Heating_Natural Gas_Water Heater_E6 | F3 | Commercial | Miscellaneous (ID) | New | Water Heating | Natural Gas | Water Heater | E6 | PACT BC Ratio | 0 | 0 | 0 | 0 | 0 | 0 | 0 | 0 | 0 | 0 | 0 | 0 | 0 | 0 | 0 | 0 | 0 | 0 | 0 | 0 | 0 | 0 | 0 | 0 | 0 | 0 | 0
F3_Commercial_Miscellaneous (ID)_New_Water Heating_Natural Gas_Water Heater_E7 | F3 | Commercial | Miscellaneous (ID) | New | Water Heating | Natural Gas | Water Heater | E7 | PACT BC Ratio | 0 | 0 | 0 | 0 | 0 | 0 | 0 | 0 | 0 | 0 | 0 | 0 | 0 | 0 | 0 | 0 | 0 | 0 | 0 | 0 | 0 | 0 | 0 | 0 | 0 | 0 | 0
F3_Commercial_Miscellaneous (ID)_New_Water Heating_Natural Gas_Water Heater_E8 | F3 | Commercial | Miscellaneous (ID) | New | Water Heating | Natural Gas | Water Heater | E8 | PACT BC Ratio | 0 | 0 | 0 | 0 | 0 | 0 | 0 | 0 | 0 | 0 | 0 | 0 | 0 | 0 | 0 | 0 | 0 | 0 | 0 | 0 | 0 | 0 | 0 | 0 | 0 | 0 | 0
F3_Commercial_Miscellaneous (ID)_New_Water Heating_Natural Gas_Water Heater_E9 | F3 | Commercial | Miscellaneous (ID) | New | Water Heating | Natural Gas | Water Heater | E9 | PACT BC Ratio | 0 | 0 | 0 | 0 | 0 | 0 | 0 | 0 | 0 | 0 | 0 | 0 | 0 | 0 | 0 | 0 | 0 | 0 | 0 | 0 | 0 | 0 | 0 | 0 | 0 | 0 | 0
F3_Commercial_Miscellaneous (ID)_New_Water Heating_Natural Gas_Water Heater_E10 | F3 | Commercial | Miscellaneous (ID) | New | Water Heating | Natural Gas | Water Heater | E10 | PACT BC Ratio | 0 | 0 | 0 | 0 | 0 | 0 | 0 | 0 | 0 | 0 | 0 | 0 | 0 | 0 | 0 | 0 | 0 | 0 | 0 | 0 | 0 | 0 | 0 | 0 | 0 | 0 | 0
F4_Commercial_Miscellaneous (ID)_New_Water Heating_Natural Gas_Water Heater_E1 | F4 | Commercial | Miscellaneous (ID) | New | Water Heating | Natural Gas | Water Heater | E1 | RVT BC Ratio | [24 empty] | 1 | 1 | 1 | bar: 2019 to 2042
F4_Commercial_Miscellaneous (ID)_New_Water Heating_Natural Gas_Water Heater_E2 | F4 | Commercial | Miscellaneous (ID) | New | Water Heating | Natural Gas | Water Heater | E2 | RVT BC Ratio | 4.766 | 4.8561 | 4.9575 | 5.0714 | 5.1984 | 5.3518 | 5.5041 | 5.6481 | 5.7787 | 5.9059 | 6.0376 | 6.1583 | 6.2873 | 6.4123 | 6.5222 | 6.6232 | 6.7114 | 6.7966 | 6.8865 | 6.9718 | 7.0576 | 7.1773 | 7.2983 | 7.4229 | 7.5498 | 7.6788 | 7.8102
F4_Commercial_Miscellaneous (ID)_New_Water Heating_Natural Gas_Water Heater_E3 | F4 | Commercial | Miscellaneous (ID) | New | Water Heating | Natural Gas | Water Heater | E3 | RVT BC Ratio | 2.8128 | 2.8637 | 2.9209 | 2.9851 | 3.0568 | 3.1434 | 3.2293 | 3.3106 | 3.3842 | 3.456 | 3.5303 | 3.5984 | 3.6712 | 3.7417 | 3.8037 | 3.8607 | 3.9105 | 3.9586 | 4.0093 | 4.0574 | 4.1058 | 4.1734 | 4.2417 | 4.312 | 4.3835 | 4.4564 | 4.5305
F4_Commercial_Miscellaneous (ID)_New_Water Heating_Natural Gas_Water Heater_E4 | F4 | Commercial | Miscellaneous (ID) | New | Water Heating | Natural Gas | Water Heater | E4 | RVT BC Ratio | 2.0696 | 2.1053 | 2.1559 | 2.2239 | 2.3094 | 2.4245 | 2.5405 | 2.6454 | 2.7335 | 2.8146 | 2.8958 | 2.9609 | 3.0332 | 3.1004 | 3.1514 | 3.1926 | 3.2198 | 3.2431 | 3.2698 | 3.2909 | 3.3114 | 3.3645 | 3.4178 | 3.4735 | 3.5302 | 3.5878 | 3.6466
F4_Commercial_Miscellaneous (ID)_New_Water Heating_Natural Gas_Water Heater_E5 | F4 | Commercial | Miscellaneous (ID) | New | Water Heating | Natural Gas | Water Heater | E5 | RVT BC Ratio | 2.0196 | 2.0554 | 2.0943 | 2.1366 | 2.1823 | 2.237 | 2.2914 | 2.3431 | 2.3906 | 2.4373 | 2.486 | 2.5314 | 2.5797 | 2.6268 | 2.6687 | 2.7078 | 2.7425 | 2.7763 | 2.8118 | 2.8458 | 2.8801 | 2.9259 | 2.9724 | 3.0202 | 3.0688 | 3.1183 | 3.1686
F4_Commercial_Miscellaneous (ID)_New_Water Heating_Natural Gas_Water Heater_E6 | F4 | Commercial | Miscellaneous (ID) | New | Water Heating | Natural Gas | Water Heater | E6 | RVT BC Ratio | 0 | 0 | 0 | 0 | 0 | 0 | 0 | 0 | 0 | 0 | 0 | 0 | 0 | 0 | 0 | 0 | 0 | 0 | 0 | 0 | 0 | 0 | 0 | 0 | 0 | 0 | 0
F4_Commercial_Miscellaneous (ID)_New_Water Heating_Natural Gas_Water Heater_E7 | F4 | Commercial | Miscellaneous (ID) | New | Water Heating | Natural Gas | Water Heater | E7 | RVT BC Ratio | 0 | 0 | 0 | 0 | 0 | 0 | 0 | 0 | 0 | 0 | 0 | 0 | 0 | 0 | 0 | 0 | 0 | 0 | 0 | 0 | 0 | 0 | 0 | 0 | 0 | 0 | 0
F4_Commercial_Miscellaneous (ID)_New_Water Heating_Natural Gas_Water Heater_E8 | F4 | Commercial | Miscellaneous (ID) | New | Water Heating | Natural Gas | Water Heater | E8 | RVT BC Ratio | 0 | 0 | 0 | 0 | 0 | 0 | 0 | 0 | 0 | 0 | 0 | 0 | 0 | 0 | 0 | 0 | 0 | 0 | 0 | 0 | 0 | 0 | 0 | 0 | 0 | 0 | 0
F4_Commercial_Miscellaneous (ID)_New_Water Heating_Natural Gas_Water Heater_E9 | F4 | Commercial | Miscellaneous (ID) | New | Water Heating | Natural Gas | Water Heater | E9 | RVT BC Ratio | 0 | 0 | 0 | 0 | 0 | 0 | 0 | 0 | 0 | 0 | 0 | 0 | 0 | 0 | 0 | 0 | 0 | 0 | 0 | 0 | 0 | 0 | 0 | 0 | 0 | 0 | 0
F4_Commercial_Miscellaneous (ID)_New_Water Heating_Natural Gas_Water Heater_E10 | F4 | Commercial | Miscellaneous (ID) | New | Water Heating | Natural Gas | Water Heater | E10 | RVT BC Ratio | 0 | 0 | 0 | 0 | 0 | 0 | 0 | 0 | 0 | 0 | 0 | 0 | 0 | 0 | 0 | 0 | 0 | 0 | 0 | 0 | 0 | 0 | 0 | 0 | 0 | 0 | 0
F5_Commercial_Miscellaneous (ID)_New_Water Heating_Natural Gas_Water Heater_E1 | F5 | Commercial | Miscellaneous (ID) | New | Water Heating | Natural Gas | Water Heater | E1 | RIM BC Ratio | [24 empty] | 1 | 1 | 1 | bar: 2019 to 2042
F5_Commercial_Miscellaneous (ID)_New_Water Heating_Natural Gas_Water Heater_E2 | F5 | Commercial | Miscellaneous (ID) | New | Water Heating | Natural Gas | Water Heater | E2 | RIM BC Ratio | 0.77427 | 0.78045 | 0.78709 | 0.79417 | 0.80168 | 0.80965 | 0.81789 | 0.82645 | 0.83539 | 0.84482 | 0.84835 | 0.85202 | 0.85583 | 0.85967 | 0.8635 | 0.86738 | 0.87133 | 0.87544 | 0.87974 | 0.88422 | 0.88891 | 0.88994 | 0.89095 | 0.89196 | 0.89294 | 0.89392 | 0.89488
F5_Commercial_Miscellaneous (ID)_New_Water Heating_Natural Gas_Water Heater_E3 | F5 | Commercial | Miscellaneous (ID) | New | Water Heating | Natural Gas | Water Heater | E3 | RIM BC Ratio | 0.72011 | 0.72676 | 0.73393 | 0.74162 | 0.74981 | 0.75861 | 0.76763 | 0.77683 | 0.78627 | 0.79612 | 0.80042 | 0.80475 | 0.80924 | 0.81371 | 0.81804 | 0.82236 | 0.82666 | 0.83107 | 0.8357 | 0.84045 | 0.84541 | 0.84706 | 0.84868 | 0.85029 | 0.85189 | 0.85346 | 0.85501
F5_Commercial_Miscellaneous (ID)_New_Water Heating_Natural Gas_Water Heater_E4 | F5 | Commercial | Miscellaneous (ID) | New | Water Heating | Natural Gas | Water Heater | E4 | RIM BC Ratio | 0.60333 | 0.61207 | 0.62288 | 0.63581 | 0.65048 | 0.66722 | 0.68375 | 0.70046 | 0.71751 | 0.73578 | 0.74285 | 0.75058 | 0.75873 | 0.76671 | 0.77416 | 0.78148 | 0.78863 | 0.79605 | 0.80405 | 0.81237 | 0.8212 | 0.82316 | 0.82506 | 0.82699 | 0.8289 | 0.83078 | 0.83263
F5_Commercial_Miscellaneous (ID)_New_Water Heating_Natural Gas_Water Heater_E5 | F5 | Commercial | Miscellaneous (ID) | New | Water Heating | Natural Gas | Water Heater | E5 | RIM BC Ratio | 0.6757 | 0.68244 | 0.68974 | 0.69762 | 0.7061 | 0.71517 | 0.72432 | 0.73352 | 0.74276 | 0.75224 | 0.75699 | 0.76159 | 0.76635 | 0.77105 | 0.77555 | 0.77998 | 0.78431 | 0.78872 | 0.79332 | 0.79799 | 0.80283 | 0.80503 | 0.80719 | 0.80934 | 0.81147 | 0.81357 | 0.81564
F5_Commercial_Miscellaneous (ID)_New_Water Heating_Natural Gas_Water Heater_E6 | F5 | Commercial | Miscellaneous (ID) | New | Water Heating | Natural Gas | Water Heater | E6 | RIM BC Ratio | 0 | 0 | 0 | 0 | 0 | 0 | 0 | 0 | 0 | 0 | 0 | 0 | 0 | 0 | 0 | 0 | 0 | 0 | 0 | 0 | 0 | 0 | 0 | 0 | 0 | 0 | 0
F5_Commercial_Miscellaneous (ID)_New_Water Heating_Natural Gas_Water Heater_E7 | F5 | Commercial | Miscellaneous (ID) | New | Water Heating | Natural Gas | Water Heater | E7 | RIM BC Ratio | 0 | 0 | 0 | 0 | 0 | 0 | 0 | 0 | 0 | 0 | 0 | 0 | 0 | 0 | 0 | 0 | 0 | 0 | 0 | 0 | 0 | 0 | 0 | 0 | 0 | 0 | 0
F5_Commercial_Miscellaneous (ID)_New_Water Heating_Natural Gas_Water Heater_E8 | F5 | Commercial | Miscellaneous (ID) | New | Water Heating | Natural Gas | Water Heater | E8 | RIM BC Ratio | 0 | 0 | 0 | 0 | 0 | 0 | 0 | 0 | 0 | 0 | 0 | 0 | 0 | 0 | 0 | 0 | 0 | 0 | 0 | 0 | 0 | 0 | 0 | 0 | 0 | 0 | 0
F5_Commercial_Miscellaneous (ID)_New_Water Heating_Natural Gas_Water Heater_E9 | F5 | Commercial | Miscellaneous (ID) | New | Water Heating | Natural Gas | Water Heater | E9 | RIM BC Ratio | 0 | 0 | 0 | 0 | 0 | 0 | 0 | 0 | 0 | 0 | 0 | 0 | 0 | 0 | 0 | 0 | 0 | 0 | 0 | 0 | 0 | 0 | 0 | 0 | 0 | 0 | 0
F5_Commercial_Miscellaneous (ID)_New_Water Heating_Natural Gas_Water Heater_E10 | F5 | Commercial | Miscellaneous (ID) | New | Water Heating | Natural Gas | Water Heater | E10 | RIM BC Ratio | 0 | 0 | 0 | 0 | 0 | 0 | 0 | 0 | 0 | 0 | 0 | 0 | 0 | 0 | 0 | 0 | 0 | 0 | 0 | 0 | 0 | 0 | 0 | 0 | 0 | 0 | 0
F0_Commercial_Miscellaneous (ID)_New_Food Preparation_Natural Gas_Oven_E0 | F0 | Commercial | Miscellaneous (ID) | New | Food Preparation | Natural Gas | Oven | E0 | Economic Unit | ENERGY STAR (>42% Baking Efficiency) | ENERGY STAR (>42% Baking Efficiency) | ENERGY STAR (>42% Baking Efficiency) | ENERGY STAR (>42% Baking Efficiency) | ENERGY STAR (>42% Baking Efficiency) | ENERGY STAR (>42% Baking Efficiency) | ENERGY STAR (>42% Baking Efficiency) | ENERGY STAR (>42% Baking Efficiency) | ENERGY STAR (>42% Baking Efficiency) | ENERGY STAR (>42% Baking Efficiency) | ENERGY STAR (>42% Baking Efficiency) | ENERGY STAR (>42% Baking Efficiency) | ENERGY STAR (>42% Baking Efficiency) | ENERGY STAR (>42% Baking Efficiency) | ENERGY STAR (>42% Baking Efficiency) | ENERGY STAR (>42% Baking Efficiency) | ENERGY STAR (>42% Baking Efficiency) | ENERGY STAR (>42% Baking Efficiency) | ENERGY STAR (>42% Baking Efficiency) | ENERGY STAR (>42% Baking Efficiency) | ENERGY STAR (>42% Baking Efficiency) | ENERGY STAR (>42% Baking Efficiency) | ENERGY STAR (>42% Baking Efficiency) | ENERGY STAR (>42% Baking Efficiency) | ENERGY STAR (>42% Baking Efficiency) | ENERGY STAR (>42% Baking Efficiency) | ENERGY STAR (>42% Baking Efficiency)
F1_Commercial_Miscellaneous (ID)_New_Food Preparation_Natural Gas_Oven_E1 | F1 | Commercial | Miscellaneous (ID) | New | Food Preparation | Natural Gas | Oven | E1 | CCE | 0 | 0 | 0 | 0 | 0 | 0 | 0 | 0 | 0 | 0 | 0 | 0 | 0 | 0 | 0 | 0 | 0 | 0 | 0 | 0 | 0 | 0 | 0 | 0 | 0 | 0 | 0
F1_Commercial_Miscellaneous (ID)_New_Food Preparation_Natural Gas_Oven_E2 | F1 | Commercial | Miscellaneous (ID) | New | Food Preparation | Natural Gas | Oven | E2 | CCE | 0.00034832 | 0.00034832 | 0.00034832 | 0.00034832 | 0.00034832 | 0.00034832 | 0.00034832 | 0.00034832 | 0.00034832 | 0.00034832 | 0.00034832 | 0.00034832 | 0.00034832 | 0.00034832 | 0.00034832 | 0.00034832 | 0.00034832 | 0.00034832 | 0.00034832 | 0.00034832 | 0.00034832 | 0.00034832 | 0.00034832 | 0.00034832 | 0.00034832 | 0.00034832 | 0.00034832
F1_Commercial_Miscellaneous (ID)_New_Food Preparation_Natural Gas_Oven_E3 | F1 | Commercial | Miscellaneous (ID) | New | Food Preparation | Natural Gas | Oven | E3 | CCE | 0 | 0 | 0 | 0 | 0 | 0 | 0 | 0 | 0 | 0 | 0 | 0 | 0 | 0 | 0 | 0 | 0 | 0 | 0 | 0 | 0 | 0 | 0 | 0 | 0 | 0 | 0
F1_Commercial_Miscellaneous (ID)_New_Food Preparation_Natural Gas_Oven_E4 | F1 | Commercial | Miscellaneous (ID) | New | Food Preparation | Natural Gas | Oven | E4 | CCE | 0 | 0 | 0 | 0 | 0 | 0 | 0 | 0 | 0 | 0 | 0 | 0 | 0 | 0 | 0 | 0 | 0 | 0 | 0 | 0 | 0 | 0 | 0 | 0 | 0 | 0 | 0
F1_Commercial_Miscellaneous (ID)_New_Food Preparation_Natural Gas_Oven_E5 | F1 | Commercial | Miscellaneous (ID) | New | Food Preparation | Natural Gas | Oven | E5 | CCE | 0 | 0 | 0 | 0 | 0 | 0 | 0 | 0 | 0 | 0 | 0 | 0 | 0 | 0 | 0 | 0 | 0 | 0 | 0 | 0 | 0 | 0 | 0 | 0 | 0 | 0 | 0
F1_Commercial_Miscellaneous (ID)_New_Food Preparation_Natural Gas_Oven_E6 | F1 | Commercial | Miscellaneous (ID) | New | Food Preparation | Natural Gas | Oven | E6 | CCE | 0 | 0 | 0 | 0 | 0 | 0 | 0 | 0 | 0 | 0 | 0 | 0 | 0 | 0 | 0 | 0 | 0 | 0 | 0 | 0 | 0 | 0 | 0 | 0 | 0 | 0 | 0
F1_Commercial_Miscellaneous (ID)_New_Food Preparation_Natural Gas_Oven_E7 | F1 | Commercial | Miscellaneous (ID) | New | Food Preparation | Natural Gas | Oven | E7 | CCE | 0 | 0 | 0 | 0 | 0 | 0 | 0 | 0 | 0 | 0 | 0 | 0 | 0 | 0 | 0 | 0 | 0 | 0 | 0 | 0 | 0 | 0 | 0 | 0 | 0 | 0 | 0
F1_Commercial_Miscellaneous (ID)_New_Food Preparation_Natural Gas_Oven_E8 | F1 | Commercial | Miscellaneous (ID) | New | Food Preparation | Natural Gas | Oven | E8 | CCE | 0 | 0 | 0 | 0 | 0 | 0 | 0 | 0 | 0 | 0 | 0 | 0 | 0 | 0 | 0 | 0 | 0 | 0 | 0 | 0 | 0 | 0 | 0 | 0 | 0 | 0 | 0
F1_Commercial_Miscellaneous (ID)_New_Food Preparation_Natural Gas_Oven_E9 | F1 | Commercial | Miscellaneous (ID) | New | Food Preparation | Natural Gas | Oven | E9 | CCE | 0 | 0 | 0 | 0 | 0 | 0 | 0 | 0 | 0 | 0 | 0 | 0 | 0 | 0 | 0 | 0 | 0 | 0 | 0 | 0 | 0 | 0 | 0 | 0 | 0 | 0 | 0
F1_Commercial_Miscellaneous (ID)_New_Food Preparation_Natural Gas_Oven_E10 | F1 | Commercial | Miscellaneous (ID) | New | Food Preparation | Natural Gas | Oven | E10 | CCE | 0 | 0 | 0 | 0 | 0 | 0 | 0 | 0 | 0 | 0 | 0 | 0 | 0 | 0 | 0 | 0 | 0 | 0 | 0 | 0 | 0 | 0 | 0 | 0 | 0 | 0 | 0
F2_Commercial_Miscellaneous (ID)_New_Food Preparation_Natural Gas_Oven_E1 | F2 | Commercial | Miscellaneous (ID) | New | Food Preparation | Natural Gas | Oven | E1 | TRC BC Ratio | [24 empty] | 1 | 1 | 1 | bar: 2019 to 2042
F2_Commercial_Miscellaneous (ID)_New_Food Preparation_Natural Gas_Oven_E2 | F2 | Commercial | Miscellaneous (ID) | New | Food Preparation | Natural Gas | Oven | E2 | TRC BC Ratio | 9.9567 | 10.1866 | 10.4757 | 10.8168 | 11.2134 | 11.7137 | 12.2347 | 12.7542 | 13.2553 | 13.7633 | 14.1598 | 14.5286 | 14.9262 | 15.3135 | 15.6551 | 15.9714 | 16.2504 | 16.5246 | 16.8195 | 17.1054 | 17.3995 | 17.7063 | 18.016 | 18.336 | 18.6618 | 18.9933 | 19.3308
F2_Commercial_Miscellaneous (ID)_New_Food Preparation_Natural Gas_Oven_E3 | F2 | Commercial | Miscellaneous (ID) | New | Food Preparation | Natural Gas | Oven | E3 | TRC BC Ratio | 0 | 0 | 0 | 0 | 0 | 0 | 0 | 0 | 0 | 0 | 0 | 0 | 0 | 0 | 0 | 0 | 0 | 0 | 0 | 0 | 0 | 0 | 0 | 0 | 0 | 0 | 0
F2_Commercial_Miscellaneous (ID)_New_Food Preparation_Natural Gas_Oven_E4 | F2 | Commercial | Miscellaneous (ID) | New | Food Preparation | Natural Gas | Oven | E4 | TRC BC Ratio | 0 | 0 | 0 | 0 | 0 | 0 | 0 | 0 | 0 | 0 | 0 | 0 | 0 | 0 | 0 | 0 | 0 | 0 | 0 | 0 | 0 | 0 | 0 | 0 | 0 | 0 | 0
F2_Commercial_Miscellaneous (ID)_New_Food Preparation_Natural Gas_Oven_E5 | F2 | Commercial | Miscellaneous (ID) | New | Food Preparation | Natural Gas | Oven | E5 | TRC BC Ratio | 0 | 0 | 0 | 0 | 0 | 0 | 0 | 0 | 0 | 0 | 0 | 0 | 0 | 0 | 0 | 0 | 0 | 0 | 0 | 0 | 0 | 0 | 0 | 0 | 0 | 0 | 0
F2_Commercial_Miscellaneous (ID)_New_Food Preparation_Natural Gas_Oven_E6 | F2 | Commercial | Miscellaneous (ID) | New | Food Preparation | Natural Gas | Oven | E6 | TRC BC Ratio | 0 | 0 | 0 | 0 | 0 | 0 | 0 | 0 | 0 | 0 | 0 | 0 | 0 | 0 | 0 | 0 | 0 | 0 | 0 | 0 | 0 | 0 | 0 | 0 | 0 | 0 | 0
F2_Commercial_Miscellaneous (ID)_New_Food Preparation_Natural Gas_Oven_E7 | F2 | Commercial | Miscellaneous (ID) | New | Food Preparation | Natural Gas | Oven | E7 | TRC BC Ratio | 0 | 0 | 0 | 0 | 0 | 0 | 0 | 0 | 0 | 0 | 0 | 0 | 0 | 0 | 0 | 0 | 0 | 0 | 0 | 0 | 0 | 0 | 0 | 0 | 0 | 0 | 0
F2_Commercial_Miscellaneous (ID)_New_Food Preparation_Natural Gas_Oven_E8 | F2 | Commercial | Miscellaneous (ID) | New | Food Preparation | Natural Gas | Oven | E8 | TRC BC Ratio | 0 | 0 | 0 | 0 | 0 | 0 | 0 | 0 | 0 | 0 | 0 | 0 | 0 | 0 | 0 | 0 | 0 | 0 | 0 | 0 | 0 | 0 | 0 | 0 | 0 | 0 | 0
F2_Commercial_Miscellaneous (ID)_New_Food Preparation_Natural Gas_Oven_E9 | F2 | Commercial | Miscellaneous (ID) | New | Food Preparation | Natural Gas | Oven | E9 | TRC BC Ratio | 0 | 0 | 0 | 0 | 0 | 0 | 0 | 0 | 0 | 0 | 0 | 0 | 0 | 0 | 0 | 0 | 0 | 0 | 0 | 0 | 0 | 0 | 0 | 0 | 0 | 0 | 0
F2_Commercial_Miscellaneous (ID)_New_Food Preparation_Natural Gas_Oven_E10 | F2 | Commercial | Miscellaneous (ID) | New | Food Preparation | Natural Gas | Oven | E10 | TRC BC Ratio | 0 | 0 | 0 | 0 | 0 | 0 | 0 | 0 | 0 | 0 | 0 | 0 | 0 | 0 | 0 | 0 | 0 | 0 | 0 | 0 | 0 | 0 | 0 | 0 | 0 | 0 | 0
F3_Commercial_Miscellaneous (ID)_New_Food Preparation_Natural Gas_Oven_E1 | F3 | Commercial | Miscellaneous (ID) | New | Food Preparation | Natural Gas | Oven | E1 | PACT BC Ratio | [24 empty] | 1 | 1 | 1 | bar: 2019 to 2042
F3_Commercial_Miscellaneous (ID)_New_Food Preparation_Natural Gas_Oven_E2 | F3 | Commercial | Miscellaneous (ID) | New | Food Preparation | Natural Gas | Oven | E2 | PACT BC Ratio | 19.7179 | 20.1732 | 20.7458 | 21.4212 | 22.2067 | 23.1974 | 24.2293 | 25.2581 | 26.2504 | 27.2564 | 28.0416 | 28.7719 | 29.5593 | 30.3264 | 31.0029 | 31.6293 | 32.1817 | 32.7247 | 33.3087 | 33.8749 | 34.4574 | 35.0649 | 35.6782 | 36.3121 | 36.9572 | 37.6138 | 38.282
F3_Commercial_Miscellaneous (ID)_New_Food Preparation_Natural Gas_Oven_E3 | F3 | Commercial | Miscellaneous (ID) | New | Food Preparation | Natural Gas | Oven | E3 | PACT BC Ratio | 0 | 0 | 0 | 0 | 0 | 0 | 0 | 0 | 0 | 0 | 0 | 0 | 0 | 0 | 0 | 0 | 0 | 0 | 0 | 0 | 0 | 0 | 0 | 0 | 0 | 0 | 0
F3_Commercial_Miscellaneous (ID)_New_Food Preparation_Natural Gas_Oven_E4 | F3 | Commercial | Miscellaneous (ID) | New | Food Preparation | Natural Gas | Oven | E4 | PACT BC Ratio | 0 | 0 | 0 | 0 | 0 | 0 | 0 | 0 | 0 | 0 | 0 | 0 | 0 | 0 | 0 | 0 | 0 | 0 | 0 | 0 | 0 | 0 | 0 | 0 | 0 | 0 | 0
F3_Commercial_Miscellaneous (ID)_New_Food Preparation_Natural Gas_Oven_E5 | F3 | Commercial | Miscellaneous (ID) | New | Food Preparation | Natural Gas | Oven | E5 | PACT BC Ratio | 0 | 0 | 0 | 0 | 0 | 0 | 0 | 0 | 0 | 0 | 0 | 0 | 0 | 0 | 0 | 0 | 0 | 0 | 0 | 0 | 0 | 0 | 0 | 0 | 0 | 0 | 0
F3_Commercial_Miscellaneous (ID)_New_Food Preparation_Natural Gas_Oven_E6 | F3 | Commercial | Miscellaneous (ID) | New | Food Preparation | Natural Gas | Oven | E6 | PACT BC Ratio | 0 | 0 | 0 | 0 | 0 | 0 | 0 | 0 | 0 | 0 | 0 | 0 | 0 | 0 | 0 | 0 | 0 | 0 | 0 | 0 | 0 | 0 | 0 | 0 | 0 | 0 | 0
F3_Commercial_Miscellaneous (ID)_New_Food Preparation_Natural Gas_Oven_E7 | F3 | Commercial | Miscellaneous (ID) | New | Food Preparation | Natural Gas | Oven | E7 | PACT BC Ratio | 0 | 0 | 0 | 0 | 0 | 0 | 0 | 0 | 0 | 0 | 0 | 0 | 0 | 0 | 0 | 0 | 0 | 0 | 0 | 0 | 0 | 0 | 0 | 0 | 0 | 0 | 0
F3_Commercial_Miscellaneous (ID)_New_Food Preparation_Natural Gas_Oven_E8 | F3 | Commercial | Miscellaneous (ID) | New | Food Preparation | Natural Gas | Oven | E8 | PACT BC Ratio | 0 | 0 | 0 | 0 | 0 | 0 | 0 | 0 | 0 | 0 | 0 | 0 | 0 | 0 | 0 | 0 | 0 | 0 | 0 | 0 | 0 | 0 | 0 | 0 | 0 | 0 | 0
F3_Commercial_Miscellaneous (ID)_New_Food Preparation_Natural Gas_Oven_E9 | F3 | Commercial | Miscellaneous (ID) | New | Food Preparation | Natural Gas | Oven | E9 | PACT BC Ratio | 0 | 0 | 0 | 0 | 0 | 0 | 0 | 0 | 0 | 0 | 0 | 0 | 0 | 0 | 0 | 0 | 0 | 0 | 0 | 0 | 0 | 0 | 0 | 0 | 0 | 0 | 0
F3_Commercial_Miscellaneous (ID)_New_Food Preparation_Natural Gas_Oven_E10 | F3 | Commercial | Miscellaneous (ID) | New | Food Preparation | Natural Gas | Oven | E10 | PACT BC Ratio | 0 | 0 | 0 | 0 | 0 | 0 | 0 | 0 | 0 | 0 | 0 | 0 | 0 | 0 | 0 | 0 | 0 | 0 | 0 | 0 | 0 | 0 | 0 | 0 | 0 | 0 | 0
F4_Commercial_Miscellaneous (ID)_New_Food Preparation_Natural Gas_Oven_E1 | F4 | Commercial | Miscellaneous (ID) | New | Food Preparation | Natural Gas | Oven | E1 | RVT BC Ratio | [24 empty] | 1 | 1 | 1 | bar: 2019 to 2042
F4_Commercial_Miscellaneous (ID)_New_Food Preparation_Natural Gas_Oven_E2 | F4 | Commercial | Miscellaneous (ID) | New | Food Preparation | Natural Gas | Oven | E2 | RVT BC Ratio | 14.6191 | 14.8557 | 15.144 | 15.4944 | 15.9113 | 16.4624 | 17.0276 | 17.5744 | 18.0777 | 18.5611 | 19.0576 | 19.5011 | 19.9638 | 20.3914 | 20.7515 | 21.0707 | 21.3324 | 21.5791 | 21.8437 | 22.0865 | 22.3294 | 22.7159 | 23.1061 | 23.5094 | 23.9198 | 24.3376 | 24.7627
F4_Commercial_Miscellaneous (ID)_New_Food Preparation_Natural Gas_Oven_E3 | F4 | Commercial | Miscellaneous (ID) | New | Food Preparation | Natural Gas | Oven | E3 | RVT BC Ratio | 0 | 0 | 0 | 0 | 0 | 0 | 0 | 0 | 0 | 0 | 0 | 0 | 0 | 0 | 0 | 0 | 0 | 0 | 0 | 0 | 0 | 0 | 0 | 0 | 0 | 0 | 0
F4_Commercial_Miscellaneous (ID)_New_Food Preparation_Natural Gas_Oven_E4 | F4 | Commercial | Miscellaneous (ID) | New | Food Preparation | Natural Gas | Oven | E4 | RVT BC Ratio | 0 | 0 | 0 | 0 | 0 | 0 | 0 | 0 | 0 | 0 | 0 | 0 | 0 | 0 | 0 | 0 | 0 | 0 | 0 | 0 | 0 | 0 | 0 | 0 | 0 | 0 | 0
F4_Commercial_Miscellaneous (ID)_New_Food Preparation_Natural Gas_Oven_E5 | F4 | Commercial | Miscellaneous (ID) | New | Food Preparation | Natural Gas | Oven | E5 | RVT BC Ratio | 0 | 0 | 0 | 0 | 0 | 0 | 0 | 0 | 0 | 0 | 0 | 0 | 0 | 0 | 0 | 0 | 0 | 0 | 0 | 0 | 0 | 0 | 0 | 0 | 0 | 0 | 0
F4_Commercial_Miscellaneous (ID)_New_Food Preparation_Natural Gas_Oven_E6 | F4 | Commercial | Miscellaneous (ID) | New | Food Preparation | Natural Gas | Oven | E6 | RVT BC Ratio | 0 | 0 | 0 | 0 | 0 | 0 | 0 | 0 | 0 | 0 | 0 | 0 | 0 | 0 | 0 | 0 | 0 | 0 | 0 | 0 | 0 | 0 | 0 | 0 | 0 | 0 | 0
F4_Commercial_Miscellaneous (ID)_New_Food Preparation_Natural Gas_Oven_E7 | F4 | Commercial | Miscellaneous (ID) | New | Food Preparation | Natural Gas | Oven | E7 | RVT BC Ratio | 0 | 0 | 0 | 0 | 0 | 0 | 0 | 0 | 0 | 0 | 0 | 0 | 0 | 0 | 0 | 0 | 0 | 0 | 0 | 0 | 0 | 0 | 0 | 0 | 0 | 0 | 0
F4_Commercial_Miscellaneous (ID)_New_Food Preparation_Natural Gas_Oven_E8 | F4 | Commercial | Miscellaneous (ID) | New | Food Preparation | Natural Gas | Oven | E8 | RVT BC Ratio | 0 | 0 | 0 | 0 | 0 | 0 | 0 | 0 | 0 | 0 | 0 | 0 | 0 | 0 | 0 | 0 | 0 | 0 | 0 | 0 | 0 | 0 | 0 | 0 | 0 | 0 | 0
F4_Commercial_Miscellaneous (ID)_New_Food Preparation_Natural Gas_Oven_E9 | F4 | Commercial | Miscellaneous (ID) | New | Food Preparation | Natural Gas | Oven | E9 | RVT BC Ratio | 0 | 0 | 0 | 0 | 0 | 0 | 0 | 0 | 0 | 0 | 0 | 0 | 0 | 0 | 0 | 0 | 0 | 0 | 0 | 0 | 0 | 0 | 0 | 0 | 0 | 0 | 0
F4_Commercial_Miscellaneous (ID)_New_Food Preparation_Natural Gas_Oven_E10 | F4 | Commercial | Miscellaneous (ID) | New | Food Preparation | Natural Gas | Oven | E10 | RVT BC Ratio | 0 | 0 | 0 | 0 | 0 | 0 | 0 | 0 | 0 | 0 | 0 | 0 | 0 | 0 | 0 | 0 | 0 | 0 | 0 | 0 | 0 | 0 | 0 | 0 | 0 | 0 | 0
F5_Commercial_Miscellaneous (ID)_New_Food Preparation_Natural Gas_Oven_E1 | F5 | Commercial | Miscellaneous (ID) | New | Food Preparation | Natural Gas | Oven | E1 | RIM BC Ratio | [24 empty] | 1 | 1 | 1 | bar: 2019 to 2042
F5_Commercial_Miscellaneous (ID)_New_Food Preparation_Natural Gas_Oven_E2 | F5 | Commercial | Miscellaneous (ID) | New | Food Preparation | Natural Gas | Oven | E2 | RIM BC Ratio | 0.80626 | 0.81191 | 0.81927 | 0.82705 | 0.8352 | 0.8436 | 0.85222 | 0.86108 | 0.87026 | 0.88033 | 0.88234 | 0.88494 | 0.8883 | 0.89242 | 0.89665 | 0.90104 | 0.90563 | 0.91048 | 0.91561 | 0.92103 | 0.92677 | 0.9272 | 0.92762 | 0.92804 | 0.92845 | 0.92886 | 0.92926
F5_Commercial_Miscellaneous (ID)_New_Food Preparation_Natural Gas_Oven_E3 | F5 | Commercial | Miscellaneous (ID) | New | Food Preparation | Natural Gas | Oven | E3 | RIM BC Ratio | 0 | 0 | 0 | 0 | 0 | 0 | 0 | 0 | 0 | 0 | 0 | 0 | 0 | 0 | 0 | 0 | 0 | 0 | 0 | 0 | 0 | 0 | 0 | 0 | 0 | 0 | 0
F5_Commercial_Miscellaneous (ID)_New_Food Preparation_Natural Gas_Oven_E4 | F5 | Commercial | Miscellaneous (ID) | New | Food Preparation | Natural Gas | Oven | E4 | RIM BC Ratio | 0 | 0 | 0 | 0 | 0 | 0 | 0 | 0 | 0 | 0 | 0 | 0 | 0 | 0 | 0 | 0 | 0 | 0 | 0 | 0 | 0 | 0 | 0 | 0 | 0 | 0 | 0
F5_Commercial_Miscellaneous (ID)_New_Food Preparation_Natural Gas_Oven_E5 | F5 | Commercial | Miscellaneous (ID) | New | Food Preparation | Natural Gas | Oven | E5 | RIM BC Ratio | 0 | 0 | 0 | 0 | 0 | 0 | 0 | 0 | 0 | 0 | 0 | 0 | 0 | 0 | 0 | 0 | 0 | 0 | 0 | 0 | 0 | 0 | 0 | 0 | 0 | 0 | 0
F5_Commercial_Miscellaneous (ID)_New_Food Preparation_Natural Gas_Oven_E6 | F5 | Commercial | Miscellaneous (ID) | New | Food Preparation | Natural Gas | Oven | E6 | RIM BC Ratio | 0 | 0 | 0 | 0 | 0 | 0 | 0 | 0 | 0 | 0 | 0 | 0 | 0 | 0 | 0 | 0 | 0 | 0 | 0 | 0 | 0 | 0 | 0 | 0 | 0 | 0 | 0
F5_Commercial_Miscellaneous (ID)_New_Food Preparation_Natural Gas_Oven_E7 | F5 | Commercial | Miscellaneous (ID) | New | Food Preparation | Natural Gas | Oven | E7 | RIM BC Ratio | 0 | 0 | 0 | 0 | 0 | 0 | 0 | 0 | 0 | 0 | 0 | 0 | 0 | 0 | 0 | 0 | 0 | 0 | 0 | 0 | 0 | 0 | 0 | 0 | 0 | 0 | 0
F5_Commercial_Miscellaneous (ID)_New_Food Preparation_Natural Gas_Oven_E8 | F5 | Commercial | Miscellaneous (ID) | New | Food Preparation | Natural Gas | Oven | E8 | RIM BC Ratio | 0 | 0 | 0 | 0 | 0 | 0 | 0 | 0 | 0 | 0 | 0 | 0 | 0 | 0 | 0 | 0 | 0 | 0 | 0 | 0 | 0 | 0 | 0 | 0 | 0 | 0 | 0
F5_Commercial_Miscellaneous (ID)_New_Food Preparation_Natural Gas_Oven_E9 | F5 | Commercial | Miscellaneous (ID) | New | Food Preparation | Natural Gas | Oven | E9 | RIM BC Ratio | 0 | 0 | 0 | 0 | 0 | 0 | 0 | 0 | 0 | 0 | 0 | 0 | 0 | 0 | 0 | 0 | 0 | 0 | 0 | 0 | 0 | 0 | 0 | 0 | 0 | 0 | 0
F5_Commercial_Miscellaneous (ID)_New_Food Preparation_Natural Gas_Oven_E10 | F5 | Commercial | Miscellaneous (ID) | New | Food Preparation | Natural Gas | Oven | E10 | RIM BC Ratio | 0 | 0 | 0 | 0 | 0 | 0 | 0 | 0 | 0 | 0 | 0 | 0 | 0 | 0 | 0 | 0 | 0 | 0 | 0 | 0 | 0 | 0 | 0 | 0 | 0 | 0 | 0
F0_Commercial_Miscellaneous (ID)_New_Food Preparation_Natural Gas_Conveyor Oven_E0 | F0 | Commercial | Miscellaneous (ID) | New | Food Preparation | Natural Gas | Conveyor Oven | E0 | Economic Unit | ENERGY STAR (>42% Baking Efficiency) | ENERGY STAR (>42% Baking Efficiency) | ENERGY STAR (>42% Baking Efficiency) | ENERGY STAR (>42% Baking Efficiency) | ENERGY STAR (>42% Baking Efficiency) | ENERGY STAR (>42% Baking Efficiency) | ENERGY STAR (>42% Baking Efficiency) | ENERGY STAR (>42% Baking Efficiency) | ENERGY STAR (>42% Baking Efficiency) | ENERGY STAR (>42% Baking Efficiency) | ENERGY STAR (>42% Baking Efficiency) | ENERGY STAR (>42% Baking Efficiency) | ENERGY STAR (>42% Baking Efficiency) | ENERGY STAR (>42% Baking Efficiency) | ENERGY STAR (>42% Baking Efficiency) | ENERGY STAR (>42% Baking Efficiency) | ENERGY STAR (>42% Baking Efficiency) | ENERGY STAR (>42% Baking Efficiency) | ENERGY STAR (>42% Baking Efficiency) | ENERGY STAR (>42% Baking Efficiency) | ENERGY STAR (>42% Baking Efficiency) | ENERGY STAR (>42% Baking Efficiency) | ENERGY STAR (>42% Baking Efficiency) | ENERGY STAR (>42% Baking Efficiency) | ENERGY STAR (>42% Baking Efficiency) | ENERGY STAR (>42% Baking Efficiency) | ENERGY STAR (>42% Baking Efficiency)
F1_Commercial_Miscellaneous (ID)_New_Food Preparation_Natural Gas_Conveyor Oven_E1 | F1 | Commercial | Miscellaneous (ID) | New | Food Preparation | Natural Gas | Conveyor Oven | E1 | CCE | 0 | 0 | 0 | 0 | 0 | 0 | 0 | 0 | 0 | 0 | 0 | 0 | 0 | 0 | 0 | 0 | 0 | 0 | 0 | 0 | 0 | 0 | 0 | 0 | 0 | 0 | 0
F1_Commercial_Miscellaneous (ID)_New_Food Preparation_Natural Gas_Conveyor Oven_E2 | F1 | Commercial | Miscellaneous (ID) | New | Food Preparation | Natural Gas | Conveyor Oven | E2 | CCE | 0.00054474 | 0.00054474 | 0.00054474 | 0.00054474 | 0.00054474 | 0.00054474 | 0.00054474 | 0.00054474 | 0.00054474 | 0.00054474 | 0.00054474 | 0.00054474 | 0.00054474 | 0.00054474 | 0.00054474 | 0.00054474 | 0.00054474 | 0.00054474 | 0.00054474 | 0.00054474 | 0.00054474 | 0.00054474 | 0.00054474 | 0.00054474 | 0.00054474 | 0.00054474 | 0.00054474
F1_Commercial_Miscellaneous (ID)_New_Food Preparation_Natural Gas_Conveyor Oven_E3 | F1 | Commercial | Miscellaneous (ID) | New | Food Preparation | Natural Gas | Conveyor Oven | E3 | CCE | 0 | 0 | 0 | 0 | 0 | 0 | 0 | 0 | 0 | 0 | 0 | 0 | 0 | 0 | 0 | 0 | 0 | 0 | 0 | 0 | 0 | 0 | 0 | 0 | 0 | 0 | 0
F1_Commercial_Miscellaneous (ID)_New_Food Preparation_Natural Gas_Conveyor Oven_E4 | F1 | Commercial | Miscellaneous (ID) | New | Food Preparation | Natural Gas | Conveyor Oven | E4 | CCE | 0 | 0 | 0 | 0 | 0 | 0 | 0 | 0 | 0 | 0 | 0 | 0 | 0 | 0 | 0 | 0 | 0 | 0 | 0 | 0 | 0 | 0 | 0 | 0 | 0 | 0 | 0
F1_Commercial_Miscellaneous (ID)_New_Food Preparation_Natural Gas_Conveyor Oven_E5 | F1 | Commercial | Miscellaneous (ID) | New | Food Preparation | Natural Gas | Conveyor Oven | E5 | CCE | 0 | 0 | 0 | 0 | 0 | 0 | 0 | 0 | 0 | 0 | 0 | 0 | 0 | 0 | 0 | 0 | 0 | 0 | 0 | 0 | 0 | 0 | 0 | 0 | 0 | 0 | 0
F1_Commercial_Miscellaneous (ID)_New_Food Preparation_Natural Gas_Conveyor Oven_E6 | F1 | Commercial | Miscellaneous (ID) | New | Food Preparation | Natural Gas | Conveyor Oven | E6 | CCE | 0 | 0 | 0 | 0 | 0 | 0 | 0 | 0 | 0 | 0 | 0 | 0 | 0 | 0 | 0 | 0 | 0 | 0 | 0 | 0 | 0 | 0 | 0 | 0 | 0 | 0 | 0
F1_Commercial_Miscellaneous (ID)_New_Food Preparation_Natural Gas_Conveyor Oven_E7 | F1 | Commercial | Miscellaneous (ID) | New | Food Preparation | Natural Gas | Conveyor Oven | E7 | CCE | 0 | 0 | 0 | 0 | 0 | 0 | 0 | 0 | 0 | 0 | 0 | 0 | 0 | 0 | 0 | 0 | 0 | 0 | 0 | 0 | 0 | 0 | 0 | 0 | 0 | 0 | 0
F1_Commercial_Miscellaneous (ID)_New_Food Preparation_Natural Gas_Conveyor Oven_E8 | F1 | Commercial | Miscellaneous (ID) | New | Food Preparation | Natural Gas | Conveyor Oven | E8 | CCE | 0 | 0 | 0 | 0 | 0 | 0 | 0 | 0 | 0 | 0 | 0 | 0 | 0 | 0 | 0 | 0 | 0 | 0 | 0 | 0 | 0 | 0 | 0 | 0 | 0 | 0 | 0
F1_Commercial_Miscellaneous (ID)_New_Food Preparation_Natural Gas_Conveyor Oven_E9 | F1 | Commercial | Miscellaneous (ID) | New | Food Preparation | Natural Gas | Conveyor Oven | E9 | CCE | 0 | 0 | 0 | 0 | 0 | 0 | 0 | 0 | 0 | 0 | 0 | 0 | 0 | 0 | 0 | 0 | 0 | 0 | 0 | 0 | 0 | 0 | 0 | 0 | 0 | 0 | 0
F1_Commercial_Miscellaneous (ID)_New_Food Preparation_Natural Gas_Conveyor Oven_E10 | F1 | Commercial | Miscellaneous (ID) | New | Food Preparation | Natural Gas | Conveyor Oven | E10 | CCE | 0 | 0 | 0 | 0 | 0 | 0 | 0 | 0 | 0 | 0 | 0 | 0 | 0 | 0 | 0 | 0 | 0 | 0 | 0 | 0 | 0 | 0 | 0 | 0 | 0 | 0 | 0
F2_Commercial_Miscellaneous (ID)_New_Food Preparation_Natural Gas_Conveyor Oven_E1 | F2 | Commercial | Miscellaneous (ID) | New | Food Preparation | Natural Gas | Conveyor Oven | E1 | TRC BC Ratio | [24 empty] | 1 | 1 | 1 | bar: 2019 to 2042
F2_Commercial_Miscellaneous (ID)_New_Food Preparation_Natural Gas_Conveyor Oven_E2 | F2 | Commercial | Miscellaneous (ID) | New | Food Preparation | Natural Gas | Conveyor Oven | E2 | TRC BC Ratio | 7.0426 | 7.2315 | 7.4392 | 7.6667 | 7.916 | 8.2063 | 8.5008 | 8.7914 | 9.0717 | 9.3561 | 9.5907 | 9.8134 | 10.0509 | 10.2852 | 10.4996 | 10.7036 | 10.8916 | 11.0784 | 11.2758 | 11.4703 | 11.6696 | 11.8758 | 12.0845 | 12.2992 | 12.5177 | 12.7401 | 12.9665
F2_Commercial_Miscellaneous (ID)_New_Food Preparation_Natural Gas_Conveyor Oven_E3 | F2 | Commercial | Miscellaneous (ID) | New | Food Preparation | Natural Gas | Conveyor Oven | E3 | TRC BC Ratio | 0 | 0 | 0 | 0 | 0 | 0 | 0 | 0 | 0 | 0 | 0 | 0 | 0 | 0 | 0 | 0 | 0 | 0 | 0 | 0 | 0 | 0 | 0 | 0 | 0 | 0 | 0
F2_Commercial_Miscellaneous (ID)_New_Food Preparation_Natural Gas_Conveyor Oven_E4 | F2 | Commercial | Miscellaneous (ID) | New | Food Preparation | Natural Gas | Conveyor Oven | E4 | TRC BC Ratio | 0 | 0 | 0 | 0 | 0 | 0 | 0 | 0 | 0 | 0 | 0 | 0 | 0 | 0 | 0 | 0 | 0 | 0 | 0 | 0 | 0 | 0 | 0 | 0 | 0 | 0 | 0
F2_Commercial_Miscellaneous (ID)_New_Food Preparation_Natural Gas_Conveyor Oven_E5 | F2 | Commercial | Miscellaneous (ID) | New | Food Preparation | Natural Gas | Conveyor Oven | E5 | TRC BC Ratio | 0 | 0 | 0 | 0 | 0 | 0 | 0 | 0 | 0 | 0 | 0 | 0 | 0 | 0 | 0 | 0 | 0 | 0 | 0 | 0 | 0 | 0 | 0 | 0 | 0 | 0 | 0
F2_Commercial_Miscellaneous (ID)_New_Food Preparation_Natural Gas_Conveyor Oven_E6 | F2 | Commercial | Miscellaneous (ID) | New | Food Preparation | Natural Gas | Conveyor Oven | E6 | TRC BC Ratio | 0 | 0 | 0 | 0 | 0 | 0 | 0 | 0 | 0 | 0 | 0 | 0 | 0 | 0 | 0 | 0 | 0 | 0 | 0 | 0 | 0 | 0 | 0 | 0 | 0 | 0 | 0
F2_Commercial_Miscellaneous (ID)_New_Food Preparation_Natural Gas_Conveyor Oven_E7 | F2 | Commercial | Miscellaneous (ID) | New | Food Preparation | Natural Gas | Conveyor Oven | E7 | TRC BC Ratio | 0 | 0 | 0 | 0 | 0 | 0 | 0 | 0 | 0 | 0 | 0 | 0 | 0 | 0 | 0 | 0 | 0 | 0 | 0 | 0 | 0 | 0 | 0 | 0 | 0 | 0 | 0
F2_Commercial_Miscellaneous (ID)_New_Food Preparation_Natural Gas_Conveyor Oven_E8 | F2 | Commercial | Miscellaneous (ID) | New | Food Preparation | Natural Gas | Conveyor Oven | E8 | TRC BC Ratio | 0 | 0 | 0 | 0 | 0 | 0 | 0 | 0 | 0 | 0 | 0 | 0 | 0 | 0 | 0 | 0 | 0 | 0 | 0 | 0 | 0 | 0 | 0 | 0 | 0 | 0 | 0
F2_Commercial_Miscellaneous (ID)_New_Food Preparation_Natural Gas_Conveyor Oven_E9 | F2 | Commercial | Miscellaneous (ID) | New | Food Preparation | Natural Gas | Conveyor Oven | E9 | TRC BC Ratio | 0 | 0 | 0 | 0 | 0 | 0 | 0 | 0 | 0 | 0 | 0 | 0 | 0 | 0 | 0 | 0 | 0 | 0 | 0 | 0 | 0 | 0 | 0 | 0 | 0 | 0 | 0
F2_Commercial_Miscellaneous (ID)_New_Food Preparation_Natural Gas_Conveyor Oven_E10 | F2 | Commercial | Miscellaneous (ID) | New | Food Preparation | Natural Gas | Conveyor Oven | E10 | TRC BC Ratio | 0 | 0 | 0 | 0 | 0 | 0 | 0 | 0 | 0 | 0 | 0 | 0 | 0 | 0 | 0 | 0 | 0 | 0 | 0 | 0 | 0 | 0 | 0 | 0 | 0 | 0 | 0
F3_Commercial_Miscellaneous (ID)_New_Food Preparation_Natural Gas_Conveyor Oven_E1 | F3 | Commercial | Miscellaneous (ID) | New | Food Preparation | Natural Gas | Conveyor Oven | E1 | PACT BC Ratio | [24 empty] | 1 | 1 | 1 | bar: 2019 to 2042
F3_Commercial_Miscellaneous (ID)_New_Food Preparation_Natural Gas_Conveyor Oven_E2 | F3 | Commercial | Miscellaneous (ID) | New | Food Preparation | Natural Gas | Conveyor Oven | E2 | PACT BC Ratio | 13.9469 | 14.3211 | 14.7324 | 15.183 | 15.6766 | 16.2516 | 16.8348 | 17.4102 | 17.9653 | 18.5285 | 18.9931 | 19.4342 | 19.9045 | 20.3684 | 20.793 | 21.1971 | 21.5693 | 21.9393 | 22.3303 | 22.7153 | 23.11 | 23.5184 | 23.9318 | 24.357 | 24.7897 | 25.2301 | 25.6783
F3_Commercial_Miscellaneous (ID)_New_Food Preparation_Natural Gas_Conveyor Oven_E3 | F3 | Commercial | Miscellaneous (ID) | New | Food Preparation | Natural Gas | Conveyor Oven | E3 | PACT BC Ratio | 0 | 0 | 0 | 0 | 0 | 0 | 0 | 0 | 0 | 0 | 0 | 0 | 0 | 0 | 0 | 0 | 0 | 0 | 0 | 0 | 0 | 0 | 0 | 0 | 0 | 0 | 0
F3_Commercial_Miscellaneous (ID)_New_Food Preparation_Natural Gas_Conveyor Oven_E4 | F3 | Commercial | Miscellaneous (ID) | New | Food Preparation | Natural Gas | Conveyor Oven | E4 | PACT BC Ratio | 0 | 0 | 0 | 0 | 0 | 0 | 0 | 0 | 0 | 0 | 0 | 0 | 0 | 0 | 0 | 0 | 0 | 0 | 0 | 0 | 0 | 0 | 0 | 0 | 0 | 0 | 0
F3_Commercial_Miscellaneous (ID)_New_Food Preparation_Natural Gas_Conveyor Oven_E5 | F3 | Commercial | Miscellaneous (ID) | New | Food Preparation | Natural Gas | Conveyor Oven | E5 | PACT BC Ratio | 0 | 0 | 0 | 0 | 0 | 0 | 0 | 0 | 0 | 0 | 0 | 0 | 0 | 0 | 0 | 0 | 0 | 0 | 0 | 0 | 0 | 0 | 0 | 0 | 0 | 0 | 0
F3_Commercial_Miscellaneous (ID)_New_Food Preparation_Natural Gas_Conveyor Oven_E6 | F3 | Commercial | Miscellaneous (ID) | New | Food Preparation | Natural Gas | Conveyor Oven | E6 | PACT BC Ratio | 0 | 0 | 0 | 0 | 0 | 0 | 0 | 0 | 0 | 0 | 0 | 0 | 0 | 0 | 0 | 0 | 0 | 0 | 0 | 0 | 0 | 0 | 0 | 0 | 0 | 0 | 0
F3_Commercial_Miscellaneous (ID)_New_Food Preparation_Natural Gas_Conveyor Oven_E7 | F3 | Commercial | Miscellaneous (ID) | New | Food Preparation | Natural Gas | Conveyor Oven | E7 | PACT BC Ratio | 0 | 0 | 0 | 0 | 0 | 0 | 0 | 0 | 0 | 0 | 0 | 0 | 0 | 0 | 0 | 0 | 0 | 0 | 0 | 0 | 0 | 0 | 0 | 0 | 0 | 0 | 0
F3_Commercial_Miscellaneous (ID)_New_Food Preparation_Natural Gas_Conveyor Oven_E8 | F3 | Commercial | Miscellaneous (ID) | New | Food Preparation | Natural Gas | Conveyor Oven | E8 | PACT BC Ratio | 0 | 0 | 0 | 0 | 0 | 0 | 0 | 0 | 0 | 0 | 0 | 0 | 0 | 0 | 0 | 0 | 0 | 0 | 0 | 0 | 0 | 0 | 0 | 0 | 0 | 0 | 0
F3_Commercial_Miscellaneous (ID)_New_Food Preparation_Natural Gas_Conveyor Oven_E9 | F3 | Commercial | Miscellaneous (ID) | New | Food Preparation | Natural Gas | Conveyor Oven | E9 | PACT BC Ratio | 0 | 0 | 0 | 0 | 0 | 0 | 0 | 0 | 0 | 0 | 0 | 0 | 0 | 0 | 0 | 0 | 0 | 0 | 0 | 0 | 0 | 0 | 0 | 0 | 0 | 0 | 0
F3_Commercial_Miscellaneous (ID)_New_Food Preparation_Natural Gas_Conveyor Oven_E10 | F3 | Commercial | Miscellaneous (ID) | New | Food Preparation | Natural Gas | Conveyor Oven | E10 | PACT BC Ratio | 0 | 0 | 0 | 0 | 0 | 0 | 0 | 0 | 0 | 0 | 0 | 0 | 0 | 0 | 0 | 0 | 0 | 0 | 0 | 0 | 0 | 0 | 0 | 0 | 0 | 0 | 0
F4_Commercial_Miscellaneous (ID)_New_Food Preparation_Natural Gas_Conveyor Oven_E1 | F4 | Commercial | Miscellaneous (ID) | New | Food Preparation | Natural Gas | Conveyor Oven | E1 | RVT BC Ratio | [24 empty] | 1 | 1 | 1 | bar: 2019 to 2042
F4_Commercial_Miscellaneous (ID)_New_Food Preparation_Natural Gas_Conveyor Oven_E2 | F4 | Commercial | Miscellaneous (ID) | New | Food Preparation | Natural Gas | Conveyor Oven | E2 | RVT BC Ratio | 10.2028 | 10.4122 | 10.6399 | 10.8867 | 11.1543 | 11.4695 | 11.778 | 12.0716 | 12.3407 | 12.6053 | 12.8819 | 13.14 | 13.4148 | 13.6822 | 13.9201 | 14.1407 | 14.3363 | 14.5264 | 14.7261 | 14.9171 | 15.1096 | 15.3694 | 15.6325 | 15.903 | 16.1783 | 16.4585 | 16.7437
F4_Commercial_Miscellaneous (ID)_New_Food Preparation_Natural Gas_Conveyor Oven_E3 | F4 | Commercial | Miscellaneous (ID) | New | Food Preparation | Natural Gas | Conveyor Oven | E3 | RVT BC Ratio | 0 | 0 | 0 | 0 | 0 | 0 | 0 | 0 | 0 | 0 | 0 | 0 | 0 | 0 | 0 | 0 | 0 | 0 | 0 | 0 | 0 | 0 | 0 | 0 | 0 | 0 | 0
F4_Commercial_Miscellaneous (ID)_New_Food Preparation_Natural Gas_Conveyor Oven_E4 | F4 | Commercial | Miscellaneous (ID) | New | Food Preparation | Natural Gas | Conveyor Oven | E4 | RVT BC Ratio | 0 | 0 | 0 | 0 | 0 | 0 | 0 | 0 | 0 | 0 | 0 | 0 | 0 | 0 | 0 | 0 | 0 | 0 | 0 | 0 | 0 | 0 | 0 | 0 | 0 | 0 | 0
F4_Commercial_Miscellaneous (ID)_New_Food Preparation_Natural Gas_Conveyor Oven_E5 | F4 | Commercial | Miscellaneous (ID) | New | Food Preparation | Natural Gas | Conveyor Oven | E5 | RVT BC Ratio | 0 | 0 | 0 | 0 | 0 | 0 | 0 | 0 | 0 | 0 | 0 | 0 | 0 | 0 | 0 | 0 | 0 | 0 | 0 | 0 | 0 | 0 | 0 | 0 | 0 | 0 | 0
F4_Commercial_Miscellaneous (ID)_New_Food Preparation_Natural Gas_Conveyor Oven_E6 | F4 | Commercial | Miscellaneous (ID) | New | Food Preparation | Natural Gas | Conveyor Oven | E6 | RVT BC Ratio | 0 | 0 | 0 | 0 | 0 | 0 | 0 | 0 | 0 | 0 | 0 | 0 | 0 | 0 | 0 | 0 | 0 | 0 | 0 | 0 | 0 | 0 | 0 | 0 | 0 | 0 | 0
F4_Commercial_Miscellaneous (ID)_New_Food Preparation_Natural Gas_Conveyor Oven_E7 | F4 | Commercial | Miscellaneous (ID) | New | Food Preparation | Natural Gas | Conveyor Oven | E7 | RVT BC Ratio | 0 | 0 | 0 | 0 | 0 | 0 | 0 | 0 | 0 | 0 | 0 | 0 | 0 | 0 | 0 | 0 | 0 | 0 | 0 | 0 | 0 | 0 | 0 | 0 | 0 | 0 | 0
F4_Commercial_Miscellaneous (ID)_New_Food Preparation_Natural Gas_Conveyor Oven_E8 | F4 | Commercial | Miscellaneous (ID) | New | Food Preparation | Natural Gas | Conveyor Oven | E8 | RVT BC Ratio | 0 | 0 | 0 | 0 | 0 | 0 | 0 | 0 | 0 | 0 | 0 | 0 | 0 | 0 | 0 | 0 | 0 | 0 | 0 | 0 | 0 | 0 | 0 | 0 | 0 | 0 | 0
F4_Commercial_Miscellaneous (ID)_New_Food Preparation_Natural Gas_Conveyor Oven_E9 | F4 | Commercial | Miscellaneous (ID) | New | Food Preparation | Natural Gas | Conveyor Oven | E9 | RVT BC Ratio | 0 | 0 | 0 | 0 | 0 | 0 | 0 | 0 | 0 | 0 | 0 | 0 | 0 | 0 | 0 | 0 | 0 | 0 | 0 | 0 | 0 | 0 | 0 | 0 | 0 | 0 | 0
F4_Commercial_Miscellaneous (ID)_New_Food Preparation_Natural Gas_Conveyor Oven_E10 | F4 | Commercial | Miscellaneous (ID) | New | Food Preparation | Natural Gas | Conveyor Oven | E10 | RVT BC Ratio | 0 | 0 | 0 | 0 | 0 | 0 | 0 | 0 | 0 | 0 | 0 | 0 | 0 | 0 | 0 | 0 | 0 | 0 | 0 | 0 | 0 | 0 | 0 | 0 | 0 | 0 | 0
F5_Commercial_Miscellaneous (ID)_New_Food Preparation_Natural Gas_Conveyor Oven_E1 | F5 | Commercial | Miscellaneous (ID) | New | Food Preparation | Natural Gas | Conveyor Oven | E1 | RIM BC Ratio | [24 empty] | 1 | 1 | 1 | bar: 2019 to 2042
F5_Commercial_Miscellaneous (ID)_New_Food Preparation_Natural Gas_Conveyor Oven_E2 | F5 | Commercial | Miscellaneous (ID) | New | Food Preparation | Natural Gas | Conveyor Oven | E2 | RIM BC Ratio | 0.81238 | 0.81772 | 0.82354 | 0.82983 | 0.83661 | 0.84387 | 0.85165 | 0.85968 | 0.86805 | 0.87677 | 0.87976 | 0.88277 | 0.88588 | 0.88907 | 0.89231 | 0.89566 | 0.89912 | 0.90274 | 0.90653 | 0.91051 | 0.91469 | 0.91532 | 0.91593 | 0.91654 | 0.91715 | 0.91774 | 0.91832
F5_Commercial_Miscellaneous (ID)_New_Food Preparation_Natural Gas_Conveyor Oven_E3 | F5 | Commercial | Miscellaneous (ID) | New | Food Preparation | Natural Gas | Conveyor Oven | E3 | RIM BC Ratio | 0 | 0 | 0 | 0 | 0 | 0 | 0 | 0 | 0 | 0 | 0 | 0 | 0 | 0 | 0 | 0 | 0 | 0 | 0 | 0 | 0 | 0 | 0 | 0 | 0 | 0 | 0
F5_Commercial_Miscellaneous (ID)_New_Food Preparation_Natural Gas_Conveyor Oven_E4 | F5 | Commercial | Miscellaneous (ID) | New | Food Preparation | Natural Gas | Conveyor Oven | E4 | RIM BC Ratio | 0 | 0 | 0 | 0 | 0 | 0 | 0 | 0 | 0 | 0 | 0 | 0 | 0 | 0 | 0 | 0 | 0 | 0 | 0 | 0 | 0 | 0 | 0 | 0 | 0 | 0 | 0
F5_Commercial_Miscellaneous (ID)_New_Food Preparation_Natural Gas_Conveyor Oven_E5 | F5 | Commercial | Miscellaneous (ID) | New | Food Preparation | Natural Gas | Conveyor Oven | E5 | RIM BC Ratio | 0 | 0 | 0 | 0 | 0 | 0 | 0 | 0 | 0 | 0 | 0 | 0 | 0 | 0 | 0 | 0 | 0 | 0 | 0 | 0 | 0 | 0 | 0 | 0 | 0 | 0 | 0
F5_Commercial_Miscellaneous (ID)_New_Food Preparation_Natural Gas_Conveyor Oven_E6 | F5 | Commercial | Miscellaneous (ID) | New | Food Preparation | Natural Gas | Conveyor Oven | E6 | RIM BC Ratio | 0 | 0 | 0 | 0 | 0 | 0 | 0 | 0 | 0 | 0 | 0 | 0 | 0 | 0 | 0 | 0 | 0 | 0 | 0 | 0 | 0 | 0 | 0 | 0 | 0 | 0 | 0
F5_Commercial_Miscellaneous (ID)_New_Food Preparation_Natural Gas_Conveyor Oven_E7 | F5 | Commercial | Miscellaneous (ID) | New | Food Preparation | Natural Gas | Conveyor Oven | E7 | RIM BC Ratio | 0 | 0 | 0 | 0 | 0 | 0 | 0 | 0 | 0 | 0 | 0 | 0 | 0 | 0 | 0 | 0 | 0 | 0 | 0 | 0 | 0 | 0 | 0 | 0 | 0 | 0 | 0
F5_Commercial_Miscellaneous (ID)_New_Food Preparation_Natural Gas_Conveyor Oven_E8 | F5 | Commercial | Miscellaneous (ID) | New | Food Preparation | Natural Gas | Conveyor Oven | E8 | RIM BC Ratio | 0 | 0 | 0 | 0 | 0 | 0 | 0 | 0 | 0 | 0 | 0 | 0 | 0 | 0 | 0 | 0 | 0 | 0 | 0 | 0 | 0 | 0 | 0 | 0 | 0 | 0 | 0
F5_Commercial_Miscellaneous (ID)_New_Food Preparation_Natural Gas_Conveyor Oven_E9 | F5 | Commercial | Miscellaneous (ID) | New | Food Preparation | Natural Gas | Conveyor Oven | E9 | RIM BC Ratio | 0 | 0 | 0 | 0 | 0 | 0 | 0 | 0 | 0 | 0 | 0 | 0 | 0 | 0 | 0 | 0 | 0 | 0 | 0 | 0 | 0 | 0 | 0 | 0 | 0 | 0 | 0
F5_Commercial_Miscellaneous (ID)_New_Food Preparation_Natural Gas_Conveyor Oven_E10 | F5 | Commercial | Miscellaneous (ID) | New | Food Preparation | Natural Gas | Conveyor Oven | E10 | RIM BC Ratio | 0 | 0 | 0 | 0 | 0 | 0 | 0 | 0 | 0 | 0 | 0 | 0 | 0 | 0 | 0 | 0 | 0 | 0 | 0 | 0 | 0 | 0 | 0 | 0 | 0 | 0 | 0
F0_Commercial_Miscellaneous (ID)_New_Food Preparation_Natural Gas_Double Rack Oven_E0 | F0 | Commercial | Miscellaneous (ID) | New | Food Preparation | Natural Gas | Double Rack Oven | E0 | Economic Unit | FTSC Qualified (>50% Cooking Efficiency) | FTSC Qualified (>50% Cooking Efficiency) | FTSC Qualified (>50% Cooking Efficiency) | FTSC Qualified (>50% Cooking Efficiency) | FTSC Qualified (>50% Cooking Efficiency) | FTSC Qualified (>50% Cooking Efficiency) | FTSC Qualified (>50% Cooking Efficiency) | FTSC Qualified (>50% Cooking Efficiency) | FTSC Qualified (>50% Cooking Efficiency) | FTSC Qualified (>50% Cooking Efficiency) | FTSC Qualified (>50% Cooking Efficiency) | FTSC Qualified (>50% Cooking Efficiency) | FTSC Qualified (>50% Cooking Efficiency) | FTSC Qualified (>50% Cooking Efficiency) | FTSC Qualified (>50% Cooking Efficiency) | FTSC Qualified (>50% Cooking Efficiency) | FTSC Qualified (>50% Cooking Efficiency) | FTSC Qualified (>50% Cooking Efficiency) | FTSC Qualified (>50% Cooking Efficiency) | FTSC Qualified (>50% Cooking Efficiency) | FTSC Qualified (>50% Cooking Efficiency) | FTSC Qualified (>50% Cooking Efficiency) | FTSC Qualified (>50% Cooking Efficiency) | FTSC Qualified (>50% Cooking Efficiency) | FTSC Qualified (>50% Cooking Efficiency) | FTSC Qualified (>50% Cooking Efficiency) | FTSC Qualified (>50% Cooking Efficiency)
F1_Commercial_Miscellaneous (ID)_New_Food Preparation_Natural Gas_Double Rack Oven_E1 | F1 | Commercial | Miscellaneous (ID) | New | Food Preparation | Natural Gas | Double Rack Oven | E1 | CCE | 0 | 0 | 0 | 0 | 0 | 0 | 0 | 0 | 0 | 0 | 0 | 0 | 0 | 0 | 0 | 0 | 0 | 0 | 0 | 0 | 0 | 0 | 0 | 0 | 0 | 0 | 0
F1_Commercial_Miscellaneous (ID)_New_Food Preparation_Natural Gas_Double Rack Oven_E2 | F1 | Commercial | Miscellaneous (ID) | New | Food Preparation | Natural Gas | Double Rack Oven | E2 | CCE | 0.0011439 | 0.0011439 | 0.0011439 | 0.0011439 | 0.0011439 | 0.0011439 | 0.0011439 | 0.0011439 | 0.0011439 | 0.0011439 | 0.0011439 | 0.0011439 | 0.0011439 | 0.0011439 | 0.0011439 | 0.0011439 | 0.0011439 | 0.0011439 | 0.0011439 | 0.0011439 | 0.0011439 | 0.0011439 | 0.0011439 | 0.0011439 | 0.0011439 | 0.0011439 | 0.0011439
F1_Commercial_Miscellaneous (ID)_New_Food Preparation_Natural Gas_Double Rack Oven_E3 | F1 | Commercial | Miscellaneous (ID) | New | Food Preparation | Natural Gas | Double Rack Oven | E3 | CCE | 0 | 0 | 0 | 0 | 0 | 0 | 0 | 0 | 0 | 0 | 0 | 0 | 0 | 0 | 0 | 0 | 0 | 0 | 0 | 0 | 0 | 0 | 0 | 0 | 0 | 0 | 0
F1_Commercial_Miscellaneous (ID)_New_Food Preparation_Natural Gas_Double Rack Oven_E4 | F1 | Commercial | Miscellaneous (ID) | New | Food Preparation | Natural Gas | Double Rack Oven | E4 | CCE | 0 | 0 | 0 | 0 | 0 | 0 | 0 | 0 | 0 | 0 | 0 | 0 | 0 | 0 | 0 | 0 | 0 | 0 | 0 | 0 | 0 | 0 | 0 | 0 | 0 | 0 | 0
F1_Commercial_Miscellaneous (ID)_New_Food Preparation_Natural Gas_Double Rack Oven_E5 | F1 | Commercial | Miscellaneous (ID) | New | Food Preparation | Natural Gas | Double Rack Oven | E5 | CCE | 0 | 0 | 0 | 0 | 0 | 0 | 0 | 0 | 0 | 0 | 0 | 0 | 0 | 0 | 0 | 0 | 0 | 0 | 0 | 0 | 0 | 0 | 0 | 0 | 0 | 0 | 0
F1_Commercial_Miscellaneous (ID)_New_Food Preparation_Natural Gas_Double Rack Oven_E6 | F1 | Commercial | Miscellaneous (ID) | New | Food Preparation | Natural Gas | Double Rack Oven | E6 | CCE | 0 | 0 | 0 | 0 | 0 | 0 | 0 | 0 | 0 | 0 | 0 | 0 | 0 | 0 | 0 | 0 | 0 | 0 | 0 | 0 | 0 | 0 | 0 | 0 | 0 | 0 | 0
F1_Commercial_Miscellaneous (ID)_New_Food Preparation_Natural Gas_Double Rack Oven_E7 | F1 | Commercial | Miscellaneous (ID) | New | Food Preparation | Natural Gas | Double Rack Oven | E7 | CCE | 0 | 0 | 0 | 0 | 0 | 0 | 0 | 0 | 0 | 0 | 0 | 0 | 0 | 0 | 0 | 0 | 0 | 0 | 0 | 0 | 0 | 0 | 0 | 0 | 0 | 0 | 0
F1_Commercial_Miscellaneous (ID)_New_Food Preparation_Natural Gas_Double Rack Oven_E8 | F1 | Commercial | Miscellaneous (ID) | New | Food Preparation | Natural Gas | Double Rack Oven | E8 | CCE | 0 | 0 | 0 | 0 | 0 | 0 | 0 | 0 | 0 | 0 | 0 | 0 | 0 | 0 | 0 | 0 | 0 | 0 | 0 | 0 | 0 | 0 | 0 | 0 | 0 | 0 | 0
F1_Commercial_Miscellaneous (ID)_New_Food Preparation_Natural Gas_Double Rack Oven_E9 | F1 | Commercial | Miscellaneous (ID) | New | Food Preparation | Natural Gas | Double Rack Oven | E9 | CCE | 0 | 0 | 0 | 0 | 0 | 0 | 0 | 0 | 0 | 0 | 0 | 0 | 0 | 0 | 0 | 0 | 0 | 0 | 0 | 0 | 0 | 0 | 0 | 0 | 0 | 0 | 0
F1_Commercial_Miscellaneous (ID)_New_Food Preparation_Natural Gas_Double Rack Oven_E10 | F1 | Commercial | Miscellaneous (ID) | New | Food Preparation | Natural Gas | Double Rack Oven | E10 | CCE | 0 | 0 | 0 | 0 | 0 | 0 | 0 | 0 | 0 | 0 | 0 | 0 | 0 | 0 | 0 | 0 | 0 | 0 | 0 | 0 | 0 | 0 | 0 | 0 | 0 | 0 | 0
F2_Commercial_Miscellaneous (ID)_New_Food Preparation_Natural Gas_Double Rack Oven_E1 | F2 | Commercial | Miscellaneous (ID) | New | Food Preparation | Natural Gas | Double Rack Oven | E1 | TRC BC Ratio | [24 empty] | 1 | 1 | 1 | bar: 2019 to 2042
F2_Commercial_Miscellaneous (ID)_New_Food Preparation_Natural Gas_Double Rack Oven_E2 | F2 | Commercial | Miscellaneous (ID) | New | Food Preparation | Natural Gas | Double Rack Oven | E2 | TRC BC Ratio | 3.1114 | 3.1898 | 3.2827 | 3.3892 | 3.5095 | 3.656 | 3.8068 | 3.9561 | 4.0999 | 4.2456 | 4.3616 | 4.4702 | 4.5869 | 4.7012 | 4.8034 | 4.899 | 4.9847 | 5.0694 | 5.1598 | 5.248 | 5.3386 | 5.4328 | 5.528 | 5.6262 | 5.7262 | 5.8279 | 5.9315
F2_Commercial_Miscellaneous (ID)_New_Food Preparation_Natural Gas_Double Rack Oven_E3 | F2 | Commercial | Miscellaneous (ID) | New | Food Preparation | Natural Gas | Double Rack Oven | E3 | TRC BC Ratio | 0 | 0 | 0 | 0 | 0 | 0 | 0 | 0 | 0 | 0 | 0 | 0 | 0 | 0 | 0 | 0 | 0 | 0 | 0 | 0 | 0 | 0 | 0 | 0 | 0 | 0 | 0
F2_Commercial_Miscellaneous (ID)_New_Food Preparation_Natural Gas_Double Rack Oven_E4 | F2 | Commercial | Miscellaneous (ID) | New | Food Preparation | Natural Gas | Double Rack Oven | E4 | TRC BC Ratio | 0 | 0 | 0 | 0 | 0 | 0 | 0 | 0 | 0 | 0 | 0 | 0 | 0 | 0 | 0 | 0 | 0 | 0 | 0 | 0 | 0 | 0 | 0 | 0 | 0 | 0 | 0
F2_Commercial_Miscellaneous (ID)_New_Food Preparation_Natural Gas_Double Rack Oven_E5 | F2 | Commercial | Miscellaneous (ID) | New | Food Preparation | Natural Gas | Double Rack Oven | E5 | TRC BC Ratio | 0 | 0 | 0 | 0 | 0 | 0 | 0 | 0 | 0 | 0 | 0 | 0 | 0 | 0 | 0 | 0 | 0 | 0 | 0 | 0 | 0 | 0 | 0 | 0 | 0 | 0 | 0
F2_Commercial_Miscellaneous (ID)_New_Food Preparation_Natural Gas_Double Rack Oven_E6 | F2 | Commercial | Miscellaneous (ID) | New | Food Preparation | Natural Gas | Double Rack Oven | E6 | TRC BC Ratio | 0 | 0 | 0 | 0 | 0 | 0 | 0 | 0 | 0 | 0 | 0 | 0 | 0 | 0 | 0 | 0 | 0 | 0 | 0 | 0 | 0 | 0 | 0 | 0 | 0 | 0 | 0
F2_Commercial_Miscellaneous (ID)_New_Food Preparation_Natural Gas_Double Rack Oven_E7 | F2 | Commercial | Miscellaneous (ID) | New | Food Preparation | Natural Gas | Double Rack Oven | E7 | TRC BC Ratio | 0 | 0 | 0 | 0 | 0 | 0 | 0 | 0 | 0 | 0 | 0 | 0 | 0 | 0 | 0 | 0 | 0 | 0 | 0 | 0 | 0 | 0 | 0 | 0 | 0 | 0 | 0
F2_Commercial_Miscellaneous (ID)_New_Food Preparation_Natural Gas_Double Rack Oven_E8 | F2 | Commercial | Miscellaneous (ID) | New | Food Preparation | Natural Gas | Double Rack Oven | E8 | TRC BC Ratio | 0 | 0 | 0 | 0 | 0 | 0 | 0 | 0 | 0 | 0 | 0 | 0 | 0 | 0 | 0 | 0 | 0 | 0 | 0 | 0 | 0 | 0 | 0 | 0 | 0 | 0 | 0
F2_Commercial_Miscellaneous (ID)_New_Food Preparation_Natural Gas_Double Rack Oven_E9 | F2 | Commercial | Miscellaneous (ID) | New | Food Preparation | Natural Gas | Double Rack Oven | E9 | TRC BC Ratio | 0 | 0 | 0 | 0 | 0 | 0 | 0 | 0 | 0 | 0 | 0 | 0 | 0 | 0 | 0 | 0 | 0 | 0 | 0 | 0 | 0 | 0 | 0 | 0 | 0 | 0 | 0
F2_Commercial_Miscellaneous (ID)_New_Food Preparation_Natural Gas_Double Rack Oven_E10 | F2 | Commercial | Miscellaneous (ID) | New | Food Preparation | Natural Gas | Double Rack Oven | E10 | TRC BC Ratio | 0 | 0 | 0 | 0 | 0 | 0 | 0 | 0 | 0 | 0 | 0 | 0 | 0 | 0 | 0 | 0 | 0 | 0 | 0 | 0 | 0 | 0 | 0 | 0 | 0 | 0 | 0
F3_Commercial_Miscellaneous (ID)_New_Food Preparation_Natural Gas_Double Rack Oven_E1 | F3 | Commercial | Miscellaneous (ID) | New | Food Preparation | Natural Gas | Double Rack Oven | E1 | PACT BC Ratio | [24 empty] | 1 | 1 | 1 | bar: 2019 to 2042
F3_Commercial_Miscellaneous (ID)_New_Food Preparation_Natural Gas_Double Rack Oven_E2 | F3 | Commercial | Miscellaneous (ID) | New | Food Preparation | Natural Gas | Double Rack Oven | E2 | PACT BC Ratio | 6.1617 | 6.317 | 6.5009 | 6.7118 | 6.9502 | 7.2403 | 7.5389 | 7.8346 | 8.1192 | 8.4079 | 8.6375 | 8.8527 | 9.0838 | 9.3101 | 9.5125 | 9.7018 | 9.8716 | 10.0392 | 10.2183 | 10.393 | 10.5724 | 10.759 | 10.9475 | 11.142 | 11.34 | 11.5414 | 11.7465
F3_Commercial_Miscellaneous (ID)_New_Food Preparation_Natural Gas_Double Rack Oven_E3 | F3 | Commercial | Miscellaneous (ID) | New | Food Preparation | Natural Gas | Double Rack Oven | E3 | PACT BC Ratio | 0 | 0 | 0 | 0 | 0 | 0 | 0 | 0 | 0 | 0 | 0 | 0 | 0 | 0 | 0 | 0 | 0 | 0 | 0 | 0 | 0 | 0 | 0 | 0 | 0 | 0 | 0
F3_Commercial_Miscellaneous (ID)_New_Food Preparation_Natural Gas_Double Rack Oven_E4 | F3 | Commercial | Miscellaneous (ID) | New | Food Preparation | Natural Gas | Double Rack Oven | E4 | PACT BC Ratio | 0 | 0 | 0 | 0 | 0 | 0 | 0 | 0 | 0 | 0 | 0 | 0 | 0 | 0 | 0 | 0 | 0 | 0 | 0 | 0 | 0 | 0 | 0 | 0 | 0 | 0 | 0
F3_Commercial_Miscellaneous (ID)_New_Food Preparation_Natural Gas_Double Rack Oven_E5 | F3 | Commercial | Miscellaneous (ID) | New | Food Preparation | Natural Gas | Double Rack Oven | E5 | PACT BC Ratio | 0 | 0 | 0 | 0 | 0 | 0 | 0 | 0 | 0 | 0 | 0 | 0 | 0 | 0 | 0 | 0 | 0 | 0 | 0 | 0 | 0 | 0 | 0 | 0 | 0 | 0 | 0
F3_Commercial_Miscellaneous (ID)_New_Food Preparation_Natural Gas_Double Rack Oven_E6 | F3 | Commercial | Miscellaneous (ID) | New | Food Preparation | Natural Gas | Double Rack Oven | E6 | PACT BC Ratio | 0 | 0 | 0 | 0 | 0 | 0 | 0 | 0 | 0 | 0 | 0 | 0 | 0 | 0 | 0 | 0 | 0 | 0 | 0 | 0 | 0 | 0 | 0 | 0 | 0 | 0 | 0
F3_Commercial_Miscellaneous (ID)_New_Food Preparation_Natural Gas_Double Rack Oven_E7 | F3 | Commercial | Miscellaneous (ID) | New | Food Preparation | Natural Gas | Double Rack Oven | E7 | PACT BC Ratio | 0 | 0 | 0 | 0 | 0 | 0 | 0 | 0 | 0 | 0 | 0 | 0 | 0 | 0 | 0 | 0 | 0 | 0 | 0 | 0 | 0 | 0 | 0 | 0 | 0 | 0 | 0
F3_Commercial_Miscellaneous (ID)_New_Food Preparation_Natural Gas_Double Rack Oven_E8 | F3 | Commercial | Miscellaneous (ID) | New | Food Preparation | Natural Gas | Double Rack Oven | E8 | PACT BC Ratio | 0 | 0 | 0 | 0 | 0 | 0 | 0 | 0 | 0 | 0 | 0 | 0 | 0 | 0 | 0 | 0 | 0 | 0 | 0 | 0 | 0 | 0 | 0 | 0 | 0 | 0 | 0
F3_Commercial_Miscellaneous (ID)_New_Food Preparation_Natural Gas_Double Rack Oven_E9 | F3 | Commercial | Miscellaneous (ID) | New | Food Preparation | Natural Gas | Double Rack Oven | E9 | PACT BC Ratio | 0 | 0 | 0 | 0 | 0 | 0 | 0 | 0 | 0 | 0 | 0 | 0 | 0 | 0 | 0 | 0 | 0 | 0 | 0 | 0 | 0 | 0 | 0 | 0 | 0 | 0 | 0
F3_Commercial_Miscellaneous (ID)_New_Food Preparation_Natural Gas_Double Rack Oven_E10 | F3 | Commercial | Miscellaneous (ID) | New | Food Preparation | Natural Gas | Double Rack Oven | E10 | PACT BC Ratio | 0 | 0 | 0 | 0 | 0 | 0 | 0 | 0 | 0 | 0 | 0 | 0 | 0 | 0 | 0 | 0 | 0 | 0 | 0 | 0 | 0 | 0 | 0 | 0 | 0 | 0 | 0
F4_Commercial_Miscellaneous (ID)_New_Food Preparation_Natural Gas_Double Rack Oven_E1 | F4 | Commercial | Miscellaneous (ID) | New | Food Preparation | Natural Gas | Double Rack Oven | E1 | RVT BC Ratio | [24 empty] | 1 | 1 | 1 | bar: 2019 to 2042
F4_Commercial_Miscellaneous (ID)_New_Food Preparation_Natural Gas_Double Rack Oven_E2 | F4 | Commercial | Miscellaneous (ID) | New | Food Preparation | Natural Gas | Double Rack Oven | E2 | RVT BC Ratio | 4.8034 | 4.8865 | 4.984 | 5.0977 | 5.2279 | 5.3904 | 5.5534 | 5.7082 | 5.8482 | 5.984 | 6.1247 | 6.2526 | 6.3876 | 6.5153 | 6.6251 | 6.7242 | 6.8081 | 6.8881 | 6.9733 | 7.0528 | 7.1326 | 7.2513 | 7.3713 | 7.495 | 7.621 | 7.7491 | 7.8796
F4_Commercial_Miscellaneous (ID)_New_Food Preparation_Natural Gas_Double Rack Oven_E3 | F4 | Commercial | Miscellaneous (ID) | New | Food Preparation | Natural Gas | Double Rack Oven | E3 | RVT BC Ratio | 0 | 0 | 0 | 0 | 0 | 0 | 0 | 0 | 0 | 0 | 0 | 0 | 0 | 0 | 0 | 0 | 0 | 0 | 0 | 0 | 0 | 0 | 0 | 0 | 0 | 0 | 0
F4_Commercial_Miscellaneous (ID)_New_Food Preparation_Natural Gas_Double Rack Oven_E4 | F4 | Commercial | Miscellaneous (ID) | New | Food Preparation | Natural Gas | Double Rack Oven | E4 | RVT BC Ratio | 0 | 0 | 0 | 0 | 0 | 0 | 0 | 0 | 0 | 0 | 0 | 0 | 0 | 0 | 0 | 0 | 0 | 0 | 0 | 0 | 0 | 0 | 0 | 0 | 0 | 0 | 0
F4_Commercial_Miscellaneous (ID)_New_Food Preparation_Natural Gas_Double Rack Oven_E5 | F4 | Commercial | Miscellaneous (ID) | New | Food Preparation | Natural Gas | Double Rack Oven | E5 | RVT BC Ratio | 0 | 0 | 0 | 0 | 0 | 0 | 0 | 0 | 0 | 0 | 0 | 0 | 0 | 0 | 0 | 0 | 0 | 0 | 0 | 0 | 0 | 0 | 0 | 0 | 0 | 0 | 0
F4_Commercial_Miscellaneous (ID)_New_Food Preparation_Natural Gas_Double Rack Oven_E6 | F4 | Commercial | Miscellaneous (ID) | New | Food Preparation | Natural Gas | Double Rack Oven | E6 | RVT BC Ratio | 0 | 0 | 0 | 0 | 0 | 0 | 0 | 0 | 0 | 0 | 0 | 0 | 0 | 0 | 0 | 0 | 0 | 0 | 0 | 0 | 0 | 0 | 0 | 0 | 0 | 0 | 0
F4_Commercial_Miscellaneous (ID)_New_Food Preparation_Natural Gas_Double Rack Oven_E7 | F4 | Commercial | Miscellaneous (ID) | New | Food Preparation | Natural Gas | Double Rack Oven | E7 | RVT BC Ratio | 0 | 0 | 0 | 0 | 0 | 0 | 0 | 0 | 0 | 0 | 0 | 0 | 0 | 0 | 0 | 0 | 0 | 0 | 0 | 0 | 0 | 0 | 0 | 0 | 0 | 0 | 0
F4_Commercial_Miscellaneous (ID)_New_Food Preparation_Natural Gas_Double Rack Oven_E8 | F4 | Commercial | Miscellaneous (ID) | New | Food Preparation | Natural Gas | Double Rack Oven | E8 | RVT BC Ratio | 0 | 0 | 0 | 0 | 0 | 0 | 0 | 0 | 0 | 0 | 0 | 0 | 0 | 0 | 0 | 0 | 0 | 0 | 0 | 0 | 0 | 0 | 0 | 0 | 0 | 0 | 0
F4_Commercial_Miscellaneous (ID)_New_Food Preparation_Natural Gas_Double Rack Oven_E9 | F4 | Commercial | Miscellaneous (ID) | New | Food Preparation | Natural Gas | Double Rack Oven | E9 | RVT BC Ratio | 0 | 0 | 0 | 0 | 0 | 0 | 0 | 0 | 0 | 0 | 0 | 0 | 0 | 0 | 0 | 0 | 0 | 0 | 0 | 0 | 0 | 0 | 0 | 0 | 0 | 0 | 0
F4_Commercial_Miscellaneous (ID)_New_Food Preparation_Natural Gas_Double Rack Oven_E10 | F4 | Commercial | Miscellaneous (ID) | New | Food Preparation | Natural Gas | Double Rack Oven | E10 | RVT BC Ratio | 0 | 0 | 0 | 0 | 0 | 0 | 0 | 0 | 0 | 0 | 0 | 0 | 0 | 0 | 0 | 0 | 0 | 0 | 0 | 0 | 0 | 0 | 0 | 0 | 0 | 0 | 0
F5_Commercial_Miscellaneous (ID)_New_Food Preparation_Natural Gas_Double Rack Oven_E1 | F5 | Commercial | Miscellaneous (ID) | New | Food Preparation | Natural Gas | Double Rack Oven | E1 | RIM BC Ratio | [24 empty] | 1 | 1 | 1 | bar: 2019 to 2042
F5_Commercial_Miscellaneous (ID)_New_Food Preparation_Natural Gas_Double Rack Oven_E2 | F5 | Commercial | Miscellaneous (ID) | New | Food Preparation | Natural Gas | Double Rack Oven | E2 | RIM BC Ratio | 0.74622 | 0.75253 | 0.75988 | 0.76769 | 0.77589 | 0.78478 | 0.79399 | 0.80352 | 0.81343 | 0.82386 | 0.82753 | 0.83134 | 0.83557 | 0.8401 | 0.84454 | 0.84902 | 0.85354 | 0.85823 | 0.86317 | 0.8683 | 0.87368 | 0.87493 | 0.87616 | 0.87739 | 0.87859 | 0.87978 | 0.88095
F5_Commercial_Miscellaneous (ID)_New_Food Preparation_Natural Gas_Double Rack Oven_E3 | F5 | Commercial | Miscellaneous (ID) | New | Food Preparation | Natural Gas | Double Rack Oven | E3 | RIM BC Ratio | 0 | 0 | 0 | 0 | 0 | 0 | 0 | 0 | 0 | 0 | 0 | 0 | 0 | 0 | 0 | 0 | 0 | 0 | 0 | 0 | 0 | 0 | 0 | 0 | 0 | 0 | 0
F5_Commercial_Miscellaneous (ID)_New_Food Preparation_Natural Gas_Double Rack Oven_E4 | F5 | Commercial | Miscellaneous (ID) | New | Food Preparation | Natural Gas | Double Rack Oven | E4 | RIM BC Ratio | 0 | 0 | 0 | 0 | 0 | 0 | 0 | 0 | 0 | 0 | 0 | 0 | 0 | 0 | 0 | 0 | 0 | 0 | 0 | 0 | 0 | 0 | 0 | 0 | 0 | 0 | 0
F5_Commercial_Miscellaneous (ID)_New_Food Preparation_Natural Gas_Double Rack Oven_E5 | F5 | Commercial | Miscellaneous (ID) | New | Food Preparation | Natural Gas | Double Rack Oven | E5 | RIM BC Ratio | 0 | 0 | 0 | 0 | 0 | 0 | 0 | 0 | 0 | 0 | 0 | 0 | 0 | 0 | 0 | 0 | 0 | 0 | 0 | 0 | 0 | 0 | 0 | 0 | 0 | 0 | 0
F5_Commercial_Miscellaneous (ID)_New_Food Preparation_Natural Gas_Double Rack Oven_E6 | F5 | Commercial | Miscellaneous (ID) | New | Food Preparation | Natural Gas | Double Rack Oven | E6 | RIM BC Ratio | 0 | 0 | 0 | 0 | 0 | 0 | 0 | 0 | 0 | 0 | 0 | 0 | 0 | 0 | 0 | 0 | 0 | 0 | 0 | 0 | 0 | 0 | 0 | 0 | 0 | 0 | 0
F5_Commercial_Miscellaneous (ID)_New_Food Preparation_Natural Gas_Double Rack Oven_E7 | F5 | Commercial | Miscellaneous (ID) | New | Food Preparation | Natural Gas | Double Rack Oven | E7 | RIM BC Ratio | 0 | 0 | 0 | 0 | 0 | 0 | 0 | 0 | 0 | 0 | 0 | 0 | 0 | 0 | 0 | 0 | 0 | 0 | 0 | 0 | 0 | 0 | 0 | 0 | 0 | 0 | 0
F5_Commercial_Miscellaneous (ID)_New_Food Preparation_Natural Gas_Double Rack Oven_E8 | F5 | Commercial | Miscellaneous (ID) | New | Food Preparation | Natural Gas | Double Rack Oven | E8 | RIM BC Ratio | 0 | 0 | 0 | 0 | 0 | 0 | 0 | 0 | 0 | 0 | 0 | 0 | 0 | 0 | 0 | 0 | 0 | 0 | 0 | 0 | 0 | 0 | 0 | 0 | 0 | 0 | 0
F5_Commercial_Miscellaneous (ID)_New_Food Preparation_Natural Gas_Double Rack Oven_E9 | F5 | Commercial | Miscellaneous (ID) | New | Food Preparation | Natural Gas | Double Rack Oven | E9 | RIM BC Ratio | 0 | 0 | 0 | 0 | 0 | 0 | 0 | 0 | 0 | 0 | 0 | 0 | 0 | 0 | 0 | 0 | 0 | 0 | 0 | 0 | 0 | 0 | 0 | 0 | 0 | 0 | 0
F5_Commercial_Miscellaneous (ID)_New_Food Preparation_Natural Gas_Double Rack Oven_E10 | F5 | Commercial | Miscellaneous (ID) | New | Food Preparation | Natural Gas | Double Rack Oven | E10 | RIM BC Ratio | 0 | 0 | 0 | 0 | 0 | 0 | 0 | 0 | 0 | 0 | 0 | 0 | 0 | 0 | 0 | 0 | 0 | 0 | 0 | 0 | 0 | 0 | 0 | 0 | 0 | 0 | 0
F0_Commercial_Miscellaneous (ID)_New_Food Preparation_Natural Gas_Fryer_E0 | F0 | Commercial | Miscellaneous (ID) | New | Food Preparation | Natural Gas | Fryer | E0 | Economic Unit | ENERGY STAR | ENERGY STAR | ENERGY STAR | ENERGY STAR | ENERGY STAR | ENERGY STAR | ENERGY STAR | ENERGY STAR | ENERGY STAR | ENERGY STAR | ENERGY STAR | ENERGY STAR | ENERGY STAR | ENERGY STAR | ENERGY STAR | ENERGY STAR | ENERGY STAR | ENERGY STAR | ENERGY STAR | ENERGY STAR | ENERGY STAR | ENERGY STAR | ENERGY STAR | ENERGY STAR | ENERGY STAR | ENERGY STAR | ENERGY STAR
F1_Commercial_Miscellaneous (ID)_New_Food Preparation_Natural Gas_Fryer_E1 | F1 | Commercial | Miscellaneous (ID) | New | Food Preparation | Natural Gas | Fryer | E1 | CCE | 0 | 0 | 0 | 0 | 0 | 0 | 0 | 0 | 0 | 0 | 0 | 0 | 0 | 0 | 0 | 0 | 0 | 0 | 0 | 0 | 0 | 0 | 0 | 0 | 0 | 0 | 0
F1_Commercial_Miscellaneous (ID)_New_Food Preparation_Natural Gas_Fryer_E2 | F1 | Commercial | Miscellaneous (ID) | New | Food Preparation | Natural Gas | Fryer | E2 | CCE | 9.9053e-05 | 9.9053e-05 | 9.9053e-05 | 9.9053e-05 | 9.9053e-05 | 9.9053e-05 | 9.9053e-05 | 9.9053e-05 | 9.9053e-05 | 9.9053e-05 | 9.9053e-05 | 9.9053e-05 | 9.9053e-05 | 9.9053e-05 | 9.9053e-05 | 9.9053e-05 | 9.9053e-05 | 9.9053e-05 | 9.9053e-05 | 9.9053e-05 | 9.9053e-05 | 9.9053e-05 | 9.9053e-05 | 9.9053e-05 | 9.9053e-05 | 9.9053e-05 | 9.9053e-05
F1_Commercial_Miscellaneous (ID)_New_Food Preparation_Natural Gas_Fryer_E3 | F1 | Commercial | Miscellaneous (ID) | New | Food Preparation | Natural Gas | Fryer | E3 | CCE | 0 | 0 | 0 | 0 | 0 | 0 | 0 | 0 | 0 | 0 | 0 | 0 | 0 | 0 | 0 | 0 | 0 | 0 | 0 | 0 | 0 | 0 | 0 | 0 | 0 | 0 | 0
F1_Commercial_Miscellaneous (ID)_New_Food Preparation_Natural Gas_Fryer_E4 | F1 | Commercial | Miscellaneous (ID) | New | Food Preparation | Natural Gas | Fryer | E4 | CCE | 0 | 0 | 0 | 0 | 0 | 0 | 0 | 0 | 0 | 0 | 0 | 0 | 0 | 0 | 0 | 0 | 0 | 0 | 0 | 0 | 0 | 0 | 0 | 0 | 0 | 0 | 0
F1_Commercial_Miscellaneous (ID)_New_Food Preparation_Natural Gas_Fryer_E5 | F1 | Commercial | Miscellaneous (ID) | New | Food Preparation | Natural Gas | Fryer | E5 | CCE | 0 | 0 | 0 | 0 | 0 | 0 | 0 | 0 | 0 | 0 | 0 | 0 | 0 | 0 | 0 | 0 | 0 | 0 | 0 | 0 | 0 | 0 | 0 | 0 | 0 | 0 | 0
F1_Commercial_Miscellaneous (ID)_New_Food Preparation_Natural Gas_Fryer_E6 | F1 | Commercial | Miscellaneous (ID) | New | Food Preparation | Natural Gas | Fryer | E6 | CCE | 0 | 0 | 0 | 0 | 0 | 0 | 0 | 0 | 0 | 0 | 0 | 0 | 0 | 0 | 0 | 0 | 0 | 0 | 0 | 0 | 0 | 0 | 0 | 0 | 0 | 0 | 0
F1_Commercial_Miscellaneous (ID)_New_Food Preparation_Natural Gas_Fryer_E7 | F1 | Commercial | Miscellaneous (ID) | New | Food Preparation | Natural Gas | Fryer | E7 | CCE | 0 | 0 | 0 | 0 | 0 | 0 | 0 | 0 | 0 | 0 | 0 | 0 | 0 | 0 | 0 | 0 | 0 | 0 | 0 | 0 | 0 | 0 | 0 | 0 | 0 | 0 | 0
F1_Commercial_Miscellaneous (ID)_New_Food Preparation_Natural Gas_Fryer_E8 | F1 | Commercial | Miscellaneous (ID) | New | Food Preparation | Natural Gas | Fryer | E8 | CCE | 0 | 0 | 0 | 0 | 0 | 0 | 0 | 0 | 0 | 0 | 0 | 0 | 0 | 0 | 0 | 0 | 0 | 0 | 0 | 0 | 0 | 0 | 0 | 0 | 0 | 0 | 0
F1_Commercial_Miscellaneous (ID)_New_Food Preparation_Natural Gas_Fryer_E9 | F1 | Commercial | Miscellaneous (ID) | New | Food Preparation | Natural Gas | Fryer | E9 | CCE | 0 | 0 | 0 | 0 | 0 | 0 | 0 | 0 | 0 | 0 | 0 | 0 | 0 | 0 | 0 | 0 | 0 | 0 | 0 | 0 | 0 | 0 | 0 | 0 | 0 | 0 | 0
F1_Commercial_Miscellaneous (ID)_New_Food Preparation_Natural Gas_Fryer_E10 | F1 | Commercial | Miscellaneous (ID) | New | Food Preparation | Natural Gas | Fryer | E10 | CCE | 0 | 0 | 0 | 0 | 0 | 0 | 0 | 0 | 0 | 0 | 0 | 0 | 0 | 0 | 0 | 0 | 0 | 0 | 0 | 0 | 0 | 0 | 0 | 0 | 0 | 0 | 0
F2_Commercial_Miscellaneous (ID)_New_Food Preparation_Natural Gas_Fryer_E1 | F2 | Commercial | Miscellaneous (ID) | New | Food Preparation | Natural Gas | Fryer | E1 | TRC BC Ratio | [24 empty] | 1 | 1 | 1 | bar: 2019 to 2042
F2_Commercial_Miscellaneous (ID)_New_Food Preparation_Natural Gas_Fryer_E2 | F2 | Commercial | Miscellaneous (ID) | New | Food Preparation | Natural Gas | Fryer | E2 | TRC BC Ratio | 37.4312 | 38.4143 | 39.5179 | 40.7539 | 42.1303 | 43.7586 | 45.4168 | 47.0505 | 48.6216 | 50.2158 | 51.5135 | 52.7381 | 54.0482 | 55.3369 | 56.5068 | 57.6141 | 58.6246 | 59.6268 | 60.6897 | 61.7331 | 62.8034 | 63.9127 | 65.035 | 66.1904 | 67.3663 | 68.5632 | 69.7812
F2_Commercial_Miscellaneous (ID)_New_Food Preparation_Natural Gas_Fryer_E3 | F2 | Commercial | Miscellaneous (ID) | New | Food Preparation | Natural Gas | Fryer | E3 | TRC BC Ratio | 0 | 0 | 0 | 0 | 0 | 0 | 0 | 0 | 0 | 0 | 0 | 0 | 0 | 0 | 0 | 0 | 0 | 0 | 0 | 0 | 0 | 0 | 0 | 0 | 0 | 0 | 0
F2_Commercial_Miscellaneous (ID)_New_Food Preparation_Natural Gas_Fryer_E4 | F2 | Commercial | Miscellaneous (ID) | New | Food Preparation | Natural Gas | Fryer | E4 | TRC BC Ratio | 0 | 0 | 0 | 0 | 0 | 0 | 0 | 0 | 0 | 0 | 0 | 0 | 0 | 0 | 0 | 0 | 0 | 0 | 0 | 0 | 0 | 0 | 0 | 0 | 0 | 0 | 0
F2_Commercial_Miscellaneous (ID)_New_Food Preparation_Natural Gas_Fryer_E5 | F2 | Commercial | Miscellaneous (ID) | New | Food Preparation | Natural Gas | Fryer | E5 | TRC BC Ratio | 0 | 0 | 0 | 0 | 0 | 0 | 0 | 0 | 0 | 0 | 0 | 0 | 0 | 0 | 0 | 0 | 0 | 0 | 0 | 0 | 0 | 0 | 0 | 0 | 0 | 0 | 0
F2_Commercial_Miscellaneous (ID)_New_Food Preparation_Natural Gas_Fryer_E6 | F2 | Commercial | Miscellaneous (ID) | New | Food Preparation | Natural Gas | Fryer | E6 | TRC BC Ratio | 0 | 0 | 0 | 0 | 0 | 0 | 0 | 0 | 0 | 0 | 0 | 0 | 0 | 0 | 0 | 0 | 0 | 0 | 0 | 0 | 0 | 0 | 0 | 0 | 0 | 0 | 0
F2_Commercial_Miscellaneous (ID)_New_Food Preparation_Natural Gas_Fryer_E7 | F2 | Commercial | Miscellaneous (ID) | New | Food Preparation | Natural Gas | Fryer | E7 | TRC BC Ratio | 0 | 0 | 0 | 0 | 0 | 0 | 0 | 0 | 0 | 0 | 0 | 0 | 0 | 0 | 0 | 0 | 0 | 0 | 0 | 0 | 0 | 0 | 0 | 0 | 0 | 0 | 0
F2_Commercial_Miscellaneous (ID)_New_Food Preparation_Natural Gas_Fryer_E8 | F2 | Commercial | Miscellaneous (ID) | New | Food Preparation | Natural Gas | Fryer | E8 | TRC BC Ratio | 0 | 0 | 0 | 0 | 0 | 0 | 0 | 0 | 0 | 0 | 0 | 0 | 0 | 0 | 0 | 0 | 0 | 0 | 0 | 0 | 0 | 0 | 0 | 0 | 0 | 0 | 0
F2_Commercial_Miscellaneous (ID)_New_Food Preparation_Natural Gas_Fryer_E9 | F2 | Commercial | Miscellaneous (ID) | New | Food Preparation | Natural Gas | Fryer | E9 | TRC BC Ratio | 0 | 0 | 0 | 0 | 0 | 0 | 0 | 0 | 0 | 0 | 0 | 0 | 0 | 0 | 0 | 0 | 0 | 0 | 0 | 0 | 0 | 0 | 0 | 0 | 0 | 0 | 0
F2_Commercial_Miscellaneous (ID)_New_Food Preparation_Natural Gas_Fryer_E10 | F2 | Commercial | Miscellaneous (ID) | New | Food Preparation | Natural Gas | Fryer | E10 | TRC BC Ratio | 0 | 0 | 0 | 0 | 0 | 0 | 0 | 0 | 0 | 0 | 0 | 0 | 0 | 0 | 0 | 0 | 0 | 0 | 0 | 0 | 0 | 0 | 0 | 0 | 0 | 0 | 0
F3_Commercial_Miscellaneous (ID)_New_Food Preparation_Natural Gas_Fryer_E1 | F3 | Commercial | Miscellaneous (ID) | New | Food Preparation | Natural Gas | Fryer | E1 | PACT BC Ratio | [24 empty] | 1 | 1 | 1 | bar: 2019 to 2042
F3_Commercial_Miscellaneous (ID)_New_Food Preparation_Natural Gas_Fryer_E2 | F3 | Commercial | Miscellaneous (ID) | New | Food Preparation | Natural Gas | Fryer | E2 | PACT BC Ratio | 74.1274 | 76.0745 | 78.2599 | 80.7076 | 83.4335 | 86.6581 | 89.942 | 93.1772 | 96.2885 | 99.4457 | 102.0156 | 104.4407 | 107.0352 | 109.5874 | 111.9042 | 114.0969 | 116.0982 | 118.0829 | 120.1879 | 122.2541 | 124.3738 | 126.5707 | 128.7931 | 131.0813 | 133.41 | 135.7802 | 138.1924
F3_Commercial_Miscellaneous (ID)_New_Food Preparation_Natural Gas_Fryer_E3 | F3 | Commercial | Miscellaneous (ID) | New | Food Preparation | Natural Gas | Fryer | E3 | PACT BC Ratio | 0 | 0 | 0 | 0 | 0 | 0 | 0 | 0 | 0 | 0 | 0 | 0 | 0 | 0 | 0 | 0 | 0 | 0 | 0 | 0 | 0 | 0 | 0 | 0 | 0 | 0 | 0
F3_Commercial_Miscellaneous (ID)_New_Food Preparation_Natural Gas_Fryer_E4 | F3 | Commercial | Miscellaneous (ID) | New | Food Preparation | Natural Gas | Fryer | E4 | PACT BC Ratio | 0 | 0 | 0 | 0 | 0 | 0 | 0 | 0 | 0 | 0 | 0 | 0 | 0 | 0 | 0 | 0 | 0 | 0 | 0 | 0 | 0 | 0 | 0 | 0 | 0 | 0 | 0
F3_Commercial_Miscellaneous (ID)_New_Food Preparation_Natural Gas_Fryer_E5 | F3 | Commercial | Miscellaneous (ID) | New | Food Preparation | Natural Gas | Fryer | E5 | PACT BC Ratio | 0 | 0 | 0 | 0 | 0 | 0 | 0 | 0 | 0 | 0 | 0 | 0 | 0 | 0 | 0 | 0 | 0 | 0 | 0 | 0 | 0 | 0 | 0 | 0 | 0 | 0 | 0
F3_Commercial_Miscellaneous (ID)_New_Food Preparation_Natural Gas_Fryer_E6 | F3 | Commercial | Miscellaneous (ID) | New | Food Preparation | Natural Gas | Fryer | E6 | PACT BC Ratio | 0 | 0 | 0 | 0 | 0 | 0 | 0 | 0 | 0 | 0 | 0 | 0 | 0 | 0 | 0 | 0 | 0 | 0 | 0 | 0 | 0 | 0 | 0 | 0 | 0 | 0 | 0
F3_Commercial_Miscellaneous (ID)_New_Food Preparation_Natural Gas_Fryer_E7 | F3 | Commercial | Miscellaneous (ID) | New | Food Preparation | Natural Gas | Fryer | E7 | PACT BC Ratio | 0 | 0 | 0 | 0 | 0 | 0 | 0 | 0 | 0 | 0 | 0 | 0 | 0 | 0 | 0 | 0 | 0 | 0 | 0 | 0 | 0 | 0 | 0 | 0 | 0 | 0 | 0
F3_Commercial_Miscellaneous (ID)_New_Food Preparation_Natural Gas_Fryer_E8 | F3 | Commercial | Miscellaneous (ID) | New | Food Preparation | Natural Gas | Fryer | E8 | PACT BC Ratio | 0 | 0 | 0 | 0 | 0 | 0 | 0 | 0 | 0 | 0 | 0 | 0 | 0 | 0 | 0 | 0 | 0 | 0 | 0 | 0 | 0 | 0 | 0 | 0 | 0 | 0 | 0
F3_Commercial_Miscellaneous (ID)_New_Food Preparation_Natural Gas_Fryer_E9 | F3 | Commercial | Miscellaneous (ID) | New | Food Preparation | Natural Gas | Fryer | E9 | PACT BC Ratio | 0 | 0 | 0 | 0 | 0 | 0 | 0 | 0 | 0 | 0 | 0 | 0 | 0 | 0 | 0 | 0 | 0 | 0 | 0 | 0 | 0 | 0 | 0 | 0 | 0 | 0 | 0
F3_Commercial_Miscellaneous (ID)_New_Food Preparation_Natural Gas_Fryer_E10 | F3 | Commercial | Miscellaneous (ID) | New | Food Preparation | Natural Gas | Fryer | E10 | PACT BC Ratio | 0 | 0 | 0 | 0 | 0 | 0 | 0 | 0 | 0 | 0 | 0 | 0 | 0 | 0 | 0 | 0 | 0 | 0 | 0 | 0 | 0 | 0 | 0 | 0 | 0 | 0 | 0
F4_Commercial_Miscellaneous (ID)_New_Food Preparation_Natural Gas_Fryer_E1 | F4 | Commercial | Miscellaneous (ID) | New | Food Preparation | Natural Gas | Fryer | E1 | RVT BC Ratio | [24 empty] | 1 | 1 | 1 | bar: 2019 to 2042
F4_Commercial_Miscellaneous (ID)_New_Food Preparation_Natural Gas_Fryer_E2 | F4 | Commercial | Miscellaneous (ID) | New | Food Preparation | Natural Gas | Fryer | E2 | RVT BC Ratio | 52.7685 | 53.8209 | 55.0055 | 56.3356 | 57.8188 | 59.6118 | 61.3909 | 63.0731 | 64.5985 | 66.084 | 67.6228 | 69.0332 | 70.5397 | 71.9998 | 73.2835 | 74.4637 | 75.4939 | 76.4893 | 77.539 | 78.5355 | 79.5382 | 80.936 | 82.35 | 83.8059 | 85.2875 | 86.7955 | 88.3303
F4_Commercial_Miscellaneous (ID)_New_Food Preparation_Natural Gas_Fryer_E3 | F4 | Commercial | Miscellaneous (ID) | New | Food Preparation | Natural Gas | Fryer | E3 | RVT BC Ratio | 0 | 0 | 0 | 0 | 0 | 0 | 0 | 0 | 0 | 0 | 0 | 0 | 0 | 0 | 0 | 0 | 0 | 0 | 0 | 0 | 0 | 0 | 0 | 0 | 0 | 0 | 0
F4_Commercial_Miscellaneous (ID)_New_Food Preparation_Natural Gas_Fryer_E4 | F4 | Commercial | Miscellaneous (ID) | New | Food Preparation | Natural Gas | Fryer | E4 | RVT BC Ratio | 0 | 0 | 0 | 0 | 0 | 0 | 0 | 0 | 0 | 0 | 0 | 0 | 0 | 0 | 0 | 0 | 0 | 0 | 0 | 0 | 0 | 0 | 0 | 0 | 0 | 0 | 0
F4_Commercial_Miscellaneous (ID)_New_Food Preparation_Natural Gas_Fryer_E5 | F4 | Commercial | Miscellaneous (ID) | New | Food Preparation | Natural Gas | Fryer | E5 | RVT BC Ratio | 0 | 0 | 0 | 0 | 0 | 0 | 0 | 0 | 0 | 0 | 0 | 0 | 0 | 0 | 0 | 0 | 0 | 0 | 0 | 0 | 0 | 0 | 0 | 0 | 0 | 0 | 0
F4_Commercial_Miscellaneous (ID)_New_Food Preparation_Natural Gas_Fryer_E6 | F4 | Commercial | Miscellaneous (ID) | New | Food Preparation | Natural Gas | Fryer | E6 | RVT BC Ratio | 0 | 0 | 0 | 0 | 0 | 0 | 0 | 0 | 0 | 0 | 0 | 0 | 0 | 0 | 0 | 0 | 0 | 0 | 0 | 0 | 0 | 0 | 0 | 0 | 0 | 0 | 0
F4_Commercial_Miscellaneous (ID)_New_Food Preparation_Natural Gas_Fryer_E7 | F4 | Commercial | Miscellaneous (ID) | New | Food Preparation | Natural Gas | Fryer | E7 | RVT BC Ratio | 0 | 0 | 0 | 0 | 0 | 0 | 0 | 0 | 0 | 0 | 0 | 0 | 0 | 0 | 0 | 0 | 0 | 0 | 0 | 0 | 0 | 0 | 0 | 0 | 0 | 0 | 0
F4_Commercial_Miscellaneous (ID)_New_Food Preparation_Natural Gas_Fryer_E8 | F4 | Commercial | Miscellaneous (ID) | New | Food Preparation | Natural Gas | Fryer | E8 | RVT BC Ratio | 0 | 0 | 0 | 0 | 0 | 0 | 0 | 0 | 0 | 0 | 0 | 0 | 0 | 0 | 0 | 0 | 0 | 0 | 0 | 0 | 0 | 0 | 0 | 0 | 0 | 0 | 0
F4_Commercial_Miscellaneous (ID)_New_Food Preparation_Natural Gas_Fryer_E9 | F4 | Commercial | Miscellaneous (ID) | New | Food Preparation | Natural Gas | Fryer | E9 | RVT BC Ratio | 0 | 0 | 0 | 0 | 0 | 0 | 0 | 0 | 0 | 0 | 0 | 0 | 0 | 0 | 0 | 0 | 0 | 0 | 0 | 0 | 0 | 0 | 0 | 0 | 0 | 0 | 0
F4_Commercial_Miscellaneous (ID)_New_Food Preparation_Natural Gas_Fryer_E10 | F4 | Commercial | Miscellaneous (ID) | New | Food Preparation | Natural Gas | Fryer | E10 | RVT BC Ratio | 0 | 0 | 0 | 0 | 0 | 0 | 0 | 0 | 0 | 0 | 0 | 0 | 0 | 0 | 0 | 0 | 0 | 0 | 0 | 0 | 0 | 0 | 0 | 0 | 0 | 0 | 0
F5_Commercial_Miscellaneous (ID)_New_Food Preparation_Natural Gas_Fryer_E1 | F5 | Commercial | Miscellaneous (ID) | New | Food Preparation | Natural Gas | Fryer | E1 | RIM BC Ratio | [24 empty] | 1 | 1 | 1 | bar: 2019 to 2042
F5_Commercial_Miscellaneous (ID)_New_Food Preparation_Natural Gas_Fryer_E2 | F5 | Commercial | Miscellaneous (ID) | New | Food Preparation | Natural Gas | Fryer | E2 | RIM BC Ratio | 0.848 | 0.85332 | 0.859 | 0.86502 | 0.87138 | 0.87793 | 0.88487 | 0.89233 | 0.90042 | 0.9091 | 0.91144 | 0.91409 | 0.91685 | 0.91973 | 0.92277 | 0.92598 | 0.92939 | 0.93301 | 0.93682 | 0.94087 | 0.94514 | 0.94527 | 0.94539 | 0.94551 | 0.94563 | 0.94575 | 0.94586
F5_Commercial_Miscellaneous (ID)_New_Food Preparation_Natural Gas_Fryer_E3 | F5 | Commercial | Miscellaneous (ID) | New | Food Preparation | Natural Gas | Fryer | E3 | RIM BC Ratio | 0 | 0 | 0 | 0 | 0 | 0 | 0 | 0 | 0 | 0 | 0 | 0 | 0 | 0 | 0 | 0 | 0 | 0 | 0 | 0 | 0 | 0 | 0 | 0 | 0 | 0 | 0
F5_Commercial_Miscellaneous (ID)_New_Food Preparation_Natural Gas_Fryer_E4 | F5 | Commercial | Miscellaneous (ID) | New | Food Preparation | Natural Gas | Fryer | E4 | RIM BC Ratio | 0 | 0 | 0 | 0 | 0 | 0 | 0 | 0 | 0 | 0 | 0 | 0 | 0 | 0 | 0 | 0 | 0 | 0 | 0 | 0 | 0 | 0 | 0 | 0 | 0 | 0 | 0
F5_Commercial_Miscellaneous (ID)_New_Food Preparation_Natural Gas_Fryer_E5 | F5 | Commercial | Miscellaneous (ID) | New | Food Preparation | Natural Gas | Fryer | E5 | RIM BC Ratio | 0 | 0 | 0 | 0 | 0 | 0 | 0 | 0 | 0 | 0 | 0 | 0 | 0 | 0 | 0 | 0 | 0 | 0 | 0 | 0 | 0 | 0 | 0 | 0 | 0 | 0 | 0
F5_Commercial_Miscellaneous (ID)_New_Food Preparation_Natural Gas_Fryer_E6 | F5 | Commercial | Miscellaneous (ID) | New | Food Preparation | Natural Gas | Fryer | E6 | RIM BC Ratio | 0 | 0 | 0 | 0 | 0 | 0 | 0 | 0 | 0 | 0 | 0 | 0 | 0 | 0 | 0 | 0 | 0 | 0 | 0 | 0 | 0 | 0 | 0 | 0 | 0 | 0 | 0
F5_Commercial_Miscellaneous (ID)_New_Food Preparation_Natural Gas_Fryer_E7 | F5 | Commercial | Miscellaneous (ID) | New | Food Preparation | Natural Gas | Fryer | E7 | RIM BC Ratio | 0 | 0 | 0 | 0 | 0 | 0 | 0 | 0 | 0 | 0 | 0 | 0 | 0 | 0 | 0 | 0 | 0 | 0 | 0 | 0 | 0 | 0 | 0 | 0 | 0 | 0 | 0
F5_Commercial_Miscellaneous (ID)_New_Food Preparation_Natural Gas_Fryer_E8 | F5 | Commercial | Miscellaneous (ID) | New | Food Preparation | Natural Gas | Fryer | E8 | RIM BC Ratio | 0 | 0 | 0 | 0 | 0 | 0 | 0 | 0 | 0 | 0 | 0 | 0 | 0 | 0 | 0 | 0 | 0 | 0 | 0 | 0 | 0 | 0 | 0 | 0 | 0 | 0 | 0
F5_Commercial_Miscellaneous (ID)_New_Food Preparation_Natural Gas_Fryer_E9 | F5 | Commercial | Miscellaneous (ID) | New | Food Preparation | Natural Gas | Fryer | E9 | RIM BC Ratio | 0 | 0 | 0 | 0 | 0 | 0 | 0 | 0 | 0 | 0 | 0 | 0 | 0 | 0 | 0 | 0 | 0 | 0 | 0 | 0 | 0 | 0 | 0 | 0 | 0 | 0 | 0
F5_Commercial_Miscellaneous (ID)_New_Food Preparation_Natural Gas_Fryer_E10 | F5 | Commercial | Miscellaneous (ID) | New | Food Preparation | Natural Gas | Fryer | E10 | RIM BC Ratio | 0 | 0 | 0 | 0 | 0 | 0 | 0 | 0 | 0 | 0 | 0 | 0 | 0 | 0 | 0 | 0 | 0 | 0 | 0 | 0 | 0 | 0 | 0 | 0 | 0 | 0 | 0
F0_Commercial_Miscellaneous (ID)_New_Food Preparation_Natural Gas_Broiler_E0 | F0 | Commercial | Miscellaneous (ID) | New | Food Preparation | Natural Gas | Broiler | E0 | Economic Unit | Infrared Burners | Infrared Burners | Infrared Burners | Infrared Burners | Infrared Burners | Infrared Burners | Infrared Burners | Infrared Burners | Infrared Burners | Infrared Burners | Infrared Burners | Infrared Burners | Infrared Burners | Infrared Burners | Infrared Burners | Infrared Burners | Infrared Burners | Infrared Burners | Infrared Burners | Infrared Burners | Infrared Burners | Infrared Burners | Infrared Burners | Infrared Burners | Infrared Burners | Infrared Burners | Infrared Burners
F1_Commercial_Miscellaneous (ID)_New_Food Preparation_Natural Gas_Broiler_E1 | F1 | Commercial | Miscellaneous (ID) | New | Food Preparation | Natural Gas | Broiler | E1 | CCE | 0 | 0 | 0 | 0 | 0 | 0 | 0 | 0 | 0 | 0 | 0 | 0 | 0 | 0 | 0 | 0 | 0 | 0 | 0 | 0 | 0 | 0 | 0 | 0 | 0 | 0 | 0
F1_Commercial_Miscellaneous (ID)_New_Food Preparation_Natural Gas_Broiler_E2 | F1 | Commercial | Miscellaneous (ID) | New | Food Preparation | Natural Gas | Broiler | E2 | CCE | 0.0022365 | 0.0022365 | 0.0022365 | 0.0022365 | 0.0022365 | 0.0022365 | 0.0022365 | 0.0022365 | 0.0022365 | 0.0022365 | 0.0022365 | 0.0022365 | 0.0022365 | 0.0022365 | 0.0022365 | 0.0022365 | 0.0022365 | 0.0022365 | 0.0022365 | 0.0022365 | 0.0022365 | 0.0022365 | 0.0022365 | 0.0022365 | 0.0022365 | 0.0022365 | 0.0022365
F1_Commercial_Miscellaneous (ID)_New_Food Preparation_Natural Gas_Broiler_E3 | F1 | Commercial | Miscellaneous (ID) | New | Food Preparation | Natural Gas | Broiler | E3 | CCE | 0 | 0 | 0 | 0 | 0 | 0 | 0 | 0 | 0 | 0 | 0 | 0 | 0 | 0 | 0 | 0 | 0 | 0 | 0 | 0 | 0 | 0 | 0 | 0 | 0 | 0 | 0
F1_Commercial_Miscellaneous (ID)_New_Food Preparation_Natural Gas_Broiler_E4 | F1 | Commercial | Miscellaneous (ID) | New | Food Preparation | Natural Gas | Broiler | E4 | CCE | 0 | 0 | 0 | 0 | 0 | 0 | 0 | 0 | 0 | 0 | 0 | 0 | 0 | 0 | 0 | 0 | 0 | 0 | 0 | 0 | 0 | 0 | 0 | 0 | 0 | 0 | 0
F1_Commercial_Miscellaneous (ID)_New_Food Preparation_Natural Gas_Broiler_E5 | F1 | Commercial | Miscellaneous (ID) | New | Food Preparation | Natural Gas | Broiler | E5 | CCE | 0 | 0 | 0 | 0 | 0 | 0 | 0 | 0 | 0 | 0 | 0 | 0 | 0 | 0 | 0 | 0 | 0 | 0 | 0 | 0 | 0 | 0 | 0 | 0 | 0 | 0 | 0
F1_Commercial_Miscellaneous (ID)_New_Food Preparation_Natural Gas_Broiler_E6 | F1 | Commercial | Miscellaneous (ID) | New | Food Preparation | Natural Gas | Broiler | E6 | CCE | 0 | 0 | 0 | 0 | 0 | 0 | 0 | 0 | 0 | 0 | 0 | 0 | 0 | 0 | 0 | 0 | 0 | 0 | 0 | 0 | 0 | 0 | 0 | 0 | 0 | 0 | 0
F1_Commercial_Miscellaneous (ID)_New_Food Preparation_Natural Gas_Broiler_E7 | F1 | Commercial | Miscellaneous (ID) | New | Food Preparation | Natural Gas | Broiler | E7 | CCE | 0 | 0 | 0 | 0 | 0 | 0 | 0 | 0 | 0 | 0 | 0 | 0 | 0 | 0 | 0 | 0 | 0 | 0 | 0 | 0 | 0 | 0 | 0 | 0 | 0 | 0 | 0
F1_Commercial_Miscellaneous (ID)_New_Food Preparation_Natural Gas_Broiler_E8 | F1 | Commercial | Miscellaneous (ID) | New | Food Preparation | Natural Gas | Broiler | E8 | CCE | 0 | 0 | 0 | 0 | 0 | 0 | 0 | 0 | 0 | 0 | 0 | 0 | 0 | 0 | 0 | 0 | 0 | 0 | 0 | 0 | 0 | 0 | 0 | 0 | 0 | 0 | 0
F1_Commercial_Miscellaneous (ID)_New_Food Preparation_Natural Gas_Broiler_E9 | F1 | Commercial | Miscellaneous (ID) | New | Food Preparation | Natural Gas | Broiler | E9 | CCE | 0 | 0 | 0 | 0 | 0 | 0 | 0 | 0 | 0 | 0 | 0 | 0 | 0 | 0 | 0 | 0 | 0 | 0 | 0 | 0 | 0 | 0 | 0 | 0 | 0 | 0 | 0
F1_Commercial_Miscellaneous (ID)_New_Food Preparation_Natural Gas_Broiler_E10 | F1 | Commercial | Miscellaneous (ID) | New | Food Preparation | Natural Gas | Broiler | E10 | CCE | 0 | 0 | 0 | 0 | 0 | 0 | 0 | 0 | 0 | 0 | 0 | 0 | 0 | 0 | 0 | 0 | 0 | 0 | 0 | 0 | 0 | 0 | 0 | 0 | 0 | 0 | 0
F2_Commercial_Miscellaneous (ID)_New_Food Preparation_Natural Gas_Broiler_E1 | F2 | Commercial | Miscellaneous (ID) | New | Food Preparation | Natural Gas | Broiler | E1 | TRC BC Ratio | [24 empty] | 1 | 1 | 1 | bar: 2019 to 2042
F2_Commercial_Miscellaneous (ID)_New_Food Preparation_Natural Gas_Broiler_E2 | F2 | Commercial | Miscellaneous (ID) | New | Food Preparation | Natural Gas | Broiler | E2 | TRC BC Ratio | 1.5914 | 1.6315 | 1.679 | 1.7334 | 1.795 | 1.8699 | 1.947 | 2.0234 | 2.0969 | 2.1715 | 2.2308 | 2.2863 | 2.3461 | 2.4045 | 2.4567 | 2.5056 | 2.5495 | 2.5928 | 2.639 | 2.6842 | 2.7305 | 2.7787 | 2.8274 | 2.8776 | 2.9287 | 2.9808 | 3.0337
F2_Commercial_Miscellaneous (ID)_New_Food Preparation_Natural Gas_Broiler_E3 | F2 | Commercial | Miscellaneous (ID) | New | Food Preparation | Natural Gas | Broiler | E3 | TRC BC Ratio | 0 | 0 | 0 | 0 | 0 | 0 | 0 | 0 | 0 | 0 | 0 | 0 | 0 | 0 | 0 | 0 | 0 | 0 | 0 | 0 | 0 | 0 | 0 | 0 | 0 | 0 | 0
F2_Commercial_Miscellaneous (ID)_New_Food Preparation_Natural Gas_Broiler_E4 | F2 | Commercial | Miscellaneous (ID) | New | Food Preparation | Natural Gas | Broiler | E4 | TRC BC Ratio | 0 | 0 | 0 | 0 | 0 | 0 | 0 | 0 | 0 | 0 | 0 | 0 | 0 | 0 | 0 | 0 | 0 | 0 | 0 | 0 | 0 | 0 | 0 | 0 | 0 | 0 | 0
F2_Commercial_Miscellaneous (ID)_New_Food Preparation_Natural Gas_Broiler_E5 | F2 | Commercial | Miscellaneous (ID) | New | Food Preparation | Natural Gas | Broiler | E5 | TRC BC Ratio | 0 | 0 | 0 | 0 | 0 | 0 | 0 | 0 | 0 | 0 | 0 | 0 | 0 | 0 | 0 | 0 | 0 | 0 | 0 | 0 | 0 | 0 | 0 | 0 | 0 | 0 | 0
F2_Commercial_Miscellaneous (ID)_New_Food Preparation_Natural Gas_Broiler_E6 | F2 | Commercial | Miscellaneous (ID) | New | Food Preparation | Natural Gas | Broiler | E6 | TRC BC Ratio | 0 | 0 | 0 | 0 | 0 | 0 | 0 | 0 | 0 | 0 | 0 | 0 | 0 | 0 | 0 | 0 | 0 | 0 | 0 | 0 | 0 | 0 | 0 | 0 | 0 | 0 | 0
F2_Commercial_Miscellaneous (ID)_New_Food Preparation_Natural Gas_Broiler_E7 | F2 | Commercial | Miscellaneous (ID) | New | Food Preparation | Natural Gas | Broiler | E7 | TRC BC Ratio | 0 | 0 | 0 | 0 | 0 | 0 | 0 | 0 | 0 | 0 | 0 | 0 | 0 | 0 | 0 | 0 | 0 | 0 | 0 | 0 | 0 | 0 | 0 | 0 | 0 | 0 | 0
F2_Commercial_Miscellaneous (ID)_New_Food Preparation_Natural Gas_Broiler_E8 | F2 | Commercial | Miscellaneous (ID) | New | Food Preparation | Natural Gas | Broiler | E8 | TRC BC Ratio | 0 | 0 | 0 | 0 | 0 | 0 | 0 | 0 | 0 | 0 | 0 | 0 | 0 | 0 | 0 | 0 | 0 | 0 | 0 | 0 | 0 | 0 | 0 | 0 | 0 | 0 | 0
F2_Commercial_Miscellaneous (ID)_New_Food Preparation_Natural Gas_Broiler_E9 | F2 | Commercial | Miscellaneous (ID) | New | Food Preparation | Natural Gas | Broiler | E9 | TRC BC Ratio | 0 | 0 | 0 | 0 | 0 | 0 | 0 | 0 | 0 | 0 | 0 | 0 | 0 | 0 | 0 | 0 | 0 | 0 | 0 | 0 | 0 | 0 | 0 | 0 | 0 | 0 | 0
F2_Commercial_Miscellaneous (ID)_New_Food Preparation_Natural Gas_Broiler_E10 | F2 | Commercial | Miscellaneous (ID) | New | Food Preparation | Natural Gas | Broiler | E10 | TRC BC Ratio | 0 | 0 | 0 | 0 | 0 | 0 | 0 | 0 | 0 | 0 | 0 | 0 | 0 | 0 | 0 | 0 | 0 | 0 | 0 | 0 | 0 | 0 | 0 | 0 | 0 | 0 | 0
F3_Commercial_Miscellaneous (ID)_New_Food Preparation_Natural Gas_Broiler_E1 | F3 | Commercial | Miscellaneous (ID) | New | Food Preparation | Natural Gas | Broiler | E1 | PACT BC Ratio | [24 empty] | 1 | 1 | 1 | bar: 2019 to 2042
F3_Commercial_Miscellaneous (ID)_New_Food Preparation_Natural Gas_Broiler_E2 | F3 | Commercial | Miscellaneous (ID) | New | Food Preparation | Natural Gas | Broiler | E2 | PACT BC Ratio | 3.1515 | 3.2309 | 3.325 | 3.4328 | 3.5548 | 3.7031 | 3.8558 | 4.0071 | 4.1527 | 4.3003 | 4.4178 | 4.5278 | 4.646 | 4.7618 | 4.8653 | 4.9621 | 5.0489 | 5.1347 | 5.2263 | 5.3156 | 5.4074 | 5.5028 | 5.5992 | 5.6987 | 5.8 | 5.903 | 6.0079
F3_Commercial_Miscellaneous (ID)_New_Food Preparation_Natural Gas_Broiler_E3 | F3 | Commercial | Miscellaneous (ID) | New | Food Preparation | Natural Gas | Broiler | E3 | PACT BC Ratio | 0 | 0 | 0 | 0 | 0 | 0 | 0 | 0 | 0 | 0 | 0 | 0 | 0 | 0 | 0 | 0 | 0 | 0 | 0 | 0 | 0 | 0 | 0 | 0 | 0 | 0 | 0
F3_Commercial_Miscellaneous (ID)_New_Food Preparation_Natural Gas_Broiler_E4 | F3 | Commercial | Miscellaneous (ID) | New | Food Preparation | Natural Gas | Broiler | E4 | PACT BC Ratio | 0 | 0 | 0 | 0 | 0 | 0 | 0 | 0 | 0 | 0 | 0 | 0 | 0 | 0 | 0 | 0 | 0 | 0 | 0 | 0 | 0 | 0 | 0 | 0 | 0 | 0 | 0
F3_Commercial_Miscellaneous (ID)_New_Food Preparation_Natural Gas_Broiler_E5 | F3 | Commercial | Miscellaneous (ID) | New | Food Preparation | Natural Gas | Broiler | E5 | PACT BC Ratio | 0 | 0 | 0 | 0 | 0 | 0 | 0 | 0 | 0 | 0 | 0 | 0 | 0 | 0 | 0 | 0 | 0 | 0 | 0 | 0 | 0 | 0 | 0 | 0 | 0 | 0 | 0
F3_Commercial_Miscellaneous (ID)_New_Food Preparation_Natural Gas_Broiler_E6 | F3 | Commercial | Miscellaneous (ID) | New | Food Preparation | Natural Gas | Broiler | E6 | PACT BC Ratio | 0 | 0 | 0 | 0 | 0 | 0 | 0 | 0 | 0 | 0 | 0 | 0 | 0 | 0 | 0 | 0 | 0 | 0 | 0 | 0 | 0 | 0 | 0 | 0 | 0 | 0 | 0
F3_Commercial_Miscellaneous (ID)_New_Food Preparation_Natural Gas_Broiler_E7 | F3 | Commercial | Miscellaneous (ID) | New | Food Preparation | Natural Gas | Broiler | E7 | PACT BC Ratio | 0 | 0 | 0 | 0 | 0 | 0 | 0 | 0 | 0 | 0 | 0 | 0 | 0 | 0 | 0 | 0 | 0 | 0 | 0 | 0 | 0 | 0 | 0 | 0 | 0 | 0 | 0
F3_Commercial_Miscellaneous (ID)_New_Food Preparation_Natural Gas_Broiler_E8 | F3 | Commercial | Miscellaneous (ID) | New | Food Preparation | Natural Gas | Broiler | E8 | PACT BC Ratio | 0 | 0 | 0 | 0 | 0 | 0 | 0 | 0 | 0 | 0 | 0 | 0 | 0 | 0 | 0 | 0 | 0 | 0 | 0 | 0 | 0 | 0 | 0 | 0 | 0 | 0 | 0
F3_Commercial_Miscellaneous (ID)_New_Food Preparation_Natural Gas_Broiler_E9 | F3 | Commercial | Miscellaneous (ID) | New | Food Preparation | Natural Gas | Broiler | E9 | PACT BC Ratio | 0 | 0 | 0 | 0 | 0 | 0 | 0 | 0 | 0 | 0 | 0 | 0 | 0 | 0 | 0 | 0 | 0 | 0 | 0 | 0 | 0 | 0 | 0 | 0 | 0 | 0 | 0
F3_Commercial_Miscellaneous (ID)_New_Food Preparation_Natural Gas_Broiler_E10 | F3 | Commercial | Miscellaneous (ID) | New | Food Preparation | Natural Gas | Broiler | E10 | PACT BC Ratio | 0 | 0 | 0 | 0 | 0 | 0 | 0 | 0 | 0 | 0 | 0 | 0 | 0 | 0 | 0 | 0 | 0 | 0 | 0 | 0 | 0 | 0 | 0 | 0 | 0 | 0 | 0
F4_Commercial_Miscellaneous (ID)_New_Food Preparation_Natural Gas_Broiler_E1 | F4 | Commercial | Miscellaneous (ID) | New | Food Preparation | Natural Gas | Broiler | E1 | RVT BC Ratio | [24 empty] | 1 | 1 | 1 | bar: 2019 to 2042
F4_Commercial_Miscellaneous (ID)_New_Food Preparation_Natural Gas_Broiler_E2 | F4 | Commercial | Miscellaneous (ID) | New | Food Preparation | Natural Gas | Broiler | E2 | RVT BC Ratio | 2.6551 | 2.6976 | 2.7475 | 2.8056 | 2.8722 | 2.9553 | 3.0387 | 3.1178 | 3.1895 | 3.2589 | 3.3309 | 3.3963 | 3.4653 | 3.5306 | 3.5868 | 3.6375 | 3.6804 | 3.7213 | 3.7649 | 3.8056 | 3.8464 | 3.9071 | 3.9684 | 4.0317 | 4.0962 | 4.1617 | 4.2284
F4_Commercial_Miscellaneous (ID)_New_Food Preparation_Natural Gas_Broiler_E3 | F4 | Commercial | Miscellaneous (ID) | New | Food Preparation | Natural Gas | Broiler | E3 | RVT BC Ratio | 0 | 0 | 0 | 0 | 0 | 0 | 0 | 0 | 0 | 0 | 0 | 0 | 0 | 0 | 0 | 0 | 0 | 0 | 0 | 0 | 0 | 0 | 0 | 0 | 0 | 0 | 0
F4_Commercial_Miscellaneous (ID)_New_Food Preparation_Natural Gas_Broiler_E4 | F4 | Commercial | Miscellaneous (ID) | New | Food Preparation | Natural Gas | Broiler | E4 | RVT BC Ratio | 0 | 0 | 0 | 0 | 0 | 0 | 0 | 0 | 0 | 0 | 0 | 0 | 0 | 0 | 0 | 0 | 0 | 0 | 0 | 0 | 0 | 0 | 0 | 0 | 0 | 0 | 0
F4_Commercial_Miscellaneous (ID)_New_Food Preparation_Natural Gas_Broiler_E5 | F4 | Commercial | Miscellaneous (ID) | New | Food Preparation | Natural Gas | Broiler | E5 | RVT BC Ratio | 0 | 0 | 0 | 0 | 0 | 0 | 0 | 0 | 0 | 0 | 0 | 0 | 0 | 0 | 0 | 0 | 0 | 0 | 0 | 0 | 0 | 0 | 0 | 0 | 0 | 0 | 0
F4_Commercial_Miscellaneous (ID)_New_Food Preparation_Natural Gas_Broiler_E6 | F4 | Commercial | Miscellaneous (ID) | New | Food Preparation | Natural Gas | Broiler | E6 | RVT BC Ratio | 0 | 0 | 0 | 0 | 0 | 0 | 0 | 0 | 0 | 0 | 0 | 0 | 0 | 0 | 0 | 0 | 0 | 0 | 0 | 0 | 0 | 0 | 0 | 0 | 0 | 0 | 0
F4_Commercial_Miscellaneous (ID)_New_Food Preparation_Natural Gas_Broiler_E7 | F4 | Commercial | Miscellaneous (ID) | New | Food Preparation | Natural Gas | Broiler | E7 | RVT BC Ratio | 0 | 0 | 0 | 0 | 0 | 0 | 0 | 0 | 0 | 0 | 0 | 0 | 0 | 0 | 0 | 0 | 0 | 0 | 0 | 0 | 0 | 0 | 0 | 0 | 0 | 0 | 0
F4_Commercial_Miscellaneous (ID)_New_Food Preparation_Natural Gas_Broiler_E8 | F4 | Commercial | Miscellaneous (ID) | New | Food Preparation | Natural Gas | Broiler | E8 | RVT BC Ratio | 0 | 0 | 0 | 0 | 0 | 0 | 0 | 0 | 0 | 0 | 0 | 0 | 0 | 0 | 0 | 0 | 0 | 0 | 0 | 0 | 0 | 0 | 0 | 0 | 0 | 0 | 0
F4_Commercial_Miscellaneous (ID)_New_Food Preparation_Natural Gas_Broiler_E9 | F4 | Commercial | Miscellaneous (ID) | New | Food Preparation | Natural Gas | Broiler | E9 | RVT BC Ratio | 0 | 0 | 0 | 0 | 0 | 0 | 0 | 0 | 0 | 0 | 0 | 0 | 0 | 0 | 0 | 0 | 0 | 0 | 0 | 0 | 0 | 0 | 0 | 0 | 0 | 0 | 0
F4_Commercial_Miscellaneous (ID)_New_Food Preparation_Natural Gas_Broiler_E10 | F4 | Commercial | Miscellaneous (ID) | New | Food Preparation | Natural Gas | Broiler | E10 | RVT BC Ratio | 0 | 0 | 0 | 0 | 0 | 0 | 0 | 0 | 0 | 0 | 0 | 0 | 0 | 0 | 0 | 0 | 0 | 0 | 0 | 0 | 0 | 0 | 0 | 0 | 0 | 0 | 0
F5_Commercial_Miscellaneous (ID)_New_Food Preparation_Natural Gas_Broiler_E1 | F5 | Commercial | Miscellaneous (ID) | New | Food Preparation | Natural Gas | Broiler | E1 | RIM BC Ratio | [24 empty] | 1 | 1 | 1 | bar: 2019 to 2042
F5_Commercial_Miscellaneous (ID)_New_Food Preparation_Natural Gas_Broiler_E2 | F5 | Commercial | Miscellaneous (ID) | New | Food Preparation | Natural Gas | Broiler | E2 | RIM BC Ratio | 0.66885 | 0.67565 | 0.68356 | 0.69208 | 0.70113 | 0.71115 | 0.72142 | 0.73183 | 0.74239 | 0.75335 | 0.75815 | 0.7629 | 0.76808 | 0.77343 | 0.77852 | 0.78353 | 0.78843 | 0.79344 | 0.79872 | 0.80413 | 0.80976 | 0.81187 | 0.81394 | 0.81601 | 0.81805 | 0.82007 | 0.82207
F5_Commercial_Miscellaneous (ID)_New_Food Preparation_Natural Gas_Broiler_E3 | F5 | Commercial | Miscellaneous (ID) | New | Food Preparation | Natural Gas | Broiler | E3 | RIM BC Ratio | 0 | 0 | 0 | 0 | 0 | 0 | 0 | 0 | 0 | 0 | 0 | 0 | 0 | 0 | 0 | 0 | 0 | 0 | 0 | 0 | 0 | 0 | 0 | 0 | 0 | 0 | 0
F5_Commercial_Miscellaneous (ID)_New_Food Preparation_Natural Gas_Broiler_E4 | F5 | Commercial | Miscellaneous (ID) | New | Food Preparation | Natural Gas | Broiler | E4 | RIM BC Ratio | 0 | 0 | 0 | 0 | 0 | 0 | 0 | 0 | 0 | 0 | 0 | 0 | 0 | 0 | 0 | 0 | 0 | 0 | 0 | 0 | 0 | 0 | 0 | 0 | 0 | 0 | 0
F5_Commercial_Miscellaneous (ID)_New_Food Preparation_Natural Gas_Broiler_E5 | F5 | Commercial | Miscellaneous (ID) | New | Food Preparation | Natural Gas | Broiler | E5 | RIM BC Ratio | 0 | 0 | 0 | 0 | 0 | 0 | 0 | 0 | 0 | 0 | 0 | 0 | 0 | 0 | 0 | 0 | 0 | 0 | 0 | 0 | 0 | 0 | 0 | 0 | 0 | 0 | 0
F5_Commercial_Miscellaneous (ID)_New_Food Preparation_Natural Gas_Broiler_E6 | F5 | Commercial | Miscellaneous (ID) | New | Food Preparation | Natural Gas | Broiler | E6 | RIM BC Ratio | 0 | 0 | 0 | 0 | 0 | 0 | 0 | 0 | 0 | 0 | 0 | 0 | 0 | 0 | 0 | 0 | 0 | 0 | 0 | 0 | 0 | 0 | 0 | 0 | 0 | 0 | 0
F5_Commercial_Miscellaneous (ID)_New_Food Preparation_Natural Gas_Broiler_E7 | F5 | Commercial | Miscellaneous (ID) | New | Food Preparation | Natural Gas | Broiler | E7 | RIM BC Ratio | 0 | 0 | 0 | 0 | 0 | 0 | 0 | 0 | 0 | 0 | 0 | 0 | 0 | 0 | 0 | 0 | 0 | 0 | 0 | 0 | 0 | 0 | 0 | 0 | 0 | 0 | 0
F5_Commercial_Miscellaneous (ID)_New_Food Preparation_Natural Gas_Broiler_E8 | F5 | Commercial | Miscellaneous (ID) | New | Food Preparation | Natural Gas | Broiler | E8 | RIM BC Ratio | 0 | 0 | 0 | 0 | 0 | 0 | 0 | 0 | 0 | 0 | 0 | 0 | 0 | 0 | 0 | 0 | 0 | 0 | 0 | 0 | 0 | 0 | 0 | 0 | 0 | 0 | 0
F5_Commercial_Miscellaneous (ID)_New_Food Preparation_Natural Gas_Broiler_E9 | F5 | Commercial | Miscellaneous (ID) | New | Food Preparation | Natural Gas | Broiler | E9 | RIM BC Ratio | 0 | 0 | 0 | 0 | 0 | 0 | 0 | 0 | 0 | 0 | 0 | 0 | 0 | 0 | 0 | 0 | 0 | 0 | 0 | 0 | 0 | 0 | 0 | 0 | 0 | 0 | 0
F5_Commercial_Miscellaneous (ID)_New_Food Preparation_Natural Gas_Broiler_E10 | F5 | Commercial | Miscellaneous (ID) | New | Food Preparation | Natural Gas | Broiler | E10 | RIM BC Ratio | 0 | 0 | 0 | 0 | 0 | 0 | 0 | 0 | 0 | 0 | 0 | 0 | 0 | 0 | 0 | 0 | 0 | 0 | 0 | 0 | 0 | 0 | 0 | 0 | 0 | 0 | 0
F0_Commercial_Miscellaneous (ID)_New_Food Preparation_Natural Gas_Griddle_E0 | F0 | Commercial | Miscellaneous (ID) | New | Food Preparation | Natural Gas | Griddle | E0 | Economic Unit | ENERGY STAR | ENERGY STAR | ENERGY STAR | ENERGY STAR | ENERGY STAR | ENERGY STAR | ENERGY STAR | ENERGY STAR | ENERGY STAR | ENERGY STAR | ENERGY STAR | ENERGY STAR | ENERGY STAR | ENERGY STAR | ENERGY STAR | ENERGY STAR | ENERGY STAR | ENERGY STAR | ENERGY STAR | ENERGY STAR | ENERGY STAR | ENERGY STAR | ENERGY STAR | ENERGY STAR | ENERGY STAR | ENERGY STAR | ENERGY STAR
F1_Commercial_Miscellaneous (ID)_New_Food Preparation_Natural Gas_Griddle_E1 | F1 | Commercial | Miscellaneous (ID) | New | Food Preparation | Natural Gas | Griddle | E1 | CCE | 0 | 0 | 0 | 0 | 0 | 0 | 0 | 0 | 0 | 0 | 0 | 0 | 0 | 0 | 0 | 0 | 0 | 0 | 0 | 0 | 0 | 0 | 0 | 0 | 0 | 0 | 0
F1_Commercial_Miscellaneous (ID)_New_Food Preparation_Natural Gas_Griddle_E2 | F1 | Commercial | Miscellaneous (ID) | New | Food Preparation | Natural Gas | Griddle | E2 | CCE | 0.0013897 | 0.0013897 | 0.0013897 | 0.0013897 | 0.0013897 | 0.0013897 | 0.0013897 | 0.0013897 | 0.0013897 | 0.0013897 | 0.0013897 | 0.0013897 | 0.0013897 | 0.0013897 | 0.0013897 | 0.0013897 | 0.0013897 | 0.0013897 | 0.0013897 | 0.0013897 | 0.0013897 | 0.0013897 | 0.0013897 | 0.0013897 | 0.0013897 | 0.0013897 | 0.0013897
F1_Commercial_Miscellaneous (ID)_New_Food Preparation_Natural Gas_Griddle_E3 | F1 | Commercial | Miscellaneous (ID) | New | Food Preparation | Natural Gas | Griddle | E3 | CCE | 0 | 0 | 0 | 0 | 0 | 0 | 0 | 0 | 0 | 0 | 0 | 0 | 0 | 0 | 0 | 0 | 0 | 0 | 0 | 0 | 0 | 0 | 0 | 0 | 0 | 0 | 0
F1_Commercial_Miscellaneous (ID)_New_Food Preparation_Natural Gas_Griddle_E4 | F1 | Commercial | Miscellaneous (ID) | New | Food Preparation | Natural Gas | Griddle | E4 | CCE | 0 | 0 | 0 | 0 | 0 | 0 | 0 | 0 | 0 | 0 | 0 | 0 | 0 | 0 | 0 | 0 | 0 | 0 | 0 | 0 | 0 | 0 | 0 | 0 | 0 | 0 | 0
F1_Commercial_Miscellaneous (ID)_New_Food Preparation_Natural Gas_Griddle_E5 | F1 | Commercial | Miscellaneous (ID) | New | Food Preparation | Natural Gas | Griddle | E5 | CCE | 0 | 0 | 0 | 0 | 0 | 0 | 0 | 0 | 0 | 0 | 0 | 0 | 0 | 0 | 0 | 0 | 0 | 0 | 0 | 0 | 0 | 0 | 0 | 0 | 0 | 0 | 0
F1_Commercial_Miscellaneous (ID)_New_Food Preparation_Natural Gas_Griddle_E6 | F1 | Commercial | Miscellaneous (ID) | New | Food Preparation | Natural Gas | Griddle | E6 | CCE | 0 | 0 | 0 | 0 | 0 | 0 | 0 | 0 | 0 | 0 | 0 | 0 | 0 | 0 | 0 | 0 | 0 | 0 | 0 | 0 | 0 | 0 | 0 | 0 | 0 | 0 | 0
F1_Commercial_Miscellaneous (ID)_New_Food Preparation_Natural Gas_Griddle_E7 | F1 | Commercial | Miscellaneous (ID) | New | Food Preparation | Natural Gas | Griddle | E7 | CCE | 0 | 0 | 0 | 0 | 0 | 0 | 0 | 0 | 0 | 0 | 0 | 0 | 0 | 0 | 0 | 0 | 0 | 0 | 0 | 0 | 0 | 0 | 0 | 0 | 0 | 0 | 0
F1_Commercial_Miscellaneous (ID)_New_Food Preparation_Natural Gas_Griddle_E8 | F1 | Commercial | Miscellaneous (ID) | New | Food Preparation | Natural Gas | Griddle | E8 | CCE | 0 | 0 | 0 | 0 | 0 | 0 | 0 | 0 | 0 | 0 | 0 | 0 | 0 | 0 | 0 | 0 | 0 | 0 | 0 | 0 | 0 | 0 | 0 | 0 | 0 | 0 | 0
F1_Commercial_Miscellaneous (ID)_New_Food Preparation_Natural Gas_Griddle_E9 | F1 | Commercial | Miscellaneous (ID) | New | Food Preparation | Natural Gas | Griddle | E9 | CCE | 0 | 0 | 0 | 0 | 0 | 0 | 0 | 0 | 0 | 0 | 0 | 0 | 0 | 0 | 0 | 0 | 0 | 0 | 0 | 0 | 0 | 0 | 0 | 0 | 0 | 0 | 0
F1_Commercial_Miscellaneous (ID)_New_Food Preparation_Natural Gas_Griddle_E10 | F1 | Commercial | Miscellaneous (ID) | New | Food Preparation | Natural Gas | Griddle | E10 | CCE | 0 | 0 | 0 | 0 | 0 | 0 | 0 | 0 | 0 | 0 | 0 | 0 | 0 | 0 | 0 | 0 | 0 | 0 | 0 | 0 | 0 | 0 | 0 | 0 | 0 | 0 | 0
F2_Commercial_Miscellaneous (ID)_New_Food Preparation_Natural Gas_Griddle_E1 | F2 | Commercial | Miscellaneous (ID) | New | Food Preparation | Natural Gas | Griddle | E1 | TRC BC Ratio | [24 empty] | 1 | 1 | 1 | bar: 2019 to 2042
F2_Commercial_Miscellaneous (ID)_New_Food Preparation_Natural Gas_Griddle_E2 | F2 | Commercial | Miscellaneous (ID) | New | Food Preparation | Natural Gas | Griddle | E2 | TRC BC Ratio | 2.561 | 2.6256 | 2.702 | 2.7897 | 2.8888 | 3.0093 | 3.1334 | 3.2563 | 3.3747 | 3.4946 | 3.5901 | 3.6795 | 3.7756 | 3.8696 | 3.9537 | 4.0324 | 4.103 | 4.1727 | 4.2471 | 4.3197 | 4.3943 | 4.4718 | 4.5502 | 4.631 | 4.7133 | 4.797 | 4.8823
F2_Commercial_Miscellaneous (ID)_New_Food Preparation_Natural Gas_Griddle_E3 | F2 | Commercial | Miscellaneous (ID) | New | Food Preparation | Natural Gas | Griddle | E3 | TRC BC Ratio | 0 | 0 | 0 | 0 | 0 | 0 | 0 | 0 | 0 | 0 | 0 | 0 | 0 | 0 | 0 | 0 | 0 | 0 | 0 | 0 | 0 | 0 | 0 | 0 | 0 | 0 | 0
F2_Commercial_Miscellaneous (ID)_New_Food Preparation_Natural Gas_Griddle_E4 | F2 | Commercial | Miscellaneous (ID) | New | Food Preparation | Natural Gas | Griddle | E4 | TRC BC Ratio | 0 | 0 | 0 | 0 | 0 | 0 | 0 | 0 | 0 | 0 | 0 | 0 | 0 | 0 | 0 | 0 | 0 | 0 | 0 | 0 | 0 | 0 | 0 | 0 | 0 | 0 | 0
F2_Commercial_Miscellaneous (ID)_New_Food Preparation_Natural Gas_Griddle_E5 | F2 | Commercial | Miscellaneous (ID) | New | Food Preparation | Natural Gas | Griddle | E5 | TRC BC Ratio | 0 | 0 | 0 | 0 | 0 | 0 | 0 | 0 | 0 | 0 | 0 | 0 | 0 | 0 | 0 | 0 | 0 | 0 | 0 | 0 | 0 | 0 | 0 | 0 | 0 | 0 | 0
F2_Commercial_Miscellaneous (ID)_New_Food Preparation_Natural Gas_Griddle_E6 | F2 | Commercial | Miscellaneous (ID) | New | Food Preparation | Natural Gas | Griddle | E6 | TRC BC Ratio | 0 | 0 | 0 | 0 | 0 | 0 | 0 | 0 | 0 | 0 | 0 | 0 | 0 | 0 | 0 | 0 | 0 | 0 | 0 | 0 | 0 | 0 | 0 | 0 | 0 | 0 | 0
F2_Commercial_Miscellaneous (ID)_New_Food Preparation_Natural Gas_Griddle_E7 | F2 | Commercial | Miscellaneous (ID) | New | Food Preparation | Natural Gas | Griddle | E7 | TRC BC Ratio | 0 | 0 | 0 | 0 | 0 | 0 | 0 | 0 | 0 | 0 | 0 | 0 | 0 | 0 | 0 | 0 | 0 | 0 | 0 | 0 | 0 | 0 | 0 | 0 | 0 | 0 | 0
F2_Commercial_Miscellaneous (ID)_New_Food Preparation_Natural Gas_Griddle_E8 | F2 | Commercial | Miscellaneous (ID) | New | Food Preparation | Natural Gas | Griddle | E8 | TRC BC Ratio | 0 | 0 | 0 | 0 | 0 | 0 | 0 | 0 | 0 | 0 | 0 | 0 | 0 | 0 | 0 | 0 | 0 | 0 | 0 | 0 | 0 | 0 | 0 | 0 | 0 | 0 | 0
F2_Commercial_Miscellaneous (ID)_New_Food Preparation_Natural Gas_Griddle_E9 | F2 | Commercial | Miscellaneous (ID) | New | Food Preparation | Natural Gas | Griddle | E9 | TRC BC Ratio | 0 | 0 | 0 | 0 | 0 | 0 | 0 | 0 | 0 | 0 | 0 | 0 | 0 | 0 | 0 | 0 | 0 | 0 | 0 | 0 | 0 | 0 | 0 | 0 | 0 | 0 | 0
F2_Commercial_Miscellaneous (ID)_New_Food Preparation_Natural Gas_Griddle_E10 | F2 | Commercial | Miscellaneous (ID) | New | Food Preparation | Natural Gas | Griddle | E10 | TRC BC Ratio | 0 | 0 | 0 | 0 | 0 | 0 | 0 | 0 | 0 | 0 | 0 | 0 | 0 | 0 | 0 | 0 | 0 | 0 | 0 | 0 | 0 | 0 | 0 | 0 | 0 | 0 | 0
F3_Commercial_Miscellaneous (ID)_New_Food Preparation_Natural Gas_Griddle_E1 | F3 | Commercial | Miscellaneous (ID) | New | Food Preparation | Natural Gas | Griddle | E1 | PACT BC Ratio | [24 empty] | 1 | 1 | 1 | bar: 2019 to 2042
F3_Commercial_Miscellaneous (ID)_New_Food Preparation_Natural Gas_Griddle_E2 | F3 | Commercial | Miscellaneous (ID) | New | Food Preparation | Natural Gas | Griddle | E2 | PACT BC Ratio | 5.0718 | 5.1996 | 5.351 | 5.5245 | 5.7208 | 5.9596 | 6.2053 | 6.4487 | 6.6831 | 6.9206 | 7.1097 | 7.2868 | 7.477 | 7.6633 | 7.8298 | 7.9857 | 8.1254 | 8.2634 | 8.4108 | 8.5546 | 8.7023 | 8.8559 | 9.0111 | 9.1711 | 9.3341 | 9.4999 | 9.6687
F3_Commercial_Miscellaneous (ID)_New_Food Preparation_Natural Gas_Griddle_E3 | F3 | Commercial | Miscellaneous (ID) | New | Food Preparation | Natural Gas | Griddle | E3 | PACT BC Ratio | 0 | 0 | 0 | 0 | 0 | 0 | 0 | 0 | 0 | 0 | 0 | 0 | 0 | 0 | 0 | 0 | 0 | 0 | 0 | 0 | 0 | 0 | 0 | 0 | 0 | 0 | 0
F3_Commercial_Miscellaneous (ID)_New_Food Preparation_Natural Gas_Griddle_E4 | F3 | Commercial | Miscellaneous (ID) | New | Food Preparation | Natural Gas | Griddle | E4 | PACT BC Ratio | 0 | 0 | 0 | 0 | 0 | 0 | 0 | 0 | 0 | 0 | 0 | 0 | 0 | 0 | 0 | 0 | 0 | 0 | 0 | 0 | 0 | 0 | 0 | 0 | 0 | 0 | 0
F3_Commercial_Miscellaneous (ID)_New_Food Preparation_Natural Gas_Griddle_E5 | F3 | Commercial | Miscellaneous (ID) | New | Food Preparation | Natural Gas | Griddle | E5 | PACT BC Ratio | 0 | 0 | 0 | 0 | 0 | 0 | 0 | 0 | 0 | 0 | 0 | 0 | 0 | 0 | 0 | 0 | 0 | 0 | 0 | 0 | 0 | 0 | 0 | 0 | 0 | 0 | 0
F3_Commercial_Miscellaneous (ID)_New_Food Preparation_Natural Gas_Griddle_E6 | F3 | Commercial | Miscellaneous (ID) | New | Food Preparation | Natural Gas | Griddle | E6 | PACT BC Ratio | 0 | 0 | 0 | 0 | 0 | 0 | 0 | 0 | 0 | 0 | 0 | 0 | 0 | 0 | 0 | 0 | 0 | 0 | 0 | 0 | 0 | 0 | 0 | 0 | 0 | 0 | 0
F3_Commercial_Miscellaneous (ID)_New_Food Preparation_Natural Gas_Griddle_E7 | F3 | Commercial | Miscellaneous (ID) | New | Food Preparation | Natural Gas | Griddle | E7 | PACT BC Ratio | 0 | 0 | 0 | 0 | 0 | 0 | 0 | 0 | 0 | 0 | 0 | 0 | 0 | 0 | 0 | 0 | 0 | 0 | 0 | 0 | 0 | 0 | 0 | 0 | 0 | 0 | 0
F3_Commercial_Miscellaneous (ID)_New_Food Preparation_Natural Gas_Griddle_E8 | F3 | Commercial | Miscellaneous (ID) | New | Food Preparation | Natural Gas | Griddle | E8 | PACT BC Ratio | 0 | 0 | 0 | 0 | 0 | 0 | 0 | 0 | 0 | 0 | 0 | 0 | 0 | 0 | 0 | 0 | 0 | 0 | 0 | 0 | 0 | 0 | 0 | 0 | 0 | 0 | 0
F3_Commercial_Miscellaneous (ID)_New_Food Preparation_Natural Gas_Griddle_E9 | F3 | Commercial | Miscellaneous (ID) | New | Food Preparation | Natural Gas | Griddle | E9 | PACT BC Ratio | 0 | 0 | 0 | 0 | 0 | 0 | 0 | 0 | 0 | 0 | 0 | 0 | 0 | 0 | 0 | 0 | 0 | 0 | 0 | 0 | 0 | 0 | 0 | 0 | 0 | 0 | 0
F3_Commercial_Miscellaneous (ID)_New_Food Preparation_Natural Gas_Griddle_E10 | F3 | Commercial | Miscellaneous (ID) | New | Food Preparation | Natural Gas | Griddle | E10 | PACT BC Ratio | 0 | 0 | 0 | 0 | 0 | 0 | 0 | 0 | 0 | 0 | 0 | 0 | 0 | 0 | 0 | 0 | 0 | 0 | 0 | 0 | 0 | 0 | 0 | 0 | 0 | 0 | 0
F4_Commercial_Miscellaneous (ID)_New_Food Preparation_Natural Gas_Griddle_E1 | F4 | Commercial | Miscellaneous (ID) | New | Food Preparation | Natural Gas | Griddle | E1 | RVT BC Ratio | [24 empty] | 1 | 1 | 1 | bar: 2019 to 2042
F4_Commercial_Miscellaneous (ID)_New_Food Preparation_Natural Gas_Griddle_E2 | F4 | Commercial | Miscellaneous (ID) | New | Food Preparation | Natural Gas | Griddle | E2 | RVT BC Ratio | 4.0256 | 4.094 | 4.1742 | 4.2678 | 4.375 | 4.5087 | 4.6429 | 4.7703 | 4.8856 | 4.9973 | 5.1131 | 5.2184 | 5.3295 | 5.4346 | 5.525 | 5.6066 | 5.6756 | 5.7415 | 5.8116 | 5.8771 | 5.9428 | 6.0405 | 6.1392 | 6.2411 | 6.3447 | 6.4502 | 6.5576
F4_Commercial_Miscellaneous (ID)_New_Food Preparation_Natural Gas_Griddle_E3 | F4 | Commercial | Miscellaneous (ID) | New | Food Preparation | Natural Gas | Griddle | E3 | RVT BC Ratio | 0 | 0 | 0 | 0 | 0 | 0 | 0 | 0 | 0 | 0 | 0 | 0 | 0 | 0 | 0 | 0 | 0 | 0 | 0 | 0 | 0 | 0 | 0 | 0 | 0 | 0 | 0
F4_Commercial_Miscellaneous (ID)_New_Food Preparation_Natural Gas_Griddle_E4 | F4 | Commercial | Miscellaneous (ID) | New | Food Preparation | Natural Gas | Griddle | E4 | RVT BC Ratio | 0 | 0 | 0 | 0 | 0 | 0 | 0 | 0 | 0 | 0 | 0 | 0 | 0 | 0 | 0 | 0 | 0 | 0 | 0 | 0 | 0 | 0 | 0 | 0 | 0 | 0 | 0
F4_Commercial_Miscellaneous (ID)_New_Food Preparation_Natural Gas_Griddle_E5 | F4 | Commercial | Miscellaneous (ID) | New | Food Preparation | Natural Gas | Griddle | E5 | RVT BC Ratio | 0 | 0 | 0 | 0 | 0 | 0 | 0 | 0 | 0 | 0 | 0 | 0 | 0 | 0 | 0 | 0 | 0 | 0 | 0 | 0 | 0 | 0 | 0 | 0 | 0 | 0 | 0
F4_Commercial_Miscellaneous (ID)_New_Food Preparation_Natural Gas_Griddle_E6 | F4 | Commercial | Miscellaneous (ID) | New | Food Preparation | Natural Gas | Griddle | E6 | RVT BC Ratio | 0 | 0 | 0 | 0 | 0 | 0 | 0 | 0 | 0 | 0 | 0 | 0 | 0 | 0 | 0 | 0 | 0 | 0 | 0 | 0 | 0 | 0 | 0 | 0 | 0 | 0 | 0
F4_Commercial_Miscellaneous (ID)_New_Food Preparation_Natural Gas_Griddle_E7 | F4 | Commercial | Miscellaneous (ID) | New | Food Preparation | Natural Gas | Griddle | E7 | RVT BC Ratio | 0 | 0 | 0 | 0 | 0 | 0 | 0 | 0 | 0 | 0 | 0 | 0 | 0 | 0 | 0 | 0 | 0 | 0 | 0 | 0 | 0 | 0 | 0 | 0 | 0 | 0 | 0
F4_Commercial_Miscellaneous (ID)_New_Food Preparation_Natural Gas_Griddle_E8 | F4 | Commercial | Miscellaneous (ID) | New | Food Preparation | Natural Gas | Griddle | E8 | RVT BC Ratio | 0 | 0 | 0 | 0 | 0 | 0 | 0 | 0 | 0 | 0 | 0 | 0 | 0 | 0 | 0 | 0 | 0 | 0 | 0 | 0 | 0 | 0 | 0 | 0 | 0 | 0 | 0
F4_Commercial_Miscellaneous (ID)_New_Food Preparation_Natural Gas_Griddle_E9 | F4 | Commercial | Miscellaneous (ID) | New | Food Preparation | Natural Gas | Griddle | E9 | RVT BC Ratio | 0 | 0 | 0 | 0 | 0 | 0 | 0 | 0 | 0 | 0 | 0 | 0 | 0 | 0 | 0 | 0 | 0 | 0 | 0 | 0 | 0 | 0 | 0 | 0 | 0 | 0 | 0
F4_Commercial_Miscellaneous (ID)_New_Food Preparation_Natural Gas_Griddle_E10 | F4 | Commercial | Miscellaneous (ID) | New | Food Preparation | Natural Gas | Griddle | E10 | RVT BC Ratio | 0 | 0 | 0 | 0 | 0 | 0 | 0 | 0 | 0 | 0 | 0 | 0 | 0 | 0 | 0 | 0 | 0 | 0 | 0 | 0 | 0 | 0 | 0 | 0 | 0 | 0 | 0
F5_Commercial_Miscellaneous (ID)_New_Food Preparation_Natural Gas_Griddle_E1 | F5 | Commercial | Miscellaneous (ID) | New | Food Preparation | Natural Gas | Griddle | E1 | RIM BC Ratio | [24 empty] | 1 | 1 | 1 | bar: 2019 to 2042
F5_Commercial_Miscellaneous (ID)_New_Food Preparation_Natural Gas_Griddle_E2 | F5 | Commercial | Miscellaneous (ID) | New | Food Preparation | Natural Gas | Griddle | E2 | RIM BC Ratio | 0.72729 | 0.73375 | 0.74126 | 0.74927 | 0.75771 | 0.76691 | 0.77642 | 0.7862 | 0.79629 | 0.80687 | 0.81084 | 0.81489 | 0.81937 | 0.82411 | 0.82873 | 0.83335 | 0.83797 | 0.84275 | 0.84778 | 0.85298 | 0.85843 | 0.8599 | 0.86135 | 0.86278 | 0.8642 | 0.8656 | 0.86698
F5_Commercial_Miscellaneous (ID)_New_Food Preparation_Natural Gas_Griddle_E3 | F5 | Commercial | Miscellaneous (ID) | New | Food Preparation | Natural Gas | Griddle | E3 | RIM BC Ratio | 0 | 0 | 0 | 0 | 0 | 0 | 0 | 0 | 0 | 0 | 0 | 0 | 0 | 0 | 0 | 0 | 0 | 0 | 0 | 0 | 0 | 0 | 0 | 0 | 0 | 0 | 0
F5_Commercial_Miscellaneous (ID)_New_Food Preparation_Natural Gas_Griddle_E4 | F5 | Commercial | Miscellaneous (ID) | New | Food Preparation | Natural Gas | Griddle | E4 | RIM BC Ratio | 0 | 0 | 0 | 0 | 0 | 0 | 0 | 0 | 0 | 0 | 0 | 0 | 0 | 0 | 0 | 0 | 0 | 0 | 0 | 0 | 0 | 0 | 0 | 0 | 0 | 0 | 0
F5_Commercial_Miscellaneous (ID)_New_Food Preparation_Natural Gas_Griddle_E5 | F5 | Commercial | Miscellaneous (ID) | New | Food Preparation | Natural Gas | Griddle | E5 | RIM BC Ratio | 0 | 0 | 0 | 0 | 0 | 0 | 0 | 0 | 0 | 0 | 0 | 0 | 0 | 0 | 0 | 0 | 0 | 0 | 0 | 0 | 0 | 0 | 0 | 0 | 0 | 0 | 0
F5_Commercial_Miscellaneous (ID)_New_Food Preparation_Natural Gas_Griddle_E6 | F5 | Commercial | Miscellaneous (ID) | New | Food Preparation | Natural Gas | Griddle | E6 | RIM BC Ratio | 0 | 0 | 0 | 0 | 0 | 0 | 0 | 0 | 0 | 0 | 0 | 0 | 0 | 0 | 0 | 0 | 0 | 0 | 0 | 0 | 0 | 0 | 0 | 0 | 0 | 0 | 0
F5_Commercial_Miscellaneous (ID)_New_Food Preparation_Natural Gas_Griddle_E7 | F5 | Commercial | Miscellaneous (ID) | New | Food Preparation | Natural Gas | Griddle | E7 | RIM BC Ratio | 0 | 0 | 0 | 0 | 0 | 0 | 0 | 0 | 0 | 0 | 0 | 0 | 0 | 0 | 0 | 0 | 0 | 0 | 0 | 0 | 0 | 0 | 0 | 0 | 0 | 0 | 0
F5_Commercial_Miscellaneous (ID)_New_Food Preparation_Natural Gas_Griddle_E8 | F5 | Commercial | Miscellaneous (ID) | New | Food Preparation | Natural Gas | Griddle | E8 | RIM BC Ratio | 0 | 0 | 0 | 0 | 0 | 0 | 0 | 0 | 0 | 0 | 0 | 0 | 0 | 0 | 0 | 0 | 0 | 0 | 0 | 0 | 0 | 0 | 0 | 0 | 0 | 0 | 0
F5_Commercial_Miscellaneous (ID)_New_Food Preparation_Natural Gas_Griddle_E9 | F5 | Commercial | Miscellaneous (ID) | New | Food Preparation | Natural Gas | Griddle | E9 | RIM BC Ratio | 0 | 0 | 0 | 0 | 0 | 0 | 0 | 0 | 0 | 0 | 0 | 0 | 0 | 0 | 0 | 0 | 0 | 0 | 0 | 0 | 0 | 0 | 0 | 0 | 0 | 0 | 0
F5_Commercial_Miscellaneous (ID)_New_Food Preparation_Natural Gas_Griddle_E10 | F5 | Commercial | Miscellaneous (ID) | New | Food Preparation | Natural Gas | Griddle | E10 | RIM BC Ratio | 0 | 0 | 0 | 0 | 0 | 0 | 0 | 0 | 0 | 0 | 0 | 0 | 0 | 0 | 0 | 0 | 0 | 0 | 0 | 0 | 0 | 0 | 0 | 0 | 0 | 0 | 0
F0_Commercial_Miscellaneous (ID)_New_Food Preparation_Natural Gas_Range_E0 | F0 | Commercial | Miscellaneous (ID) | New | Food Preparation | Natural Gas | Range | E0 | Economic Unit | High Efficiency | High Efficiency | High Efficiency | High Efficiency | High Efficiency | High Efficiency | High Efficiency | High Efficiency | High Efficiency | High Efficiency | High Efficiency | High Efficiency | High Efficiency | High Efficiency | High Efficiency | High Efficiency | High Efficiency | High Efficiency | High Efficiency | High Efficiency | High Efficiency | High Efficiency | High Efficiency | High Efficiency | High Efficiency | High Efficiency | High Efficiency
F1_Commercial_Miscellaneous (ID)_New_Food Preparation_Natural Gas_Range_E1 | F1 | Commercial | Miscellaneous (ID) | New | Food Preparation | Natural Gas | Range | E1 | CCE | 0 | 0 | 0 | 0 | 0 | 0 | 0 | 0 | 0 | 0 | 0 | 0 | 0 | 0 | 0 | 0 | 0 | 0 | 0 | 0 | 0 | 0 | 0 | 0 | 0 | 0 | 0
F1_Commercial_Miscellaneous (ID)_New_Food Preparation_Natural Gas_Range_E2 | F1 | Commercial | Miscellaneous (ID) | New | Food Preparation | Natural Gas | Range | E2 | CCE | 0.00041427 | 0.00041427 | 0.00041427 | 0.00041427 | 0.00041427 | 0.00041427 | 0.00041427 | 0.00041427 | 0.00041427 | 0.00041427 | 0.00041427 | 0.00041427 | 0.00041427 | 0.00041427 | 0.00041427 | 0.00041427 | 0.00041427 | 0.00041427 | 0.00041427 | 0.00041427 | 0.00041427 | 0.00041427 | 0.00041427 | 0.00041427 | 0.00041427 | 0.00041427 | 0.00041427
F1_Commercial_Miscellaneous (ID)_New_Food Preparation_Natural Gas_Range_E3 | F1 | Commercial | Miscellaneous (ID) | New | Food Preparation | Natural Gas | Range | E3 | CCE | 0 | 0 | 0 | 0 | 0 | 0 | 0 | 0 | 0 | 0 | 0 | 0 | 0 | 0 | 0 | 0 | 0 | 0 | 0 | 0 | 0 | 0 | 0 | 0 | 0 | 0 | 0
F1_Commercial_Miscellaneous (ID)_New_Food Preparation_Natural Gas_Range_E4 | F1 | Commercial | Miscellaneous (ID) | New | Food Preparation | Natural Gas | Range | E4 | CCE | 0 | 0 | 0 | 0 | 0 | 0 | 0 | 0 | 0 | 0 | 0 | 0 | 0 | 0 | 0 | 0 | 0 | 0 | 0 | 0 | 0 | 0 | 0 | 0 | 0 | 0 | 0
F1_Commercial_Miscellaneous (ID)_New_Food Preparation_Natural Gas_Range_E5 | F1 | Commercial | Miscellaneous (ID) | New | Food Preparation | Natural Gas | Range | E5 | CCE | 0 | 0 | 0 | 0 | 0 | 0 | 0 | 0 | 0 | 0 | 0 | 0 | 0 | 0 | 0 | 0 | 0 | 0 | 0 | 0 | 0 | 0 | 0 | 0 | 0 | 0 | 0
F1_Commercial_Miscellaneous (ID)_New_Food Preparation_Natural Gas_Range_E6 | F1 | Commercial | Miscellaneous (ID) | New | Food Preparation | Natural Gas | Range | E6 | CCE | 0 | 0 | 0 | 0 | 0 | 0 | 0 | 0 | 0 | 0 | 0 | 0 | 0 | 0 | 0 | 0 | 0 | 0 | 0 | 0 | 0 | 0 | 0 | 0 | 0 | 0 | 0
F1_Commercial_Miscellaneous (ID)_New_Food Preparation_Natural Gas_Range_E7 | F1 | Commercial | Miscellaneous (ID) | New | Food Preparation | Natural Gas | Range | E7 | CCE | 0 | 0 | 0 | 0 | 0 | 0 | 0 | 0 | 0 | 0 | 0 | 0 | 0 | 0 | 0 | 0 | 0 | 0 | 0 | 0 | 0 | 0 | 0 | 0 | 0 | 0 | 0
F1_Commercial_Miscellaneous (ID)_New_Food Preparation_Natural Gas_Range_E8 | F1 | Commercial | Miscellaneous (ID) | New | Food Preparation | Natural Gas | Range | E8 | CCE | 0 | 0 | 0 | 0 | 0 | 0 | 0 | 0 | 0 | 0 | 0 | 0 | 0 | 0 | 0 | 0 | 0 | 0 | 0 | 0 | 0 | 0 | 0 | 0 | 0 | 0 | 0
F1_Commercial_Miscellaneous (ID)_New_Food Preparation_Natural Gas_Range_E9 | F1 | Commercial | Miscellaneous (ID) | New | Food Preparation | Natural Gas | Range | E9 | CCE | 0 | 0 | 0 | 0 | 0 | 0 | 0 | 0 | 0 | 0 | 0 | 0 | 0 | 0 | 0 | 0 | 0 | 0 | 0 | 0 | 0 | 0 | 0 | 0 | 0 | 0 | 0
F1_Commercial_Miscellaneous (ID)_New_Food Preparation_Natural Gas_Range_E10 | F1 | Commercial | Miscellaneous (ID) | New | Food Preparation | Natural Gas | Range | E10 | CCE | 0 | 0 | 0 | 0 | 0 | 0 | 0 | 0 | 0 | 0 | 0 | 0 | 0 | 0 | 0 | 0 | 0 | 0 | 0 | 0 | 0 | 0 | 0 | 0 | 0 | 0 | 0
F2_Commercial_Miscellaneous (ID)_New_Food Preparation_Natural Gas_Range_E1 | F2 | Commercial | Miscellaneous (ID) | New | Food Preparation | Natural Gas | Range | E1 | TRC BC Ratio | [24 empty] | 1 | 1 | 1 | bar: 2019 to 2042
F2_Commercial_Miscellaneous (ID)_New_Food Preparation_Natural Gas_Range_E2 | F2 | Commercial | Miscellaneous (ID) | New | Food Preparation | Natural Gas | Range | E2 | TRC BC Ratio | 8.3716 | 8.5649 | 8.808 | 9.0948 | 9.4283 | 9.8489 | 10.287 | 10.7238 | 11.1451 | 11.5722 | 11.9055 | 12.2156 | 12.5499 | 12.8756 | 13.1628 | 13.4288 | 13.6633 | 13.8938 | 14.1418 | 14.3822 | 14.6295 | 14.8874 | 15.1478 | 15.4169 | 15.6908 | 15.9696 | 16.2533
F2_Commercial_Miscellaneous (ID)_New_Food Preparation_Natural Gas_Range_E3 | F2 | Commercial | Miscellaneous (ID) | New | Food Preparation | Natural Gas | Range | E3 | TRC BC Ratio | 0 | 0 | 0 | 0 | 0 | 0 | 0 | 0 | 0 | 0 | 0 | 0 | 0 | 0 | 0 | 0 | 0 | 0 | 0 | 0 | 0 | 0 | 0 | 0 | 0 | 0 | 0
F2_Commercial_Miscellaneous (ID)_New_Food Preparation_Natural Gas_Range_E4 | F2 | Commercial | Miscellaneous (ID) | New | Food Preparation | Natural Gas | Range | E4 | TRC BC Ratio | 0 | 0 | 0 | 0 | 0 | 0 | 0 | 0 | 0 | 0 | 0 | 0 | 0 | 0 | 0 | 0 | 0 | 0 | 0 | 0 | 0 | 0 | 0 | 0 | 0 | 0 | 0
F2_Commercial_Miscellaneous (ID)_New_Food Preparation_Natural Gas_Range_E5 | F2 | Commercial | Miscellaneous (ID) | New | Food Preparation | Natural Gas | Range | E5 | TRC BC Ratio | 0 | 0 | 0 | 0 | 0 | 0 | 0 | 0 | 0 | 0 | 0 | 0 | 0 | 0 | 0 | 0 | 0 | 0 | 0 | 0 | 0 | 0 | 0 | 0 | 0 | 0 | 0
F2_Commercial_Miscellaneous (ID)_New_Food Preparation_Natural Gas_Range_E6 | F2 | Commercial | Miscellaneous (ID) | New | Food Preparation | Natural Gas | Range | E6 | TRC BC Ratio | 0 | 0 | 0 | 0 | 0 | 0 | 0 | 0 | 0 | 0 | 0 | 0 | 0 | 0 | 0 | 0 | 0 | 0 | 0 | 0 | 0 | 0 | 0 | 0 | 0 | 0 | 0
F2_Commercial_Miscellaneous (ID)_New_Food Preparation_Natural Gas_Range_E7 | F2 | Commercial | Miscellaneous (ID) | New | Food Preparation | Natural Gas | Range | E7 | TRC BC Ratio | 0 | 0 | 0 | 0 | 0 | 0 | 0 | 0 | 0 | 0 | 0 | 0 | 0 | 0 | 0 | 0 | 0 | 0 | 0 | 0 | 0 | 0 | 0 | 0 | 0 | 0 | 0
F2_Commercial_Miscellaneous (ID)_New_Food Preparation_Natural Gas_Range_E8 | F2 | Commercial | Miscellaneous (ID) | New | Food Preparation | Natural Gas | Range | E8 | TRC BC Ratio | 0 | 0 | 0 | 0 | 0 | 0 | 0 | 0 | 0 | 0 | 0 | 0 | 0 | 0 | 0 | 0 | 0 | 0 | 0 | 0 | 0 | 0 | 0 | 0 | 0 | 0 | 0
F2_Commercial_Miscellaneous (ID)_New_Food Preparation_Natural Gas_Range_E9 | F2 | Commercial | Miscellaneous (ID) | New | Food Preparation | Natural Gas | Range | E9 | TRC BC Ratio | 0 | 0 | 0 | 0 | 0 | 0 | 0 | 0 | 0 | 0 | 0 | 0 | 0 | 0 | 0 | 0 | 0 | 0 | 0 | 0 | 0 | 0 | 0 | 0 | 0 | 0 | 0
F2_Commercial_Miscellaneous (ID)_New_Food Preparation_Natural Gas_Range_E10 | F2 | Commercial | Miscellaneous (ID) | New | Food Preparation | Natural Gas | Range | E10 | TRC BC Ratio | 0 | 0 | 0 | 0 | 0 | 0 | 0 | 0 | 0 | 0 | 0 | 0 | 0 | 0 | 0 | 0 | 0 | 0 | 0 | 0 | 0 | 0 | 0 | 0 | 0 | 0 | 0
F3_Commercial_Miscellaneous (ID)_New_Food Preparation_Natural Gas_Range_E1 | F3 | Commercial | Miscellaneous (ID) | New | Food Preparation | Natural Gas | Range | E1 | PACT BC Ratio | [24 empty] | 1 | 1 | 1 | bar: 2019 to 2042
F3_Commercial_Miscellaneous (ID)_New_Food Preparation_Natural Gas_Range_E2 | F3 | Commercial | Miscellaneous (ID) | New | Food Preparation | Natural Gas | Range | E2 | PACT BC Ratio | 16.5788 | 16.9616 | 17.443 | 18.011 | 18.6714 | 19.5044 | 20.372 | 21.237 | 22.0714 | 22.9172 | 23.5773 | 24.1914 | 24.8535 | 25.4984 | 26.0672 | 26.5939 | 27.0584 | 27.5149 | 28.0059 | 28.482 | 28.9718 | 29.4826 | 29.9982 | 30.5312 | 31.0736 | 31.6256 | 32.1875
F3_Commercial_Miscellaneous (ID)_New_Food Preparation_Natural Gas_Range_E3 | F3 | Commercial | Miscellaneous (ID) | New | Food Preparation | Natural Gas | Range | E3 | PACT BC Ratio | 0 | 0 | 0 | 0 | 0 | 0 | 0 | 0 | 0 | 0 | 0 | 0 | 0 | 0 | 0 | 0 | 0 | 0 | 0 | 0 | 0 | 0 | 0 | 0 | 0 | 0 | 0
F3_Commercial_Miscellaneous (ID)_New_Food Preparation_Natural Gas_Range_E4 | F3 | Commercial | Miscellaneous (ID) | New | Food Preparation | Natural Gas | Range | E4 | PACT BC Ratio | 0 | 0 | 0 | 0 | 0 | 0 | 0 | 0 | 0 | 0 | 0 | 0 | 0 | 0 | 0 | 0 | 0 | 0 | 0 | 0 | 0 | 0 | 0 | 0 | 0 | 0 | 0
F3_Commercial_Miscellaneous (ID)_New_Food Preparation_Natural Gas_Range_E5 | F3 | Commercial | Miscellaneous (ID) | New | Food Preparation | Natural Gas | Range | E5 | PACT BC Ratio | 0 | 0 | 0 | 0 | 0 | 0 | 0 | 0 | 0 | 0 | 0 | 0 | 0 | 0 | 0 | 0 | 0 | 0 | 0 | 0 | 0 | 0 | 0 | 0 | 0 | 0 | 0
F3_Commercial_Miscellaneous (ID)_New_Food Preparation_Natural Gas_Range_E6 | F3 | Commercial | Miscellaneous (ID) | New | Food Preparation | Natural Gas | Range | E6 | PACT BC Ratio | 0 | 0 | 0 | 0 | 0 | 0 | 0 | 0 | 0 | 0 | 0 | 0 | 0 | 0 | 0 | 0 | 0 | 0 | 0 | 0 | 0 | 0 | 0 | 0 | 0 | 0 | 0
F3_Commercial_Miscellaneous (ID)_New_Food Preparation_Natural Gas_Range_E7 | F3 | Commercial | Miscellaneous (ID) | New | Food Preparation | Natural Gas | Range | E7 | PACT BC Ratio | 0 | 0 | 0 | 0 | 0 | 0 | 0 | 0 | 0 | 0 | 0 | 0 | 0 | 0 | 0 | 0 | 0 | 0 | 0 | 0 | 0 | 0 | 0 | 0 | 0 | 0 | 0
F3_Commercial_Miscellaneous (ID)_New_Food Preparation_Natural Gas_Range_E8 | F3 | Commercial | Miscellaneous (ID) | New | Food Preparation | Natural Gas | Range | E8 | PACT BC Ratio | 0 | 0 | 0 | 0 | 0 | 0 | 0 | 0 | 0 | 0 | 0 | 0 | 0 | 0 | 0 | 0 | 0 | 0 | 0 | 0 | 0 | 0 | 0 | 0 | 0 | 0 | 0
F3_Commercial_Miscellaneous (ID)_New_Food Preparation_Natural Gas_Range_E9 | F3 | Commercial | Miscellaneous (ID) | New | Food Preparation | Natural Gas | Range | E9 | PACT BC Ratio | 0 | 0 | 0 | 0 | 0 | 0 | 0 | 0 | 0 | 0 | 0 | 0 | 0 | 0 | 0 | 0 | 0 | 0 | 0 | 0 | 0 | 0 | 0 | 0 | 0 | 0 | 0
F3_Commercial_Miscellaneous (ID)_New_Food Preparation_Natural Gas_Range_E10 | F3 | Commercial | Miscellaneous (ID) | New | Food Preparation | Natural Gas | Range | E10 | PACT BC Ratio | 0 | 0 | 0 | 0 | 0 | 0 | 0 | 0 | 0 | 0 | 0 | 0 | 0 | 0 | 0 | 0 | 0 | 0 | 0 | 0 | 0 | 0 | 0 | 0 | 0 | 0 | 0
F4_Commercial_Miscellaneous (ID)_New_Food Preparation_Natural Gas_Range_E1 | F4 | Commercial | Miscellaneous (ID) | New | Food Preparation | Natural Gas | Range | E1 | RVT BC Ratio | [24 empty] | 1 | 1 | 1 | bar: 2019 to 2042
F4_Commercial_Miscellaneous (ID)_New_Food Preparation_Natural Gas_Range_E2 | F4 | Commercial | Miscellaneous (ID) | New | Food Preparation | Natural Gas | Range | E2 | RVT BC Ratio | 12.3564 | 12.5553 | 12.7977 | 13.0924 | 13.4429 | 13.9062 | 14.3814 | 14.8412 | 15.2644 | 15.6708 | 16.0883 | 16.4612 | 16.8502 | 17.2097 | 17.5125 | 17.7808 | 18.0009 | 18.2083 | 18.4308 | 18.6349 | 18.8391 | 19.1641 | 19.4922 | 19.8313 | 20.1764 | 20.5276 | 20.8851
F4_Commercial_Miscellaneous (ID)_New_Food Preparation_Natural Gas_Range_E3 | F4 | Commercial | Miscellaneous (ID) | New | Food Preparation | Natural Gas | Range | E3 | RVT BC Ratio | 0 | 0 | 0 | 0 | 0 | 0 | 0 | 0 | 0 | 0 | 0 | 0 | 0 | 0 | 0 | 0 | 0 | 0 | 0 | 0 | 0 | 0 | 0 | 0 | 0 | 0 | 0
F4_Commercial_Miscellaneous (ID)_New_Food Preparation_Natural Gas_Range_E4 | F4 | Commercial | Miscellaneous (ID) | New | Food Preparation | Natural Gas | Range | E4 | RVT BC Ratio | 0 | 0 | 0 | 0 | 0 | 0 | 0 | 0 | 0 | 0 | 0 | 0 | 0 | 0 | 0 | 0 | 0 | 0 | 0 | 0 | 0 | 0 | 0 | 0 | 0 | 0 | 0
F4_Commercial_Miscellaneous (ID)_New_Food Preparation_Natural Gas_Range_E5 | F4 | Commercial | Miscellaneous (ID) | New | Food Preparation | Natural Gas | Range | E5 | RVT BC Ratio | 0 | 0 | 0 | 0 | 0 | 0 | 0 | 0 | 0 | 0 | 0 | 0 | 0 | 0 | 0 | 0 | 0 | 0 | 0 | 0 | 0 | 0 | 0 | 0 | 0 | 0 | 0
F4_Commercial_Miscellaneous (ID)_New_Food Preparation_Natural Gas_Range_E6 | F4 | Commercial | Miscellaneous (ID) | New | Food Preparation | Natural Gas | Range | E6 | RVT BC Ratio | 0 | 0 | 0 | 0 | 0 | 0 | 0 | 0 | 0 | 0 | 0 | 0 | 0 | 0 | 0 | 0 | 0 | 0 | 0 | 0 | 0 | 0 | 0 | 0 | 0 | 0 | 0
F4_Commercial_Miscellaneous (ID)_New_Food Preparation_Natural Gas_Range_E7 | F4 | Commercial | Miscellaneous (ID) | New | Food Preparation | Natural Gas | Range | E7 | RVT BC Ratio | 0 | 0 | 0 | 0 | 0 | 0 | 0 | 0 | 0 | 0 | 0 | 0 | 0 | 0 | 0 | 0 | 0 | 0 | 0 | 0 | 0 | 0 | 0 | 0 | 0 | 0 | 0
F4_Commercial_Miscellaneous (ID)_New_Food Preparation_Natural Gas_Range_E8 | F4 | Commercial | Miscellaneous (ID) | New | Food Preparation | Natural Gas | Range | E8 | RVT BC Ratio | 0 | 0 | 0 | 0 | 0 | 0 | 0 | 0 | 0 | 0 | 0 | 0 | 0 | 0 | 0 | 0 | 0 | 0 | 0 | 0 | 0 | 0 | 0 | 0 | 0 | 0 | 0
F4_Commercial_Miscellaneous (ID)_New_Food Preparation_Natural Gas_Range_E9 | F4 | Commercial | Miscellaneous (ID) | New | Food Preparation | Natural Gas | Range | E9 | RVT BC Ratio | 0 | 0 | 0 | 0 | 0 | 0 | 0 | 0 | 0 | 0 | 0 | 0 | 0 | 0 | 0 | 0 | 0 | 0 | 0 | 0 | 0 | 0 | 0 | 0 | 0 | 0 | 0
F4_Commercial_Miscellaneous (ID)_New_Food Preparation_Natural Gas_Range_E10 | F4 | Commercial | Miscellaneous (ID) | New | Food Preparation | Natural Gas | Range | E10 | RVT BC Ratio | 0 | 0 | 0 | 0 | 0 | 0 | 0 | 0 | 0 | 0 | 0 | 0 | 0 | 0 | 0 | 0 | 0 | 0 | 0 | 0 | 0 | 0 | 0 | 0 | 0 | 0 | 0
F5_Commercial_Miscellaneous (ID)_New_Food Preparation_Natural Gas_Range_E1 | F5 | Commercial | Miscellaneous (ID) | New | Food Preparation | Natural Gas | Range | E1 | RIM BC Ratio | [24 empty] | 1 | 1 | 1 | bar: 2019 to 2042
F5_Commercial_Miscellaneous (ID)_New_Food Preparation_Natural Gas_Range_E2 | F5 | Commercial | Miscellaneous (ID) | New | Food Preparation | Natural Gas | Range | E2 | RIM BC Ratio | 0.80007 | 0.80577 | 0.81319 | 0.82105 | 0.82929 | 0.83783 | 0.84658 | 0.85555 | 0.86483 | 0.87498 | 0.87711 | 0.87981 | 0.88327 | 0.88748 | 0.89177 | 0.89621 | 0.90083 | 0.90571 | 0.91086 | 0.91631 | 0.92207 | 0.92258 | 0.92308 | 0.92357 | 0.92406 | 0.92454 | 0.92501
F5_Commercial_Miscellaneous (ID)_New_Food Preparation_Natural Gas_Range_E3 | F5 | Commercial | Miscellaneous (ID) | New | Food Preparation | Natural Gas | Range | E3 | RIM BC Ratio | 0 | 0 | 0 | 0 | 0 | 0 | 0 | 0 | 0 | 0 | 0 | 0 | 0 | 0 | 0 | 0 | 0 | 0 | 0 | 0 | 0 | 0 | 0 | 0 | 0 | 0 | 0
F5_Commercial_Miscellaneous (ID)_New_Food Preparation_Natural Gas_Range_E4 | F5 | Commercial | Miscellaneous (ID) | New | Food Preparation | Natural Gas | Range | E4 | RIM BC Ratio | 0 | 0 | 0 | 0 | 0 | 0 | 0 | 0 | 0 | 0 | 0 | 0 | 0 | 0 | 0 | 0 | 0 | 0 | 0 | 0 | 0 | 0 | 0 | 0 | 0 | 0 | 0
F5_Commercial_Miscellaneous (ID)_New_Food Preparation_Natural Gas_Range_E5 | F5 | Commercial | Miscellaneous (ID) | New | Food Preparation | Natural Gas | Range | E5 | RIM BC Ratio | 0 | 0 | 0 | 0 | 0 | 0 | 0 | 0 | 0 | 0 | 0 | 0 | 0 | 0 | 0 | 0 | 0 | 0 | 0 | 0 | 0 | 0 | 0 | 0 | 0 | 0 | 0
F5_Commercial_Miscellaneous (ID)_New_Food Preparation_Natural Gas_Range_E6 | F5 | Commercial | Miscellaneous (ID) | New | Food Preparation | Natural Gas | Range | E6 | RIM BC Ratio | 0 | 0 | 0 | 0 | 0 | 0 | 0 | 0 | 0 | 0 | 0 | 0 | 0 | 0 | 0 | 0 | 0 | 0 | 0 | 0 | 0 | 0 | 0 | 0 | 0 | 0 | 0
F5_Commercial_Miscellaneous (ID)_New_Food Preparation_Natural Gas_Range_E7 | F5 | Commercial | Miscellaneous (ID) | New | Food Preparation | Natural Gas | Range | E7 | RIM BC Ratio | 0 | 0 | 0 | 0 | 0 | 0 | 0 | 0 | 0 | 0 | 0 | 0 | 0 | 0 | 0 | 0 | 0 | 0 | 0 | 0 | 0 | 0 | 0 | 0 | 0 | 0 | 0
F5_Commercial_Miscellaneous (ID)_New_Food Preparation_Natural Gas_Range_E8 | F5 | Commercial | Miscellaneous (ID) | New | Food Preparation | Natural Gas | Range | E8 | RIM BC Ratio | 0 | 0 | 0 | 0 | 0 | 0 | 0 | 0 | 0 | 0 | 0 | 0 | 0 | 0 | 0 | 0 | 0 | 0 | 0 | 0 | 0 | 0 | 0 | 0 | 0 | 0 | 0
F5_Commercial_Miscellaneous (ID)_New_Food Preparation_Natural Gas_Range_E9 | F5 | Commercial | Miscellaneous (ID) | New | Food Preparation | Natural Gas | Range | E9 | RIM BC Ratio | 0 | 0 | 0 | 0 | 0 | 0 | 0 | 0 | 0 | 0 | 0 | 0 | 0 | 0 | 0 | 0 | 0 | 0 | 0 | 0 | 0 | 0 | 0 | 0 | 0 | 0 | 0
F5_Commercial_Miscellaneous (ID)_New_Food Preparation_Natural Gas_Range_E10 | F5 | Commercial | Miscellaneous (ID) | New | Food Preparation | Natural Gas | Range | E10 | RIM BC Ratio | 0 | 0 | 0 | 0 | 0 | 0 | 0 | 0 | 0 | 0 | 0 | 0 | 0 | 0 | 0 | 0 | 0 | 0 | 0 | 0 | 0 | 0 | 0 | 0 | 0 | 0 | 0
F0_Commercial_Miscellaneous (ID)_New_Food Preparation_Natural Gas_Steamer_E0 | F0 | Commercial | Miscellaneous (ID) | New | Food Preparation | Natural Gas | Steamer | E0 | Economic Unit | ENERGY STAR | ENERGY STAR | ENERGY STAR | ENERGY STAR | ENERGY STAR | ENERGY STAR | ENERGY STAR | ENERGY STAR | ENERGY STAR | ENERGY STAR | ENERGY STAR | ENERGY STAR | ENERGY STAR | ENERGY STAR | ENERGY STAR | ENERGY STAR | ENERGY STAR | ENERGY STAR | ENERGY STAR | ENERGY STAR | ENERGY STAR | ENERGY STAR | ENERGY STAR | ENERGY STAR | ENERGY STAR | ENERGY STAR | ENERGY STAR
F1_Commercial_Miscellaneous (ID)_New_Food Preparation_Natural Gas_Steamer_E1 | F1 | Commercial | Miscellaneous (ID) | New | Food Preparation | Natural Gas | Steamer | E1 | CCE | 0 | 0 | 0 | 0 | 0 | 0 | 0 | 0 | 0 | 0 | 0 | 0 | 0 | 0 | 0 | 0 | 0 | 0 | 0 | 0 | 0 | 0 | 0 | 0 | 0 | 0 | 0
F1_Commercial_Miscellaneous (ID)_New_Food Preparation_Natural Gas_Steamer_E2 | F1 | Commercial | Miscellaneous (ID) | New | Food Preparation | Natural Gas | Steamer | E2 | CCE | 2.2093e-05 | 2.2093e-05 | 2.2093e-05 | 2.2093e-05 | 2.2093e-05 | 2.2093e-05 | 2.2093e-05 | 2.2093e-05 | 2.2093e-05 | 2.2093e-05 | 2.2093e-05 | 2.2093e-05 | 2.2093e-05 | 2.2093e-05 | 2.2093e-05 | 2.2093e-05 | 2.2093e-05 | 2.2093e-05 | 2.2093e-05 | 2.2093e-05 | 2.2093e-05 | 2.2093e-05 | 2.2093e-05 | 2.2093e-05 | 2.2093e-05 | 2.2093e-05 | 2.2093e-05
F1_Commercial_Miscellaneous (ID)_New_Food Preparation_Natural Gas_Steamer_E3 | F1 | Commercial | Miscellaneous (ID) | New | Food Preparation | Natural Gas | Steamer | E3 | CCE | 0 | 0 | 0 | 0 | 0 | 0 | 0 | 0 | 0 | 0 | 0 | 0 | 0 | 0 | 0 | 0 | 0 | 0 | 0 | 0 | 0 | 0 | 0 | 0 | 0 | 0 | 0
F1_Commercial_Miscellaneous (ID)_New_Food Preparation_Natural Gas_Steamer_E4 | F1 | Commercial | Miscellaneous (ID) | New | Food Preparation | Natural Gas | Steamer | E4 | CCE | 0 | 0 | 0 | 0 | 0 | 0 | 0 | 0 | 0 | 0 | 0 | 0 | 0 | 0 | 0 | 0 | 0 | 0 | 0 | 0 | 0 | 0 | 0 | 0 | 0 | 0 | 0
F1_Commercial_Miscellaneous (ID)_New_Food Preparation_Natural Gas_Steamer_E5 | F1 | Commercial | Miscellaneous (ID) | New | Food Preparation | Natural Gas | Steamer | E5 | CCE | 0 | 0 | 0 | 0 | 0 | 0 | 0 | 0 | 0 | 0 | 0 | 0 | 0 | 0 | 0 | 0 | 0 | 0 | 0 | 0 | 0 | 0 | 0 | 0 | 0 | 0 | 0
F1_Commercial_Miscellaneous (ID)_New_Food Preparation_Natural Gas_Steamer_E6 | F1 | Commercial | Miscellaneous (ID) | New | Food Preparation | Natural Gas | Steamer | E6 | CCE | 0 | 0 | 0 | 0 | 0 | 0 | 0 | 0 | 0 | 0 | 0 | 0 | 0 | 0 | 0 | 0 | 0 | 0 | 0 | 0 | 0 | 0 | 0 | 0 | 0 | 0 | 0
F1_Commercial_Miscellaneous (ID)_New_Food Preparation_Natural Gas_Steamer_E7 | F1 | Commercial | Miscellaneous (ID) | New | Food Preparation | Natural Gas | Steamer | E7 | CCE | 0 | 0 | 0 | 0 | 0 | 0 | 0 | 0 | 0 | 0 | 0 | 0 | 0 | 0 | 0 | 0 | 0 | 0 | 0 | 0 | 0 | 0 | 0 | 0 | 0 | 0 | 0
F1_Commercial_Miscellaneous (ID)_New_Food Preparation_Natural Gas_Steamer_E8 | F1 | Commercial | Miscellaneous (ID) | New | Food Preparation | Natural Gas | Steamer | E8 | CCE | 0 | 0 | 0 | 0 | 0 | 0 | 0 | 0 | 0 | 0 | 0 | 0 | 0 | 0 | 0 | 0 | 0 | 0 | 0 | 0 | 0 | 0 | 0 | 0 | 0 | 0 | 0
F1_Commercial_Miscellaneous (ID)_New_Food Preparation_Natural Gas_Steamer_E9 | F1 | Commercial | Miscellaneous (ID) | New | Food Preparation | Natural Gas | Steamer | E9 | CCE | 0 | 0 | 0 | 0 | 0 | 0 | 0 | 0 | 0 | 0 | 0 | 0 | 0 | 0 | 0 | 0 | 0 | 0 | 0 | 0 | 0 | 0 | 0 | 0 | 0 | 0 | 0
F1_Commercial_Miscellaneous (ID)_New_Food Preparation_Natural Gas_Steamer_E10 | F1 | Commercial | Miscellaneous (ID) | New | Food Preparation | Natural Gas | Steamer | E10 | CCE | 0 | 0 | 0 | 0 | 0 | 0 | 0 | 0 | 0 | 0 | 0 | 0 | 0 | 0 | 0 | 0 | 0 | 0 | 0 | 0 | 0 | 0 | 0 | 0 | 0 | 0 | 0
F2_Commercial_Miscellaneous (ID)_New_Food Preparation_Natural Gas_Steamer_E1 | F2 | Commercial | Miscellaneous (ID) | New | Food Preparation | Natural Gas | Steamer | E1 | TRC BC Ratio | [24 empty] | 1 | 1 | 1 | bar: 2019 to 2042
F2_Commercial_Miscellaneous (ID)_New_Food Preparation_Natural Gas_Steamer_E2 | F2 | Commercial | Miscellaneous (ID) | New | Food Preparation | Natural Gas | Steamer | E2 | TRC BC Ratio | 161.0894 | 165.1492 | 169.9591 | 175.4711 | 181.7044 | 189.2885 | 197.0947 | 204.8253 | 212.2676 | 219.8135 | 225.8176 | 231.4425 | 237.486 | 243.4021 | 248.6917 | 253.6417 | 258.0809 | 262.4637 | 267.1451 | 271.7117 | 276.4031 | 281.2806 | 286.2098 | 291.2946 | 296.4697 | 301.7367 | 307.0974
F2_Commercial_Miscellaneous (ID)_New_Food Preparation_Natural Gas_Steamer_E3 | F2 | Commercial | Miscellaneous (ID) | New | Food Preparation | Natural Gas | Steamer | E3 | TRC BC Ratio | 0 | 0 | 0 | 0 | 0 | 0 | 0 | 0 | 0 | 0 | 0 | 0 | 0 | 0 | 0 | 0 | 0 | 0 | 0 | 0 | 0 | 0 | 0 | 0 | 0 | 0 | 0
F2_Commercial_Miscellaneous (ID)_New_Food Preparation_Natural Gas_Steamer_E4 | F2 | Commercial | Miscellaneous (ID) | New | Food Preparation | Natural Gas | Steamer | E4 | TRC BC Ratio | 0 | 0 | 0 | 0 | 0 | 0 | 0 | 0 | 0 | 0 | 0 | 0 | 0 | 0 | 0 | 0 | 0 | 0 | 0 | 0 | 0 | 0 | 0 | 0 | 0 | 0 | 0
F2_Commercial_Miscellaneous (ID)_New_Food Preparation_Natural Gas_Steamer_E5 | F2 | Commercial | Miscellaneous (ID) | New | Food Preparation | Natural Gas | Steamer | E5 | TRC BC Ratio | 0 | 0 | 0 | 0 | 0 | 0 | 0 | 0 | 0 | 0 | 0 | 0 | 0 | 0 | 0 | 0 | 0 | 0 | 0 | 0 | 0 | 0 | 0 | 0 | 0 | 0 | 0
F2_Commercial_Miscellaneous (ID)_New_Food Preparation_Natural Gas_Steamer_E6 | F2 | Commercial | Miscellaneous (ID) | New | Food Preparation | Natural Gas | Steamer | E6 | TRC BC Ratio | 0 | 0 | 0 | 0 | 0 | 0 | 0 | 0 | 0 | 0 | 0 | 0 | 0 | 0 | 0 | 0 | 0 | 0 | 0 | 0 | 0 | 0 | 0 | 0 | 0 | 0 | 0
F2_Commercial_Miscellaneous (ID)_New_Food Preparation_Natural Gas_Steamer_E7 | F2 | Commercial | Miscellaneous (ID) | New | Food Preparation | Natural Gas | Steamer | E7 | TRC BC Ratio | 0 | 0 | 0 | 0 | 0 | 0 | 0 | 0 | 0 | 0 | 0 | 0 | 0 | 0 | 0 | 0 | 0 | 0 | 0 | 0 | 0 | 0 | 0 | 0 | 0 | 0 | 0
F2_Commercial_Miscellaneous (ID)_New_Food Preparation_Natural Gas_Steamer_E8 | F2 | Commercial | Miscellaneous (ID) | New | Food Preparation | Natural Gas | Steamer | E8 | TRC BC Ratio | 0 | 0 | 0 | 0 | 0 | 0 | 0 | 0 | 0 | 0 | 0 | 0 | 0 | 0 | 0 | 0 | 0 | 0 | 0 | 0 | 0 | 0 | 0 | 0 | 0 | 0 | 0
F2_Commercial_Miscellaneous (ID)_New_Food Preparation_Natural Gas_Steamer_E9 | F2 | Commercial | Miscellaneous (ID) | New | Food Preparation | Natural Gas | Steamer | E9 | TRC BC Ratio | 0 | 0 | 0 | 0 | 0 | 0 | 0 | 0 | 0 | 0 | 0 | 0 | 0 | 0 | 0 | 0 | 0 | 0 | 0 | 0 | 0 | 0 | 0 | 0 | 0 | 0 | 0
F2_Commercial_Miscellaneous (ID)_New_Food Preparation_Natural Gas_Steamer_E10 | F2 | Commercial | Miscellaneous (ID) | New | Food Preparation | Natural Gas | Steamer | E10 | TRC BC Ratio | 0 | 0 | 0 | 0 | 0 | 0 | 0 | 0 | 0 | 0 | 0 | 0 | 0 | 0 | 0 | 0 | 0 | 0 | 0 | 0 | 0 | 0 | 0 | 0 | 0 | 0 | 0
F3_Commercial_Miscellaneous (ID)_New_Food Preparation_Natural Gas_Steamer_E1 | F3 | Commercial | Miscellaneous (ID) | New | Food Preparation | Natural Gas | Steamer | E1 | PACT BC Ratio | [24 empty] | 1 | 1 | 1 | bar: 2019 to 2042
F3_Commercial_Miscellaneous (ID)_New_Food Preparation_Natural Gas_Steamer_E2 | F3 | Commercial | Miscellaneous (ID) | New | Food Preparation | Natural Gas | Steamer | E2 | PACT BC Ratio | 319.0161 | 327.056 | 336.5814 | 347.497 | 359.8413 | 374.8606 | 390.3196 | 405.6292 | 420.3677 | 435.3112 | 447.2016 | 458.3409 | 470.3093 | 482.0253 | 492.5007 | 502.3035 | 511.0948 | 519.7744 | 529.0451 | 538.0887 | 547.3794 | 557.0386 | 566.8003 | 576.87 | 587.1186 | 597.5493 | 608.1653
F3_Commercial_Miscellaneous (ID)_New_Food Preparation_Natural Gas_Steamer_E3 | F3 | Commercial | Miscellaneous (ID) | New | Food Preparation | Natural Gas | Steamer | E3 | PACT BC Ratio | 0 | 0 | 0 | 0 | 0 | 0 | 0 | 0 | 0 | 0 | 0 | 0 | 0 | 0 | 0 | 0 | 0 | 0 | 0 | 0 | 0 | 0 | 0 | 0 | 0 | 0 | 0
F3_Commercial_Miscellaneous (ID)_New_Food Preparation_Natural Gas_Steamer_E4 | F3 | Commercial | Miscellaneous (ID) | New | Food Preparation | Natural Gas | Steamer | E4 | PACT BC Ratio | 0 | 0 | 0 | 0 | 0 | 0 | 0 | 0 | 0 | 0 | 0 | 0 | 0 | 0 | 0 | 0 | 0 | 0 | 0 | 0 | 0 | 0 | 0 | 0 | 0 | 0 | 0
F3_Commercial_Miscellaneous (ID)_New_Food Preparation_Natural Gas_Steamer_E5 | F3 | Commercial | Miscellaneous (ID) | New | Food Preparation | Natural Gas | Steamer | E5 | PACT BC Ratio | 0 | 0 | 0 | 0 | 0 | 0 | 0 | 0 | 0 | 0 | 0 | 0 | 0 | 0 | 0 | 0 | 0 | 0 | 0 | 0 | 0 | 0 | 0 | 0 | 0 | 0 | 0
F3_Commercial_Miscellaneous (ID)_New_Food Preparation_Natural Gas_Steamer_E6 | F3 | Commercial | Miscellaneous (ID) | New | Food Preparation | Natural Gas | Steamer | E6 | PACT BC Ratio | 0 | 0 | 0 | 0 | 0 | 0 | 0 | 0 | 0 | 0 | 0 | 0 | 0 | 0 | 0 | 0 | 0 | 0 | 0 | 0 | 0 | 0 | 0 | 0 | 0 | 0 | 0
F3_Commercial_Miscellaneous (ID)_New_Food Preparation_Natural Gas_Steamer_E7 | F3 | Commercial | Miscellaneous (ID) | New | Food Preparation | Natural Gas | Steamer | E7 | PACT BC Ratio | 0 | 0 | 0 | 0 | 0 | 0 | 0 | 0 | 0 | 0 | 0 | 0 | 0 | 0 | 0 | 0 | 0 | 0 | 0 | 0 | 0 | 0 | 0 | 0 | 0 | 0 | 0
F3_Commercial_Miscellaneous (ID)_New_Food Preparation_Natural Gas_Steamer_E8 | F3 | Commercial | Miscellaneous (ID) | New | Food Preparation | Natural Gas | Steamer | E8 | PACT BC Ratio | 0 | 0 | 0 | 0 | 0 | 0 | 0 | 0 | 0 | 0 | 0 | 0 | 0 | 0 | 0 | 0 | 0 | 0 | 0 | 0 | 0 | 0 | 0 | 0 | 0 | 0 | 0
F3_Commercial_Miscellaneous (ID)_New_Food Preparation_Natural Gas_Steamer_E9 | F3 | Commercial | Miscellaneous (ID) | New | Food Preparation | Natural Gas | Steamer | E9 | PACT BC Ratio | 0 | 0 | 0 | 0 | 0 | 0 | 0 | 0 | 0 | 0 | 0 | 0 | 0 | 0 | 0 | 0 | 0 | 0 | 0 | 0 | 0 | 0 | 0 | 0 | 0 | 0 | 0
F3_Commercial_Miscellaneous (ID)_New_Food Preparation_Natural Gas_Steamer_E10 | F3 | Commercial | Miscellaneous (ID) | New | Food Preparation | Natural Gas | Steamer | E10 | PACT BC Ratio | 0 | 0 | 0 | 0 | 0 | 0 | 0 | 0 | 0 | 0 | 0 | 0 | 0 | 0 | 0 | 0 | 0 | 0 | 0 | 0 | 0 | 0 | 0 | 0 | 0 | 0 | 0
F4_Commercial_Miscellaneous (ID)_New_Food Preparation_Natural Gas_Steamer_E1 | F4 | Commercial | Miscellaneous (ID) | New | Food Preparation | Natural Gas | Steamer | E1 | RVT BC Ratio | [24 empty] | 1 | 1 | 1 | bar: 2019 to 2042
F4_Commercial_Miscellaneous (ID)_New_Food Preparation_Natural Gas_Steamer_E2 | F4 | Commercial | Miscellaneous (ID) | New | Food Preparation | Natural Gas | Steamer | E2 | RVT BC Ratio | 228.0828 | 232.3837 | 237.4322 | 243.3175 | 250.059 | 258.4737 | 266.9119 | 274.9238 | 282.1762 | 289.2063 | 296.491 | 303.1113 | 310.0994 | 316.7112 | 322.3969 | 327.5281 | 331.8708 | 336.0168 | 340.4256 | 344.5427 | 348.6738 | 354.8195 | 361.0303 | 367.4371 | 373.9577 | 380.5942 | 387.3486
F4_Commercial_Miscellaneous (ID)_New_Food Preparation_Natural Gas_Steamer_E3 | F4 | Commercial | Miscellaneous (ID) | New | Food Preparation | Natural Gas | Steamer | E3 | RVT BC Ratio | 0 | 0 | 0 | 0 | 0 | 0 | 0 | 0 | 0 | 0 | 0 | 0 | 0 | 0 | 0 | 0 | 0 | 0 | 0 | 0 | 0 | 0 | 0 | 0 | 0 | 0 | 0
F4_Commercial_Miscellaneous (ID)_New_Food Preparation_Natural Gas_Steamer_E4 | F4 | Commercial | Miscellaneous (ID) | New | Food Preparation | Natural Gas | Steamer | E4 | RVT BC Ratio | 0 | 0 | 0 | 0 | 0 | 0 | 0 | 0 | 0 | 0 | 0 | 0 | 0 | 0 | 0 | 0 | 0 | 0 | 0 | 0 | 0 | 0 | 0 | 0 | 0 | 0 | 0
F4_Commercial_Miscellaneous (ID)_New_Food Preparation_Natural Gas_Steamer_E5 | F4 | Commercial | Miscellaneous (ID) | New | Food Preparation | Natural Gas | Steamer | E5 | RVT BC Ratio | 0 | 0 | 0 | 0 | 0 | 0 | 0 | 0 | 0 | 0 | 0 | 0 | 0 | 0 | 0 | 0 | 0 | 0 | 0 | 0 | 0 | 0 | 0 | 0 | 0 | 0 | 0
F4_Commercial_Miscellaneous (ID)_New_Food Preparation_Natural Gas_Steamer_E6 | F4 | Commercial | Miscellaneous (ID) | New | Food Preparation | Natural Gas | Steamer | E6 | RVT BC Ratio | 0 | 0 | 0 | 0 | 0 | 0 | 0 | 0 | 0 | 0 | 0 | 0 | 0 | 0 | 0 | 0 | 0 | 0 | 0 | 0 | 0 | 0 | 0 | 0 | 0 | 0 | 0
F4_Commercial_Miscellaneous (ID)_New_Food Preparation_Natural Gas_Steamer_E7 | F4 | Commercial | Miscellaneous (ID) | New | Food Preparation | Natural Gas | Steamer | E7 | RVT BC Ratio | 0 | 0 | 0 | 0 | 0 | 0 | 0 | 0 | 0 | 0 | 0 | 0 | 0 | 0 | 0 | 0 | 0 | 0 | 0 | 0 | 0 | 0 | 0 | 0 | 0 | 0 | 0
F4_Commercial_Miscellaneous (ID)_New_Food Preparation_Natural Gas_Steamer_E8 | F4 | Commercial | Miscellaneous (ID) | New | Food Preparation | Natural Gas | Steamer | E8 | RVT BC Ratio | 0 | 0 | 0 | 0 | 0 | 0 | 0 | 0 | 0 | 0 | 0 | 0 | 0 | 0 | 0 | 0 | 0 | 0 | 0 | 0 | 0 | 0 | 0 | 0 | 0 | 0 | 0
F4_Commercial_Miscellaneous (ID)_New_Food Preparation_Natural Gas_Steamer_E9 | F4 | Commercial | Miscellaneous (ID) | New | Food Preparation | Natural Gas | Steamer | E9 | RVT BC Ratio | 0 | 0 | 0 | 0 | 0 | 0 | 0 | 0 | 0 | 0 | 0 | 0 | 0 | 0 | 0 | 0 | 0 | 0 | 0 | 0 | 0 | 0 | 0 | 0 | 0 | 0 | 0
F4_Commercial_Miscellaneous (ID)_New_Food Preparation_Natural Gas_Steamer_E10 | F4 | Commercial | Miscellaneous (ID) | New | Food Preparation | Natural Gas | Steamer | E10 | RVT BC Ratio | 0 | 0 | 0 | 0 | 0 | 0 | 0 | 0 | 0 | 0 | 0 | 0 | 0 | 0 | 0 | 0 | 0 | 0 | 0 | 0 | 0 | 0 | 0 | 0 | 0 | 0 | 0
F5_Commercial_Miscellaneous (ID)_New_Food Preparation_Natural Gas_Steamer_E1 | F5 | Commercial | Miscellaneous (ID) | New | Food Preparation | Natural Gas | Steamer | E1 | RIM BC Ratio | [24 empty] | 1 | 1 | 1 | bar: 2019 to 2042
F5_Commercial_Miscellaneous (ID)_New_Food Preparation_Natural Gas_Steamer_E2 | F5 | Commercial | Miscellaneous (ID) | New | Food Preparation | Natural Gas | Steamer | E2 | RIM BC Ratio | 0.84679 | 0.85208 | 0.85826 | 0.86468 | 0.87128 | 0.87812 | 0.88545 | 0.89338 | 0.90206 | 0.91144 | 0.91334 | 0.91566 | 0.91841 | 0.92165 | 0.92509 | 0.92873 | 0.93262 | 0.93677 | 0.94113 | 0.94579 | 0.95073 | 0.95076 | 0.95078 | 0.95081 | 0.95084 | 0.95087 | 0.95089
F5_Commercial_Miscellaneous (ID)_New_Food Preparation_Natural Gas_Steamer_E3 | F5 | Commercial | Miscellaneous (ID) | New | Food Preparation | Natural Gas | Steamer | E3 | RIM BC Ratio | 0 | 0 | 0 | 0 | 0 | 0 | 0 | 0 | 0 | 0 | 0 | 0 | 0 | 0 | 0 | 0 | 0 | 0 | 0 | 0 | 0 | 0 | 0 | 0 | 0 | 0 | 0
F5_Commercial_Miscellaneous (ID)_New_Food Preparation_Natural Gas_Steamer_E4 | F5 | Commercial | Miscellaneous (ID) | New | Food Preparation | Natural Gas | Steamer | E4 | RIM BC Ratio | 0 | 0 | 0 | 0 | 0 | 0 | 0 | 0 | 0 | 0 | 0 | 0 | 0 | 0 | 0 | 0 | 0 | 0 | 0 | 0 | 0 | 0 | 0 | 0 | 0 | 0 | 0
F5_Commercial_Miscellaneous (ID)_New_Food Preparation_Natural Gas_Steamer_E5 | F5 | Commercial | Miscellaneous (ID) | New | Food Preparation | Natural Gas | Steamer | E5 | RIM BC Ratio | 0 | 0 | 0 | 0 | 0 | 0 | 0 | 0 | 0 | 0 | 0 | 0 | 0 | 0 | 0 | 0 | 0 | 0 | 0 | 0 | 0 | 0 | 0 | 0 | 0 | 0 | 0
F5_Commercial_Miscellaneous (ID)_New_Food Preparation_Natural Gas_Steamer_E6 | F5 | Commercial | Miscellaneous (ID) | New | Food Preparation | Natural Gas | Steamer | E6 | RIM BC Ratio | 0 | 0 | 0 | 0 | 0 | 0 | 0 | 0 | 0 | 0 | 0 | 0 | 0 | 0 | 0 | 0 | 0 | 0 | 0 | 0 | 0 | 0 | 0 | 0 | 0 | 0 | 0
F5_Commercial_Miscellaneous (ID)_New_Food Preparation_Natural Gas_Steamer_E7 | F5 | Commercial | Miscellaneous (ID) | New | Food Preparation | Natural Gas | Steamer | E7 | RIM BC Ratio | 0 | 0 | 0 | 0 | 0 | 0 | 0 | 0 | 0 | 0 | 0 | 0 | 0 | 0 | 0 | 0 | 0 | 0 | 0 | 0 | 0 | 0 | 0 | 0 | 0 | 0 | 0
F5_Commercial_Miscellaneous (ID)_New_Food Preparation_Natural Gas_Steamer_E8 | F5 | Commercial | Miscellaneous (ID) | New | Food Preparation | Natural Gas | Steamer | E8 | RIM BC Ratio | 0 | 0 | 0 | 0 | 0 | 0 | 0 | 0 | 0 | 0 | 0 | 0 | 0 | 0 | 0 | 0 | 0 | 0 | 0 | 0 | 0 | 0 | 0 | 0 | 0 | 0 | 0
F5_Commercial_Miscellaneous (ID)_New_Food Preparation_Natural Gas_Steamer_E9 | F5 | Commercial | Miscellaneous (ID) | New | Food Preparation | Natural Gas | Steamer | E9 | RIM BC Ratio | 0 | 0 | 0 | 0 | 0 | 0 | 0 | 0 | 0 | 0 | 0 | 0 | 0 | 0 | 0 | 0 | 0 | 0 | 0 | 0 | 0 | 0 | 0 | 0 | 0 | 0 | 0
F5_Commercial_Miscellaneous (ID)_New_Food Preparation_Natural Gas_Steamer_E10 | F5 | Commercial | Miscellaneous (ID) | New | Food Preparation | Natural Gas | Steamer | E10 | RIM BC Ratio | 0 | 0 | 0 | 0 | 0 | 0 | 0 | 0 | 0 | 0 | 0 | 0 | 0 | 0 | 0 | 0 | 0 | 0 | 0 | 0 | 0 | 0 | 0 | 0 | 0 | 0 | 0
F0_Commercial_Miscellaneous (ID)_New_Food Preparation_Natural Gas_Food Prep Other_E0 | F0 | Commercial | Miscellaneous (ID) | New | Food Preparation | Natural Gas | Food Prep Other | E0 | Economic Unit | Standard | Standard | Standard | Standard | Standard | Standard | Standard | Standard | Standard | Standard | Standard | Standard | Standard | Standard | Standard | Standard | Standard | Standard | Standard | Standard | Standard | Standard | Standard | Standard | Standard | Standard | Standard
F1_Commercial_Miscellaneous (ID)_New_Food Preparation_Natural Gas_Food Prep Other_E1 | F1 | Commercial | Miscellaneous (ID) | New | Food Preparation | Natural Gas | Food Prep Other | E1 | CCE | 0 | 0 | 0 | 0 | 0 | 0 | 0 | 0 | 0 | 0 | 0 | 0 | 0 | 0 | 0 | 0 | 0 | 0 | 0 | 0 | 0 | 0 | 0 | 0 | 0 | 0 | 0
F1_Commercial_Miscellaneous (ID)_New_Food Preparation_Natural Gas_Food Prep Other_E2 | F1 | Commercial | Miscellaneous (ID) | New | Food Preparation | Natural Gas | Food Prep Other | E2 | CCE | 0.19058 | 0.19058 | 0.19058 | 0.19058 | 0.19058 | 0.19058 | 0.19058 | 0.19058 | 0.19058 | 0.19058 | 0.19058 | 0.19058 | 0.19058 | 0.19058 | 0.19058 | 0.19058 | 0.19058 | 0.19058 | 0.19058 | 0.19058 | 0.19058 | 0.19058 | 0.19058 | 0.19058 | 0.19058 | 0.19058 | 0.19058
F1_Commercial_Miscellaneous (ID)_New_Food Preparation_Natural Gas_Food Prep Other_E3 | F1 | Commercial | Miscellaneous (ID) | New | Food Preparation | Natural Gas | Food Prep Other | E3 | CCE | 0 | 0 | 0 | 0 | 0 | 0 | 0 | 0 | 0 | 0 | 0 | 0 | 0 | 0 | 0 | 0 | 0 | 0 | 0 | 0 | 0 | 0 | 0 | 0 | 0 | 0 | 0
F1_Commercial_Miscellaneous (ID)_New_Food Preparation_Natural Gas_Food Prep Other_E4 | F1 | Commercial | Miscellaneous (ID) | New | Food Preparation | Natural Gas | Food Prep Other | E4 | CCE | 0 | 0 | 0 | 0 | 0 | 0 | 0 | 0 | 0 | 0 | 0 | 0 | 0 | 0 | 0 | 0 | 0 | 0 | 0 | 0 | 0 | 0 | 0 | 0 | 0 | 0 | 0
F1_Commercial_Miscellaneous (ID)_New_Food Preparation_Natural Gas_Food Prep Other_E5 | F1 | Commercial | Miscellaneous (ID) | New | Food Preparation | Natural Gas | Food Prep Other | E5 | CCE | 0 | 0 | 0 | 0 | 0 | 0 | 0 | 0 | 0 | 0 | 0 | 0 | 0 | 0 | 0 | 0 | 0 | 0 | 0 | 0 | 0 | 0 | 0 | 0 | 0 | 0 | 0
F1_Commercial_Miscellaneous (ID)_New_Food Preparation_Natural Gas_Food Prep Other_E6 | F1 | Commercial | Miscellaneous (ID) | New | Food Preparation | Natural Gas | Food Prep Other | E6 | CCE | 0 | 0 | 0 | 0 | 0 | 0 | 0 | 0 | 0 | 0 | 0 | 0 | 0 | 0 | 0 | 0 | 0 | 0 | 0 | 0 | 0 | 0 | 0 | 0 | 0 | 0 | 0
F1_Commercial_Miscellaneous (ID)_New_Food Preparation_Natural Gas_Food Prep Other_E7 | F1 | Commercial | Miscellaneous (ID) | New | Food Preparation | Natural Gas | Food Prep Other | E7 | CCE | 0 | 0 | 0 | 0 | 0 | 0 | 0 | 0 | 0 | 0 | 0 | 0 | 0 | 0 | 0 | 0 | 0 | 0 | 0 | 0 | 0 | 0 | 0 | 0 | 0 | 0 | 0
F1_Commercial_Miscellaneous (ID)_New_Food Preparation_Natural Gas_Food Prep Other_E8 | F1 | Commercial | Miscellaneous (ID) | New | Food Preparation | Natural Gas | Food Prep Other | E8 | CCE | 0 | 0 | 0 | 0 | 0 | 0 | 0 | 0 | 0 | 0 | 0 | 0 | 0 | 0 | 0 | 0 | 0 | 0 | 0 | 0 | 0 | 0 | 0 | 0 | 0 | 0 | 0
F1_Commercial_Miscellaneous (ID)_New_Food Preparation_Natural Gas_Food Prep Other_E9 | F1 | Commercial | Miscellaneous (ID) | New | Food Preparation | Natural Gas | Food Prep Other | E9 | CCE | 0 | 0 | 0 | 0 | 0 | 0 | 0 | 0 | 0 | 0 | 0 | 0 | 0 | 0 | 0 | 0 | 0 | 0 | 0 | 0 | 0 | 0 | 0 | 0 | 0 | 0 | 0
F1_Commercial_Miscellaneous (ID)_New_Food Preparation_Natural Gas_Food Prep Other_E10 | F1 | Commercial | Miscellaneous (ID) | New | Food Preparation | Natural Gas | Food Prep Other | E10 | CCE | 0 | 0 | 0 | 0 | 0 | 0 | 0 | 0 | 0 | 0 | 0 | 0 | 0 | 0 | 0 | 0 | 0 | 0 | 0 | 0 | 0 | 0 | 0 | 0 | 0 | 0 | 0
F2_Commercial_Miscellaneous (ID)_New_Food Preparation_Natural Gas_Food Prep Other_E1 | F2 | Commercial | Miscellaneous (ID) | New | Food Preparation | Natural Gas | Food Prep Other | E1 | TRC BC Ratio | [24 empty] | 1 | 1 | 1 | bar: 2019 to 2042
F2_Commercial_Miscellaneous (ID)_New_Food Preparation_Natural Gas_Food Prep Other_E2 | F2 | Commercial | Miscellaneous (ID) | New | Food Preparation | Natural Gas | Food Prep Other | E2 | TRC BC Ratio | 0.018197 | 0.018618 | 0.019146 | 0.019769 | 0.020494 | 0.021409 | 0.022361 | 0.02331 | 0.024226 | 0.025155 | 0.025879 | 0.026553 | 0.02728 | 0.027988 | 0.028612 | 0.02919 | 0.0297 | 0.030201 | 0.03074 | 0.031263 | 0.0318 | 0.032361 | 0.032927 | 0.033512 | 0.034107 | 0.034713 | 0.03533
F2_Commercial_Miscellaneous (ID)_New_Food Preparation_Natural Gas_Food Prep Other_E3 | F2 | Commercial | Miscellaneous (ID) | New | Food Preparation | Natural Gas | Food Prep Other | E3 | TRC BC Ratio | 0 | 0 | 0 | 0 | 0 | 0 | 0 | 0 | 0 | 0 | 0 | 0 | 0 | 0 | 0 | 0 | 0 | 0 | 0 | 0 | 0 | 0 | 0 | 0 | 0 | 0 | 0
F2_Commercial_Miscellaneous (ID)_New_Food Preparation_Natural Gas_Food Prep Other_E4 | F2 | Commercial | Miscellaneous (ID) | New | Food Preparation | Natural Gas | Food Prep Other | E4 | TRC BC Ratio | 0 | 0 | 0 | 0 | 0 | 0 | 0 | 0 | 0 | 0 | 0 | 0 | 0 | 0 | 0 | 0 | 0 | 0 | 0 | 0 | 0 | 0 | 0 | 0 | 0 | 0 | 0
F2_Commercial_Miscellaneous (ID)_New_Food Preparation_Natural Gas_Food Prep Other_E5 | F2 | Commercial | Miscellaneous (ID) | New | Food Preparation | Natural Gas | Food Prep Other | E5 | TRC BC Ratio | 0 | 0 | 0 | 0 | 0 | 0 | 0 | 0 | 0 | 0 | 0 | 0 | 0 | 0 | 0 | 0 | 0 | 0 | 0 | 0 | 0 | 0 | 0 | 0 | 0 | 0 | 0
F2_Commercial_Miscellaneous (ID)_New_Food Preparation_Natural Gas_Food Prep Other_E6 | F2 | Commercial | Miscellaneous (ID) | New | Food Preparation | Natural Gas | Food Prep Other | E6 | TRC BC Ratio | 0 | 0 | 0 | 0 | 0 | 0 | 0 | 0 | 0 | 0 | 0 | 0 | 0 | 0 | 0 | 0 | 0 | 0 | 0 | 0 | 0 | 0 | 0 | 0 | 0 | 0 | 0
F2_Commercial_Miscellaneous (ID)_New_Food Preparation_Natural Gas_Food Prep Other_E7 | F2 | Commercial | Miscellaneous (ID) | New | Food Preparation | Natural Gas | Food Prep Other | E7 | TRC BC Ratio | 0 | 0 | 0 | 0 | 0 | 0 | 0 | 0 | 0 | 0 | 0 | 0 | 0 | 0 | 0 | 0 | 0 | 0 | 0 | 0 | 0 | 0 | 0 | 0 | 0 | 0 | 0
F2_Commercial_Miscellaneous (ID)_New_Food Preparation_Natural Gas_Food Prep Other_E8 | F2 | Commercial | Miscellaneous (ID) | New | Food Preparation | Natural Gas | Food Prep Other | E8 | TRC BC Ratio | 0 | 0 | 0 | 0 | 0 | 0 | 0 | 0 | 0 | 0 | 0 | 0 | 0 | 0 | 0 | 0 | 0 | 0 | 0 | 0 | 0 | 0 | 0 | 0 | 0 | 0 | 0
F2_Commercial_Miscellaneous (ID)_New_Food Preparation_Natural Gas_Food Prep Other_E9 | F2 | Commercial | Miscellaneous (ID) | New | Food Preparation | Natural Gas | Food Prep Other | E9 | TRC BC Ratio | 0 | 0 | 0 | 0 | 0 | 0 | 0 | 0 | 0 | 0 | 0 | 0 | 0 | 0 | 0 | 0 | 0 | 0 | 0 | 0 | 0 | 0 | 0 | 0 | 0 | 0 | 0
F2_Commercial_Miscellaneous (ID)_New_Food Preparation_Natural Gas_Food Prep Other_E10 | F2 | Commercial | Miscellaneous (ID) | New | Food Preparation | Natural Gas | Food Prep Other | E10 | TRC BC Ratio | 0 | 0 | 0 | 0 | 0 | 0 | 0 | 0 | 0 | 0 | 0 | 0 | 0 | 0 | 0 | 0 | 0 | 0 | 0 | 0 | 0 | 0 | 0 | 0 | 0 | 0 | 0
F3_Commercial_Miscellaneous (ID)_New_Food Preparation_Natural Gas_Food Prep Other_E1 | F3 | Commercial | Miscellaneous (ID) | New | Food Preparation | Natural Gas | Food Prep Other | E1 | PACT BC Ratio | [24 empty] | 1 | 1 | 1 | bar: 2019 to 2042
F3_Commercial_Miscellaneous (ID)_New_Food Preparation_Natural Gas_Food Prep Other_E2 | F3 | Commercial | Miscellaneous (ID) | New | Food Preparation | Natural Gas | Food Prep Other | E2 | PACT BC Ratio | 0.036038 | 0.03687 | 0.037916 | 0.039151 | 0.040586 | 0.042397 | 0.044283 | 0.046163 | 0.047977 | 0.049815 | 0.05125 | 0.052585 | 0.054024 | 0.055426 | 0.056663 | 0.057807 | 0.058817 | 0.059809 | 0.060877 | 0.061912 | 0.062976 | 0.064087 | 0.065207 | 0.066366 | 0.067545 | 0.068745 | 0.069966
F3_Commercial_Miscellaneous (ID)_New_Food Preparation_Natural Gas_Food Prep Other_E3 | F3 | Commercial | Miscellaneous (ID) | New | Food Preparation | Natural Gas | Food Prep Other | E3 | PACT BC Ratio | 0 | 0 | 0 | 0 | 0 | 0 | 0 | 0 | 0 | 0 | 0 | 0 | 0 | 0 | 0 | 0 | 0 | 0 | 0 | 0 | 0 | 0 | 0 | 0 | 0 | 0 | 0
F3_Commercial_Miscellaneous (ID)_New_Food Preparation_Natural Gas_Food Prep Other_E4 | F3 | Commercial | Miscellaneous (ID) | New | Food Preparation | Natural Gas | Food Prep Other | E4 | PACT BC Ratio | 0 | 0 | 0 | 0 | 0 | 0 | 0 | 0 | 0 | 0 | 0 | 0 | 0 | 0 | 0 | 0 | 0 | 0 | 0 | 0 | 0 | 0 | 0 | 0 | 0 | 0 | 0
F3_Commercial_Miscellaneous (ID)_New_Food Preparation_Natural Gas_Food Prep Other_E5 | F3 | Commercial | Miscellaneous (ID) | New | Food Preparation | Natural Gas | Food Prep Other | E5 | PACT BC Ratio | 0 | 0 | 0 | 0 | 0 | 0 | 0 | 0 | 0 | 0 | 0 | 0 | 0 | 0 | 0 | 0 | 0 | 0 | 0 | 0 | 0 | 0 | 0 | 0 | 0 | 0 | 0
F3_Commercial_Miscellaneous (ID)_New_Food Preparation_Natural Gas_Food Prep Other_E6 | F3 | Commercial | Miscellaneous (ID) | New | Food Preparation | Natural Gas | Food Prep Other | E6 | PACT BC Ratio | 0 | 0 | 0 | 0 | 0 | 0 | 0 | 0 | 0 | 0 | 0 | 0 | 0 | 0 | 0 | 0 | 0 | 0 | 0 | 0 | 0 | 0 | 0 | 0 | 0 | 0 | 0
F3_Commercial_Miscellaneous (ID)_New_Food Preparation_Natural Gas_Food Prep Other_E7 | F3 | Commercial | Miscellaneous (ID) | New | Food Preparation | Natural Gas | Food Prep Other | E7 | PACT BC Ratio | 0 | 0 | 0 | 0 | 0 | 0 | 0 | 0 | 0 | 0 | 0 | 0 | 0 | 0 | 0 | 0 | 0 | 0 | 0 | 0 | 0 | 0 | 0 | 0 | 0 | 0 | 0
F3_Commercial_Miscellaneous (ID)_New_Food Preparation_Natural Gas_Food Prep Other_E8 | F3 | Commercial | Miscellaneous (ID) | New | Food Preparation | Natural Gas | Food Prep Other | E8 | PACT BC Ratio | 0 | 0 | 0 | 0 | 0 | 0 | 0 | 0 | 0 | 0 | 0 | 0 | 0 | 0 | 0 | 0 | 0 | 0 | 0 | 0 | 0 | 0 | 0 | 0 | 0 | 0 | 0
F3_Commercial_Miscellaneous (ID)_New_Food Preparation_Natural Gas_Food Prep Other_E9 | F3 | Commercial | Miscellaneous (ID) | New | Food Preparation | Natural Gas | Food Prep Other | E9 | PACT BC Ratio | 0 | 0 | 0 | 0 | 0 | 0 | 0 | 0 | 0 | 0 | 0 | 0 | 0 | 0 | 0 | 0 | 0 | 0 | 0 | 0 | 0 | 0 | 0 | 0 | 0 | 0 | 0
F3_Commercial_Miscellaneous (ID)_New_Food Preparation_Natural Gas_Food Prep Other_E10 | F3 | Commercial | Miscellaneous (ID) | New | Food Preparation | Natural Gas | Food Prep Other | E10 | PACT BC Ratio | 0 | 0 | 0 | 0 | 0 | 0 | 0 | 0 | 0 | 0 | 0 | 0 | 0 | 0 | 0 | 0 | 0 | 0 | 0 | 0 | 0 | 0 | 0 | 0 | 0 | 0 | 0
F4_Commercial_Miscellaneous (ID)_New_Food Preparation_Natural Gas_Food Prep Other_E1 | F4 | Commercial | Miscellaneous (ID) | New | Food Preparation | Natural Gas | Food Prep Other | E1 | RVT BC Ratio | [24 empty] | 1 | 1 | 1 | bar: 2019 to 2042
F4_Commercial_Miscellaneous (ID)_New_Food Preparation_Natural Gas_Food Prep Other_E2 | F4 | Commercial | Miscellaneous (ID) | New | Food Preparation | Natural Gas | Food Prep Other | E2 | RVT BC Ratio | 0.43193 | 0.43236 | 0.43288 | 0.43353 | 0.43429 | 0.43529 | 0.43633 | 0.43733 | 0.43825 | 0.43913 | 0.44004 | 0.44085 | 0.44169 | 0.44247 | 0.44313 | 0.44372 | 0.44419 | 0.44465 | 0.44513 | 0.44557 | 0.44602 | 0.44672 | 0.44744 | 0.44817 | 0.44892 | 0.44969 | 0.45046
F4_Commercial_Miscellaneous (ID)_New_Food Preparation_Natural Gas_Food Prep Other_E3 | F4 | Commercial | Miscellaneous (ID) | New | Food Preparation | Natural Gas | Food Prep Other | E3 | RVT BC Ratio | 0 | 0 | 0 | 0 | 0 | 0 | 0 | 0 | 0 | 0 | 0 | 0 | 0 | 0 | 0 | 0 | 0 | 0 | 0 | 0 | 0 | 0 | 0 | 0 | 0 | 0 | 0
F4_Commercial_Miscellaneous (ID)_New_Food Preparation_Natural Gas_Food Prep Other_E4 | F4 | Commercial | Miscellaneous (ID) | New | Food Preparation | Natural Gas | Food Prep Other | E4 | RVT BC Ratio | 0 | 0 | 0 | 0 | 0 | 0 | 0 | 0 | 0 | 0 | 0 | 0 | 0 | 0 | 0 | 0 | 0 | 0 | 0 | 0 | 0 | 0 | 0 | 0 | 0 | 0 | 0
F4_Commercial_Miscellaneous (ID)_New_Food Preparation_Natural Gas_Food Prep Other_E5 | F4 | Commercial | Miscellaneous (ID) | New | Food Preparation | Natural Gas | Food Prep Other | E5 | RVT BC Ratio | 0 | 0 | 0 | 0 | 0 | 0 | 0 | 0 | 0 | 0 | 0 | 0 | 0 | 0 | 0 | 0 | 0 | 0 | 0 | 0 | 0 | 0 | 0 | 0 | 0 | 0 | 0
F4_Commercial_Miscellaneous (ID)_New_Food Preparation_Natural Gas_Food Prep Other_E6 | F4 | Commercial | Miscellaneous (ID) | New | Food Preparation | Natural Gas | Food Prep Other | E6 | RVT BC Ratio | 0 | 0 | 0 | 0 | 0 | 0 | 0 | 0 | 0 | 0 | 0 | 0 | 0 | 0 | 0 | 0 | 0 | 0 | 0 | 0 | 0 | 0 | 0 | 0 | 0 | 0 | 0
F4_Commercial_Miscellaneous (ID)_New_Food Preparation_Natural Gas_Food Prep Other_E7 | F4 | Commercial | Miscellaneous (ID) | New | Food Preparation | Natural Gas | Food Prep Other | E7 | RVT BC Ratio | 0 | 0 | 0 | 0 | 0 | 0 | 0 | 0 | 0 | 0 | 0 | 0 | 0 | 0 | 0 | 0 | 0 | 0 | 0 | 0 | 0 | 0 | 0 | 0 | 0 | 0 | 0
F4_Commercial_Miscellaneous (ID)_New_Food Preparation_Natural Gas_Food Prep Other_E8 | F4 | Commercial | Miscellaneous (ID) | New | Food Preparation | Natural Gas | Food Prep Other | E8 | RVT BC Ratio | 0 | 0 | 0 | 0 | 0 | 0 | 0 | 0 | 0 | 0 | 0 | 0 | 0 | 0 | 0 | 0 | 0 | 0 | 0 | 0 | 0 | 0 | 0 | 0 | 0 | 0 | 0
F4_Commercial_Miscellaneous (ID)_New_Food Preparation_Natural Gas_Food Prep Other_E9 | F4 | Commercial | Miscellaneous (ID) | New | Food Preparation | Natural Gas | Food Prep Other | E9 | RVT BC Ratio | 0 | 0 | 0 | 0 | 0 | 0 | 0 | 0 | 0 | 0 | 0 | 0 | 0 | 0 | 0 | 0 | 0 | 0 | 0 | 0 | 0 | 0 | 0 | 0 | 0 | 0 | 0
F4_Commercial_Miscellaneous (ID)_New_Food Preparation_Natural Gas_Food Prep Other_E10 | F4 | Commercial | Miscellaneous (ID) | New | Food Preparation | Natural Gas | Food Prep Other | E10 | RVT BC Ratio | 0 | 0 | 0 | 0 | 0 | 0 | 0 | 0 | 0 | 0 | 0 | 0 | 0 | 0 | 0 | 0 | 0 | 0 | 0 | 0 | 0 | 0 | 0 | 0 | 0 | 0 | 0
F5_Commercial_Miscellaneous (ID)_New_Food Preparation_Natural Gas_Food Prep Other_E1 | F5 | Commercial | Miscellaneous (ID) | New | Food Preparation | Natural Gas | Food Prep Other | E1 | RIM BC Ratio | [24 empty] | 1 | 1 | 1 | bar: 2019 to 2042
F5_Commercial_Miscellaneous (ID)_New_Food Preparation_Natural Gas_Food Prep Other_E2 | F5 | Commercial | Miscellaneous (ID) | New | Food Preparation | Natural Gas | Food Prep Other | E2 | RIM BC Ratio | 0.034556 | 0.03533 | 0.036302 | 0.037446 | 0.038773 | 0.040438 | 0.042169 | 0.04389 | 0.045549 | 0.047229 | 0.048521 | 0.049721 | 0.051015 | 0.052275 | 0.053386 | 0.054416 | 0.055325 | 0.056219 | 0.057179 | 0.058112 | 0.05907 | 0.060046 | 0.061029 | 0.062043 | 0.063072 | 0.064117 | 0.065178
F5_Commercial_Miscellaneous (ID)_New_Food Preparation_Natural Gas_Food Prep Other_E3 | F5 | Commercial | Miscellaneous (ID) | New | Food Preparation | Natural Gas | Food Prep Other | E3 | RIM BC Ratio | 0 | 0 | 0 | 0 | 0 | 0 | 0 | 0 | 0 | 0 | 0 | 0 | 0 | 0 | 0 | 0 | 0 | 0 | 0 | 0 | 0 | 0 | 0 | 0 | 0 | 0 | 0
F5_Commercial_Miscellaneous (ID)_New_Food Preparation_Natural Gas_Food Prep Other_E4 | F5 | Commercial | Miscellaneous (ID) | New | Food Preparation | Natural Gas | Food Prep Other | E4 | RIM BC Ratio | 0 | 0 | 0 | 0 | 0 | 0 | 0 | 0 | 0 | 0 | 0 | 0 | 0 | 0 | 0 | 0 | 0 | 0 | 0 | 0 | 0 | 0 | 0 | 0 | 0 | 0 | 0
F5_Commercial_Miscellaneous (ID)_New_Food Preparation_Natural Gas_Food Prep Other_E5 | F5 | Commercial | Miscellaneous (ID) | New | Food Preparation | Natural Gas | Food Prep Other | E5 | RIM BC Ratio | 0 | 0 | 0 | 0 | 0 | 0 | 0 | 0 | 0 | 0 | 0 | 0 | 0 | 0 | 0 | 0 | 0 | 0 | 0 | 0 | 0 | 0 | 0 | 0 | 0 | 0 | 0
F5_Commercial_Miscellaneous (ID)_New_Food Preparation_Natural Gas_Food Prep Other_E6 | F5 | Commercial | Miscellaneous (ID) | New | Food Preparation | Natural Gas | Food Prep Other | E6 | RIM BC Ratio | 0 | 0 | 0 | 0 | 0 | 0 | 0 | 0 | 0 | 0 | 0 | 0 | 0 | 0 | 0 | 0 | 0 | 0 | 0 | 0 | 0 | 0 | 0 | 0 | 0 | 0 | 0
F5_Commercial_Miscellaneous (ID)_New_Food Preparation_Natural Gas_Food Prep Other_E7 | F5 | Commercial | Miscellaneous (ID) | New | Food Preparation | Natural Gas | Food Prep Other | E7 | RIM BC Ratio | 0 | 0 | 0 | 0 | 0 | 0 | 0 | 0 | 0 | 0 | 0 | 0 | 0 | 0 | 0 | 0 | 0 | 0 | 0 | 0 | 0 | 0 | 0 | 0 | 0 | 0 | 0
F5_Commercial_Miscellaneous (ID)_New_Food Preparation_Natural Gas_Food Prep Other_E8 | F5 | Commercial | Miscellaneous (ID) | New | Food Preparation | Natural Gas | Food Prep Other | E8 | RIM BC Ratio | 0 | 0 | 0 | 0 | 0 | 0 | 0 | 0 | 0 | 0 | 0 | 0 | 0 | 0 | 0 | 0 | 0 | 0 | 0 | 0 | 0 | 0 | 0 | 0 | 0 | 0 | 0
F5_Commercial_Miscellaneous (ID)_New_Food Preparation_Natural Gas_Food Prep Other_E9 | F5 | Commercial | Miscellaneous (ID) | New | Food Preparation | Natural Gas | Food Prep Other | E9 | RIM BC Ratio | 0 | 0 | 0 | 0 | 0 | 0 | 0 | 0 | 0 | 0 | 0 | 0 | 0 | 0 | 0 | 0 | 0 | 0 | 0 | 0 | 0 | 0 | 0 | 0 | 0 | 0 | 0
F5_Commercial_Miscellaneous (ID)_New_Food Preparation_Natural Gas_Food Prep Other_E10 | F5 | Commercial | Miscellaneous (ID) | New | Food Preparation | Natural Gas | Food Prep Other | E10 | RIM BC Ratio | 0 | 0 | 0 | 0 | 0 | 0 | 0 | 0 | 0 | 0 | 0 | 0 | 0 | 0 | 0 | 0 | 0 | 0 | 0 | 0 | 0 | 0 | 0 | 0 | 0 | 0 | 0
F0_Commercial_Miscellaneous (ID)_New_Miscellaneous_Natural Gas_Pool Heater_E0 | F0 | Commercial | Miscellaneous (ID) | New | Miscellaneous | Natural Gas | Pool Heater | E0 | Economic Unit | Condensing (EF .90) | Condensing (EF .90) | Condensing (EF .90) | Condensing (EF .90) | Condensing (EF .90) | Condensing (EF .90) | Condensing (EF .90) | Condensing (EF .90) | Condensing (EF .90) | Condensing (EF .90) | Condensing (EF .90) | Condensing (EF .90) | Condensing (EF .90) | Condensing (EF .90) | Condensing (EF .90) | Condensing (EF .90) | Condensing (EF .90) | Condensing (EF .90) | Condensing (EF .90) | Condensing (EF .90) | Condensing (EF .90) | Condensing (EF .90) | Condensing (EF .90) | Condensing (EF .90) | Condensing (EF .90) | Condensing (EF .90) | Condensing (EF .90)
F1_Commercial_Miscellaneous (ID)_New_Miscellaneous_Natural Gas_Pool Heater_E1 | F1 | Commercial | Miscellaneous (ID) | New | Miscellaneous | Natural Gas | Pool Heater | E1 | CCE | 0 | 0 | 0 | 0 | 0 | 0 | 0 | 0 | 0 | 0 | 0 | 0 | 0 | 0 | 0 | 0 | 0 | 0 | 0 | 0 | 0 | 0 | 0 | 0 | 0 | 0 | 0
F1_Commercial_Miscellaneous (ID)_New_Miscellaneous_Natural Gas_Pool Heater_E2 | F1 | Commercial | Miscellaneous (ID) | New | Miscellaneous | Natural Gas | Pool Heater | E2 | CCE | 0.0001637 | 0.0001637 | 0.0001637 | 0.0001637 | 0.0001637 | 0.0001637 | 0.0001637 | 0.0001637 | 0.0001637 | 0.0001637 | 0.0001637 | 0.0001637 | 0.0001637 | 0.0001637 | 0.0001637 | 0.0001637 | 0.0001637 | 0.0001637 | 0.0001637 | 0.0001637 | 0.0001637 | 0.0001637 | 0.0001637 | 0.0001637 | 0.0001637 | 0.0001637 | 0.0001637
F1_Commercial_Miscellaneous (ID)_New_Miscellaneous_Natural Gas_Pool Heater_E3 | F1 | Commercial | Miscellaneous (ID) | New | Miscellaneous | Natural Gas | Pool Heater | E3 | CCE | 0 | 0 | 0 | 0 | 0 | 0 | 0 | 0 | 0 | 0 | 0 | 0 | 0 | 0 | 0 | 0 | 0 | 0 | 0 | 0 | 0 | 0 | 0 | 0 | 0 | 0 | 0
F1_Commercial_Miscellaneous (ID)_New_Miscellaneous_Natural Gas_Pool Heater_E4 | F1 | Commercial | Miscellaneous (ID) | New | Miscellaneous | Natural Gas | Pool Heater | E4 | CCE | 0 | 0 | 0 | 0 | 0 | 0 | 0 | 0 | 0 | 0 | 0 | 0 | 0 | 0 | 0 | 0 | 0 | 0 | 0 | 0 | 0 | 0 | 0 | 0 | 0 | 0 | 0
F1_Commercial_Miscellaneous (ID)_New_Miscellaneous_Natural Gas_Pool Heater_E5 | F1 | Commercial | Miscellaneous (ID) | New | Miscellaneous | Natural Gas | Pool Heater | E5 | CCE | 0 | 0 | 0 | 0 | 0 | 0 | 0 | 0 | 0 | 0 | 0 | 0 | 0 | 0 | 0 | 0 | 0 | 0 | 0 | 0 | 0 | 0 | 0 | 0 | 0 | 0 | 0
F1_Commercial_Miscellaneous (ID)_New_Miscellaneous_Natural Gas_Pool Heater_E6 | F1 | Commercial | Miscellaneous (ID) | New | Miscellaneous | Natural Gas | Pool Heater | E6 | CCE | 0 | 0 | 0 | 0 | 0 | 0 | 0 | 0 | 0 | 0 | 0 | 0 | 0 | 0 | 0 | 0 | 0 | 0 | 0 | 0 | 0 | 0 | 0 | 0 | 0 | 0 | 0
F1_Commercial_Miscellaneous (ID)_New_Miscellaneous_Natural Gas_Pool Heater_E7 | F1 | Commercial | Miscellaneous (ID) | New | Miscellaneous | Natural Gas | Pool Heater | E7 | CCE | 0 | 0 | 0 | 0 | 0 | 0 | 0 | 0 | 0 | 0 | 0 | 0 | 0 | 0 | 0 | 0 | 0 | 0 | 0 | 0 | 0 | 0 | 0 | 0 | 0 | 0 | 0
F1_Commercial_Miscellaneous (ID)_New_Miscellaneous_Natural Gas_Pool Heater_E8 | F1 | Commercial | Miscellaneous (ID) | New | Miscellaneous | Natural Gas | Pool Heater | E8 | CCE | 0 | 0 | 0 | 0 | 0 | 0 | 0 | 0 | 0 | 0 | 0 | 0 | 0 | 0 | 0 | 0 | 0 | 0 | 0 | 0 | 0 | 0 | 0 | 0 | 0 | 0 | 0
F1_Commercial_Miscellaneous (ID)_New_Miscellaneous_Natural Gas_Pool Heater_E9 | F1 | Commercial | Miscellaneous (ID) | New | Miscellaneous | Natural Gas | Pool Heater | E9 | CCE | 0 | 0 | 0 | 0 | 0 | 0 | 0 | 0 | 0 | 0 | 0 | 0 | 0 | 0 | 0 | 0 | 0 | 0 | 0 | 0 | 0 | 0 | 0 | 0 | 0 | 0 | 0
F1_Commercial_Miscellaneous (ID)_New_Miscellaneous_Natural Gas_Pool Heater_E10 | F1 | Commercial | Miscellaneous (ID) | New | Miscellaneous | Natural Gas | Pool Heater | E10 | CCE | 0 | 0 | 0 | 0 | 0 | 0 | 0 | 0 | 0 | 0 | 0 | 0 | 0 | 0 | 0 | 0 | 0 | 0 | 0 | 0 | 0 | 0 | 0 | 0 | 0 | 0 | 0
F2_Commercial_Miscellaneous (ID)_New_Miscellaneous_Natural Gas_Pool Heater_E1 | F2 | Commercial | Miscellaneous (ID) | New | Miscellaneous | Natural Gas | Pool Heater | E1 | TRC BC Ratio | [24 empty] | 1 | 1 | 1 | bar: 2019 to 2042
F2_Commercial_Miscellaneous (ID)_New_Miscellaneous_Natural Gas_Pool Heater_E2 | F2 | Commercial | Miscellaneous (ID) | New | Miscellaneous | Natural Gas | Pool Heater | E2 | TRC BC Ratio | 20.214 | 20.3673 | 20.697 | 21.2302 | 21.9653 | 23.0331 | 24.2039 | 25.3783 | 26.5151 | 27.7309 | 28.6484 | 29.5092 | 30.4824 | 31.4215 | 32.2082 | 32.9138 | 33.4912 | 34.044 | 34.6553 | 35.2306 | 35.8258 | 36.4549 | 37.0872 | 37.7461 | 38.4167 | 39.0992 | 39.7938
F2_Commercial_Miscellaneous (ID)_New_Miscellaneous_Natural Gas_Pool Heater_E3 | F2 | Commercial | Miscellaneous (ID) | New | Miscellaneous | Natural Gas | Pool Heater | E3 | TRC BC Ratio | 0 | 0 | 0 | 0 | 0 | 0 | 0 | 0 | 0 | 0 | 0 | 0 | 0 | 0 | 0 | 0 | 0 | 0 | 0 | 0 | 0 | 0 | 0 | 0 | 0 | 0 | 0
F2_Commercial_Miscellaneous (ID)_New_Miscellaneous_Natural Gas_Pool Heater_E4 | F2 | Commercial | Miscellaneous (ID) | New | Miscellaneous | Natural Gas | Pool Heater | E4 | TRC BC Ratio | 0 | 0 | 0 | 0 | 0 | 0 | 0 | 0 | 0 | 0 | 0 | 0 | 0 | 0 | 0 | 0 | 0 | 0 | 0 | 0 | 0 | 0 | 0 | 0 | 0 | 0 | 0
F2_Commercial_Miscellaneous (ID)_New_Miscellaneous_Natural Gas_Pool Heater_E5 | F2 | Commercial | Miscellaneous (ID) | New | Miscellaneous | Natural Gas | Pool Heater | E5 | TRC BC Ratio | 0 | 0 | 0 | 0 | 0 | 0 | 0 | 0 | 0 | 0 | 0 | 0 | 0 | 0 | 0 | 0 | 0 | 0 | 0 | 0 | 0 | 0 | 0 | 0 | 0 | 0 | 0
F2_Commercial_Miscellaneous (ID)_New_Miscellaneous_Natural Gas_Pool Heater_E6 | F2 | Commercial | Miscellaneous (ID) | New | Miscellaneous | Natural Gas | Pool Heater | E6 | TRC BC Ratio | 0 | 0 | 0 | 0 | 0 | 0 | 0 | 0 | 0 | 0 | 0 | 0 | 0 | 0 | 0 | 0 | 0 | 0 | 0 | 0 | 0 | 0 | 0 | 0 | 0 | 0 | 0
F2_Commercial_Miscellaneous (ID)_New_Miscellaneous_Natural Gas_Pool Heater_E7 | F2 | Commercial | Miscellaneous (ID) | New | Miscellaneous | Natural Gas | Pool Heater | E7 | TRC BC Ratio | 0 | 0 | 0 | 0 | 0 | 0 | 0 | 0 | 0 | 0 | 0 | 0 | 0 | 0 | 0 | 0 | 0 | 0 | 0 | 0 | 0 | 0 | 0 | 0 | 0 | 0 | 0
F2_Commercial_Miscellaneous (ID)_New_Miscellaneous_Natural Gas_Pool Heater_E8 | F2 | Commercial | Miscellaneous (ID) | New | Miscellaneous | Natural Gas | Pool Heater | E8 | TRC BC Ratio | 0 | 0 | 0 | 0 | 0 | 0 | 0 | 0 | 0 | 0 | 0 | 0 | 0 | 0 | 0 | 0 | 0 | 0 | 0 | 0 | 0 | 0 | 0 | 0 | 0 | 0 | 0
F2_Commercial_Miscellaneous (ID)_New_Miscellaneous_Natural Gas_Pool Heater_E9 | F2 | Commercial | Miscellaneous (ID) | New | Miscellaneous | Natural Gas | Pool Heater | E9 | TRC BC Ratio | 0 | 0 | 0 | 0 | 0 | 0 | 0 | 0 | 0 | 0 | 0 | 0 | 0 | 0 | 0 | 0 | 0 | 0 | 0 | 0 | 0 | 0 | 0 | 0 | 0 | 0 | 0
F2_Commercial_Miscellaneous (ID)_New_Miscellaneous_Natural Gas_Pool Heater_E10 | F2 | Commercial | Miscellaneous (ID) | New | Miscellaneous | Natural Gas | Pool Heater | E10 | TRC BC Ratio | 0 | 0 | 0 | 0 | 0 | 0 | 0 | 0 | 0 | 0 | 0 | 0 | 0 | 0 | 0 | 0 | 0 | 0 | 0 | 0 | 0 | 0 | 0 | 0 | 0 | 0 | 0
F3_Commercial_Miscellaneous (ID)_New_Miscellaneous_Natural Gas_Pool Heater_E1 | F3 | Commercial | Miscellaneous (ID) | New | Miscellaneous | Natural Gas | Pool Heater | E1 | PACT BC Ratio | [24 empty] | 1 | 1 | 1 | bar: 2019 to 2042
F3_Commercial_Miscellaneous (ID)_New_Miscellaneous_Natural Gas_Pool Heater_E2 | F3 | Commercial | Miscellaneous (ID) | New | Miscellaneous | Natural Gas | Pool Heater | E2 | PACT BC Ratio | 50.154 | 50.5346 | 51.3525 | 52.6755 | 54.4994 | 57.1487 | 60.0538 | 62.9675 | 65.7881 | 68.8047 | 71.0811 | 73.2171 | 75.6317 | 77.9616 | 79.9137 | 81.6643 | 83.097 | 84.4685 | 85.9853 | 87.4126 | 88.8896 | 90.4503 | 92.0192 | 93.654 | 95.3179 | 97.0113 | 98.7348
F3_Commercial_Miscellaneous (ID)_New_Miscellaneous_Natural Gas_Pool Heater_E3 | F3 | Commercial | Miscellaneous (ID) | New | Miscellaneous | Natural Gas | Pool Heater | E3 | PACT BC Ratio | 0 | 0 | 0 | 0 | 0 | 0 | 0 | 0 | 0 | 0 | 0 | 0 | 0 | 0 | 0 | 0 | 0 | 0 | 0 | 0 | 0 | 0 | 0 | 0 | 0 | 0 | 0
F3_Commercial_Miscellaneous (ID)_New_Miscellaneous_Natural Gas_Pool Heater_E4 | F3 | Commercial | Miscellaneous (ID) | New | Miscellaneous | Natural Gas | Pool Heater | E4 | PACT BC Ratio | 0 | 0 | 0 | 0 | 0 | 0 | 0 | 0 | 0 | 0 | 0 | 0 | 0 | 0 | 0 | 0 | 0 | 0 | 0 | 0 | 0 | 0 | 0 | 0 | 0 | 0 | 0
F3_Commercial_Miscellaneous (ID)_New_Miscellaneous_Natural Gas_Pool Heater_E5 | F3 | Commercial | Miscellaneous (ID) | New | Miscellaneous | Natural Gas | Pool Heater | E5 | PACT BC Ratio | 0 | 0 | 0 | 0 | 0 | 0 | 0 | 0 | 0 | 0 | 0 | 0 | 0 | 0 | 0 | 0 | 0 | 0 | 0 | 0 | 0 | 0 | 0 | 0 | 0 | 0 | 0
F3_Commercial_Miscellaneous (ID)_New_Miscellaneous_Natural Gas_Pool Heater_E6 | F3 | Commercial | Miscellaneous (ID) | New | Miscellaneous | Natural Gas | Pool Heater | E6 | PACT BC Ratio | 0 | 0 | 0 | 0 | 0 | 0 | 0 | 0 | 0 | 0 | 0 | 0 | 0 | 0 | 0 | 0 | 0 | 0 | 0 | 0 | 0 | 0 | 0 | 0 | 0 | 0 | 0
F3_Commercial_Miscellaneous (ID)_New_Miscellaneous_Natural Gas_Pool Heater_E7 | F3 | Commercial | Miscellaneous (ID) | New | Miscellaneous | Natural Gas | Pool Heater | E7 | PACT BC Ratio | 0 | 0 | 0 | 0 | 0 | 0 | 0 | 0 | 0 | 0 | 0 | 0 | 0 | 0 | 0 | 0 | 0 | 0 | 0 | 0 | 0 | 0 | 0 | 0 | 0 | 0 | 0
F3_Commercial_Miscellaneous (ID)_New_Miscellaneous_Natural Gas_Pool Heater_E8 | F3 | Commercial | Miscellaneous (ID) | New | Miscellaneous | Natural Gas | Pool Heater | E8 | PACT BC Ratio | 0 | 0 | 0 | 0 | 0 | 0 | 0 | 0 | 0 | 0 | 0 | 0 | 0 | 0 | 0 | 0 | 0 | 0 | 0 | 0 | 0 | 0 | 0 | 0 | 0 | 0 | 0
F3_Commercial_Miscellaneous (ID)_New_Miscellaneous_Natural Gas_Pool Heater_E9 | F3 | Commercial | Miscellaneous (ID) | New | Miscellaneous | Natural Gas | Pool Heater | E9 | PACT BC Ratio | 0 | 0 | 0 | 0 | 0 | 0 | 0 | 0 | 0 | 0 | 0 | 0 | 0 | 0 | 0 | 0 | 0 | 0 | 0 | 0 | 0 | 0 | 0 | 0 | 0 | 0 | 0
F3_Commercial_Miscellaneous (ID)_New_Miscellaneous_Natural Gas_Pool Heater_E10 | F3 | Commercial | Miscellaneous (ID) | New | Miscellaneous | Natural Gas | Pool Heater | E10 | PACT BC Ratio | 0 | 0 | 0 | 0 | 0 | 0 | 0 | 0 | 0 | 0 | 0 | 0 | 0 | 0 | 0 | 0 | 0 | 0 | 0 | 0 | 0 | 0 | 0 | 0 | 0 | 0 | 0
F4_Commercial_Miscellaneous (ID)_New_Miscellaneous_Natural Gas_Pool Heater_E1 | F4 | Commercial | Miscellaneous (ID) | New | Miscellaneous | Natural Gas | Pool Heater | E1 | RVT BC Ratio | [24 empty] | 1 | 1 | 1 | bar: 2019 to 2042
F4_Commercial_Miscellaneous (ID)_New_Miscellaneous_Natural Gas_Pool Heater_E2 | F4 | Commercial | Miscellaneous (ID) | New | Miscellaneous | Natural Gas | Pool Heater | E2 | RVT BC Ratio | 29.3918 | 29.6126 | 30.0113 | 30.6131 | 31.403 | 32.5533 | 33.7142 | 34.828 | 35.8321 | 36.8884 | 38.0995 | 39.2358 | 40.5205 | 41.709 | 42.6376 | 43.3913 | 43.8984 | 44.2848 | 44.7193 | 45.0753 | 45.4242 | 46.2168 | 47.0135 | 47.8437 | 48.6887 | 49.5486 | 50.4239
F4_Commercial_Miscellaneous (ID)_New_Miscellaneous_Natural Gas_Pool Heater_E3 | F4 | Commercial | Miscellaneous (ID) | New | Miscellaneous | Natural Gas | Pool Heater | E3 | RVT BC Ratio | 0 | 0 | 0 | 0 | 0 | 0 | 0 | 0 | 0 | 0 | 0 | 0 | 0 | 0 | 0 | 0 | 0 | 0 | 0 | 0 | 0 | 0 | 0 | 0 | 0 | 0 | 0
F4_Commercial_Miscellaneous (ID)_New_Miscellaneous_Natural Gas_Pool Heater_E4 | F4 | Commercial | Miscellaneous (ID) | New | Miscellaneous | Natural Gas | Pool Heater | E4 | RVT BC Ratio | 0 | 0 | 0 | 0 | 0 | 0 | 0 | 0 | 0 | 0 | 0 | 0 | 0 | 0 | 0 | 0 | 0 | 0 | 0 | 0 | 0 | 0 | 0 | 0 | 0 | 0 | 0
F4_Commercial_Miscellaneous (ID)_New_Miscellaneous_Natural Gas_Pool Heater_E5 | F4 | Commercial | Miscellaneous (ID) | New | Miscellaneous | Natural Gas | Pool Heater | E5 | RVT BC Ratio | 0 | 0 | 0 | 0 | 0 | 0 | 0 | 0 | 0 | 0 | 0 | 0 | 0 | 0 | 0 | 0 | 0 | 0 | 0 | 0 | 0 | 0 | 0 | 0 | 0 | 0 | 0
F4_Commercial_Miscellaneous (ID)_New_Miscellaneous_Natural Gas_Pool Heater_E6 | F4 | Commercial | Miscellaneous (ID) | New | Miscellaneous | Natural Gas | Pool Heater | E6 | RVT BC Ratio | 0 | 0 | 0 | 0 | 0 | 0 | 0 | 0 | 0 | 0 | 0 | 0 | 0 | 0 | 0 | 0 | 0 | 0 | 0 | 0 | 0 | 0 | 0 | 0 | 0 | 0 | 0
F4_Commercial_Miscellaneous (ID)_New_Miscellaneous_Natural Gas_Pool Heater_E7 | F4 | Commercial | Miscellaneous (ID) | New | Miscellaneous | Natural Gas | Pool Heater | E7 | RVT BC Ratio | 0 | 0 | 0 | 0 | 0 | 0 | 0 | 0 | 0 | 0 | 0 | 0 | 0 | 0 | 0 | 0 | 0 | 0 | 0 | 0 | 0 | 0 | 0 | 0 | 0 | 0 | 0
F4_Commercial_Miscellaneous (ID)_New_Miscellaneous_Natural Gas_Pool Heater_E8 | F4 | Commercial | Miscellaneous (ID) | New | Miscellaneous | Natural Gas | Pool Heater | E8 | RVT BC Ratio | 0 | 0 | 0 | 0 | 0 | 0 | 0 | 0 | 0 | 0 | 0 | 0 | 0 | 0 | 0 | 0 | 0 | 0 | 0 | 0 | 0 | 0 | 0 | 0 | 0 | 0 | 0
F4_Commercial_Miscellaneous (ID)_New_Miscellaneous_Natural Gas_Pool Heater_E9 | F4 | Commercial | Miscellaneous (ID) | New | Miscellaneous | Natural Gas | Pool Heater | E9 | RVT BC Ratio | 0 | 0 | 0 | 0 | 0 | 0 | 0 | 0 | 0 | 0 | 0 | 0 | 0 | 0 | 0 | 0 | 0 | 0 | 0 | 0 | 0 | 0 | 0 | 0 | 0 | 0 | 0
F4_Commercial_Miscellaneous (ID)_New_Miscellaneous_Natural Gas_Pool Heater_E10 | F4 | Commercial | Miscellaneous (ID) | New | Miscellaneous | Natural Gas | Pool Heater | E10 | RVT BC Ratio | 0 | 0 | 0 | 0 | 0 | 0 | 0 | 0 | 0 | 0 | 0 | 0 | 0 | 0 | 0 | 0 | 0 | 0 | 0 | 0 | 0 | 0 | 0 | 0 | 0 | 0 | 0
F5_Commercial_Miscellaneous (ID)_New_Miscellaneous_Natural Gas_Pool Heater_E1 | F5 | Commercial | Miscellaneous (ID) | New | Miscellaneous | Natural Gas | Pool Heater | E1 | RIM BC Ratio | [24 empty] | 1 | 1 | 1 | bar: 2019 to 2042
F5_Commercial_Miscellaneous (ID)_New_Miscellaneous_Natural Gas_Pool Heater_E2 | F5 | Commercial | Miscellaneous (ID) | New | Miscellaneous | Natural Gas | Pool Heater | E2 | RIM BC Ratio | 0.81971 | 0.81981 | 0.82209 | 0.8268 | 0.83405 | 0.84387 | 0.85642 | 0.86942 | 0.88305 | 0.89724 | 0.89761 | 0.89794 | 0.89829 | 0.89971 | 0.90224 | 0.90606 | 0.91136 | 0.91835 | 0.9258 | 0.93377 | 0.94229 | 0.94246 | 0.94262 | 0.94279 | 0.94296 | 0.94312 | 0.94328
F5_Commercial_Miscellaneous (ID)_New_Miscellaneous_Natural Gas_Pool Heater_E3 | F5 | Commercial | Miscellaneous (ID) | New | Miscellaneous | Natural Gas | Pool Heater | E3 | RIM BC Ratio | 0 | 0 | 0 | 0 | 0 | 0 | 0 | 0 | 0 | 0 | 0 | 0 | 0 | 0 | 0 | 0 | 0 | 0 | 0 | 0 | 0 | 0 | 0 | 0 | 0 | 0 | 0
F5_Commercial_Miscellaneous (ID)_New_Miscellaneous_Natural Gas_Pool Heater_E4 | F5 | Commercial | Miscellaneous (ID) | New | Miscellaneous | Natural Gas | Pool Heater | E4 | RIM BC Ratio | 0 | 0 | 0 | 0 | 0 | 0 | 0 | 0 | 0 | 0 | 0 | 0 | 0 | 0 | 0 | 0 | 0 | 0 | 0 | 0 | 0 | 0 | 0 | 0 | 0 | 0 | 0
F5_Commercial_Miscellaneous (ID)_New_Miscellaneous_Natural Gas_Pool Heater_E5 | F5 | Commercial | Miscellaneous (ID) | New | Miscellaneous | Natural Gas | Pool Heater | E5 | RIM BC Ratio | 0 | 0 | 0 | 0 | 0 | 0 | 0 | 0 | 0 | 0 | 0 | 0 | 0 | 0 | 0 | 0 | 0 | 0 | 0 | 0 | 0 | 0 | 0 | 0 | 0 | 0 | 0
F5_Commercial_Miscellaneous (ID)_New_Miscellaneous_Natural Gas_Pool Heater_E6 | F5 | Commercial | Miscellaneous (ID) | New | Miscellaneous | Natural Gas | Pool Heater | E6 | RIM BC Ratio | 0 | 0 | 0 | 0 | 0 | 0 | 0 | 0 | 0 | 0 | 0 | 0 | 0 | 0 | 0 | 0 | 0 | 0 | 0 | 0 | 0 | 0 | 0 | 0 | 0 | 0 | 0
F5_Commercial_Miscellaneous (ID)_New_Miscellaneous_Natural Gas_Pool Heater_E7 | F5 | Commercial | Miscellaneous (ID) | New | Miscellaneous | Natural Gas | Pool Heater | E7 | RIM BC Ratio | 0 | 0 | 0 | 0 | 0 | 0 | 0 | 0 | 0 | 0 | 0 | 0 | 0 | 0 | 0 | 0 | 0 | 0 | 0 | 0 | 0 | 0 | 0 | 0 | 0 | 0 | 0
F5_Commercial_Miscellaneous (ID)_New_Miscellaneous_Natural Gas_Pool Heater_E8 | F5 | Commercial | Miscellaneous (ID) | New | Miscellaneous | Natural Gas | Pool Heater | E8 | RIM BC Ratio | 0 | 0 | 0 | 0 | 0 | 0 | 0 | 0 | 0 | 0 | 0 | 0 | 0 | 0 | 0 | 0 | 0 | 0 | 0 | 0 | 0 | 0 | 0 | 0 | 0 | 0 | 0
F5_Commercial_Miscellaneous (ID)_New_Miscellaneous_Natural Gas_Pool Heater_E9 | F5 | Commercial | Miscellaneous (ID) | New | Miscellaneous | Natural Gas | Pool Heater | E9 | RIM BC Ratio | 0 | 0 | 0 | 0 | 0 | 0 | 0 | 0 | 0 | 0 | 0 | 0 | 0 | 0 | 0 | 0 | 0 | 0 | 0 | 0 | 0 | 0 | 0 | 0 | 0 | 0 | 0
F5_Commercial_Miscellaneous (ID)_New_Miscellaneous_Natural Gas_Pool Heater_E10 | F5 | Commercial | Miscellaneous (ID) | New | Miscellaneous | Natural Gas | Pool Heater | E10 | RIM BC Ratio | 0 | 0 | 0 | 0 | 0 | 0 | 0 | 0 | 0 | 0 | 0 | 0 | 0 | 0 | 0 | 0 | 0 | 0 | 0 | 0 | 0 | 0 | 0 | 0 | 0 | 0 | 0
F0_Commercial_Miscellaneous (ID)_New_Miscellaneous_Natural Gas_Miscellaneous_E0 | F0 | Commercial | Miscellaneous (ID) | New | Miscellaneous | Natural Gas | Miscellaneous | E0 | Economic Unit | Standard | Standard | Standard | Standard | Standard | Standard | Standard | Standard | Standard | Standard | Standard | Standard | Standard | Standard | Standard | Standard | Standard | Standard | Standard | Standard | Standard | Standard | Standard | Standard | Standard | Standard | Standard
F1_Commercial_Miscellaneous (ID)_New_Miscellaneous_Natural Gas_Miscellaneous_E1 | F1 | Commercial | Miscellaneous (ID) | New | Miscellaneous | Natural Gas | Miscellaneous | E1 | CCE | 0 | 0 | 0 | 0 | 0 | 0 | 0 | 0 | 0 | 0 | 0 | 0 | 0 | 0 | 0 | 0 | 0 | 0 | 0 | 0 | 0 | 0 | 0 | 0 | 0 | 0 | 0
F1_Commercial_Miscellaneous (ID)_New_Miscellaneous_Natural Gas_Miscellaneous_E2 | F1 | Commercial | Miscellaneous (ID) | New | Miscellaneous | Natural Gas | Miscellaneous | E2 | CCE | 0 | 0 | 0 | 0 | 0 | 0 | 0 | 0 | 0 | 0 | 0 | 0 | 0 | 0 | 0 | 0 | 0 | 0 | 0 | 0 | 0 | 0 | 0 | 0 | 0 | 0 | 0
F1_Commercial_Miscellaneous (ID)_New_Miscellaneous_Natural Gas_Miscellaneous_E3 | F1 | Commercial | Miscellaneous (ID) | New | Miscellaneous | Natural Gas | Miscellaneous | E3 | CCE | 0 | 0 | 0 | 0 | 0 | 0 | 0 | 0 | 0 | 0 | 0 | 0 | 0 | 0 | 0 | 0 | 0 | 0 | 0 | 0 | 0 | 0 | 0 | 0 | 0 | 0 | 0
F1_Commercial_Miscellaneous (ID)_New_Miscellaneous_Natural Gas_Miscellaneous_E4 | F1 | Commercial | Miscellaneous (ID) | New | Miscellaneous | Natural Gas | Miscellaneous | E4 | CCE | 0 | 0 | 0 | 0 | 0 | 0 | 0 | 0 | 0 | 0 | 0 | 0 | 0 | 0 | 0 | 0 | 0 | 0 | 0 | 0 | 0 | 0 | 0 | 0 | 0 | 0 | 0
F1_Commercial_Miscellaneous (ID)_New_Miscellaneous_Natural Gas_Miscellaneous_E5 | F1 | Commercial | Miscellaneous (ID) | New | Miscellaneous | Natural Gas | Miscellaneous | E5 | CCE | 0 | 0 | 0 | 0 | 0 | 0 | 0 | 0 | 0 | 0 | 0 | 0 | 0 | 0 | 0 | 0 | 0 | 0 | 0 | 0 | 0 | 0 | 0 | 0 | 0 | 0 | 0
F1_Commercial_Miscellaneous (ID)_New_Miscellaneous_Natural Gas_Miscellaneous_E6 | F1 | Commercial | Miscellaneous (ID) | New | Miscellaneous | Natural Gas | Miscellaneous | E6 | CCE | 0 | 0 | 0 | 0 | 0 | 0 | 0 | 0 | 0 | 0 | 0 | 0 | 0 | 0 | 0 | 0 | 0 | 0 | 0 | 0 | 0 | 0 | 0 | 0 | 0 | 0 | 0
F1_Commercial_Miscellaneous (ID)_New_Miscellaneous_Natural Gas_Miscellaneous_E7 | F1 | Commercial | Miscellaneous (ID) | New | Miscellaneous | Natural Gas | Miscellaneous | E7 | CCE | 0 | 0 | 0 | 0 | 0 | 0 | 0 | 0 | 0 | 0 | 0 | 0 | 0 | 0 | 0 | 0 | 0 | 0 | 0 | 0 | 0 | 0 | 0 | 0 | 0 | 0 | 0
F1_Commercial_Miscellaneous (ID)_New_Miscellaneous_Natural Gas_Miscellaneous_E8 | F1 | Commercial | Miscellaneous (ID) | New | Miscellaneous | Natural Gas | Miscellaneous | E8 | CCE | 0 | 0 | 0 | 0 | 0 | 0 | 0 | 0 | 0 | 0 | 0 | 0 | 0 | 0 | 0 | 0 | 0 | 0 | 0 | 0 | 0 | 0 | 0 | 0 | 0 | 0 | 0
F1_Commercial_Miscellaneous (ID)_New_Miscellaneous_Natural Gas_Miscellaneous_E9 | F1 | Commercial | Miscellaneous (ID) | New | Miscellaneous | Natural Gas | Miscellaneous | E9 | CCE | 0 | 0 | 0 | 0 | 0 | 0 | 0 | 0 | 0 | 0 | 0 | 0 | 0 | 0 | 0 | 0 | 0 | 0 | 0 | 0 | 0 | 0 | 0 | 0 | 0 | 0 | 0
F1_Commercial_Miscellaneous (ID)_New_Miscellaneous_Natural Gas_Miscellaneous_E10 | F1 | Commercial | Miscellaneous (ID) | New | Miscellaneous | Natural Gas | Miscellaneous | E10 | CCE | 0 | 0 | 0 | 0 | 0 | 0 | 0 | 0 | 0 | 0 | 0 | 0 | 0 | 0 | 0 | 0 | 0 | 0 | 0 | 0 | 0 | 0 | 0 | 0 | 0 | 0 | 0
F2_Commercial_Miscellaneous (ID)_New_Miscellaneous_Natural Gas_Miscellaneous_E1 | F2 | Commercial | Miscellaneous (ID) | New | Miscellaneous | Natural Gas | Miscellaneous | E1 | TRC BC Ratio | [24 empty] | 1 | 1 | 1 | bar: 2019 to 2042
F2_Commercial_Miscellaneous (ID)_New_Miscellaneous_Natural Gas_Miscellaneous_E2 | F2 | Commercial | Miscellaneous (ID) | New | Miscellaneous | Natural Gas | Miscellaneous | E2 | TRC BC Ratio | 0 | 0 | 0 | 0 | 0 | 0 | 0 | 0 | 0 | 0 | 0 | 0 | 0 | 0 | 0 | 0 | 0 | 0 | 0 | 0 | 0 | 0 | 0 | 0 | 0 | 0 | 0
F2_Commercial_Miscellaneous (ID)_New_Miscellaneous_Natural Gas_Miscellaneous_E3 | F2 | Commercial | Miscellaneous (ID) | New | Miscellaneous | Natural Gas | Miscellaneous | E3 | TRC BC Ratio | 0 | 0 | 0 | 0 | 0 | 0 | 0 | 0 | 0 | 0 | 0 | 0 | 0 | 0 | 0 | 0 | 0 | 0 | 0 | 0 | 0 | 0 | 0 | 0 | 0 | 0 | 0
F2_Commercial_Miscellaneous (ID)_New_Miscellaneous_Natural Gas_Miscellaneous_E4 | F2 | Commercial | Miscellaneous (ID) | New | Miscellaneous | Natural Gas | Miscellaneous | E4 | TRC BC Ratio | 0 | 0 | 0 | 0 | 0 | 0 | 0 | 0 | 0 | 0 | 0 | 0 | 0 | 0 | 0 | 0 | 0 | 0 | 0 | 0 | 0 | 0 | 0 | 0 | 0 | 0 | 0
F2_Commercial_Miscellaneous (ID)_New_Miscellaneous_Natural Gas_Miscellaneous_E5 | F2 | Commercial | Miscellaneous (ID) | New | Miscellaneous | Natural Gas | Miscellaneous | E5 | TRC BC Ratio | 0 | 0 | 0 | 0 | 0 | 0 | 0 | 0 | 0 | 0 | 0 | 0 | 0 | 0 | 0 | 0 | 0 | 0 | 0 | 0 | 0 | 0 | 0 | 0 | 0 | 0 | 0
F2_Commercial_Miscellaneous (ID)_New_Miscellaneous_Natural Gas_Miscellaneous_E6 | F2 | Commercial | Miscellaneous (ID) | New | Miscellaneous | Natural Gas | Miscellaneous | E6 | TRC BC Ratio | 0 | 0 | 0 | 0 | 0 | 0 | 0 | 0 | 0 | 0 | 0 | 0 | 0 | 0 | 0 | 0 | 0 | 0 | 0 | 0 | 0 | 0 | 0 | 0 | 0 | 0 | 0
F2_Commercial_Miscellaneous (ID)_New_Miscellaneous_Natural Gas_Miscellaneous_E7 | F2 | Commercial | Miscellaneous (ID) | New | Miscellaneous | Natural Gas | Miscellaneous | E7 | TRC BC Ratio | 0 | 0 | 0 | 0 | 0 | 0 | 0 | 0 | 0 | 0 | 0 | 0 | 0 | 0 | 0 | 0 | 0 | 0 | 0 | 0 | 0 | 0 | 0 | 0 | 0 | 0 | 0
F2_Commercial_Miscellaneous (ID)_New_Miscellaneous_Natural Gas_Miscellaneous_E8 | F2 | Commercial | Miscellaneous (ID) | New | Miscellaneous | Natural Gas | Miscellaneous | E8 | TRC BC Ratio | 0 | 0 | 0 | 0 | 0 | 0 | 0 | 0 | 0 | 0 | 0 | 0 | 0 | 0 | 0 | 0 | 0 | 0 | 0 | 0 | 0 | 0 | 0 | 0 | 0 | 0 | 0
F2_Commercial_Miscellaneous (ID)_New_Miscellaneous_Natural Gas_Miscellaneous_E9 | F2 | Commercial | Miscellaneous (ID) | New | Miscellaneous | Natural Gas | Miscellaneous | E9 | TRC BC Ratio | 0 | 0 | 0 | 0 | 0 | 0 | 0 | 0 | 0 | 0 | 0 | 0 | 0 | 0 | 0 | 0 | 0 | 0 | 0 | 0 | 0 | 0 | 0 | 0 | 0 | 0 | 0
F2_Commercial_Miscellaneous (ID)_New_Miscellaneous_Natural Gas_Miscellaneous_E10 | F2 | Commercial | Miscellaneous (ID) | New | Miscellaneous | Natural Gas | Miscellaneous | E10 | TRC BC Ratio | 0 | 0 | 0 | 0 | 0 | 0 | 0 | 0 | 0 | 0 | 0 | 0 | 0 | 0 | 0 | 0 | 0 | 0 | 0 | 0 | 0 | 0 | 0 | 0 | 0 | 0 | 0
F3_Commercial_Miscellaneous (ID)_New_Miscellaneous_Natural Gas_Miscellaneous_E1 | F3 | Commercial | Miscellaneous (ID) | New | Miscellaneous | Natural Gas | Miscellaneous | E1 | PACT BC Ratio | [24 empty] | 1 | 1 | 1 | bar: 2019 to 2042
F3_Commercial_Miscellaneous (ID)_New_Miscellaneous_Natural Gas_Miscellaneous_E2 | F3 | Commercial | Miscellaneous (ID) | New | Miscellaneous | Natural Gas | Miscellaneous | E2 | PACT BC Ratio | 0 | 0 | 0 | 0 | 0 | 0 | 0 | 0 | 0 | 0 | 0 | 0 | 0 | 0 | 0 | 0 | 0 | 0 | 0 | 0 | 0 | 0 | 0 | 0 | 0 | 0 | 0
F3_Commercial_Miscellaneous (ID)_New_Miscellaneous_Natural Gas_Miscellaneous_E3 | F3 | Commercial | Miscellaneous (ID) | New | Miscellaneous | Natural Gas | Miscellaneous | E3 | PACT BC Ratio | 0 | 0 | 0 | 0 | 0 | 0 | 0 | 0 | 0 | 0 | 0 | 0 | 0 | 0 | 0 | 0 | 0 | 0 | 0 | 0 | 0 | 0 | 0 | 0 | 0 | 0 | 0
F3_Commercial_Miscellaneous (ID)_New_Miscellaneous_Natural Gas_Miscellaneous_E4 | F3 | Commercial | Miscellaneous (ID) | New | Miscellaneous | Natural Gas | Miscellaneous | E4 | PACT BC Ratio | 0 | 0 | 0 | 0 | 0 | 0 | 0 | 0 | 0 | 0 | 0 | 0 | 0 | 0 | 0 | 0 | 0 | 0 | 0 | 0 | 0 | 0 | 0 | 0 | 0 | 0 | 0
F3_Commercial_Miscellaneous (ID)_New_Miscellaneous_Natural Gas_Miscellaneous_E5 | F3 | Commercial | Miscellaneous (ID) | New | Miscellaneous | Natural Gas | Miscellaneous | E5 | PACT BC Ratio | 0 | 0 | 0 | 0 | 0 | 0 | 0 | 0 | 0 | 0 | 0 | 0 | 0 | 0 | 0 | 0 | 0 | 0 | 0 | 0 | 0 | 0 | 0 | 0 | 0 | 0 | 0
F3_Commercial_Miscellaneous (ID)_New_Miscellaneous_Natural Gas_Miscellaneous_E6 | F3 | Commercial | Miscellaneous (ID) | New | Miscellaneous | Natural Gas | Miscellaneous | E6 | PACT BC Ratio | 0 | 0 | 0 | 0 | 0 | 0 | 0 | 0 | 0 | 0 | 0 | 0 | 0 | 0 | 0 | 0 | 0 | 0 | 0 | 0 | 0 | 0 | 0 | 0 | 0 | 0 | 0
F3_Commercial_Miscellaneous (ID)_New_Miscellaneous_Natural Gas_Miscellaneous_E7 | F3 | Commercial | Miscellaneous (ID) | New | Miscellaneous | Natural Gas | Miscellaneous | E7 | PACT BC Ratio | 0 | 0 | 0 | 0 | 0 | 0 | 0 | 0 | 0 | 0 | 0 | 0 | 0 | 0 | 0 | 0 | 0 | 0 | 0 | 0 | 0 | 0 | 0 | 0 | 0 | 0 | 0
F3_Commercial_Miscellaneous (ID)_New_Miscellaneous_Natural Gas_Miscellaneous_E8 | F3 | Commercial | Miscellaneous (ID) | New | Miscellaneous | Natural Gas | Miscellaneous | E8 | PACT BC Ratio | 0 | 0 | 0 | 0 | 0 | 0 | 0 | 0 | 0 | 0 | 0 | 0 | 0 | 0 | 0 | 0 | 0 | 0 | 0 | 0 | 0 | 0 | 0 | 0 | 0 | 0 | 0
F3_Commercial_Miscellaneous (ID)_New_Miscellaneous_Natural Gas_Miscellaneous_E9 | F3 | Commercial | Miscellaneous (ID) | New | Miscellaneous | Natural Gas | Miscellaneous | E9 | PACT BC Ratio | 0 | 0 | 0 | 0 | 0 | 0 | 0 | 0 | 0 | 0 | 0 | 0 | 0 | 0 | 0 | 0 | 0 | 0 | 0 | 0 | 0 | 0 | 0 | 0 | 0 | 0 | 0
F3_Commercial_Miscellaneous (ID)_New_Miscellaneous_Natural Gas_Miscellaneous_E10 | F3 | Commercial | Miscellaneous (ID) | New | Miscellaneous | Natural Gas | Miscellaneous | E10 | PACT BC Ratio | 0 | 0 | 0 | 0 | 0 | 0 | 0 | 0 | 0 | 0 | 0 | 0 | 0 | 0 | 0 | 0 | 0 | 0 | 0 | 0 | 0 | 0 | 0 | 0 | 0 | 0 | 0
F4_Commercial_Miscellaneous (ID)_New_Miscellaneous_Natural Gas_Miscellaneous_E1 | F4 | Commercial | Miscellaneous (ID) | New | Miscellaneous | Natural Gas | Miscellaneous | E1 | RVT BC Ratio | [24 empty] | 1 | 1 | 1 | bar: 2019 to 2042
F4_Commercial_Miscellaneous (ID)_New_Miscellaneous_Natural Gas_Miscellaneous_E2 | F4 | Commercial | Miscellaneous (ID) | New | Miscellaneous | Natural Gas | Miscellaneous | E2 | RVT BC Ratio | 0 | 0 | 0 | 0 | 0 | 0 | 0 | 0 | 0 | 0 | 0 | 0 | 0 | 0 | 0 | 0 | 0 | 0 | 0 | 0 | 0 | 0 | 0 | 0 | 0 | 0 | 0
F4_Commercial_Miscellaneous (ID)_New_Miscellaneous_Natural Gas_Miscellaneous_E3 | F4 | Commercial | Miscellaneous (ID) | New | Miscellaneous | Natural Gas | Miscellaneous | E3 | RVT BC Ratio | 0 | 0 | 0 | 0 | 0 | 0 | 0 | 0 | 0 | 0 | 0 | 0 | 0 | 0 | 0 | 0 | 0 | 0 | 0 | 0 | 0 | 0 | 0 | 0 | 0 | 0 | 0
F4_Commercial_Miscellaneous (ID)_New_Miscellaneous_Natural Gas_Miscellaneous_E4 | F4 | Commercial | Miscellaneous (ID) | New | Miscellaneous | Natural Gas | Miscellaneous | E4 | RVT BC Ratio | 0 | 0 | 0 | 0 | 0 | 0 | 0 | 0 | 0 | 0 | 0 | 0 | 0 | 0 | 0 | 0 | 0 | 0 | 0 | 0 | 0 | 0 | 0 | 0 | 0 | 0 | 0
F4_Commercial_Miscellaneous (ID)_New_Miscellaneous_Natural Gas_Miscellaneous_E5 | F4 | Commercial | Miscellaneous (ID) | New | Miscellaneous | Natural Gas | Miscellaneous | E5 | RVT BC Ratio | 0 | 0 | 0 | 0 | 0 | 0 | 0 | 0 | 0 | 0 | 0 | 0 | 0 | 0 | 0 | 0 | 0 | 0 | 0 | 0 | 0 | 0 | 0 | 0 | 0 | 0 | 0
F4_Commercial_Miscellaneous (ID)_New_Miscellaneous_Natural Gas_Miscellaneous_E6 | F4 | Commercial | Miscellaneous (ID) | New | Miscellaneous | Natural Gas | Miscellaneous | E6 | RVT BC Ratio | 0 | 0 | 0 | 0 | 0 | 0 | 0 | 0 | 0 | 0 | 0 | 0 | 0 | 0 | 0 | 0 | 0 | 0 | 0 | 0 | 0 | 0 | 0 | 0 | 0 | 0 | 0
F4_Commercial_Miscellaneous (ID)_New_Miscellaneous_Natural Gas_Miscellaneous_E7 | F4 | Commercial | Miscellaneous (ID) | New | Miscellaneous | Natural Gas | Miscellaneous | E7 | RVT BC Ratio | 0 | 0 | 0 | 0 | 0 | 0 | 0 | 0 | 0 | 0 | 0 | 0 | 0 | 0 | 0 | 0 | 0 | 0 | 0 | 0 | 0 | 0 | 0 | 0 | 0 | 0 | 0
F4_Commercial_Miscellaneous (ID)_New_Miscellaneous_Natural Gas_Miscellaneous_E8 | F4 | Commercial | Miscellaneous (ID) | New | Miscellaneous | Natural Gas | Miscellaneous | E8 | RVT BC Ratio | 0 | 0 | 0 | 0 | 0 | 0 | 0 | 0 | 0 | 0 | 0 | 0 | 0 | 0 | 0 | 0 | 0 | 0 | 0 | 0 | 0 | 0 | 0 | 0 | 0 | 0 | 0
F4_Commercial_Miscellaneous (ID)_New_Miscellaneous_Natural Gas_Miscellaneous_E9 | F4 | Commercial | Miscellaneous (ID) | New | Miscellaneous | Natural Gas | Miscellaneous | E9 | RVT BC Ratio | 0 | 0 | 0 | 0 | 0 | 0 | 0 | 0 | 0 | 0 | 0 | 0 | 0 | 0 | 0 | 0 | 0 | 0 | 0 | 0 | 0 | 0 | 0 | 0 | 0 | 0 | 0
F4_Commercial_Miscellaneous (ID)_New_Miscellaneous_Natural Gas_Miscellaneous_E10 | F4 | Commercial | Miscellaneous (ID) | New | Miscellaneous | Natural Gas | Miscellaneous | E10 | RVT BC Ratio | 0 | 0 | 0 | 0 | 0 | 0 | 0 | 0 | 0 | 0 | 0 | 0 | 0 | 0 | 0 | 0 | 0 | 0 | 0 | 0 | 0 | 0 | 0 | 0 | 0 | 0 | 0
F5_Commercial_Miscellaneous (ID)_New_Miscellaneous_Natural Gas_Miscellaneous_E1 | F5 | Commercial | Miscellaneous (ID) | New | Miscellaneous | Natural Gas | Miscellaneous | E1 | RIM BC Ratio | [24 empty] | 1 | 1 | 1 | bar: 2019 to 2042
F5_Commercial_Miscellaneous (ID)_New_Miscellaneous_Natural Gas_Miscellaneous_E2 | F5 | Commercial | Miscellaneous (ID) | New | Miscellaneous | Natural Gas | Miscellaneous | E2 | RIM BC Ratio | 0 | 0 | 0 | 0 | 0 | 0 | 0 | 0 | 0 | 0 | 0 | 0 | 0 | 0 | 0 | 0 | 0 | 0 | 0 | 0 | 0 | 0 | 0 | 0 | 0 | 0 | 0
F5_Commercial_Miscellaneous (ID)_New_Miscellaneous_Natural Gas_Miscellaneous_E3 | F5 | Commercial | Miscellaneous (ID) | New | Miscellaneous | Natural Gas | Miscellaneous | E3 | RIM BC Ratio | 0 | 0 | 0 | 0 | 0 | 0 | 0 | 0 | 0 | 0 | 0 | 0 | 0 | 0 | 0 | 0 | 0 | 0 | 0 | 0 | 0 | 0 | 0 | 0 | 0 | 0 | 0
F5_Commercial_Miscellaneous (ID)_New_Miscellaneous_Natural Gas_Miscellaneous_E4 | F5 | Commercial | Miscellaneous (ID) | New | Miscellaneous | Natural Gas | Miscellaneous | E4 | RIM BC Ratio | 0 | 0 | 0 | 0 | 0 | 0 | 0 | 0 | 0 | 0 | 0 | 0 | 0 | 0 | 0 | 0 | 0 | 0 | 0 | 0 | 0 | 0 | 0 | 0 | 0 | 0 | 0
F5_Commercial_Miscellaneous (ID)_New_Miscellaneous_Natural Gas_Miscellaneous_E5 | F5 | Commercial | Miscellaneous (ID) | New | Miscellaneous | Natural Gas | Miscellaneous | E5 | RIM BC Ratio | 0 | 0 | 0 | 0 | 0 | 0 | 0 | 0 | 0 | 0 | 0 | 0 | 0 | 0 | 0 | 0 | 0 | 0 | 0 | 0 | 0 | 0 | 0 | 0 | 0 | 0 | 0
F5_Commercial_Miscellaneous (ID)_New_Miscellaneous_Natural Gas_Miscellaneous_E6 | F5 | Commercial | Miscellaneous (ID) | New | Miscellaneous | Natural Gas | Miscellaneous | E6 | RIM BC Ratio | 0 | 0 | 0 | 0 | 0 | 0 | 0 | 0 | 0 | 0 | 0 | 0 | 0 | 0 | 0 | 0 | 0 | 0 | 0 | 0 | 0 | 0 | 0 | 0 | 0 | 0 | 0
F5_Commercial_Miscellaneous (ID)_New_Miscellaneous_Natural Gas_Miscellaneous_E7 | F5 | Commercial | Miscellaneous (ID) | New | Miscellaneous | Natural Gas | Miscellaneous | E7 | RIM BC Ratio | 0 | 0 | 0 | 0 | 0 | 0 | 0 | 0 | 0 | 0 | 0 | 0 | 0 | 0 | 0 | 0 | 0 | 0 | 0 | 0 | 0 | 0 | 0 | 0 | 0 | 0 | 0
F5_Commercial_Miscellaneous (ID)_New_Miscellaneous_Natural Gas_Miscellaneous_E8 | F5 | Commercial | Miscellaneous (ID) | New | Miscellaneous | Natural Gas | Miscellaneous | E8 | RIM BC Ratio | 0 | 0 | 0 | 0 | 0 | 0 | 0 | 0 | 0 | 0 | 0 | 0 | 0 | 0 | 0 | 0 | 0 | 0 | 0 | 0 | 0 | 0 | 0 | 0 | 0 | 0 | 0
F5_Commercial_Miscellaneous (ID)_New_Miscellaneous_Natural Gas_Miscellaneous_E9 | F5 | Commercial | Miscellaneous (ID) | New | Miscellaneous | Natural Gas | Miscellaneous | E9 | RIM BC Ratio | 0 | 0 | 0 | 0 | 0 | 0 | 0 | 0 | 0 | 0 | 0 | 0 | 0 | 0 | 0 | 0 | 0 | 0 | 0 | 0 | 0 | 0 | 0 | 0 | 0 | 0 | 0
F5_Commercial_Miscellaneous (ID)_New_Miscellaneous_Natural Gas_Miscellaneous_E10 | F5 | Commercial | Miscellaneous (ID) | New | Miscellaneous | Natural Gas | Miscellaneous | E10 | RIM BC Ratio | 0 | 0 | 0 | 0 | 0 | 0 | 0 | 0 | 0 | 0 | 0 | 0 | 0 | 0 | 0 | 0 | 0 | 0 | 0 | 0 | 0 | 0 | 0 | 0 | 0 | 0 | 0

## System Costs (hidden)
Key | Field | Sector | Segment | Vintage | System | System Label | Label | 2013 | 2014 | 2015 | 2016 | 2017 | 2018 | 2019 | 2020 | 2021 | 2022 | 2023 | 2024 | 2025 | 2026 | 2027 | 2028 | 2029 | 2030 | 2031 | 2032 | 2033 | 2034 | 2035

## System Stock (hidden)
Key | Sector | Segment | Vintage | System | Label | Case | 2013 | 2014 | 2015 | 2016 | 2017 | 2018 | 2019 | 2020 | 2021 | 2022 | 2023 | 2024 | 2025 | 2026 | 2027 | 2028 | 2029 | 2030 | 2031 | 2032 | 2033 | 2034 | 2035

## Equipment Results
Key | Field | Sector | Segment | Vintage | End Use | Fuel | Technology | Case | Label | 2019 | 2020 | 2021 | 2022 | 2023 | 2024 | 2025 | 2026 | 2027 | 2028 | 2029 | 2030 | 2031 | 2032 | 2033 | 2034 | 2035 | 2036 | 2037 | 2038 | 2039 | 2040 | 2041 | 2042 | 2043 | 2044 | 2045 | 2046
F1_Commercial_Office (WA)_Existing_Space Heating_Natural Gas_Furnace_Baseline Forecast | F1 | Commercial | Office (WA) | Existing | Space Heating | Natural Gas | Furnace | Baseline Forecast | Units | 6279335.2198 | 6165165.4886 | 6053071.5706 | 5943015.7238 | 5834960.8925 | 5728870.6945 | 5624709.4091 | 5522441.9653 | 5422033.9296 | 5323451.4945 | 5226661.4673 | 5131631.2588 | 5038328.8723 | 4946722.8928 | 4856782.4766 | 4768477.3406 | 4681777.7526 | 4596654.5207 | 4513078.984 | 4431023.0025 | 4350458.9479 | 4271359.6943 | 4193698.6089 | 4117449.5433 | 4042586.8244 | 3969085.2457 | 3896920.0594
F2_Commercial_Office (WA)_Existing_Space Heating_Natural Gas_Furnace_Baseline Forecast | F2 | Commercial | Office (WA) | Existing | Space Heating | Natural Gas | Furnace | Baseline Forecast | Usage (MMtherm) | 1.3609 | 1.2854 | 1.26 | 1.2351 | 1.2107 | 1.1869 | 1.1637 | 1.141 | 1.1188 | 1.0971 | 1.076 | 1.0554 | 1.0353 | 1.0156 | 0.99638 | 0.97759 | 0.95922 | 0.94125 | 0.92366 | 0.90644 | 0.88958 | 0.87306 | 0.85689 | 0.84104 | 0.8255 | 0.81028 | 0.79535
F3_Commercial_Office (WA)_Existing_Space Heating_Natural Gas_Furnace_Baseline Forecast | F3 | Commercial | Office (WA) | Existing | Space Heating | Natural Gas | Furnace | Baseline Forecast | Summer Peak Demand (n/a) | 0 | 0 | 0 | 0 | 0 | 0 | 0 | 0 | 0 | 0 | 0 | 0 | 0 | 0 | 0 | 0 | 0 | 0 | 0 | 0 | 0 | 0 | 0 | 0 | 0 | 0 | 0
F4_Commercial_Office (WA)_Existing_Space Heating_Natural Gas_Furnace_Baseline Forecast | F4 | Commercial | Office (WA) | Existing | Space Heating | Natural Gas | Furnace | Baseline Forecast | Winter Peak Demand (n/a) | 0 | 0 | 0 | 0 | 0 | 0 | 0 | 0 | 0 | 0 | 0 | 0 | 0 | 0 | 0 | 0 | 0 | 0 | 0 | 0 | 0 | 0 | 0 | 0 | 0 | 0 | 0
F5_Commercial_Office (WA)_Existing_Space Heating_Natural Gas_Furnace_Baseline Forecast | F5 | Commercial | Office (WA) | Existing | Space Heating | Natural Gas | Furnace | Baseline Forecast | Turnover | 0 | 249097.5955 | 252906.1125 | 255749.6123 | 257741.8807 | 258984.2946 | 259567.159 | 259570.8993 | 259067.1265 | 258119.5869 | 256785.0106 | 255113.868 | 246211.1985 | 238547.9611 | 231919.2994 | 226150.82 | 221094.3975 | 216624.5299 | 212635.1739 | 209036.9994 | 205755.0099 | 202726.481 | 199899.1766 | 249722.1563 | 242389.2279 | 235161.0503 | 228110.7547
F6_Commercial_Office (WA)_Existing_Space Heating_Natural Gas_Furnace_Baseline Forecast | F6 | Commercial | Office (WA) | Existing | Space Heating | Natural Gas | Furnace | Baseline Forecast | Avg. Replacement Usage (therms) | 0.21129 | 0.2036 | 0.2036 | 0.2036 | 0.2036 | 0.2036 | 0.2036 | 0.2036 | 0.2036 | 0.2036 | 0.2036 | 0.2036 | 0.2036 | 0.2036 | 0.2036 | 0.2036 | 0.2036 | 0.2036 | 0.2036 | 0.2036 | 0.2036 | 0.2036 | 0.2036 | 0.2036 | 0.2036 | 0.2036 | 0.2036
F7_Commercial_Office (WA)_Existing_Space Heating_Natural Gas_Furnace_Baseline Forecast | F7 | Commercial | Office (WA) | Existing | Space Heating | Natural Gas | Furnace | Baseline Forecast | Avg. Replacement Summer Demand (n/a) | 0 | 0 | 0 | 0 | 0 | 0 | 0 | 0 | 0 | 0 | 0 | 0 | 0 | 0 | 0 | 0 | 0 | 0 | 0 | 0 | 0 | 0 | 0 | 0 | 0 | 0 | 0
F8_Commercial_Office (WA)_Existing_Space Heating_Natural Gas_Furnace_Baseline Forecast | F8 | Commercial | Office (WA) | Existing | Space Heating | Natural Gas | Furnace | Baseline Forecast | Avg. Replacement Winter Demand (n/a) | 0 | 0 | 0 | 0 | 0 | 0 | 0 | 0 | 0 | 0 | 0 | 0 | 0 | 0 | 0 | 0 | 0 | 0 | 0 | 0 | 0 | 0 | 0 | 0 | 0 | 0 | 0
F1_Commercial_Office (WA)_Existing_Space Heating_Natural Gas_Boiler_Baseline Forecast | F1 | Commercial | Office (WA) | Existing | Space Heating | Natural Gas | Boiler | Baseline Forecast | Units | 6757436.037 | 6634573.5636 | 6513944.9534 | 6395509.5906 | 6279227.598 | 6165059.8235 | 6052967.8267 | 5942913.8662 | 5834860.8869 | 5728772.5071 | 5624613.007 | 5522347.3159 | 5421941.0011 | 5323360.2556 | 5226571.8873 | 5131543.3076 | 5038242.5202 | 4946638.1107 | 4856699.236 | 4768395.6135 | 4681697.5114 | 4596575.7385 | 4513001.6342 | 4430947.059 | 4350384.3852 | 4271286.4873 | 4193626.733
F2_Commercial_Office (WA)_Existing_Space Heating_Natural Gas_Boiler_Baseline Forecast | F2 | Commercial | Office (WA) | Existing | Space Heating | Natural Gas | Boiler | Baseline Forecast | Usage (MMtherm) | 5.9734 | 5.6398 | 5.5249 | 5.4116 | 5.3003 | 5.1907 | 5.083 | 4.9772 | 4.8711 | 4.767 | 4.6653 | 4.5657 | 4.4682 | 4.3727 | 4.2822 | 4.1938 | 4.1075 | 4.0232 | 3.9409 | 3.8606 | 3.7825 | 3.7063 | 3.632 | 3.5596 | 3.489 | 3.4204 | 3.3535
F3_Commercial_Office (WA)_Existing_Space Heating_Natural Gas_Boiler_Baseline Forecast | F3 | Commercial | Office (WA) | Existing | Space Heating | Natural Gas | Boiler | Baseline Forecast | Summer Peak Demand (n/a) | 0 | 0 | 0 | 0 | 0 | 0 | 0 | 0 | 0 | 0 | 0 | 0 | 0 | 0 | 0 | 0 | 0 | 0 | 0 | 0 | 0 | 0 | 0 | 0 | 0 | 0 | 0
F4_Commercial_Office (WA)_Existing_Space Heating_Natural Gas_Boiler_Baseline Forecast | F4 | Commercial | Office (WA) | Existing | Space Heating | Natural Gas | Boiler | Baseline Forecast | Winter Peak Demand (n/a) | 0 | 0 | 0 | 0 | 0 | 0 | 0 | 0 | 0 | 0 | 0 | 0 | 0 | 0 | 0 | 0 | 0 | 0 | 0 | 0 | 0 | 0 | 0 | 0 | 0 | 0 | 0
F5_Commercial_Office (WA)_Existing_Space Heating_Natural Gas_Boiler_Baseline Forecast | F5 | Commercial | Office (WA) | Existing | Space Heating | Natural Gas | Boiler | Baseline Forecast | Turnover | 0 | 100523.8419 | 109462.9868 | 117082.8327 | 123531.6478 | 128941.6521 | 133430.7435 | 137104.0389 | 140055.2496 | 142367.908 | 144116.4642 | 145367.263 | 146179.4168 | 146605.5849 | 146692.6683 | 146482.4302 | 146012.05 | 145314.6174 | 144419.5736 | 143353.1047 | 142138.4936 | 140796.4332 | 139345.3062 | 137801.4352 | 136179.3053 | 134491.7632 | 132750.1948
F6_Commercial_Office (WA)_Existing_Space Heating_Natural Gas_Boiler_Baseline Forecast | F6 | Commercial | Office (WA) | Existing | Space Heating | Natural Gas | Boiler | Baseline Forecast | Avg. Replacement Usage (therms) | 0.8216 | 0.79146 | 0.79094 | 0.79067 | 0.79277 | 0.79252 | 0.79198 | 0.7917 | 0.77449 | 0.77392 | 0.77562 | 0.77504 | 0.77444 | 0.77382 | 0.79236 | 0.79204 | 0.7917 | 0.79135 | 0.79099 | 0.79061 | 0.79135 | 0.79099 | 0.79061 | 0.79061 | 0.79061 | 0.79061 | 0.79061
F7_Commercial_Office (WA)_Existing_Space Heating_Natural Gas_Boiler_Baseline Forecast | F7 | Commercial | Office (WA) | Existing | Space Heating | Natural Gas | Boiler | Baseline Forecast | Avg. Replacement Summer Demand (n/a) | 0 | 0 | 0 | 0 | 0 | 0 | 0 | 0 | 0 | 0 | 0 | 0 | 0 | 0 | 0 | 0 | 0 | 0 | 0 | 0 | 0 | 0 | 0 | 0 | 0 | 0 | 0
F8_Commercial_Office (WA)_Existing_Space Heating_Natural Gas_Boiler_Baseline Forecast | F8 | Commercial | Office (WA) | Existing | Space Heating | Natural Gas | Boiler | Baseline Forecast | Avg. Replacement Winter Demand (n/a) | 0 | 0 | 0 | 0 | 0 | 0 | 0 | 0 | 0 | 0 | 0 | 0 | 0 | 0 | 0 | 0 | 0 | 0 | 0 | 0 | 0 | 0 | 0 | 0 | 0 | 0 | 0
F1_Commercial_Office (WA)_Existing_Space Heating_Natural Gas_Unit Heater_Baseline Forecast | F1 | Commercial | Office (WA) | Existing | Space Heating | Natural Gas | Unit Heater | Baseline Forecast | Units | 255591.6739 | 250944.5525 | 246381.9243 | 241902.2529 | 237504.0302 | 233185.7751 | 228946.0337 | 224783.3786 | 220696.408 | 216683.7461 | 212744.0416 | 208875.9681 | 205078.2232 | 201349.5283 | 197688.6278 | 194094.2891 | 190565.302 | 187100.4783 | 183698.6514 | 180358.676 | 177079.4273 | 173859.8014 | 170698.7141 | 167595.1011 | 164547.9174 | 161556.1371 | 158618.7528
F2_Commercial_Office (WA)_Existing_Space Heating_Natural Gas_Unit Heater_Baseline Forecast | F2 | Commercial | Office (WA) | Existing | Space Heating | Natural Gas | Unit Heater | Baseline Forecast | Usage (MMtherm) | 0.027696 | 0.026203 | 0.025727 | 0.025259 | 0.0248 | 0.024349 | 0.023906 | 0.023472 | 0.023045 | 0.022626 | 0.022214 | 0.021811 | 0.021414 | 0.021025 | 0.020642 | 0.020267 | 0.019899 | 0.019537 | 0.019182 | 0.018833 | 0.01849 | 0.018154 | 0.017824 | 0.0175 | 0.017182 | 0.016869 | 0.016563
F3_Commercial_Office (WA)_Existing_Space Heating_Natural Gas_Unit Heater_Baseline Forecast | F3 | Commercial | Office (WA) | Existing | Space Heating | Natural Gas | Unit Heater | Baseline Forecast | Summer Peak Demand (n/a) | 0 | 0 | 0 | 0 | 0 | 0 | 0 | 0 | 0 | 0 | 0 | 0 | 0 | 0 | 0 | 0 | 0 | 0 | 0 | 0 | 0 | 0 | 0 | 0 | 0 | 0 | 0
F4_Commercial_Office (WA)_Existing_Space Heating_Natural Gas_Unit Heater_Baseline Forecast | F4 | Commercial | Office (WA) | Existing | Space Heating | Natural Gas | Unit Heater | Baseline Forecast | Winter Peak Demand (n/a) | 0 | 0 | 0 | 0 | 0 | 0 | 0 | 0 | 0 | 0 | 0 | 0 | 0 | 0 | 0 | 0 | 0 | 0 | 0 | 0 | 0 | 0 | 0 | 0 | 0 | 0 | 0
F5_Commercial_Office (WA)_Existing_Space Heating_Natural Gas_Unit Heater_Baseline Forecast | F5 | Commercial | Office (WA) | Existing | Space Heating | Natural Gas | Unit Heater | Baseline Forecast | Turnover | 0 | 211.2328 | 603.3227 | 1149.3672 | 1825.5584 | 2610.8456 | 3486.6346 | 4436.5187 | 5446.039 | 6502.4709 | 7415.5556 | 8201.2367 | 8873.735 | 9445.7338 | 9928.544 | 10332.2522 | 10665.852 | 9534.2515 | 8550.8039 | 7710.0271 | 7005.4143 | 6429.7307 | 5975.2589 | 5633.9982 | 5397.8275 | 5258.636 | 5196.2883
F6_Commercial_Office (WA)_Existing_Space Heating_Natural Gas_Unit Heater_Baseline Forecast | F6 | Commercial | Office (WA) | Existing | Space Heating | Natural Gas | Unit Heater | Baseline Forecast | Avg. Replacement Usage (therms) | 0.10836 | 0.10442 | 0.10442 | 0.10442 | 0.10442 | 0.10442 | 0.10442 | 0.10442 | 0.10442 | 0.10442 | 0.10442 | 0.10442 | 0.10442 | 0.10442 | 0.10442 | 0.10442 | 0.10442 | 0.10442 | 0.10442 | 0.10442 | 0.10442 | 0.10442 | 0.10442 | 0.10442 | 0.10442 | 0.10442 | 0.10442
F7_Commercial_Office (WA)_Existing_Space Heating_Natural Gas_Unit Heater_Baseline Forecast | F7 | Commercial | Office (WA) | Existing | Space Heating | Natural Gas | Unit Heater | Baseline Forecast | Avg. Replacement Summer Demand (n/a) | 0 | 0 | 0 | 0 | 0 | 0 | 0 | 0 | 0 | 0 | 0 | 0 | 0 | 0 | 0 | 0 | 0 | 0 | 0 | 0 | 0 | 0 | 0 | 0 | 0 | 0 | 0
F8_Commercial_Office (WA)_Existing_Space Heating_Natural Gas_Unit Heater_Baseline Forecast | F8 | Commercial | Office (WA) | Existing | Space Heating | Natural Gas | Unit Heater | Baseline Forecast | Avg. Replacement Winter Demand (n/a) | 0 | 0 | 0 | 0 | 0 | 0 | 0 | 0 | 0 | 0 | 0 | 0 | 0 | 0 | 0 | 0 | 0 | 0 | 0 | 0 | 0 | 0 | 0 | 0 | 0 | 0 | 0
F1_Commercial_Office (WA)_Existing_Water Heating_Natural Gas_Water Heater_Baseline Forecast | F1 | Commercial | Office (WA) | Existing | Water Heating | Natural Gas | Water Heater | Baseline Forecast | Units | 7738111.568 | 7597418.6304 | 7459283.7462 | 7323660.4053 | 7190502.9434 | 7059766.5263 | 6931407.1349 | 6805381.5506 | 6681647.3406 | 6560162.8435 | 6440887.1554 | 6323780.1163 | 6208802.296 | 6095914.9815 | 5985080.1636 | 5876260.5243 | 5769419.4239 | 5664520.8889 | 5561529.6 | 5460410.88 | 5361130.6822 | 5263655.5789 | 5167952.7502 | 5073989.9729 | 4981735.6097 | 4891158.5986 | 4802228.4423
F2_Commercial_Office (WA)_Existing_Water Heating_Natural Gas_Water Heater_Baseline Forecast | F2 | Commercial | Office (WA) | Existing | Water Heating | Natural Gas | Water Heater | Baseline Forecast | Usage (MMtherm) | 1.4148 | 1.3814 | 1.3483 | 1.3158 | 1.2839 | 1.2528 | 1.2226 | 1.1933 | 1.165 | 1.1377 | 1.1114 | 1.0862 | 1.0621 | 1.0388 | 1.0164 | 0.99474 | 0.97383 | 0.95362 | 0.93404 | 0.91505 | 0.89663 | 0.87873 | 0.86133 | 0.8444 | 0.82791 | 0.81185 | 0.79618
F3_Commercial_Office (WA)_Existing_Water Heating_Natural Gas_Water Heater_Baseline Forecast | F3 | Commercial | Office (WA) | Existing | Water Heating | Natural Gas | Water Heater | Baseline Forecast | Summer Peak Demand (n/a) | 0 | 0 | 0 | 0 | 0 | 0 | 0 | 0 | 0 | 0 | 0 | 0 | 0 | 0 | 0 | 0 | 0 | 0 | 0 | 0 | 0 | 0 | 0 | 0 | 0 | 0 | 0
F4_Commercial_Office (WA)_Existing_Water Heating_Natural Gas_Water Heater_Baseline Forecast | F4 | Commercial | Office (WA) | Existing | Water Heating | Natural Gas | Water Heater | Baseline Forecast | Winter Peak Demand (n/a) | 0 | 0 | 0 | 0 | 0 | 0 | 0 | 0 | 0 | 0 | 0 | 0 | 0 | 0 | 0 | 0 | 0 | 0 | 0 | 0 | 0 | 0 | 0 | 0 | 0 | 0 | 0
F5_Commercial_Office (WA)_Existing_Water Heating_Natural Gas_Water Heater_Baseline Forecast | F5 | Commercial | Office (WA) | Existing | Water Heating | Natural Gas | Water Heater | Baseline Forecast | Turnover | 0 | 230224.807 | 250697.6906 | 268149.0487 | 282918.4524 | 295308.7189 | 305589.8639 | 314002.6318 | 320761.6442 | 326058.212 | 330062.8442 | 332927.487 | 314262.5567 | 299123.9456 | 286908.3142 | 277102.3723 | 269270.4739 | 263043.8384 | 258111.1917 | 254210.6475 | 251122.6691 | 248663.9738 | 246682.2594 | 292518.5843 | 288561.2308 | 283557.7404 | 277860.1016
F6_Commercial_Office (WA)_Existing_Water Heating_Natural Gas_Water Heater_Baseline Forecast | F6 | Commercial | Office (WA) | Existing | Water Heating | Natural Gas | Water Heater | Baseline Forecast | Avg. Replacement Usage (therms) | 0.16391 | 0.16391 | 0.16391 | 0.16391 | 0.16391 | 0.16391 | 0.16391 | 0.16391 | 0.16391 | 0.16391 | 0.16391 | 0.16391 | 0.16391 | 0.16391 | 0.16391 | 0.16391 | 0.16391 | 0.16391 | 0.16391 | 0.16391 | 0.16391 | 0.16391 | 0.16391 | 0.16391 | 0.16391 | 0.16391 | 0.16391
F7_Commercial_Office (WA)_Existing_Water Heating_Natural Gas_Water Heater_Baseline Forecast | F7 | Commercial | Office (WA) | Existing | Water Heating | Natural Gas | Water Heater | Baseline Forecast | Avg. Replacement Summer Demand (n/a) | 0 | 0 | 0 | 0 | 0 | 0 | 0 | 0 | 0 | 0 | 0 | 0 | 0 | 0 | 0 | 0 | 0 | 0 | 0 | 0 | 0 | 0 | 0 | 0 | 0 | 0 | 0
F8_Commercial_Office (WA)_Existing_Water Heating_Natural Gas_Water Heater_Baseline Forecast | F8 | Commercial | Office (WA) | Existing | Water Heating | Natural Gas | Water Heater | Baseline Forecast | Avg. Replacement Winter Demand (n/a) | 0 | 0 | 0 | 0 | 0 | 0 | 0 | 0 | 0 | 0 | 0 | 0 | 0 | 0 | 0 | 0 | 0 | 0 | 0 | 0 | 0 | 0 | 0 | 0 | 0 | 0 | 0
F1_Commercial_Office (WA)_Existing_Food Preparation_Natural Gas_Oven_Baseline Forecast | F1 | Commercial | Office (WA) | Existing | Food Preparation | Natural Gas | Oven | Baseline Forecast | Units | 117522.2589 | 115385.4906 | 113287.5726 | 111227.7985 | 109205.4749 | 107219.9208 | 105270.4677 | 103356.4592 | 101477.2509 | 99632.2099 | 97820.7152 | 96042.1568 | 94295.9357 | 92581.4642 | 90898.1648 | 89245.4709 | 87622.826 | 86029.6837 | 84465.5076 | 82929.7711 | 81421.9571 | 79941.5579 | 78488.075 | 77061.0191 | 75659.9097 | 74284.2749 | 72933.6518
F2_Commercial_Office (WA)_Existing_Food Preparation_Natural Gas_Oven_Baseline Forecast | F2 | Commercial | Office (WA) | Existing | Food Preparation | Natural Gas | Oven | Baseline Forecast | Usage (MMtherm) | 0.0039012 | 0.0038303 | 0.0037607 | 0.0036923 | 0.0036251 | 0.0035592 | 0.0034945 | 0.003431 | 0.0033686 | 0.0033074 | 0.0032472 | 0.0031882 | 0.0031302 | 0.0030733 | 0.0030174 | 0.0029626 | 0.0029087 | 0.0028558 | 0.0028039 | 0.0027529 | 0.0027029 | 0.0026537 | 0.0026055 | 0.0025581 | 0.0025116 | 0.0024659 | 0.0024211
F3_Commercial_Office (WA)_Existing_Food Preparation_Natural Gas_Oven_Baseline Forecast | F3 | Commercial | Office (WA) | Existing | Food Preparation | Natural Gas | Oven | Baseline Forecast | Summer Peak Demand (n/a) | 0 | 0 | 0 | 0 | 0 | 0 | 0 | 0 | 0 | 0 | 0 | 0 | 0 | 0 | 0 | 0 | 0 | 0 | 0 | 0 | 0 | 0 | 0 | 0 | 0 | 0 | 0
F4_Commercial_Office (WA)_Existing_Food Preparation_Natural Gas_Oven_Baseline Forecast | F4 | Commercial | Office (WA) | Existing | Food Preparation | Natural Gas | Oven | Baseline Forecast | Winter Peak Demand (n/a) | 0 | 0 | 0 | 0 | 0 | 0 | 0 | 0 | 0 | 0 | 0 | 0 | 0 | 0 | 0 | 0 | 0 | 0 | 0 | 0 | 0 | 0 | 0 | 0 | 0 | 0 | 0
F5_Commercial_Office (WA)_Existing_Food Preparation_Natural Gas_Oven_Baseline Forecast | F5 | Commercial | Office (WA) | Existing | Food Preparation | Natural Gas | Oven | Baseline Forecast | Turnover | 0 | 4615.4196 | 5890.9538 | 6851.6324 | 7565.7553 | 8086.9553 | 8457.3452 | 8709.9894 | 8870.8458 | 8960.2903 | 7820.4665 | 7141.4594 | 6771.0177 | 6601.1354 | 6556.0724 | 7519.2854 | 7658.5134 | 7736.0079 | 7765.5927 | 7559.084 | 7253.0958 | 6927.4375 | 6625.1642 | 6366.2154 | 6077.2276 | 5963.0792 | 5946.621
F6_Commercial_Office (WA)_Existing_Food Preparation_Natural Gas_Oven_Baseline Forecast | F6 | Commercial | Office (WA) | Existing | Food Preparation | Natural Gas | Oven | Baseline Forecast | Avg. Replacement Usage (therms) | 0.033196 | 0.033196 | 0.033196 | 0.033196 | 0.033196 | 0.033196 | 0.033196 | 0.033196 | 0.033196 | 0.033196 | 0.033196 | 0.033196 | 0.033196 | 0.033196 | 0.033196 | 0.033196 | 0.033196 | 0.033196 | 0.033196 | 0.033196 | 0.033196 | 0.033196 | 0.033196 | 0.033196 | 0.033196 | 0.033196 | 0.033196
F7_Commercial_Office (WA)_Existing_Food Preparation_Natural Gas_Oven_Baseline Forecast | F7 | Commercial | Office (WA) | Existing | Food Preparation | Natural Gas | Oven | Baseline Forecast | Avg. Replacement Summer Demand (n/a) | 0 | 0 | 0 | 0 | 0 | 0 | 0 | 0 | 0 | 0 | 0 | 0 | 0 | 0 | 0 | 0 | 0 | 0 | 0 | 0 | 0 | 0 | 0 | 0 | 0 | 0 | 0
F8_Commercial_Office (WA)_Existing_Food Preparation_Natural Gas_Oven_Baseline Forecast | F8 | Commercial | Office (WA) | Existing | Food Preparation | Natural Gas | Oven | Baseline Forecast | Avg. Replacement Winter Demand (n/a) | 0 | 0 | 0 | 0 | 0 | 0 | 0 | 0 | 0 | 0 | 0 | 0 | 0 | 0 | 0 | 0 | 0 | 0 | 0 | 0 | 0 | 0 | 0 | 0 | 0 | 0 | 0
F1_Commercial_Office (WA)_Existing_Food Preparation_Natural Gas_Conveyor Oven_Baseline Forecast | F1 | Commercial | Office (WA) | Existing | Food Preparation | Natural Gas | Conveyor Oven | Baseline Forecast | Units | 58761.1295 | 57692.7453 | 56643.7863 | 55613.8993 | 54602.7375 | 53609.9604 | 52635.2339 | 51678.2296 | 50738.6254 | 49816.105 | 48910.3576 | 48021.0784 | 47147.9679 | 46290.7321 | 45449.0824 | 44622.7355 | 43811.413 | 43014.8418 | 42232.7538 | 41464.8856 | 40710.9786 | 39970.7789 | 39244.0375 | 38530.5096 | 37829.9548 | 37142.1375 | 36466.8259
F2_Commercial_Office (WA)_Existing_Food Preparation_Natural Gas_Conveyor Oven_Baseline Forecast | F2 | Commercial | Office (WA) | Existing | Food Preparation | Natural Gas | Conveyor Oven | Baseline Forecast | Usage (MMtherm) | 0.0033376 | 0.0032769 | 0.0032174 | 0.0031589 | 0.0031014 | 0.003045 | 0.0029897 | 0.0029353 | 0.002882 | 0.0028296 | 0.0027781 | 0.0027276 | 0.002678 | 0.0026293 | 0.0025815 | 0.0025346 | 0.0024885 | 0.0024432 | 0.0023988 | 0.0023552 | 0.0023124 | 0.0022703 | 0.0022291 | 0.0021885 | 0.0021487 | 0.0021097 | 0.0020713
F3_Commercial_Office (WA)_Existing_Food Preparation_Natural Gas_Conveyor Oven_Baseline Forecast | F3 | Commercial | Office (WA) | Existing | Food Preparation | Natural Gas | Conveyor Oven | Baseline Forecast | Summer Peak Demand (n/a) | 0 | 0 | 0 | 0 | 0 | 0 | 0 | 0 | 0 | 0 | 0 | 0 | 0 | 0 | 0 | 0 | 0 | 0 | 0 | 0 | 0 | 0 | 0 | 0 | 0 | 0 | 0
F4_Commercial_Office (WA)_Existing_Food Preparation_Natural Gas_Conveyor Oven_Baseline Forecast | F4 | Commercial | Office (WA) | Existing | Food Preparation | Natural Gas | Conveyor Oven | Baseline Forecast | Winter Peak Demand (n/a) | 0 | 0 | 0 | 0 | 0 | 0 | 0 | 0 | 0 | 0 | 0 | 0 | 0 | 0 | 0 | 0 | 0 | 0 | 0 | 0 | 0 | 0 | 0 | 0 | 0 | 0 | 0
F5_Commercial_Office (WA)_Existing_Food Preparation_Natural Gas_Conveyor Oven_Baseline Forecast | F5 | Commercial | Office (WA) | Existing | Food Preparation | Natural Gas | Conveyor Oven | Baseline Forecast | Turnover | 0 | 0 | 0 | 0 | 0 | 214.4398 | 589.5146 | 1083.1757 | 1662.6033 | 2302.2214 | 2786.4974 | 3149.0886 | 3416.4253 | 3609.2615 | 3743.8925 | 3833.1121 | 3886.9636 | 3053.0332 | 2398.0188 | 1883.5348 | 1479.4309 | 1194.0024 | 1025.7412 | 967.193 | 1007.6085 | 1134.731 | 1345.032
F6_Commercial_Office (WA)_Existing_Food Preparation_Natural Gas_Conveyor Oven_Baseline Forecast | F6 | Commercial | Office (WA) | Existing | Food Preparation | Natural Gas | Conveyor Oven | Baseline Forecast | Avg. Replacement Usage (therms) | 0.0568 | 0.0568 | 0.0568 | 0.0568 | 0.0568 | 0.0568 | 0.0568 | 0.0568 | 0.0568 | 0.0568 | 0.0568 | 0.0568 | 0.0568 | 0.0568 | 0.0568 | 0.0568 | 0.0568 | 0.0568 | 0.0568 | 0.0568 | 0.0568 | 0.0568 | 0.0568 | 0.0568 | 0.0568 | 0.0568 | 0.0568
F7_Commercial_Office (WA)_Existing_Food Preparation_Natural Gas_Conveyor Oven_Baseline Forecast | F7 | Commercial | Office (WA) | Existing | Food Preparation | Natural Gas | Conveyor Oven | Baseline Forecast | Avg. Replacement Summer Demand (n/a) | 0 | 0 | 0 | 0 | 0 | 0 | 0 | 0 | 0 | 0 | 0 | 0 | 0 | 0 | 0 | 0 | 0 | 0 | 0 | 0 | 0 | 0 | 0 | 0 | 0 | 0 | 0
F8_Commercial_Office (WA)_Existing_Food Preparation_Natural Gas_Conveyor Oven_Baseline Forecast | F8 | Commercial | Office (WA) | Existing | Food Preparation | Natural Gas | Conveyor Oven | Baseline Forecast | Avg. Replacement Winter Demand (n/a) | 0 | 0 | 0 | 0 | 0 | 0 | 0 | 0 | 0 | 0 | 0 | 0 | 0 | 0 | 0 | 0 | 0 | 0 | 0 | 0 | 0 | 0 | 0 | 0 | 0 | 0 | 0
F1_Commercial_Office (WA)_Existing_Food Preparation_Natural Gas_Double Rack Oven_Baseline Forecast | F1 | Commercial | Office (WA) | Existing | Food Preparation | Natural Gas | Double Rack Oven | Baseline Forecast | Units | 58761.1295 | 57692.7453 | 56643.7863 | 55613.8993 | 54602.7375 | 53609.9604 | 52635.2339 | 51678.2296 | 50738.6254 | 49816.105 | 48910.3576 | 48021.0784 | 47147.9679 | 46290.7321 | 45449.0824 | 44622.7355 | 43811.413 | 43014.8418 | 42232.7538 | 41464.8856 | 40710.9786 | 39970.7789 | 39244.0375 | 38530.5096 | 37829.9548 | 37142.1375 | 36466.8259
F2_Commercial_Office (WA)_Existing_Food Preparation_Natural Gas_Double Rack Oven_Baseline Forecast | F2 | Commercial | Office (WA) | Existing | Food Preparation | Natural Gas | Double Rack Oven | Baseline Forecast | Usage (MMtherm) | 0.0050705 | 0.0049783 | 0.0048878 | 0.0047989 | 0.0047116 | 0.004626 | 0.0045419 | 0.0044593 | 0.0043782 | 0.0042986 | 0.0042205 | 0.0041437 | 0.0040684 | 0.0039944 | 0.0039218 | 0.0038505 | 0.0037805 | 0.0037117 | 0.0036442 | 0.003578 | 0.0035129 | 0.0034491 | 0.0033864 | 0.0033248 | 0.0032643 | 0.003205 | 0.0031467
F3_Commercial_Office (WA)_Existing_Food Preparation_Natural Gas_Double Rack Oven_Baseline Forecast | F3 | Commercial | Office (WA) | Existing | Food Preparation | Natural Gas | Double Rack Oven | Baseline Forecast | Summer Peak Demand (n/a) | 0 | 0 | 0 | 0 | 0 | 0 | 0 | 0 | 0 | 0 | 0 | 0 | 0 | 0 | 0 | 0 | 0 | 0 | 0 | 0 | 0 | 0 | 0 | 0 | 0 | 0 | 0
F4_Commercial_Office (WA)_Existing_Food Preparation_Natural Gas_Double Rack Oven_Baseline Forecast | F4 | Commercial | Office (WA) | Existing | Food Preparation | Natural Gas | Double Rack Oven | Baseline Forecast | Winter Peak Demand (n/a) | 0 | 0 | 0 | 0 | 0 | 0 | 0 | 0 | 0 | 0 | 0 | 0 | 0 | 0 | 0 | 0 | 0 | 0 | 0 | 0 | 0 | 0 | 0 | 0 | 0 | 0 | 0
F5_Commercial_Office (WA)_Existing_Food Preparation_Natural Gas_Double Rack Oven_Baseline Forecast | F5 | Commercial | Office (WA) | Existing | Food Preparation | Natural Gas | Double Rack Oven | Baseline Forecast | Turnover | 0 | 1282.061 | 1748.265 | 2143.6908 | 2477.5545 | 2757.8956 | 2991.7266 | 3185.164 | 3343.542 | 3471.5125 | 3150.45 | 2914.165 | 2745.2005 | 2629.1896 | 2554.351 | 2511.0635 | 2491.5065 | 2489.3573 | 2499.5361 | 2761.9308 | 2793.2606 | 2790.8979 | 2765.874 | 2726.4829 | 2678.8619 | 2627.4602 | 2575.417
F6_Commercial_Office (WA)_Existing_Food Preparation_Natural Gas_Double Rack Oven_Baseline Forecast | F6 | Commercial | Office (WA) | Existing | Food Preparation | Natural Gas | Double Rack Oven | Baseline Forecast | Avg. Replacement Usage (therms) | 0.08629 | 0.08629 | 0.08629 | 0.08629 | 0.08629 | 0.08629 | 0.08629 | 0.08629 | 0.08629 | 0.08629 | 0.08629 | 0.08629 | 0.08629 | 0.08629 | 0.08629 | 0.08629 | 0.08629 | 0.08629 | 0.08629 | 0.08629 | 0.08629 | 0.08629 | 0.08629 | 0.08629 | 0.08629 | 0.08629 | 0.08629
F7_Commercial_Office (WA)_Existing_Food Preparation_Natural Gas_Double Rack Oven_Baseline Forecast | F7 | Commercial | Office (WA) | Existing | Food Preparation | Natural Gas | Double Rack Oven | Baseline Forecast | Avg. Replacement Summer Demand (n/a) | 0 | 0 | 0 | 0 | 0 | 0 | 0 | 0 | 0 | 0 | 0 | 0 | 0 | 0 | 0 | 0 | 0 | 0 | 0 | 0 | 0 | 0 | 0 | 0 | 0 | 0 | 0
F8_Commercial_Office (WA)_Existing_Food Preparation_Natural Gas_Double Rack Oven_Baseline Forecast | F8 | Commercial | Office (WA) | Existing | Food Preparation | Natural Gas | Double Rack Oven | Baseline Forecast | Avg. Replacement Winter Demand (n/a) | 0 | 0 | 0 | 0 | 0 | 0 | 0 | 0 | 0 | 0 | 0 | 0 | 0 | 0 | 0 | 0 | 0 | 0 | 0 | 0 | 0 | 0 | 0 | 0 | 0 | 0 | 0
F1_Commercial_Office (WA)_Existing_Food Preparation_Natural Gas_Fryer_Baseline Forecast | F1 | Commercial | Office (WA) | Existing | Food Preparation | Natural Gas | Fryer | Baseline Forecast | Units | 235044.5179 | 230770.9812 | 226575.1451 | 222455.5971 | 218410.9498 | 214439.8417 | 210540.9354 | 206712.9184 | 202954.5017 | 199264.4199 | 195641.4304 | 192084.3135 | 188591.8715 | 185162.9283 | 181796.3296 | 178490.9418 | 175245.652 | 172059.3674 | 168931.0153 | 165859.5423 | 162843.9142 | 159883.1158 | 156976.15 | 154122.0382 | 151319.8193 | 148568.5499 | 145867.3035
F2_Commercial_Office (WA)_Existing_Food Preparation_Natural Gas_Fryer_Baseline Forecast | F2 | Commercial | Office (WA) | Existing | Food Preparation | Natural Gas | Fryer | Baseline Forecast | Usage (MMtherm) | 0.012088 | 0.011869 | 0.011653 | 0.011441 | 0.011233 | 0.011029 | 0.010828 | 0.010631 | 0.010438 | 0.010248 | 0.010062 | 0.0098789 | 0.0096993 | 0.0095229 | 0.0093498 | 0.0091798 | 0.0090129 | 0.008849 | 0.0086881 | 0.0085302 | 0.0083751 | 0.0082228 | 0.0080733 | 0.0079265 | 0.0077824 | 0.0076409 | 0.007502
F3_Commercial_Office (WA)_Existing_Food Preparation_Natural Gas_Fryer_Baseline Forecast | F3 | Commercial | Office (WA) | Existing | Food Preparation | Natural Gas | Fryer | Baseline Forecast | Summer Peak Demand (n/a) | 0 | 0 | 0 | 0 | 0 | 0 | 0 | 0 | 0 | 0 | 0 | 0 | 0 | 0 | 0 | 0 | 0 | 0 | 0 | 0 | 0 | 0 | 0 | 0 | 0 | 0 | 0
F4_Commercial_Office (WA)_Existing_Food Preparation_Natural Gas_Fryer_Baseline Forecast | F4 | Commercial | Office (WA) | Existing | Food Preparation | Natural Gas | Fryer | Baseline Forecast | Winter Peak Demand (n/a) | 0 | 0 | 0 | 0 | 0 | 0 | 0 | 0 | 0 | 0 | 0 | 0 | 0 | 0 | 0 | 0 | 0 | 0 | 0 | 0 | 0 | 0 | 0 | 0 | 0 | 0 | 0
F5_Commercial_Office (WA)_Existing_Food Preparation_Natural Gas_Fryer_Baseline Forecast | F5 | Commercial | Office (WA) | Existing | Food Preparation | Natural Gas | Fryer | Baseline Forecast | Turnover | 0 | 6993.06 | 7614.9222 | 8145.0058 | 8593.6253 | 8969.9786 | 9282.2676 | 9537.8047 | 9743.1092 | 9903.992 | 10025.6324 | 10112.6457 | 9545.6999 | 9085.8658 | 8714.817 | 8416.9623 | 8179.069 | 7989.9355 | 7840.1067 | 7721.628 | 7627.8309 | 7553.1482 | 7492.9538 | 8885.2285 | 8765.0242 | 8613.0436 | 8439.9783
F6_Commercial_Office (WA)_Existing_Food Preparation_Natural Gas_Fryer_Baseline Forecast | F6 | Commercial | Office (WA) | Existing | Food Preparation | Natural Gas | Fryer | Baseline Forecast | Avg. Replacement Usage (therms) | 0.05143 | 0.05143 | 0.05143 | 0.05143 | 0.05143 | 0.05143 | 0.05143 | 0.05143 | 0.05143 | 0.05143 | 0.05143 | 0.05143 | 0.05143 | 0.05143 | 0.05143 | 0.05143 | 0.05143 | 0.05143 | 0.05143 | 0.05143 | 0.05143 | 0.05143 | 0.05143 | 0.05143 | 0.05143 | 0.05143 | 0.05143
F7_Commercial_Office (WA)_Existing_Food Preparation_Natural Gas_Fryer_Baseline Forecast | F7 | Commercial | Office (WA) | Existing | Food Preparation | Natural Gas | Fryer | Baseline Forecast | Avg. Replacement Summer Demand (n/a) | 0 | 0 | 0 | 0 | 0 | 0 | 0 | 0 | 0 | 0 | 0 | 0 | 0 | 0 | 0 | 0 | 0 | 0 | 0 | 0 | 0 | 0 | 0 | 0 | 0 | 0 | 0
F8_Commercial_Office (WA)_Existing_Food Preparation_Natural Gas_Fryer_Baseline Forecast | F8 | Commercial | Office (WA) | Existing | Food Preparation | Natural Gas | Fryer | Baseline Forecast | Avg. Replacement Winter Demand (n/a) | 0 | 0 | 0 | 0 | 0 | 0 | 0 | 0 | 0 | 0 | 0 | 0 | 0 | 0 | 0 | 0 | 0 | 0 | 0 | 0 | 0 | 0 | 0 | 0 | 0 | 0 | 0
F1_Commercial_Office (WA)_Existing_Food Preparation_Natural Gas_Broiler_Baseline Forecast | F1 | Commercial | Office (WA) | Existing | Food Preparation | Natural Gas | Broiler | Baseline Forecast | Units | 0 | 0 | 0 | 0 | 0 | 0 | 0 | 0 | 0 | 0 | 0 | 0 | 0 | 0 | 0 | 0 | 0 | 0 | 0 | 0 | 0 | 0 | 0 | 0 | 0 | 0 | 0
F2_Commercial_Office (WA)_Existing_Food Preparation_Natural Gas_Broiler_Baseline Forecast | F2 | Commercial | Office (WA) | Existing | Food Preparation | Natural Gas | Broiler | Baseline Forecast | Usage (MMtherm) | 0 | 0 | 0 | 0 | 0 | 0 | 0 | 0 | 0 | 0 | 0 | 0 | 0 | 0 | 0 | 0 | 0 | 0 | 0 | 0 | 0 | 0 | 0 | 0 | 0 | 0 | 0
F3_Commercial_Office (WA)_Existing_Food Preparation_Natural Gas_Broiler_Baseline Forecast | F3 | Commercial | Office (WA) | Existing | Food Preparation | Natural Gas | Broiler | Baseline Forecast | Summer Peak Demand (n/a) | 0 | 0 | 0 | 0 | 0 | 0 | 0 | 0 | 0 | 0 | 0 | 0 | 0 | 0 | 0 | 0 | 0 | 0 | 0 | 0 | 0 | 0 | 0 | 0 | 0 | 0 | 0
F4_Commercial_Office (WA)_Existing_Food Preparation_Natural Gas_Broiler_Baseline Forecast | F4 | Commercial | Office (WA) | Existing | Food Preparation | Natural Gas | Broiler | Baseline Forecast | Winter Peak Demand (n/a) | 0 | 0 | 0 | 0 | 0 | 0 | 0 | 0 | 0 | 0 | 0 | 0 | 0 | 0 | 0 | 0 | 0 | 0 | 0 | 0 | 0 | 0 | 0 | 0 | 0 | 0 | 0
F5_Commercial_Office (WA)_Existing_Food Preparation_Natural Gas_Broiler_Baseline Forecast | F5 | Commercial | Office (WA) | Existing | Food Preparation | Natural Gas | Broiler | Baseline Forecast | Turnover | 0 | 0 | 0 | 0 | 0 | 0 | 0 | 0 | 0 | 0 | 0 | 0 | 0 | 0 | 0 | 0 | 0 | 0 | 0 | 0 | 0 | 0 | 0 | 0 | 0 | 0 | 0
F6_Commercial_Office (WA)_Existing_Food Preparation_Natural Gas_Broiler_Baseline Forecast | F6 | Commercial | Office (WA) | Existing | Food Preparation | Natural Gas | Broiler | Baseline Forecast | Avg. Replacement Usage (therms) | 0.05496 | 0.05496 | 0.05496 | 0.05496 | 0.05496 | 0.05496 | 0.05496 | 0.05496 | 0.05496 | 0.05496 | 0.05496 | 0.05496 | 0.05496 | 0.05496 | 0.05496 | 0.05496 | 0.05496 | 0.05496 | 0.05496 | 0.05496 | 0.05496 | 0.05496 | 0.05496 | 0.05496 | 0.05496 | 0.05496 | 0.05496
F7_Commercial_Office (WA)_Existing_Food Preparation_Natural Gas_Broiler_Baseline Forecast | F7 | Commercial | Office (WA) | Existing | Food Preparation | Natural Gas | Broiler | Baseline Forecast | Avg. Replacement Summer Demand (n/a) | 0 | 0 | 0 | 0 | 0 | 0 | 0 | 0 | 0 | 0 | 0 | 0 | 0 | 0 | 0 | 0 | 0 | 0 | 0 | 0 | 0 | 0 | 0 | 0 | 0 | 0 | 0
F8_Commercial_Office (WA)_Existing_Food Preparation_Natural Gas_Broiler_Baseline Forecast | F8 | Commercial | Office (WA) | Existing | Food Preparation | Natural Gas | Broiler | Baseline Forecast | Avg. Replacement Winter Demand (n/a) | 0 | 0 | 0 | 0 | 0 | 0 | 0 | 0 | 0 | 0 | 0 | 0 | 0 | 0 | 0 | 0 | 0 | 0 | 0 | 0 | 0 | 0 | 0 | 0 | 0 | 0 | 0
F1_Commercial_Office (WA)_Existing_Food Preparation_Natural Gas_Griddle_Baseline Forecast | F1 | Commercial | Office (WA) | Existing | Food Preparation | Natural Gas | Griddle | Baseline Forecast | Units | 235044.5179 | 230770.9812 | 226575.1451 | 222455.5971 | 218410.9498 | 214439.8417 | 210540.9354 | 206712.9184 | 202954.5017 | 199264.4199 | 195641.4304 | 192084.3135 | 188591.8715 | 185162.9283 | 181796.3296 | 178490.9418 | 175245.652 | 172059.3674 | 168931.0153 | 165859.5423 | 162843.9142 | 159883.1158 | 156976.15 | 154122.0382 | 151319.8193 | 148568.5499 | 145867.3035
F2_Commercial_Office (WA)_Existing_Food Preparation_Natural Gas_Griddle_Baseline Forecast | F2 | Commercial | Office (WA) | Existing | Food Preparation | Natural Gas | Griddle | Baseline Forecast | Usage (MMtherm) | 0.0090036 | 0.0088399 | 0.0086791 | 0.0085213 | 0.0083664 | 0.0082143 | 0.0080649 | 0.0079183 | 0.0077743 | 0.007633 | 0.0074942 | 0.0073579 | 0.0072242 | 0.0070928 | 0.0069639 | 0.0068372 | 0.0067129 | 0.0065909 | 0.006471 | 0.0063534 | 0.0062379 | 0.0061245 | 0.0060131 | 0.0059038 | 0.0057964 | 0.005691 | 0.0055876
F3_Commercial_Office (WA)_Existing_Food Preparation_Natural Gas_Griddle_Baseline Forecast | F3 | Commercial | Office (WA) | Existing | Food Preparation | Natural Gas | Griddle | Baseline Forecast | Summer Peak Demand (n/a) | 0 | 0 | 0 | 0 | 0 | 0 | 0 | 0 | 0 | 0 | 0 | 0 | 0 | 0 | 0 | 0 | 0 | 0 | 0 | 0 | 0 | 0 | 0 | 0 | 0 | 0 | 0
F4_Commercial_Office (WA)_Existing_Food Preparation_Natural Gas_Griddle_Baseline Forecast | F4 | Commercial | Office (WA) | Existing | Food Preparation | Natural Gas | Griddle | Baseline Forecast | Winter Peak Demand (n/a) | 0 | 0 | 0 | 0 | 0 | 0 | 0 | 0 | 0 | 0 | 0 | 0 | 0 | 0 | 0 | 0 | 0 | 0 | 0 | 0 | 0 | 0 | 0 | 0 | 0 | 0 | 0
F5_Commercial_Office (WA)_Existing_Food Preparation_Natural Gas_Griddle_Baseline Forecast | F5 | Commercial | Office (WA) | Existing | Food Preparation | Natural Gas | Griddle | Baseline Forecast | Turnover | 0 | 8547.0734 | 9557.182 | 10400.5875 | 11099.1999 | 11672.1286 | 12136.0381 | 12505.4599 | 12793.0643 | 13009.897 | 12159.2007 | 11511.9241 | 11026.4743 | 10668.6163 | 10410.2721 | 10228.5069 | 10104.6738 | 10023.6929 | 9973.4436 | 11741.1531 | 11589.172 | 11377.9749 | 11131.2957 | 10866.6709 | 10596.7805 | 10330.5293 | 10073.9147
F6_Commercial_Office (WA)_Existing_Food Preparation_Natural Gas_Griddle_Baseline Forecast | F6 | Commercial | Office (WA) | Existing | Food Preparation | Natural Gas | Griddle | Baseline Forecast | Avg. Replacement Usage (therms) | 0.038306 | 0.038306 | 0.038306 | 0.038306 | 0.038306 | 0.038306 | 0.038306 | 0.038306 | 0.038306 | 0.038306 | 0.038306 | 0.038306 | 0.038306 | 0.038306 | 0.038306 | 0.038306 | 0.038306 | 0.038306 | 0.038306 | 0.038306 | 0.038306 | 0.038306 | 0.038306 | 0.038306 | 0.038306 | 0.038306 | 0.038306
F7_Commercial_Office (WA)_Existing_Food Preparation_Natural Gas_Griddle_Baseline Forecast | F7 | Commercial | Office (WA) | Existing | Food Preparation | Natural Gas | Griddle | Baseline Forecast | Avg. Replacement Summer Demand (n/a) | 0 | 0 | 0 | 0 | 0 | 0 | 0 | 0 | 0 | 0 | 0 | 0 | 0 | 0 | 0 | 0 | 0 | 0 | 0 | 0 | 0 | 0 | 0 | 0 | 0 | 0 | 0
F8_Commercial_Office (WA)_Existing_Food Preparation_Natural Gas_Griddle_Baseline Forecast | F8 | Commercial | Office (WA) | Existing | Food Preparation | Natural Gas | Griddle | Baseline Forecast | Avg. Replacement Winter Demand (n/a) | 0 | 0 | 0 | 0 | 0 | 0 | 0 | 0 | 0 | 0 | 0 | 0 | 0 | 0 | 0 | 0 | 0 | 0 | 0 | 0 | 0 | 0 | 0 | 0 | 0 | 0 | 0
F1_Commercial_Office (WA)_Existing_Food Preparation_Natural Gas_Range_Baseline Forecast | F1 | Commercial | Office (WA) | Existing | Food Preparation | Natural Gas | Range | Baseline Forecast | Units | 235044.5179 | 230770.9812 | 226575.1451 | 222455.5971 | 218410.9498 | 214439.8417 | 210540.9354 | 206712.9184 | 202954.5017 | 199264.4199 | 195641.4304 | 192084.3135 | 188591.8715 | 185162.9283 | 181796.3296 | 178490.9418 | 175245.652 | 172059.3674 | 168931.0153 | 165859.5423 | 162843.9142 | 159883.1158 | 156976.15 | 154122.0382 | 151319.8193 | 148568.5499 | 145867.3035
F2_Commercial_Office (WA)_Existing_Food Preparation_Natural Gas_Range_Baseline Forecast | F2 | Commercial | Office (WA) | Existing | Food Preparation | Natural Gas | Range | Baseline Forecast | Usage (MMtherm) | 0.0088948 | 0.0087331 | 0.0085743 | 0.0084184 | 0.0082653 | 0.0081151 | 0.0079675 | 0.0078227 | 0.0076804 | 0.0075408 | 0.0074037 | 0.0072691 | 0.0071369 | 0.0070071 | 0.0068797 | 0.0067546 | 0.0066318 | 0.0065113 | 0.0063929 | 0.0062766 | 0.0061625 | 0.0060505 | 0.0059405 | 0.0058325 | 0.0057264 | 0.0056223 | 0.0055201
F3_Commercial_Office (WA)_Existing_Food Preparation_Natural Gas_Range_Baseline Forecast | F3 | Commercial | Office (WA) | Existing | Food Preparation | Natural Gas | Range | Baseline Forecast | Summer Peak Demand (n/a) | 0 | 0 | 0 | 0 | 0 | 0 | 0 | 0 | 0 | 0 | 0 | 0 | 0 | 0 | 0 | 0 | 0 | 0 | 0 | 0 | 0 | 0 | 0 | 0 | 0 | 0 | 0
F4_Commercial_Office (WA)_Existing_Food Preparation_Natural Gas_Range_Baseline Forecast | F4 | Commercial | Office (WA) | Existing | Food Preparation | Natural Gas | Range | Baseline Forecast | Winter Peak Demand (n/a) | 0 | 0 | 0 | 0 | 0 | 0 | 0 | 0 | 0 | 0 | 0 | 0 | 0 | 0 | 0 | 0 | 0 | 0 | 0 | 0 | 0 | 0 | 0 | 0 | 0 | 0 | 0
F5_Commercial_Office (WA)_Existing_Food Preparation_Natural Gas_Range_Baseline Forecast | F5 | Commercial | Office (WA) | Existing | Food Preparation | Natural Gas | Range | Baseline Forecast | Turnover | 0 | 9230.8392 | 11781.9075 | 13703.2648 | 15131.5106 | 16173.9106 | 16914.6903 | 17419.9788 | 17741.6915 | 17920.5807 | 15640.933 | 14282.9188 | 13542.0353 | 13202.2707 | 13112.1448 | 15038.5708 | 15317.0269 | 15472.0157 | 15531.1854 | 15118.1681 | 14506.1915 | 13854.875 | 13250.3283 | 12732.4308 | 12154.4552 | 11926.1585 | 11893.2419
F6_Commercial_Office (WA)_Existing_Food Preparation_Natural Gas_Range_Baseline Forecast | F6 | Commercial | Office (WA) | Existing | Food Preparation | Natural Gas | Range | Baseline Forecast | Avg. Replacement Usage (therms) | 0.037843 | 0.037843 | 0.037843 | 0.037843 | 0.037843 | 0.037843 | 0.037843 | 0.037843 | 0.037843 | 0.037843 | 0.037843 | 0.037843 | 0.037843 | 0.037843 | 0.037843 | 0.037843 | 0.037843 | 0.037843 | 0.037843 | 0.037843 | 0.037843 | 0.037843 | 0.037843 | 0.037843 | 0.037843 | 0.037843 | 0.037843
F7_Commercial_Office (WA)_Existing_Food Preparation_Natural Gas_Range_Baseline Forecast | F7 | Commercial | Office (WA) | Existing | Food Preparation | Natural Gas | Range | Baseline Forecast | Avg. Replacement Summer Demand (n/a) | 0 | 0 | 0 | 0 | 0 | 0 | 0 | 0 | 0 | 0 | 0 | 0 | 0 | 0 | 0 | 0 | 0 | 0 | 0 | 0 | 0 | 0 | 0 | 0 | 0 | 0 | 0
F8_Commercial_Office (WA)_Existing_Food Preparation_Natural Gas_Range_Baseline Forecast | F8 | Commercial | Office (WA) | Existing | Food Preparation | Natural Gas | Range | Baseline Forecast | Avg. Replacement Winter Demand (n/a) | 0 | 0 | 0 | 0 | 0 | 0 | 0 | 0 | 0 | 0 | 0 | 0 | 0 | 0 | 0 | 0 | 0 | 0 | 0 | 0 | 0 | 0 | 0 | 0 | 0 | 0 | 0
F1_Commercial_Office (WA)_Existing_Food Preparation_Natural Gas_Steamer_Baseline Forecast | F1 | Commercial | Office (WA) | Existing | Food Preparation | Natural Gas | Steamer | Baseline Forecast | Units | 0 | 0 | 0 | 0 | 0 | 0 | 0 | 0 | 0 | 0 | 0 | 0 | 0 | 0 | 0 | 0 | 0 | 0 | 0 | 0 | 0 | 0 | 0 | 0 | 0 | 0 | 0
F2_Commercial_Office (WA)_Existing_Food Preparation_Natural Gas_Steamer_Baseline Forecast | F2 | Commercial | Office (WA) | Existing | Food Preparation | Natural Gas | Steamer | Baseline Forecast | Usage (MMtherm) | 0 | 0 | 0 | 0 | 0 | 0 | 0 | 0 | 0 | 0 | 0 | 0 | 0 | 0 | 0 | 0 | 0 | 0 | 0 | 0 | 0 | 0 | 0 | 0 | 0 | 0 | 0
F3_Commercial_Office (WA)_Existing_Food Preparation_Natural Gas_Steamer_Baseline Forecast | F3 | Commercial | Office (WA) | Existing | Food Preparation | Natural Gas | Steamer | Baseline Forecast | Summer Peak Demand (n/a) | 0 | 0 | 0 | 0 | 0 | 0 | 0 | 0 | 0 | 0 | 0 | 0 | 0 | 0 | 0 | 0 | 0 | 0 | 0 | 0 | 0 | 0 | 0 | 0 | 0 | 0 | 0
F4_Commercial_Office (WA)_Existing_Food Preparation_Natural Gas_Steamer_Baseline Forecast | F4 | Commercial | Office (WA) | Existing | Food Preparation | Natural Gas | Steamer | Baseline Forecast | Winter Peak Demand (n/a) | 0 | 0 | 0 | 0 | 0 | 0 | 0 | 0 | 0 | 0 | 0 | 0 | 0 | 0 | 0 | 0 | 0 | 0 | 0 | 0 | 0 | 0 | 0 | 0 | 0 | 0 | 0
F5_Commercial_Office (WA)_Existing_Food Preparation_Natural Gas_Steamer_Baseline Forecast | F5 | Commercial | Office (WA) | Existing | Food Preparation | Natural Gas | Steamer | Baseline Forecast | Turnover | 0 | 0 | 0 | 0 | 0 | 0 | 0 | 0 | 0 | 0 | 0 | 0 | 0 | 0 | 0 | 0 | 0 | 0 | 0 | 0 | 0 | 0 | 0 | 0 | 0 | 0 | 0
F6_Commercial_Office (WA)_Existing_Food Preparation_Natural Gas_Steamer_Baseline Forecast | F6 | Commercial | Office (WA) | Existing | Food Preparation | Natural Gas | Steamer | Baseline Forecast | Avg. Replacement Usage (therms) | 0.043731 | 0.043731 | 0.043731 | 0.043731 | 0.043731 | 0.043731 | 0.043731 | 0.043731 | 0.043731 | 0.043731 | 0.043731 | 0.043731 | 0.043731 | 0.043731 | 0.043731 | 0.043731 | 0.043731 | 0.043731 | 0.043731 | 0.043731 | 0.043731 | 0.043731 | 0.043731 | 0.043731 | 0.043731 | 0.043731 | 0.043731
F7_Commercial_Office (WA)_Existing_Food Preparation_Natural Gas_Steamer_Baseline Forecast | F7 | Commercial | Office (WA) | Existing | Food Preparation | Natural Gas | Steamer | Baseline Forecast | Avg. Replacement Summer Demand (n/a) | 0 | 0 | 0 | 0 | 0 | 0 | 0 | 0 | 0 | 0 | 0 | 0 | 0 | 0 | 0 | 0 | 0 | 0 | 0 | 0 | 0 | 0 | 0 | 0 | 0 | 0 | 0
F8_Commercial_Office (WA)_Existing_Food Preparation_Natural Gas_Steamer_Baseline Forecast | F8 | Commercial | Office (WA) | Existing | Food Preparation | Natural Gas | Steamer | Baseline Forecast | Avg. Replacement Winter Demand (n/a) | 0 | 0 | 0 | 0 | 0 | 0 | 0 | 0 | 0 | 0 | 0 | 0 | 0 | 0 | 0 | 0 | 0 | 0 | 0 | 0 | 0 | 0 | 0 | 0 | 0 | 0 | 0
F1_Commercial_Office (WA)_Existing_Food Preparation_Natural Gas_Food Prep Other_Baseline Forecast | F1 | Commercial | Office (WA) | Existing | Food Preparation | Natural Gas | Food Prep Other | Baseline Forecast | Units | 0 | 0 | 0 | 0 | 0 | 0 | 0 | 0 | 0 | 0 | 0 | 0 | 0 | 0 | 0 | 0 | 0 | 0 | 0 | 0 | 0 | 0 | 0 | 0 | 0 | 0 | 0
F2_Commercial_Office (WA)_Existing_Food Preparation_Natural Gas_Food Prep Other_Baseline Forecast | F2 | Commercial | Office (WA) | Existing | Food Preparation | Natural Gas | Food Prep Other | Baseline Forecast | Usage (MMtherm) | 0 | 0 | 0 | 0 | 0 | 0 | 0 | 0 | 0 | 0 | 0 | 0 | 0 | 0 | 0 | 0 | 0 | 0 | 0 | 0 | 0 | 0 | 0 | 0 | 0 | 0 | 0
F3_Commercial_Office (WA)_Existing_Food Preparation_Natural Gas_Food Prep Other_Baseline Forecast | F3 | Commercial | Office (WA) | Existing | Food Preparation | Natural Gas | Food Prep Other | Baseline Forecast | Summer Peak Demand (n/a) | 0 | 0 | 0 | 0 | 0 | 0 | 0 | 0 | 0 | 0 | 0 | 0 | 0 | 0 | 0 | 0 | 0 | 0 | 0 | 0 | 0 | 0 | 0 | 0 | 0 | 0 | 0
F4_Commercial_Office (WA)_Existing_Food Preparation_Natural Gas_Food Prep Other_Baseline Forecast | F4 | Commercial | Office (WA) | Existing | Food Preparation | Natural Gas | Food Prep Other | Baseline Forecast | Winter Peak Demand (n/a) | 0 | 0 | 0 | 0 | 0 | 0 | 0 | 0 | 0 | 0 | 0 | 0 | 0 | 0 | 0 | 0 | 0 | 0 | 0 | 0 | 0 | 0 | 0 | 0 | 0 | 0 | 0
F5_Commercial_Office (WA)_Existing_Food Preparation_Natural Gas_Food Prep Other_Baseline Forecast | F5 | Commercial | Office (WA) | Existing | Food Preparation | Natural Gas | Food Prep Other | Baseline Forecast | Turnover | 0 | 0 | 0 | 0 | 0 | 0 | 0 | 0 | 0 | 0 | 0 | 0 | 0 | 0 | 0 | 0 | 0 | 0 | 0 | 0 | 0 | 0 | 0 | 0 | 0 | 0 | 0
F6_Commercial_Office (WA)_Existing_Food Preparation_Natural Gas_Food Prep Other_Baseline Forecast | F6 | Commercial | Office (WA) | Existing | Food Preparation | Natural Gas | Food Prep Other | Baseline Forecast | Avg. Replacement Usage (therms) | 0.015793 | 0.015793 | 0.015793 | 0.015793 | 0.015793 | 0.015793 | 0.015793 | 0.015793 | 0.015793 | 0.015793 | 0.015793 | 0.015793 | 0.015793 | 0.015793 | 0.015793 | 0.015793 | 0.015793 | 0.015793 | 0.015793 | 0.015793 | 0.015793 | 0.015793 | 0.015793 | 0.015793 | 0.015793 | 0.015793 | 0.015793
F7_Commercial_Office (WA)_Existing_Food Preparation_Natural Gas_Food Prep Other_Baseline Forecast | F7 | Commercial | Office (WA) | Existing | Food Preparation | Natural Gas | Food Prep Other | Baseline Forecast | Avg. Replacement Summer Demand (n/a) | 0 | 0 | 0 | 0 | 0 | 0 | 0 | 0 | 0 | 0 | 0 | 0 | 0 | 0 | 0 | 0 | 0 | 0 | 0 | 0 | 0 | 0 | 0 | 0 | 0 | 0 | 0
F8_Commercial_Office (WA)_Existing_Food Preparation_Natural Gas_Food Prep Other_Baseline Forecast | F8 | Commercial | Office (WA) | Existing | Food Preparation | Natural Gas | Food Prep Other | Baseline Forecast | Avg. Replacement Winter Demand (n/a) | 0 | 0 | 0 | 0 | 0 | 0 | 0 | 0 | 0 | 0 | 0 | 0 | 0 | 0 | 0 | 0 | 0 | 0 | 0 | 0 | 0 | 0 | 0 | 0 | 0 | 0 | 0
F1_Commercial_Office (WA)_Existing_Miscellaneous_Natural Gas_Pool Heater_Baseline Forecast | F1 | Commercial | Office (WA) | Existing | Miscellaneous | Natural Gas | Pool Heater | Baseline Forecast | Units | 0 | 0 | 0 | 0 | 0 | 0 | 0 | 0 | 0 | 0 | 0 | 0 | 0 | 0 | 0 | 0 | 0 | 0 | 0 | 0 | 0 | 0 | 0 | 0 | 0 | 0 | 0
F2_Commercial_Office (WA)_Existing_Miscellaneous_Natural Gas_Pool Heater_Baseline Forecast | F2 | Commercial | Office (WA) | Existing | Miscellaneous | Natural Gas | Pool Heater | Baseline Forecast | Usage (MMtherm) | 0 | 0 | 0 | 0 | 0 | 0 | 0 | 0 | 0 | 0 | 0 | 0 | 0 | 0 | 0 | 0 | 0 | 0 | 0 | 0 | 0 | 0 | 0 | 0 | 0 | 0 | 0
F3_Commercial_Office (WA)_Existing_Miscellaneous_Natural Gas_Pool Heater_Baseline Forecast | F3 | Commercial | Office (WA) | Existing | Miscellaneous | Natural Gas | Pool Heater | Baseline Forecast | Summer Peak Demand (n/a) | 0 | 0 | 0 | 0 | 0 | 0 | 0 | 0 | 0 | 0 | 0 | 0 | 0 | 0 | 0 | 0 | 0 | 0 | 0 | 0 | 0 | 0 | 0 | 0 | 0 | 0 | 0
F4_Commercial_Office (WA)_Existing_Miscellaneous_Natural Gas_Pool Heater_Baseline Forecast | F4 | Commercial | Office (WA) | Existing | Miscellaneous | Natural Gas | Pool Heater | Baseline Forecast | Winter Peak Demand (n/a) | 0 | 0 | 0 | 0 | 0 | 0 | 0 | 0 | 0 | 0 | 0 | 0 | 0 | 0 | 0 | 0 | 0 | 0 | 0 | 0 | 0 | 0 | 0 | 0 | 0 | 0 | 0
F5_Commercial_Office (WA)_Existing_Miscellaneous_Natural Gas_Pool Heater_Baseline Forecast | F5 | Commercial | Office (WA) | Existing | Miscellaneous | Natural Gas | Pool Heater | Baseline Forecast | Turnover | 0 | 0 | 0 | 0 | 0 | 0 | 0 | 0 | 0 | 0 | 0 | 0 | 0 | 0 | 0 | 0 | 0 | 0 | 0 | 0 | 0 | 0 | 0 | 0 | 0 | 0 | 0
F6_Commercial_Office (WA)_Existing_Miscellaneous_Natural Gas_Pool Heater_Baseline Forecast | F6 | Commercial | Office (WA) | Existing | Miscellaneous | Natural Gas | Pool Heater | Baseline Forecast | Avg. Replacement Usage (therms) | 0.01 | 0.01 | 0.01 | 0.01 | 0.01 | 0.01 | 0.01 | 0.01 | 0.01 | 0.01 | 0.01 | 0.01 | 0.01 | 0.01 | 0.01 | 0.01 | 0.01 | 0.01 | 0.01 | 0.01 | 0.01 | 0.01 | 0.01 | 0.01 | 0.01 | 0.01 | 0.01
F7_Commercial_Office (WA)_Existing_Miscellaneous_Natural Gas_Pool Heater_Baseline Forecast | F7 | Commercial | Office (WA) | Existing | Miscellaneous | Natural Gas | Pool Heater | Baseline Forecast | Avg. Replacement Summer Demand (n/a) | 0 | 0 | 0 | 0 | 0 | 0 | 0 | 0 | 0 | 0 | 0 | 0 | 0 | 0 | 0 | 0 | 0 | 0 | 0 | 0 | 0 | 0 | 0 | 0 | 0 | 0 | 0
F8_Commercial_Office (WA)_Existing_Miscellaneous_Natural Gas_Pool Heater_Baseline Forecast | F8 | Commercial | Office (WA) | Existing | Miscellaneous | Natural Gas | Pool Heater | Baseline Forecast | Avg. Replacement Winter Demand (n/a) | 0 | 0 | 0 | 0 | 0 | 0 | 0 | 0 | 0 | 0 | 0 | 0 | 0 | 0 | 0 | 0 | 0 | 0 | 0 | 0 | 0 | 0 | 0 | 0 | 0 | 0 | 0
F1_Commercial_Office (WA)_Existing_Miscellaneous_Natural Gas_Miscellaneous_Baseline Forecast | F1 | Commercial | Office (WA) | Existing | Miscellaneous | Natural Gas | Miscellaneous | Baseline Forecast | Units | 14835226.4852 | 14565495.0945 | 14300667.911 | 14040655.7672 | 13785371.1169 | 13534728.0056 | 13288642.0419 | 13047030.3684 | 12809811.6344 | 12576905.9684 | 12348234.9508 | 12123721.588 | 11903290.2864 | 11686866.8267 | 11474378.3389 | 11265753.2782 | 11060921.4004 | 10859813.7386 | 10662362.5797 | 10468501.4419 | 10278165.052 | 10091289.3238 | 9907811.3361 | 9727669.3118 | 9550802.5971 | 9377151.6407 | 9206657.9746
F2_Commercial_Office (WA)_Existing_Miscellaneous_Natural Gas_Miscellaneous_Baseline Forecast | F2 | Commercial | Office (WA) | Existing | Miscellaneous | Natural Gas | Miscellaneous | Baseline Forecast | Usage (MMtherm) | 0.048761 | 0.047875 | 0.047004 | 0.04615 | 0.045311 | 0.044487 | 0.043678 | 0.042884 | 0.042104 | 0.041338 | 0.040587 | 0.039849 | 0.039124 | 0.038413 | 0.037715 | 0.037029 | 0.036356 | 0.035695 | 0.035046 | 0.034408 | 0.033783 | 0.033169 | 0.032566 | 0.031973 | 0.031392 | 0.030821 | 0.030261
F3_Commercial_Office (WA)_Existing_Miscellaneous_Natural Gas_Miscellaneous_Baseline Forecast | F3 | Commercial | Office (WA) | Existing | Miscellaneous | Natural Gas | Miscellaneous | Baseline Forecast | Summer Peak Demand (n/a) | 0 | 0 | 0 | 0 | 0 | 0 | 0 | 0 | 0 | 0 | 0 | 0 | 0 | 0 | 0 | 0 | 0 | 0 | 0 | 0 | 0 | 0 | 0 | 0 | 0 | 0 | 0
F4_Commercial_Office (WA)_Existing_Miscellaneous_Natural Gas_Miscellaneous_Baseline Forecast | F4 | Commercial | Office (WA) | Existing | Miscellaneous | Natural Gas | Miscellaneous | Baseline Forecast | Winter Peak Demand (n/a) | 0 | 0 | 0 | 0 | 0 | 0 | 0 | 0 | 0 | 0 | 0 | 0 | 0 | 0 | 0 | 0 | 0 | 0 | 0 | 0 | 0 | 0 | 0 | 0 | 0 | 0 | 0
F5_Commercial_Office (WA)_Existing_Miscellaneous_Natural Gas_Miscellaneous_Baseline Forecast | F5 | Commercial | Office (WA) | Existing | Miscellaneous | Natural Gas | Miscellaneous | Baseline Forecast | Turnover | 0 | 1248471.0081 | 1459251.8277 | 1629207.2873 | 1539873.6083 | 1493192.8761 | 1476887.2677 | 1451086.718 | 1423062.544 | 1397273.9518 | 1372082.9616 | 1649865.6408 | 1634000.0179 | 1608270.8951 | 1562044.3585 | 1530946.9268 | 1508458.4494 | 1480908.4368 | 1452865.9166 | 1426644.5167 | 1400883.972 | 1448777.6664 | 1415548.8097 | 1381639.8195 | 1354494.5723 | 1330622.7152 | 1307899.1326
F6_Commercial_Office (WA)_Existing_Miscellaneous_Natural Gas_Miscellaneous_Baseline Forecast | F6 | Commercial | Office (WA) | Existing | Miscellaneous | Natural Gas | Miscellaneous | Baseline Forecast | Avg. Replacement Usage (therms) | 0.0032869 | 0.0032869 | 0.0032869 | 0.0032869 | 0.0032869 | 0.0032869 | 0.0032869 | 0.0032869 | 0.0032869 | 0.0032869 | 0.0032869 | 0.0032869 | 0.0032869 | 0.0032869 | 0.0032869 | 0.0032869 | 0.0032869 | 0.0032869 | 0.0032869 | 0.0032869 | 0.0032869 | 0.0032869 | 0.0032869 | 0.0032869 | 0.0032869 | 0.0032869 | 0.0032869
F7_Commercial_Office (WA)_Existing_Miscellaneous_Natural Gas_Miscellaneous_Baseline Forecast | F7 | Commercial | Office (WA) | Existing | Miscellaneous | Natural Gas | Miscellaneous | Baseline Forecast | Avg. Replacement Summer Demand (n/a) | 0 | 0 | 0 | 0 | 0 | 0 | 0 | 0 | 0 | 0 | 0 | 0 | 0 | 0 | 0 | 0 | 0 | 0 | 0 | 0 | 0 | 0 | 0 | 0 | 0 | 0 | 0
F8_Commercial_Office (WA)_Existing_Miscellaneous_Natural Gas_Miscellaneous_Baseline Forecast | F8 | Commercial | Office (WA) | Existing | Miscellaneous | Natural Gas | Miscellaneous | Baseline Forecast | Avg. Replacement Winter Demand (n/a) | 0 | 0 | 0 | 0 | 0 | 0 | 0 | 0 | 0 | 0 | 0 | 0 | 0 | 0 | 0 | 0 | 0 | 0 | 0 | 0 | 0 | 0 | 0 | 0 | 0 | 0 | 0
F1_Commercial_Office (WA)_New_Space Heating_Natural Gas_Furnace_Baseline Forecast | F1 | Commercial | Office (WA) | New | Space Heating | Natural Gas | Furnace | Baseline Forecast | Units | 0 | 147634.6888 | 285597.4389 | 424392.5431 | 562971.8964 | 698746.4918 | 832137.1072 | 962723.7462 | 1091170.9357 | 1217547.4882 | 1341816.5861 | 1461910.5075 | 1580206.5966 | 1696596.2476 | 1810760.2523 | 1922693.8885 | 2033056.982 | 2141528.6728 | 2248067.6113 | 2352631.9272 | 2455564.2954 | 2558222.039 | 2658986.5469 | 2757988.9832 | 2855395.0417 | 2951544.9754 | 3038097.293
F2_Commercial_Office (WA)_New_Space Heating_Natural Gas_Furnace_Baseline Forecast | F2 | Commercial | Office (WA) | New | Space Heating | Natural Gas | Furnace | Baseline Forecast | Usage (MMtherm) | 0 | 0.030842 | 0.059664 | 0.088659 | 0.11761 | 0.14597 | 0.17384 | 0.20112 | 0.22796 | 0.25436 | 0.28032 | 0.30541 | 0.33012 | 0.35443 | 0.37828 | 0.40167 | 0.42472 | 0.44738 | 0.46964 | 0.49149 | 0.51299 | 0.53444 | 0.55549 | 0.57617 | 0.59652 | 0.6166 | 0.63469
F3_Commercial_Office (WA)_New_Space Heating_Natural Gas_Furnace_Baseline Forecast | F3 | Commercial | Office (WA) | New | Space Heating | Natural Gas | Furnace | Baseline Forecast | Summer Peak Demand (n/a) | 0 | 0 | 0 | 0 | 0 | 0 | 0 | 0 | 0 | 0 | 0 | 0 | 0 | 0 | 0 | 0 | 0 | 0 | 0 | 0 | 0 | 0 | 0 | 0 | 0 | 0 | 0
F4_Commercial_Office (WA)_New_Space Heating_Natural Gas_Furnace_Baseline Forecast | F4 | Commercial | Office (WA) | New | Space Heating | Natural Gas | Furnace | Baseline Forecast | Winter Peak Demand (n/a) | 0 | 0 | 0 | 0 | 0 | 0 | 0 | 0 | 0 | 0 | 0 | 0 | 0 | 0 | 0 | 0 | 0 | 0 | 0 | 0 | 0 | 0 | 0 | 0 | 0 | 0 | 0
F5_Commercial_Office (WA)_New_Space Heating_Natural Gas_Furnace_Baseline Forecast | F5 | Commercial | Office (WA) | New | Space Heating | Natural Gas | Furnace | Baseline Forecast | Turnover | 0 | 147634.6888 | 137962.7502 | 138795.1042 | 138579.3532 | 135774.5955 | 133390.6154 | 130586.639 | 128447.1894 | 126376.5525 | 124269.0979 | 120093.9214 | 131717.4244 | 141132.9331 | 149275.6343 | 156451.4226 | 163176.9534 | 168610.7102 | 173082.287 | 176735.2863 | 180031.1188 | 184044.7075 | 185670.2862 | 235204.7804 | 230974.8603 | 231411.843 | 223671.8014
F6_Commercial_Office (WA)_New_Space Heating_Natural Gas_Furnace_Baseline Forecast | F6 | Commercial | Office (WA) | New | Space Heating | Natural Gas | Furnace | Baseline Forecast | Avg. Replacement Usage (therms) | 0.2168 | 0.20891 | 0.20891 | 0.20891 | 0.20891 | 0.20891 | 0.20891 | 0.20891 | 0.20891 | 0.20891 | 0.20891 | 0.20891 | 0.20891 | 0.20891 | 0.20891 | 0.20891 | 0.20891 | 0.20891 | 0.20891 | 0.20891 | 0.20891 | 0.20891 | 0.20891 | 0.20891 | 0.20891 | 0.20891 | 0.20891
F7_Commercial_Office (WA)_New_Space Heating_Natural Gas_Furnace_Baseline Forecast | F7 | Commercial | Office (WA) | New | Space Heating | Natural Gas | Furnace | Baseline Forecast | Avg. Replacement Summer Demand (n/a) | 0 | 0 | 0 | 0 | 0 | 0 | 0 | 0 | 0 | 0 | 0 | 0 | 0 | 0 | 0 | 0 | 0 | 0 | 0 | 0 | 0 | 0 | 0 | 0 | 0 | 0 | 0
F8_Commercial_Office (WA)_New_Space Heating_Natural Gas_Furnace_Baseline Forecast | F8 | Commercial | Office (WA) | New | Space Heating | Natural Gas | Furnace | Baseline Forecast | Avg. Replacement Winter Demand (n/a) | 0 | 0 | 0 | 0 | 0 | 0 | 0 | 0 | 0 | 0 | 0 | 0 | 0 | 0 | 0 | 0 | 0 | 0 | 0 | 0 | 0 | 0 | 0 | 0 | 0 | 0 | 0
F1_Commercial_Office (WA)_New_Space Heating_Natural Gas_Boiler_Baseline Forecast | F1 | Commercial | Office (WA) | New | Space Heating | Natural Gas | Boiler | Baseline Forecast | Units | 0 | 158875.4114 | 307342.4747 | 456705.2664 | 605835.8802 | 751948.1855 | 895494.9974 | 1036024.3415 | 1174251.3411 | 1310250.048 | 1443980.8414 | 1573218.5654 | 1700521.5724 | 1825772.9875 | 1948629.2983 | 2069085.4232 | 2187851.4261 | 2304582.0172 | 2419232.6987 | 2531758.4123 | 2642527.9238 | 2753001.901 | 2861438.4938 | 2967978.8532 | 3072801.2885 | 3176271.9593 | 3269414.2633
F2_Commercial_Office (WA)_New_Space Heating_Natural Gas_Boiler_Baseline Forecast | F2 | Commercial | Office (WA) | New | Space Heating | Natural Gas | Boiler | Baseline Forecast | Usage (MMtherm) | 0 | 0.13533 | 0.2618 | 0.38902 | 0.51605 | 0.64051 | 0.76279 | 0.88249 | 1.0002 | 1.1161 | 1.23 | 1.3401 | 1.4485 | 1.5552 | 1.6599 | 1.7625 | 1.8636 | 1.9631 | 2.0607 | 2.1566 | 2.2509 | 2.345 | 2.4374 | 2.5281 | 2.6174 | 2.7056 | 2.7849
F3_Commercial_Office (WA)_New_Space Heating_Natural Gas_Boiler_Baseline Forecast | F3 | Commercial | Office (WA) | New | Space Heating | Natural Gas | Boiler | Baseline Forecast | Summer Peak Demand (n/a) | 0 | 0 | 0 | 0 | 0 | 0 | 0 | 0 | 0 | 0 | 0 | 0 | 0 | 0 | 0 | 0 | 0 | 0 | 0 | 0 | 0 | 0 | 0 | 0 | 0 | 0 | 0
F4_Commercial_Office (WA)_New_Space Heating_Natural Gas_Boiler_Baseline Forecast | F4 | Commercial | Office (WA) | New | Space Heating | Natural Gas | Boiler | Baseline Forecast | Winter Peak Demand (n/a) | 0 | 0 | 0 | 0 | 0 | 0 | 0 | 0 | 0 | 0 | 0 | 0 | 0 | 0 | 0 | 0 | 0 | 0 | 0 | 0 | 0 | 0 | 0 | 0 | 0 | 0 | 0
F5_Commercial_Office (WA)_New_Space Heating_Natural Gas_Boiler_Baseline Forecast | F5 | Commercial | Office (WA) | New | Space Heating | Natural Gas | Boiler | Baseline Forecast | Turnover | 0 | 158875.4114 | 148467.0633 | 149362.7917 | 149130.6138 | 146112.3053 | 143546.8119 | 140529.3442 | 138226.9996 | 135998.7069 | 133730.7933 | 129237.7241 | 127303.007 | 125251.415 | 122856.3108 | 120456.1249 | 118766.003 | 116730.5911 | 114650.6815 | 112525.7136 | 110769.5114 | 110473.9772 | 108436.5929 | 106540.3593 | 104822.4354 | 103470.6708 | 93142.304
F6_Commercial_Office (WA)_New_Space Heating_Natural Gas_Boiler_Baseline Forecast | F6 | Commercial | Office (WA) | New | Space Heating | Natural Gas | Boiler | Baseline Forecast | Avg. Replacement Usage (therms) | 0.88397 | 0.85181 | 0.85181 | 0.85181 | 0.85181 | 0.85181 | 0.85181 | 0.85181 | 0.85181 | 0.85181 | 0.85181 | 0.85181 | 0.85181 | 0.85181 | 0.85181 | 0.85181 | 0.85181 | 0.85181 | 0.85181 | 0.85181 | 0.85181 | 0.85181 | 0.85181 | 0.85181 | 0.85181 | 0.85181 | 0.85181
F7_Commercial_Office (WA)_New_Space Heating_Natural Gas_Boiler_Baseline Forecast | F7 | Commercial | Office (WA) | New | Space Heating | Natural Gas | Boiler | Baseline Forecast | Avg. Replacement Summer Demand (n/a) | 0 | 0 | 0 | 0 | 0 | 0 | 0 | 0 | 0 | 0 | 0 | 0 | 0 | 0 | 0 | 0 | 0 | 0 | 0 | 0 | 0 | 0 | 0 | 0 | 0 | 0 | 0
F8_Commercial_Office (WA)_New_Space Heating_Natural Gas_Boiler_Baseline Forecast | F8 | Commercial | Office (WA) | New | Space Heating | Natural Gas | Boiler | Baseline Forecast | Avg. Replacement Winter Demand (n/a) | 0 | 0 | 0 | 0 | 0 | 0 | 0 | 0 | 0 | 0 | 0 | 0 | 0 | 0 | 0 | 0 | 0 | 0 | 0 | 0 | 0 | 0 | 0 | 0 | 0 | 0 | 0
F1_Commercial_Office (WA)_New_Space Heating_Natural Gas_Unit Heater_Baseline Forecast | F1 | Commercial | Office (WA) | New | Space Heating | Natural Gas | Unit Heater | Baseline Forecast | Units | 0 | 6009.2663 | 11624.8496 | 17274.3128 | 22914.9941 | 28441.5116 | 33870.9925 | 39186.3414 | 44414.607 | 49558.5901 | 54616.7923 | 59505.0496 | 64320.1286 | 69057.6087 | 73704.497 | 78260.6012 | 82752.7786 | 87167.9691 | 91504.4895 | 95760.6357 | 99950.3557 | 104128.8974 | 108230.3777 | 112260.1352 | 116224.9144 | 120138.5647 | 123661.5574
F2_Commercial_Office (WA)_New_Space Heating_Natural Gas_Unit Heater_Baseline Forecast | F2 | Commercial | Office (WA) | New | Space Heating | Natural Gas | Unit Heater | Baseline Forecast | Usage (MMtherm) | 0 | 0.00062748 | 0.0012139 | 0.0018038 | 0.0023928 | 0.0029698 | 0.0035368 | 0.0040918 | 0.0046377 | 0.0051748 | 0.005703 | 0.0062134 | 0.0067162 | 0.0072109 | 0.0076961 | 0.0081719 | 0.0086409 | 0.009102 | 0.0095548 | 0.0099992 | 0.010437 | 0.010873 | 0.011301 | 0.011722 | 0.012136 | 0.012545 | 0.012913
F3_Commercial_Office (WA)_New_Space Heating_Natural Gas_Unit Heater_Baseline Forecast | F3 | Commercial | Office (WA) | New | Space Heating | Natural Gas | Unit Heater | Baseline Forecast | Summer Peak Demand (n/a) | 0 | 0 | 0 | 0 | 0 | 0 | 0 | 0 | 0 | 0 | 0 | 0 | 0 | 0 | 0 | 0 | 0 | 0 | 0 | 0 | 0 | 0 | 0 | 0 | 0 | 0 | 0
F4_Commercial_Office (WA)_New_Space Heating_Natural Gas_Unit Heater_Baseline Forecast | F4 | Commercial | Office (WA) | New | Space Heating | Natural Gas | Unit Heater | Baseline Forecast | Winter Peak Demand (n/a) | 0 | 0 | 0 | 0 | 0 | 0 | 0 | 0 | 0 | 0 | 0 | 0 | 0 | 0 | 0 | 0 | 0 | 0 | 0 | 0 | 0 | 0 | 0 | 0 | 0 | 0 | 0
F5_Commercial_Office (WA)_New_Space Heating_Natural Gas_Unit Heater_Baseline Forecast | F5 | Commercial | Office (WA) | New | Space Heating | Natural Gas | Unit Heater | Baseline Forecast | Turnover | 0 | 6009.2663 | 5615.5833 | 5649.4632 | 5640.6813 | 5526.5175 | 5429.4809 | 5315.3489 | 5228.2656 | 5143.9832 | 5058.2021 | 4888.2573 | 4815.079 | 4737.4801 | 4646.8883 | 4556.1042 | 4492.1774 | 4961.4874 | 5343.6616 | 5685.3166 | 6001.755 | 6328.257 | 6549.356 | 6738.3127 | 6902.3989 | 7051.8486 | 6835.7367
F6_Commercial_Office (WA)_New_Space Heating_Natural Gas_Unit Heater_Baseline Forecast | F6 | Commercial | Office (WA) | New | Space Heating | Natural Gas | Unit Heater | Baseline Forecast | Avg. Replacement Usage (therms) | 0.10836 | 0.10442 | 0.10442 | 0.10442 | 0.10442 | 0.10442 | 0.10442 | 0.10442 | 0.10442 | 0.10442 | 0.10442 | 0.10442 | 0.10442 | 0.10442 | 0.10442 | 0.10442 | 0.10442 | 0.10442 | 0.10442 | 0.10442 | 0.10442 | 0.10442 | 0.10442 | 0.10442 | 0.10442 | 0.10442 | 0.10442
F7_Commercial_Office (WA)_New_Space Heating_Natural Gas_Unit Heater_Baseline Forecast | F7 | Commercial | Office (WA) | New | Space Heating | Natural Gas | Unit Heater | Baseline Forecast | Avg. Replacement Summer Demand (n/a) | 0 | 0 | 0 | 0 | 0 | 0 | 0 | 0 | 0 | 0 | 0 | 0 | 0 | 0 | 0 | 0 | 0 | 0 | 0 | 0 | 0 | 0 | 0 | 0 | 0 | 0 | 0
F8_Commercial_Office (WA)_New_Space Heating_Natural Gas_Unit Heater_Baseline Forecast | F8 | Commercial | Office (WA) | New | Space Heating | Natural Gas | Unit Heater | Baseline Forecast | Avg. Replacement Winter Demand (n/a) | 0 | 0 | 0 | 0 | 0 | 0 | 0 | 0 | 0 | 0 | 0 | 0 | 0 | 0 | 0 | 0 | 0 | 0 | 0 | 0 | 0 | 0 | 0 | 0 | 0 | 0 | 0
F1_Commercial_Office (WA)_New_Water Heating_Natural Gas_Water Heater_Baseline Forecast | F1 | Commercial | Office (WA) | New | Water Heating | Natural Gas | Water Heater | Baseline Forecast | Units | 0 | 200125.4939 | 387140.2379 | 575283.2753 | 763133.8526 | 947182.454 | 1127999.4625 | 1305015.5544 | 1479131.5257 | 1650440.655 | 1818893.0343 | 1981685.7732 | 2142041.4691 | 2299812.902 | 2454567.3707 | 2606298.4742 | 2755900.636 | 2902938.9159 | 3047357.2627 | 3189098.9194 | 3328628.3972 | 3467785.6089 | 3604376.454 | 3738578.7314 | 3870617.0467 | 4000952.628 | 4118278.2067
F2_Commercial_Office (WA)_New_Water Heating_Natural Gas_Water Heater_Baseline Forecast | F2 | Commercial | Office (WA) | New | Water Heating | Natural Gas | Water Heater | Baseline Forecast | Usage (MMtherm) | 0 | 0.033702 | 0.065196 | 0.096881 | 0.12852 | 0.15951 | 0.18996 | 0.21977 | 0.24909 | 0.27794 | 0.30631 | 0.33373 | 0.36073 | 0.3873 | 0.41336 | 0.43891 | 0.46411 | 0.48887 | 0.51319 | 0.53706 | 0.56056 | 0.58399 | 0.607 | 0.6296 | 0.65183 | 0.67378 | 0.69354
F3_Commercial_Office (WA)_New_Water Heating_Natural Gas_Water Heater_Baseline Forecast | F3 | Commercial | Office (WA) | New | Water Heating | Natural Gas | Water Heater | Baseline Forecast | Summer Peak Demand (n/a) | 0 | 0 | 0 | 0 | 0 | 0 | 0 | 0 | 0 | 0 | 0 | 0 | 0 | 0 | 0 | 0 | 0 | 0 | 0 | 0 | 0 | 0 | 0 | 0 | 0 | 0 | 0
F4_Commercial_Office (WA)_New_Water Heating_Natural Gas_Water Heater_Baseline Forecast | F4 | Commercial | Office (WA) | New | Water Heating | Natural Gas | Water Heater | Baseline Forecast | Winter Peak Demand (n/a) | 0 | 0 | 0 | 0 | 0 | 0 | 0 | 0 | 0 | 0 | 0 | 0 | 0 | 0 | 0 | 0 | 0 | 0 | 0 | 0 | 0 | 0 | 0 | 0 | 0 | 0 | 0
F5_Commercial_Office (WA)_New_Water Heating_Natural Gas_Water Heater_Baseline Forecast | F5 | Commercial | Office (WA) | New | Water Heating | Natural Gas | Water Heater | Baseline Forecast | Turnover | 0 | 200125.4939 | 187014.744 | 188143.0374 | 187850.5773 | 184048.6014 | 180817.0086 | 177016.0919 | 174115.9713 | 171309.1293 | 168452.3794 | 162792.7389 | 178548.9226 | 191312.0702 | 202349.8698 | 212076.9751 | 221193.7361 | 228559.439 | 234620.8636 | 239572.6693 | 244040.3192 | 249480.9201 | 251684.4655 | 318830.7114 | 313096.8635 | 313689.2133 | 303197.237
F6_Commercial_Office (WA)_New_Water Heating_Natural Gas_Water Heater_Baseline Forecast | F6 | Commercial | Office (WA) | New | Water Heating | Natural Gas | Water Heater | Baseline Forecast | Avg. Replacement Usage (therms) | 0.16841 | 0.16841 | 0.16841 | 0.16841 | 0.16841 | 0.16841 | 0.16841 | 0.16841 | 0.16841 | 0.16841 | 0.16841 | 0.16841 | 0.16841 | 0.16841 | 0.16841 | 0.16841 | 0.16841 | 0.16841 | 0.16841 | 0.16841 | 0.16841 | 0.16841 | 0.16841 | 0.16841 | 0.16841 | 0.16841 | 0.16841
F7_Commercial_Office (WA)_New_Water Heating_Natural Gas_Water Heater_Baseline Forecast | F7 | Commercial | Office (WA) | New | Water Heating | Natural Gas | Water Heater | Baseline Forecast | Avg. Replacement Summer Demand (n/a) | 0 | 0 | 0 | 0 | 0 | 0 | 0 | 0 | 0 | 0 | 0 | 0 | 0 | 0 | 0 | 0 | 0 | 0 | 0 | 0 | 0 | 0 | 0 | 0 | 0 | 0 | 0
F8_Commercial_Office (WA)_New_Water Heating_Natural Gas_Water Heater_Baseline Forecast | F8 | Commercial | Office (WA) | New | Water Heating | Natural Gas | Water Heater | Baseline Forecast | Avg. Replacement Winter Demand (n/a) | 0 | 0 | 0 | 0 | 0 | 0 | 0 | 0 | 0 | 0 | 0 | 0 | 0 | 0 | 0 | 0 | 0 | 0 | 0 | 0 | 0 | 0 | 0 | 0 | 0 | 0 | 0
F1_Commercial_Office (WA)_New_Food Preparation_Natural Gas_Oven_Baseline Forecast | F1 | Commercial | Office (WA) | New | Food Preparation | Natural Gas | Oven | Baseline Forecast | Units | 0 | 2763.089 | 5345.1608 | 7942.8106 | 10536.4225 | 13077.5414 | 15574.0423 | 18018.0649 | 20422.0461 | 22787.2738 | 25113.0591 | 27360.7029 | 29574.699 | 31753.0147 | 33889.6759 | 35984.5941 | 38050.1185 | 40080.2439 | 42074.1965 | 44031.1926 | 45957.6456 | 47878.9589 | 49764.8389 | 51617.7404 | 53440.7646 | 55240.2795 | 56860.1682
F2_Commercial_Office (WA)_New_Food Preparation_Natural Gas_Oven_Baseline Forecast | F2 | Commercial | Office (WA) | New | Food Preparation | Natural Gas | Oven | Baseline Forecast | Usage (MMtherm) | 0 | 9.1723e-05 | 0.00017744 | 0.00026367 | 0.00034976 | 0.00043412 | 0.00051699 | 0.00059812 | 0.00067792 | 0.00075644 | 0.00083364 | 0.00090826 | 0.00098175 | 0.0010541 | 0.001125 | 0.0011945 | 0.0012631 | 0.0013305 | 0.0013967 | 0.0014616 | 0.0015256 | 0.0015894 | 0.001652 | 0.0017135 | 0.001774 | 0.0018337 | 0.0018875
F3_Commercial_Office (WA)_New_Food Preparation_Natural Gas_Oven_Baseline Forecast | F3 | Commercial | Office (WA) | New | Food Preparation | Natural Gas | Oven | Baseline Forecast | Summer Peak Demand (n/a) | 0 | 0 | 0 | 0 | 0 | 0 | 0 | 0 | 0 | 0 | 0 | 0 | 0 | 0 | 0 | 0 | 0 | 0 | 0 | 0 | 0 | 0 | 0 | 0 | 0 | 0 | 0
F4_Commercial_Office (WA)_New_Food Preparation_Natural Gas_Oven_Baseline Forecast | F4 | Commercial | Office (WA) | New | Food Preparation | Natural Gas | Oven | Baseline Forecast | Winter Peak Demand (n/a) | 0 | 0 | 0 | 0 | 0 | 0 | 0 | 0 | 0 | 0 | 0 | 0 | 0 | 0 | 0 | 0 | 0 | 0 | 0 | 0 | 0 | 0 | 0 | 0 | 0 | 0 | 0
F5_Commercial_Office (WA)_New_Food Preparation_Natural Gas_Oven_Baseline Forecast | F5 | Commercial | Office (WA) | New | Food Preparation | Natural Gas | Oven | Baseline Forecast | Turnover | 0 | 2763.089 | 2582.0717 | 2597.6498 | 2593.6119 | 2541.1189 | 2496.501 | 2444.0225 | 2403.9812 | 2365.2278 | 2878.403 | 3206.1524 | 3500.3329 | 3726.1076 | 3883.1184 | 4715.7114 | 4603.5109 | 4545.3946 | 4478.1549 | 4506.2778 | 4595.4126 | 4742.7906 | 4877.7868 | 5012.8917 | 5428.6844 | 5690.6628 | 5719.0035
F6_Commercial_Office (WA)_New_Food Preparation_Natural Gas_Oven_Baseline Forecast | F6 | Commercial | Office (WA) | New | Food Preparation | Natural Gas | Oven | Baseline Forecast | Avg. Replacement Usage (therms) | 0.033196 | 0.033196 | 0.033196 | 0.033196 | 0.033196 | 0.033196 | 0.033196 | 0.033196 | 0.033196 | 0.033196 | 0.033196 | 0.033196 | 0.033196 | 0.033196 | 0.033196 | 0.033196 | 0.033196 | 0.033196 | 0.033196 | 0.033196 | 0.033196 | 0.033196 | 0.033196 | 0.033196 | 0.033196 | 0.033196 | 0.033196
F7_Commercial_Office (WA)_New_Food Preparation_Natural Gas_Oven_Baseline Forecast | F7 | Commercial | Office (WA) | New | Food Preparation | Natural Gas | Oven | Baseline Forecast | Avg. Replacement Summer Demand (n/a) | 0 | 0 | 0 | 0 | 0 | 0 | 0 | 0 | 0 | 0 | 0 | 0 | 0 | 0 | 0 | 0 | 0 | 0 | 0 | 0 | 0 | 0 | 0 | 0 | 0 | 0 | 0
F8_Commercial_Office (WA)_New_Food Preparation_Natural Gas_Oven_Baseline Forecast | F8 | Commercial | Office (WA) | New | Food Preparation | Natural Gas | Oven | Baseline Forecast | Avg. Replacement Winter Demand (n/a) | 0 | 0 | 0 | 0 | 0 | 0 | 0 | 0 | 0 | 0 | 0 | 0 | 0 | 0 | 0 | 0 | 0 | 0 | 0 | 0 | 0 | 0 | 0 | 0 | 0 | 0 | 0
F1_Commercial_Office (WA)_New_Food Preparation_Natural Gas_Conveyor Oven_Baseline Forecast | F1 | Commercial | Office (WA) | New | Food Preparation | Natural Gas | Conveyor Oven | Baseline Forecast | Units | 0 | 1381.5445 | 2672.5804 | 3971.4053 | 5268.2113 | 6538.7707 | 7787.0212 | 9009.0324 | 10211.023 | 11393.6369 | 12556.5295 | 13680.3514 | 14787.3495 | 15876.5073 | 16944.8379 | 17992.297 | 19025.0592 | 20040.122 | 21037.0982 | 22015.5963 | 22978.8228 | 23939.4794 | 24882.4194 | 25808.8702 | 26720.3823 | 27620.1398 | 28430.0841
F2_Commercial_Office (WA)_New_Food Preparation_Natural Gas_Conveyor Oven_Baseline Forecast | F2 | Commercial | Office (WA) | New | Food Preparation | Natural Gas | Conveyor Oven | Baseline Forecast | Usage (MMtherm) | 0 | 7.8472e-05 | 0.0001518 | 0.00022558 | 0.00029923 | 0.0003714 | 0.0004423 | 0.00051171 | 0.00057999 | 0.00064716 | 0.00071321 | 0.00077704 | 0.00083992 | 0.00090179 | 0.00096247 | 0.001022 | 0.0010806 | 0.0011383 | 0.0011949 | 0.0012505 | 0.0013052 | 0.0013598 | 0.0014133 | 0.0014659 | 0.0015177 | 0.0015688 | 0.0016148
F3_Commercial_Office (WA)_New_Food Preparation_Natural Gas_Conveyor Oven_Baseline Forecast | F3 | Commercial | Office (WA) | New | Food Preparation | Natural Gas | Conveyor Oven | Baseline Forecast | Summer Peak Demand (n/a) | 0 | 0 | 0 | 0 | 0 | 0 | 0 | 0 | 0 | 0 | 0 | 0 | 0 | 0 | 0 | 0 | 0 | 0 | 0 | 0 | 0 | 0 | 0 | 0 | 0 | 0 | 0
F4_Commercial_Office (WA)_New_Food Preparation_Natural Gas_Conveyor Oven_Baseline Forecast | F4 | Commercial | Office (WA) | New | Food Preparation | Natural Gas | Conveyor Oven | Baseline Forecast | Winter Peak Demand (n/a) | 0 | 0 | 0 | 0 | 0 | 0 | 0 | 0 | 0 | 0 | 0 | 0 | 0 | 0 | 0 | 0 | 0 | 0 | 0 | 0 | 0 | 0 | 0 | 0 | 0 | 0 | 0
F5_Commercial_Office (WA)_New_Food Preparation_Natural Gas_Conveyor Oven_Baseline Forecast | F5 | Commercial | Office (WA) | New | Food Preparation | Natural Gas | Conveyor Oven | Baseline Forecast | Turnover | 0 | 1381.5445 | 1291.0359 | 1298.8249 | 1296.806 | 1270.5594 | 1248.2505 | 1222.0113 | 1201.9906 | 1182.6139 | 1162.8926 | 1123.8219 | 1106.998 | 1089.1579 | 1068.3306 | 1047.4591 | 1032.7622 | 1291.3716 | 1476.2306 | 1621.6665 | 1737.1224 | 1833.8853 | 2253.3366 | 2195.444 | 2169.1467 | 2141.8586 | 2029.3234
F6_Commercial_Office (WA)_New_Food Preparation_Natural Gas_Conveyor Oven_Baseline Forecast | F6 | Commercial | Office (WA) | New | Food Preparation | Natural Gas | Conveyor Oven | Baseline Forecast | Avg. Replacement Usage (therms) | 0.0568 | 0.0568 | 0.0568 | 0.0568 | 0.0568 | 0.0568 | 0.0568 | 0.0568 | 0.0568 | 0.0568 | 0.0568 | 0.0568 | 0.0568 | 0.0568 | 0.0568 | 0.0568 | 0.0568 | 0.0568 | 0.0568 | 0.0568 | 0.0568 | 0.0568 | 0.0568 | 0.0568 | 0.0568 | 0.0568 | 0.0568
F7_Commercial_Office (WA)_New_Food Preparation_Natural Gas_Conveyor Oven_Baseline Forecast | F7 | Commercial | Office (WA) | New | Food Preparation | Natural Gas | Conveyor Oven | Baseline Forecast | Avg. Replacement Summer Demand (n/a) | 0 | 0 | 0 | 0 | 0 | 0 | 0 | 0 | 0 | 0 | 0 | 0 | 0 | 0 | 0 | 0 | 0 | 0 | 0 | 0 | 0 | 0 | 0 | 0 | 0 | 0 | 0
F8_Commercial_Office (WA)_New_Food Preparation_Natural Gas_Conveyor Oven_Baseline Forecast | F8 | Commercial | Office (WA) | New | Food Preparation | Natural Gas | Conveyor Oven | Baseline Forecast | Avg. Replacement Winter Demand (n/a) | 0 | 0 | 0 | 0 | 0 | 0 | 0 | 0 | 0 | 0 | 0 | 0 | 0 | 0 | 0 | 0 | 0 | 0 | 0 | 0 | 0 | 0 | 0 | 0 | 0 | 0 | 0
F1_Commercial_Office (WA)_New_Food Preparation_Natural Gas_Double Rack Oven_Baseline Forecast | F1 | Commercial | Office (WA) | New | Food Preparation | Natural Gas | Double Rack Oven | Baseline Forecast | Units | 0 | 1381.5445 | 2672.5804 | 3971.4053 | 5268.2113 | 6538.7707 | 7787.0212 | 9009.0324 | 10211.023 | 11393.6369 | 12556.5295 | 13680.3514 | 14787.3495 | 15876.5073 | 16944.8379 | 17992.297 | 19025.0592 | 20040.122 | 21037.0982 | 22015.5963 | 22978.8228 | 23939.4794 | 24882.4194 | 25808.8702 | 26720.3823 | 27620.1398 | 28430.0841
F2_Commercial_Office (WA)_New_Food Preparation_Natural Gas_Double Rack Oven_Baseline Forecast | F2 | Commercial | Office (WA) | New | Food Preparation | Natural Gas | Double Rack Oven | Baseline Forecast | Usage (MMtherm) | 0 | 0.00011921 | 0.00023062 | 0.00034269 | 0.00045459 | 0.00056423 | 0.00067194 | 0.00077739 | 0.0008811 | 0.00098315 | 0.0010835 | 0.0011805 | 0.001276 | 0.00137 | 0.0014622 | 0.0015525 | 0.0016417 | 0.0017293 | 0.0018153 | 0.0018997 | 0.0019828 | 0.0020657 | 0.0021471 | 0.002227 | 0.0023057 | 0.0023833 | 0.0024532
F3_Commercial_Office (WA)_New_Food Preparation_Natural Gas_Double Rack Oven_Baseline Forecast | F3 | Commercial | Office (WA) | New | Food Preparation | Natural Gas | Double Rack Oven | Baseline Forecast | Summer Peak Demand (n/a) | 0 | 0 | 0 | 0 | 0 | 0 | 0 | 0 | 0 | 0 | 0 | 0 | 0 | 0 | 0 | 0 | 0 | 0 | 0 | 0 | 0 | 0 | 0 | 0 | 0 | 0 | 0
F4_Commercial_Office (WA)_New_Food Preparation_Natural Gas_Double Rack Oven_Baseline Forecast | F4 | Commercial | Office (WA) | New | Food Preparation | Natural Gas | Double Rack Oven | Baseline Forecast | Winter Peak Demand (n/a) | 0 | 0 | 0 | 0 | 0 | 0 | 0 | 0 | 0 | 0 | 0 | 0 | 0 | 0 | 0 | 0 | 0 | 0 | 0 | 0 | 0 | 0 | 0 | 0 | 0 | 0 | 0
F5_Commercial_Office (WA)_New_Food Preparation_Natural Gas_Double Rack Oven_Baseline Forecast | F5 | Commercial | Office (WA) | New | Food Preparation | Natural Gas | Double Rack Oven | Baseline Forecast | Turnover | 0 | 1381.5445 | 1291.0359 | 1298.8249 | 1296.806 | 1270.5594 | 1248.2505 | 1222.0113 | 1201.9906 | 1182.6139 | 1316.3976 | 1403.7192 | 1500.1095 | 1582.6798 | 1648.19 | 1701.5842 | 1749.9858 | 1786.1493 | 1813.7881 | 2276.2607 | 2244.8904 | 2268.9908 | 2281.1353 | 2291.0074 | 2306.6463 | 2326.2393 | 2270.224
F6_Commercial_Office (WA)_New_Food Preparation_Natural Gas_Double Rack Oven_Baseline Forecast | F6 | Commercial | Office (WA) | New | Food Preparation | Natural Gas | Double Rack Oven | Baseline Forecast | Avg. Replacement Usage (therms) | 0.08629 | 0.08629 | 0.08629 | 0.08629 | 0.08629 | 0.08629 | 0.08629 | 0.08629 | 0.08629 | 0.08629 | 0.08629 | 0.08629 | 0.08629 | 0.08629 | 0.08629 | 0.08629 | 0.08629 | 0.08629 | 0.08629 | 0.08629 | 0.08629 | 0.08629 | 0.08629 | 0.08629 | 0.08629 | 0.08629 | 0.08629
F7_Commercial_Office (WA)_New_Food Preparation_Natural Gas_Double Rack Oven_Baseline Forecast | F7 | Commercial | Office (WA) | New | Food Preparation | Natural Gas | Double Rack Oven | Baseline Forecast | Avg. Replacement Summer Demand (n/a) | 0 | 0 | 0 | 0 | 0 | 0 | 0 | 0 | 0 | 0 | 0 | 0 | 0 | 0 | 0 | 0 | 0 | 0 | 0 | 0 | 0 | 0 | 0 | 0 | 0 | 0 | 0
F8_Commercial_Office (WA)_New_Food Preparation_Natural Gas_Double Rack Oven_Baseline Forecast | F8 | Commercial | Office (WA) | New | Food Preparation | Natural Gas | Double Rack Oven | Baseline Forecast | Avg. Replacement Winter Demand (n/a) | 0 | 0 | 0 | 0 | 0 | 0 | 0 | 0 | 0 | 0 | 0 | 0 | 0 | 0 | 0 | 0 | 0 | 0 | 0 | 0 | 0 | 0 | 0 | 0 | 0 | 0 | 0
F1_Commercial_Office (WA)_New_Food Preparation_Natural Gas_Fryer_Baseline Forecast | F1 | Commercial | Office (WA) | New | Food Preparation | Natural Gas | Fryer | Baseline Forecast | Units | 0 | 5526.178 | 10690.3215 | 15885.6212 | 21072.845 | 26155.0827 | 31148.0847 | 36036.1298 | 40844.0922 | 45574.5477 | 50226.1181 | 54721.4057 | 59149.3979 | 63506.0294 | 67779.3517 | 71969.1882 | 76100.2369 | 80160.4878 | 84148.393 | 88062.3852 | 91915.2913 | 95757.9178 | 99529.6777 | 103235.4808 | 106881.5292 | 110480.5591 | 113720.3364
F2_Commercial_Office (WA)_New_Food Preparation_Natural Gas_Fryer_Baseline Forecast | F2 | Commercial | Office (WA) | New | Food Preparation | Natural Gas | Fryer | Baseline Forecast | Usage (MMtherm) | 0 | 0.00028421 | 0.0005498 | 0.000817 | 0.0010838 | 0.0013452 | 0.0016019 | 0.0018533 | 0.0021006 | 0.0023439 | 0.0025831 | 0.0028143 | 0.0030421 | 0.0032661 | 0.0034859 | 0.0037014 | 0.0039138 | 0.0041227 | 0.0043278 | 0.0045291 | 0.0047272 | 0.0049248 | 0.0051188 | 0.0053094 | 0.0054969 | 0.005682 | 0.0058486
F3_Commercial_Office (WA)_New_Food Preparation_Natural Gas_Fryer_Baseline Forecast | F3 | Commercial | Office (WA) | New | Food Preparation | Natural Gas | Fryer | Baseline Forecast | Summer Peak Demand (n/a) | 0 | 0 | 0 | 0 | 0 | 0 | 0 | 0 | 0 | 0 | 0 | 0 | 0 | 0 | 0 | 0 | 0 | 0 | 0 | 0 | 0 | 0 | 0 | 0 | 0 | 0 | 0
F4_Commercial_Office (WA)_New_Food Preparation_Natural Gas_Fryer_Baseline Forecast | F4 | Commercial | Office (WA) | New | Food Preparation | Natural Gas | Fryer | Baseline Forecast | Winter Peak Demand (n/a) | 0 | 0 | 0 | 0 | 0 | 0 | 0 | 0 | 0 | 0 | 0 | 0 | 0 | 0 | 0 | 0 | 0 | 0 | 0 | 0 | 0 | 0 | 0 | 0 | 0 | 0 | 0
F5_Commercial_Office (WA)_New_Food Preparation_Natural Gas_Fryer_Baseline Forecast | F5 | Commercial | Office (WA) | New | Food Preparation | Natural Gas | Fryer | Baseline Forecast | Turnover | 0 | 5526.178 | 5164.1435 | 5195.2997 | 5187.2238 | 5082.2377 | 4993.0019 | 4888.0451 | 4807.9624 | 4730.4555 | 4651.5705 | 4495.2876 | 4930.372 | 5282.808 | 5587.601 | 5856.201 | 6107.9473 | 6311.3406 | 6478.7181 | 6615.4551 | 6738.8228 | 6889.0572 | 6949.9049 | 8804.0521 | 8645.7201 | 8662.077 | 8372.3561
F6_Commercial_Office (WA)_New_Food Preparation_Natural Gas_Fryer_Baseline Forecast | F6 | Commercial | Office (WA) | New | Food Preparation | Natural Gas | Fryer | Baseline Forecast | Avg. Replacement Usage (therms) | 0.05143 | 0.05143 | 0.05143 | 0.05143 | 0.05143 | 0.05143 | 0.05143 | 0.05143 | 0.05143 | 0.05143 | 0.05143 | 0.05143 | 0.05143 | 0.05143 | 0.05143 | 0.05143 | 0.05143 | 0.05143 | 0.05143 | 0.05143 | 0.05143 | 0.05143 | 0.05143 | 0.05143 | 0.05143 | 0.05143 | 0.05143
F7_Commercial_Office (WA)_New_Food Preparation_Natural Gas_Fryer_Baseline Forecast | F7 | Commercial | Office (WA) | New | Food Preparation | Natural Gas | Fryer | Baseline Forecast | Avg. Replacement Summer Demand (n/a) | 0 | 0 | 0 | 0 | 0 | 0 | 0 | 0 | 0 | 0 | 0 | 0 | 0 | 0 | 0 | 0 | 0 | 0 | 0 | 0 | 0 | 0 | 0 | 0 | 0 | 0 | 0
F8_Commercial_Office (WA)_New_Food Preparation_Natural Gas_Fryer_Baseline Forecast | F8 | Commercial | Office (WA) | New | Food Preparation | Natural Gas | Fryer | Baseline Forecast | Avg. Replacement Winter Demand (n/a) | 0 | 0 | 0 | 0 | 0 | 0 | 0 | 0 | 0 | 0 | 0 | 0 | 0 | 0 | 0 | 0 | 0 | 0 | 0 | 0 | 0 | 0 | 0 | 0 | 0 | 0 | 0
F1_Commercial_Office (WA)_New_Food Preparation_Natural Gas_Broiler_Baseline Forecast | F1 | Commercial | Office (WA) | New | Food Preparation | Natural Gas | Broiler | Baseline Forecast | Units | 0 | 0 | 0 | 0 | 0 | 0 | 0 | 0 | 0 | 0 | 0 | 0 | 0 | 0 | 0 | 0 | 0 | 0 | 0 | 0 | 0 | 0 | 0 | 0 | 0 | 0 | 0
F2_Commercial_Office (WA)_New_Food Preparation_Natural Gas_Broiler_Baseline Forecast | F2 | Commercial | Office (WA) | New | Food Preparation | Natural Gas | Broiler | Baseline Forecast | Usage (MMtherm) | 0 | 0 | 0 | 0 | 0 | 0 | 0 | 0 | 0 | 0 | 0 | 0 | 0 | 0 | 0 | 0 | 0 | 0 | 0 | 0 | 0 | 0 | 0 | 0 | 0 | 0 | 0
F3_Commercial_Office (WA)_New_Food Preparation_Natural Gas_Broiler_Baseline Forecast | F3 | Commercial | Office (WA) | New | Food Preparation | Natural Gas | Broiler | Baseline Forecast | Summer Peak Demand (n/a) | 0 | 0 | 0 | 0 | 0 | 0 | 0 | 0 | 0 | 0 | 0 | 0 | 0 | 0 | 0 | 0 | 0 | 0 | 0 | 0 | 0 | 0 | 0 | 0 | 0 | 0 | 0
F4_Commercial_Office (WA)_New_Food Preparation_Natural Gas_Broiler_Baseline Forecast | F4 | Commercial | Office (WA) | New | Food Preparation | Natural Gas | Broiler | Baseline Forecast | Winter Peak Demand (n/a) | 0 | 0 | 0 | 0 | 0 | 0 | 0 | 0 | 0 | 0 | 0 | 0 | 0 | 0 | 0 | 0 | 0 | 0 | 0 | 0 | 0 | 0 | 0 | 0 | 0 | 0 | 0
F5_Commercial_Office (WA)_New_Food Preparation_Natural Gas_Broiler_Baseline Forecast | F5 | Commercial | Office (WA) | New | Food Preparation | Natural Gas | Broiler | Baseline Forecast | Turnover | 0 | 0 | 0 | 0 | 0 | 0 | 0 | 0 | 0 | 0 | 0 | 0 | 0 | 0 | 0 | 0 | 0 | 0 | 0 | 0 | 0 | 0 | 0 | 0 | 0 | 0 | 0
F6_Commercial_Office (WA)_New_Food Preparation_Natural Gas_Broiler_Baseline Forecast | F6 | Commercial | Office (WA) | New | Food Preparation | Natural Gas | Broiler | Baseline Forecast | Avg. Replacement Usage (therms) | 0.05496 | 0.05496 | 0.05496 | 0.05496 | 0.05496 | 0.05496 | 0.05496 | 0.05496 | 0.05496 | 0.05496 | 0.05496 | 0.05496 | 0.05496 | 0.05496 | 0.05496 | 0.05496 | 0.05496 | 0.05496 | 0.05496 | 0.05496 | 0.05496 | 0.05496 | 0.05496 | 0.05496 | 0.05496 | 0.05496 | 0.05496
F7_Commercial_Office (WA)_New_Food Preparation_Natural Gas_Broiler_Baseline Forecast | F7 | Commercial | Office (WA) | New | Food Preparation | Natural Gas | Broiler | Baseline Forecast | Avg. Replacement Summer Demand (n/a) | 0 | 0 | 0 | 0 | 0 | 0 | 0 | 0 | 0 | 0 | 0 | 0 | 0 | 0 | 0 | 0 | 0 | 0 | 0 | 0 | 0 | 0 | 0 | 0 | 0 | 0 | 0
F8_Commercial_Office (WA)_New_Food Preparation_Natural Gas_Broiler_Baseline Forecast | F8 | Commercial | Office (WA) | New | Food Preparation | Natural Gas | Broiler | Baseline Forecast | Avg. Replacement Winter Demand (n/a) | 0 | 0 | 0 | 0 | 0 | 0 | 0 | 0 | 0 | 0 | 0 | 0 | 0 | 0 | 0 | 0 | 0 | 0 | 0 | 0 | 0 | 0 | 0 | 0 | 0 | 0 | 0
F1_Commercial_Office (WA)_New_Food Preparation_Natural Gas_Griddle_Baseline Forecast | F1 | Commercial | Office (WA) | New | Food Preparation | Natural Gas | Griddle | Baseline Forecast | Units | 0 | 5526.178 | 10690.3215 | 15885.6212 | 21072.845 | 26155.0827 | 31148.0847 | 36036.1298 | 40844.0922 | 45574.5477 | 50226.1181 | 54721.4057 | 59149.3979 | 63506.0294 | 67779.3517 | 71969.1882 | 76100.2369 | 80160.4878 | 84148.393 | 88062.3852 | 91915.2913 | 95757.9178 | 99529.6777 | 103235.4808 | 106881.5292 | 110480.5591 | 113720.3364
F2_Commercial_Office (WA)_New_Food Preparation_Natural Gas_Griddle_Baseline Forecast | F2 | Commercial | Office (WA) | New | Food Preparation | Natural Gas | Griddle | Baseline Forecast | Usage (MMtherm) | 0 | 0.00021168 | 0.0004095 | 0.00060851 | 0.00080721 | 0.0010019 | 0.0011932 | 0.0013804 | 0.0015646 | 0.0017458 | 0.001924 | 0.0020961 | 0.0022658 | 0.0024326 | 0.0025963 | 0.0027568 | 0.0029151 | 0.0030706 | 0.0032234 | 0.0033733 | 0.0035209 | 0.0036681 | 0.0038126 | 0.0039545 | 0.0040942 | 0.004232 | 0.0043561
F3_Commercial_Office (WA)_New_Food Preparation_Natural Gas_Griddle_Baseline Forecast | F3 | Commercial | Office (WA) | New | Food Preparation | Natural Gas | Griddle | Baseline Forecast | Summer Peak Demand (n/a) | 0 | 0 | 0 | 0 | 0 | 0 | 0 | 0 | 0 | 0 | 0 | 0 | 0 | 0 | 0 | 0 | 0 | 0 | 0 | 0 | 0 | 0 | 0 | 0 | 0 | 0 | 0
F4_Commercial_Office (WA)_New_Food Preparation_Natural Gas_Griddle_Baseline Forecast | F4 | Commercial | Office (WA) | New | Food Preparation | Natural Gas | Griddle | Baseline Forecast | Winter Peak Demand (n/a) | 0 | 0 | 0 | 0 | 0 | 0 | 0 | 0 | 0 | 0 | 0 | 0 | 0 | 0 | 0 | 0 | 0 | 0 | 0 | 0 | 0 | 0 | 0 | 0 | 0 | 0 | 0
F5_Commercial_Office (WA)_New_Food Preparation_Natural Gas_Griddle_Baseline Forecast | F5 | Commercial | Office (WA) | New | Food Preparation | Natural Gas | Griddle | Baseline Forecast | Turnover | 0 | 5526.178 | 5164.1435 | 5195.2997 | 5187.2238 | 5082.2377 | 4993.0019 | 4888.0451 | 4807.9624 | 4730.4555 | 5265.5902 | 5614.8767 | 6000.438 | 6330.7193 | 6592.7601 | 6806.3369 | 6999.9431 | 7144.5972 | 7255.1525 | 9105.0429 | 8979.5614 | 9075.9632 | 9124.5411 | 9164.0297 | 9226.5852 | 9304.9574 | 9080.8959
F6_Commercial_Office (WA)_New_Food Preparation_Natural Gas_Griddle_Baseline Forecast | F6 | Commercial | Office (WA) | New | Food Preparation | Natural Gas | Griddle | Baseline Forecast | Avg. Replacement Usage (therms) | 0.038306 | 0.038306 | 0.038306 | 0.038306 | 0.038306 | 0.038306 | 0.038306 | 0.038306 | 0.038306 | 0.038306 | 0.038306 | 0.038306 | 0.038306 | 0.038306 | 0.038306 | 0.038306 | 0.038306 | 0.038306 | 0.038306 | 0.038306 | 0.038306 | 0.038306 | 0.038306 | 0.038306 | 0.038306 | 0.038306 | 0.038306
F7_Commercial_Office (WA)_New_Food Preparation_Natural Gas_Griddle_Baseline Forecast | F7 | Commercial | Office (WA) | New | Food Preparation | Natural Gas | Griddle | Baseline Forecast | Avg. Replacement Summer Demand (n/a) | 0 | 0 | 0 | 0 | 0 | 0 | 0 | 0 | 0 | 0 | 0 | 0 | 0 | 0 | 0 | 0 | 0 | 0 | 0 | 0 | 0 | 0 | 0 | 0 | 0 | 0 | 0
F8_Commercial_Office (WA)_New_Food Preparation_Natural Gas_Griddle_Baseline Forecast | F8 | Commercial | Office (WA) | New | Food Preparation | Natural Gas | Griddle | Baseline Forecast | Avg. Replacement Winter Demand (n/a) | 0 | 0 | 0 | 0 | 0 | 0 | 0 | 0 | 0 | 0 | 0 | 0 | 0 | 0 | 0 | 0 | 0 | 0 | 0 | 0 | 0 | 0 | 0 | 0 | 0 | 0 | 0
F1_Commercial_Office (WA)_New_Food Preparation_Natural Gas_Range_Baseline Forecast | F1 | Commercial | Office (WA) | New | Food Preparation | Natural Gas | Range | Baseline Forecast | Units | 0 | 5526.178 | 10690.3215 | 15885.6212 | 21072.845 | 26155.0827 | 31148.0847 | 36036.1298 | 40844.0922 | 45574.5477 | 50226.1181 | 54721.4057 | 59149.3979 | 63506.0294 | 67779.3517 | 71969.1882 | 76100.2369 | 80160.4878 | 84148.393 | 88062.3852 | 91915.2913 | 95757.9178 | 99529.6777 | 103235.4808 | 106881.5292 | 110480.5591 | 113720.3364
F2_Commercial_Office (WA)_New_Food Preparation_Natural Gas_Range_Baseline Forecast | F2 | Commercial | Office (WA) | New | Food Preparation | Natural Gas | Range | Baseline Forecast | Usage (MMtherm) | 0 | 0.00020913 | 0.00040455 | 0.00060116 | 0.00079746 | 0.00098979 | 0.0011787 | 0.0013637 | 0.0015457 | 0.0017247 | 0.0019007 | 0.0020708 | 0.0022384 | 0.0024033 | 0.002565 | 0.0027235 | 0.0028799 | 0.0030335 | 0.0031844 | 0.0033326 | 0.0034784 | 0.0036238 | 0.0037665 | 0.0039067 | 0.0040447 | 0.0041809 | 0.0043035
F3_Commercial_Office (WA)_New_Food Preparation_Natural Gas_Range_Baseline Forecast | F3 | Commercial | Office (WA) | New | Food Preparation | Natural Gas | Range | Baseline Forecast | Summer Peak Demand (n/a) | 0 | 0 | 0 | 0 | 0 | 0 | 0 | 0 | 0 | 0 | 0 | 0 | 0 | 0 | 0 | 0 | 0 | 0 | 0 | 0 | 0 | 0 | 0 | 0 | 0 | 0 | 0
F4_Commercial_Office (WA)_New_Food Preparation_Natural Gas_Range_Baseline Forecast | F4 | Commercial | Office (WA) | New | Food Preparation | Natural Gas | Range | Baseline Forecast | Winter Peak Demand (n/a) | 0 | 0 | 0 | 0 | 0 | 0 | 0 | 0 | 0 | 0 | 0 | 0 | 0 | 0 | 0 | 0 | 0 | 0 | 0 | 0 | 0 | 0 | 0 | 0 | 0 | 0 | 0
F5_Commercial_Office (WA)_New_Food Preparation_Natural Gas_Range_Baseline Forecast | F5 | Commercial | Office (WA) | New | Food Preparation | Natural Gas | Range | Baseline Forecast | Turnover | 0 | 5526.178 | 5164.1435 | 5195.2997 | 5187.2238 | 5082.2377 | 4993.0019 | 4888.0451 | 4807.9624 | 4730.4555 | 5756.8061 | 6412.3048 | 7000.6659 | 7452.2152 | 7766.2368 | 9431.4229 | 9207.0217 | 9090.7891 | 8956.3099 | 9012.5557 | 9190.8252 | 9485.5811 | 9755.5735 | 10025.7833 | 10857.3688 | 11381.3256 | 11438.007
F6_Commercial_Office (WA)_New_Food Preparation_Natural Gas_Range_Baseline Forecast | F6 | Commercial | Office (WA) | New | Food Preparation | Natural Gas | Range | Baseline Forecast | Avg. Replacement Usage (therms) | 0.037843 | 0.037843 | 0.037843 | 0.037843 | 0.037843 | 0.037843 | 0.037843 | 0.037843 | 0.037843 | 0.037843 | 0.037843 | 0.037843 | 0.037843 | 0.037843 | 0.037843 | 0.037843 | 0.037843 | 0.037843 | 0.037843 | 0.037843 | 0.037843 | 0.037843 | 0.037843 | 0.037843 | 0.037843 | 0.037843 | 0.037843
F7_Commercial_Office (WA)_New_Food Preparation_Natural Gas_Range_Baseline Forecast | F7 | Commercial | Office (WA) | New | Food Preparation | Natural Gas | Range | Baseline Forecast | Avg. Replacement Summer Demand (n/a) | 0 | 0 | 0 | 0 | 0 | 0 | 0 | 0 | 0 | 0 | 0 | 0 | 0 | 0 | 0 | 0 | 0 | 0 | 0 | 0 | 0 | 0 | 0 | 0 | 0 | 0 | 0
F8_Commercial_Office (WA)_New_Food Preparation_Natural Gas_Range_Baseline Forecast | F8 | Commercial | Office (WA) | New | Food Preparation | Natural Gas | Range | Baseline Forecast | Avg. Replacement Winter Demand (n/a) | 0 | 0 | 0 | 0 | 0 | 0 | 0 | 0 | 0 | 0 | 0 | 0 | 0 | 0 | 0 | 0 | 0 | 0 | 0 | 0 | 0 | 0 | 0 | 0 | 0 | 0 | 0
F1_Commercial_Office (WA)_New_Food Preparation_Natural Gas_Steamer_Baseline Forecast | F1 | Commercial | Office (WA) | New | Food Preparation | Natural Gas | Steamer | Baseline Forecast | Units | 0 | 0 | 0 | 0 | 0 | 0 | 0 | 0 | 0 | 0 | 0 | 0 | 0 | 0 | 0 | 0 | 0 | 0 | 0 | 0 | 0 | 0 | 0 | 0 | 0 | 0 | 0
F2_Commercial_Office (WA)_New_Food Preparation_Natural Gas_Steamer_Baseline Forecast | F2 | Commercial | Office (WA) | New | Food Preparation | Natural Gas | Steamer | Baseline Forecast | Usage (MMtherm) | 0 | 0 | 0 | 0 | 0 | 0 | 0 | 0 | 0 | 0 | 0 | 0 | 0 | 0 | 0 | 0 | 0 | 0 | 0 | 0 | 0 | 0 | 0 | 0 | 0 | 0 | 0
F3_Commercial_Office (WA)_New_Food Preparation_Natural Gas_Steamer_Baseline Forecast | F3 | Commercial | Office (WA) | New | Food Preparation | Natural Gas | Steamer | Baseline Forecast | Summer Peak Demand (n/a) | 0 | 0 | 0 | 0 | 0 | 0 | 0 | 0 | 0 | 0 | 0 | 0 | 0 | 0 | 0 | 0 | 0 | 0 | 0 | 0 | 0 | 0 | 0 | 0 | 0 | 0 | 0
F4_Commercial_Office (WA)_New_Food Preparation_Natural Gas_Steamer_Baseline Forecast | F4 | Commercial | Office (WA) | New | Food Preparation | Natural Gas | Steamer | Baseline Forecast | Winter Peak Demand (n/a) | 0 | 0 | 0 | 0 | 0 | 0 | 0 | 0 | 0 | 0 | 0 | 0 | 0 | 0 | 0 | 0 | 0 | 0 | 0 | 0 | 0 | 0 | 0 | 0 | 0 | 0 | 0
F5_Commercial_Office (WA)_New_Food Preparation_Natural Gas_Steamer_Baseline Forecast | F5 | Commercial | Office (WA) | New | Food Preparation | Natural Gas | Steamer | Baseline Forecast | Turnover | 0 | 0 | 0 | 0 | 0 | 0 | 0 | 0 | 0 | 0 | 0 | 0 | 0 | 0 | 0 | 0 | 0 | 0 | 0 | 0 | 0 | 0 | 0 | 0 | 0 | 0 | 0
F6_Commercial_Office (WA)_New_Food Preparation_Natural Gas_Steamer_Baseline Forecast | F6 | Commercial | Office (WA) | New | Food Preparation | Natural Gas | Steamer | Baseline Forecast | Avg. Replacement Usage (therms) | 0.043731 | 0.043731 | 0.043731 | 0.043731 | 0.043731 | 0.043731 | 0.043731 | 0.043731 | 0.043731 | 0.043731 | 0.043731 | 0.043731 | 0.043731 | 0.043731 | 0.043731 | 0.043731 | 0.043731 | 0.043731 | 0.043731 | 0.043731 | 0.043731 | 0.043731 | 0.043731 | 0.043731 | 0.043731 | 0.043731 | 0.043731
F7_Commercial_Office (WA)_New_Food Preparation_Natural Gas_Steamer_Baseline Forecast | F7 | Commercial | Office (WA) | New | Food Preparation | Natural Gas | Steamer | Baseline Forecast | Avg. Replacement Summer Demand (n/a) | 0 | 0 | 0 | 0 | 0 | 0 | 0 | 0 | 0 | 0 | 0 | 0 | 0 | 0 | 0 | 0 | 0 | 0 | 0 | 0 | 0 | 0 | 0 | 0 | 0 | 0 | 0
F8_Commercial_Office (WA)_New_Food Preparation_Natural Gas_Steamer_Baseline Forecast | F8 | Commercial | Office (WA) | New | Food Preparation | Natural Gas | Steamer | Baseline Forecast | Avg. Replacement Winter Demand (n/a) | 0 | 0 | 0 | 0 | 0 | 0 | 0 | 0 | 0 | 0 | 0 | 0 | 0 | 0 | 0 | 0 | 0 | 0 | 0 | 0 | 0 | 0 | 0 | 0 | 0 | 0 | 0
F1_Commercial_Office (WA)_New_Food Preparation_Natural Gas_Food Prep Other_Baseline Forecast | F1 | Commercial | Office (WA) | New | Food Preparation | Natural Gas | Food Prep Other | Baseline Forecast | Units | 0 | 0 | 0 | 0 | 0 | 0 | 0 | 0 | 0 | 0 | 0 | 0 | 0 | 0 | 0 | 0 | 0 | 0 | 0 | 0 | 0 | 0 | 0 | 0 | 0 | 0 | 0
F2_Commercial_Office (WA)_New_Food Preparation_Natural Gas_Food Prep Other_Baseline Forecast | F2 | Commercial | Office (WA) | New | Food Preparation | Natural Gas | Food Prep Other | Baseline Forecast | Usage (MMtherm) | 0 | 0 | 0 | 0 | 0 | 0 | 0 | 0 | 0 | 0 | 0 | 0 | 0 | 0 | 0 | 0 | 0 | 0 | 0 | 0 | 0 | 0 | 0 | 0 | 0 | 0 | 0
F3_Commercial_Office (WA)_New_Food Preparation_Natural Gas_Food Prep Other_Baseline Forecast | F3 | Commercial | Office (WA) | New | Food Preparation | Natural Gas | Food Prep Other | Baseline Forecast | Summer Peak Demand (n/a) | 0 | 0 | 0 | 0 | 0 | 0 | 0 | 0 | 0 | 0 | 0 | 0 | 0 | 0 | 0 | 0 | 0 | 0 | 0 | 0 | 0 | 0 | 0 | 0 | 0 | 0 | 0
F4_Commercial_Office (WA)_New_Food Preparation_Natural Gas_Food Prep Other_Baseline Forecast | F4 | Commercial | Office (WA) | New | Food Preparation | Natural Gas | Food Prep Other | Baseline Forecast | Winter Peak Demand (n/a) | 0 | 0 | 0 | 0 | 0 | 0 | 0 | 0 | 0 | 0 | 0 | 0 | 0 | 0 | 0 | 0 | 0 | 0 | 0 | 0 | 0 | 0 | 0 | 0 | 0 | 0 | 0
F5_Commercial_Office (WA)_New_Food Preparation_Natural Gas_Food Prep Other_Baseline Forecast | F5 | Commercial | Office (WA) | New | Food Preparation | Natural Gas | Food Prep Other | Baseline Forecast | Turnover | 0 | 0 | 0 | 0 | 0 | 0 | 0 | 0 | 0 | 0 | 0 | 0 | 0 | 0 | 0 | 0 | 0 | 0 | 0 | 0 | 0 | 0 | 0 | 0 | 0 | 0 | 0
F6_Commercial_Office (WA)_New_Food Preparation_Natural Gas_Food Prep Other_Baseline Forecast | F6 | Commercial | Office (WA) | New | Food Preparation | Natural Gas | Food Prep Other | Baseline Forecast | Avg. Replacement Usage (therms) | 0.015793 | 0.015793 | 0.015793 | 0.015793 | 0.015793 | 0.015793 | 0.015793 | 0.015793 | 0.015793 | 0.015793 | 0.015793 | 0.015793 | 0.015793 | 0.015793 | 0.015793 | 0.015793 | 0.015793 | 0.015793 | 0.015793 | 0.015793 | 0.015793 | 0.015793 | 0.015793 | 0.015793 | 0.015793 | 0.015793 | 0.015793
F7_Commercial_Office (WA)_New_Food Preparation_Natural Gas_Food Prep Other_Baseline Forecast | F7 | Commercial | Office (WA) | New | Food Preparation | Natural Gas | Food Prep Other | Baseline Forecast | Avg. Replacement Summer Demand (n/a) | 0 | 0 | 0 | 0 | 0 | 0 | 0 | 0 | 0 | 0 | 0 | 0 | 0 | 0 | 0 | 0 | 0 | 0 | 0 | 0 | 0 | 0 | 0 | 0 | 0 | 0 | 0
F8_Commercial_Office (WA)_New_Food Preparation_Natural Gas_Food Prep Other_Baseline Forecast | F8 | Commercial | Office (WA) | New | Food Preparation | Natural Gas | Food Prep Other | Baseline Forecast | Avg. Replacement Winter Demand (n/a) | 0 | 0 | 0 | 0 | 0 | 0 | 0 | 0 | 0 | 0 | 0 | 0 | 0 | 0 | 0 | 0 | 0 | 0 | 0 | 0 | 0 | 0 | 0 | 0 | 0 | 0 | 0
F1_Commercial_Office (WA)_New_Miscellaneous_Natural Gas_Pool Heater_Baseline Forecast | F1 | Commercial | Office (WA) | New | Miscellaneous | Natural Gas | Pool Heater | Baseline Forecast | Units | 0 | 0 | 0 | 0 | 0 | 0 | 0 | 0 | 0 | 0 | 0 | 0 | 0 | 0 | 0 | 0 | 0 | 0 | 0 | 0 | 0 | 0 | 0 | 0 | 0 | 0 | 0
F2_Commercial_Office (WA)_New_Miscellaneous_Natural Gas_Pool Heater_Baseline Forecast | F2 | Commercial | Office (WA) | New | Miscellaneous | Natural Gas | Pool Heater | Baseline Forecast | Usage (MMtherm) | 0 | 0 | 0 | 0 | 0 | 0 | 0 | 0 | 0 | 0 | 0 | 0 | 0 | 0 | 0 | 0 | 0 | 0 | 0 | 0 | 0 | 0 | 0 | 0 | 0 | 0 | 0
F3_Commercial_Office (WA)_New_Miscellaneous_Natural Gas_Pool Heater_Baseline Forecast | F3 | Commercial | Office (WA) | New | Miscellaneous | Natural Gas | Pool Heater | Baseline Forecast | Summer Peak Demand (n/a) | 0 | 0 | 0 | 0 | 0 | 0 | 0 | 0 | 0 | 0 | 0 | 0 | 0 | 0 | 0 | 0 | 0 | 0 | 0 | 0 | 0 | 0 | 0 | 0 | 0 | 0 | 0
F4_Commercial_Office (WA)_New_Miscellaneous_Natural Gas_Pool Heater_Baseline Forecast | F4 | Commercial | Office (WA) | New | Miscellaneous | Natural Gas | Pool Heater | Baseline Forecast | Winter Peak Demand (n/a) | 0 | 0 | 0 | 0 | 0 | 0 | 0 | 0 | 0 | 0 | 0 | 0 | 0 | 0 | 0 | 0 | 0 | 0 | 0 | 0 | 0 | 0 | 0 | 0 | 0 | 0 | 0
F5_Commercial_Office (WA)_New_Miscellaneous_Natural Gas_Pool Heater_Baseline Forecast | F5 | Commercial | Office (WA) | New | Miscellaneous | Natural Gas | Pool Heater | Baseline Forecast | Turnover | 0 | 0 | 0 | 0 | 0 | 0 | 0 | 0 | 0 | 0 | 0 | 0 | 0 | 0 | 0 | 0 | 0 | 0 | 0 | 0 | 0 | 0 | 0 | 0 | 0 | 0 | 0
F6_Commercial_Office (WA)_New_Miscellaneous_Natural Gas_Pool Heater_Baseline Forecast | F6 | Commercial | Office (WA) | New | Miscellaneous | Natural Gas | Pool Heater | Baseline Forecast | Avg. Replacement Usage (therms) | 0.01 | 0.01 | 0.01 | 0.01 | 0.01 | 0.01 | 0.01 | 0.01 | 0.01 | 0.01 | 0.01 | 0.01 | 0.01 | 0.01 | 0.01 | 0.01 | 0.01 | 0.01 | 0.01 | 0.01 | 0.01 | 0.01 | 0.01 | 0.01 | 0.01 | 0.01 | 0.01
F7_Commercial_Office (WA)_New_Miscellaneous_Natural Gas_Pool Heater_Baseline Forecast | F7 | Commercial | Office (WA) | New | Miscellaneous | Natural Gas | Pool Heater | Baseline Forecast | Avg. Replacement Summer Demand (n/a) | 0 | 0 | 0 | 0 | 0 | 0 | 0 | 0 | 0 | 0 | 0 | 0 | 0 | 0 | 0 | 0 | 0 | 0 | 0 | 0 | 0 | 0 | 0 | 0 | 0 | 0 | 0
F8_Commercial_Office (WA)_New_Miscellaneous_Natural Gas_Pool Heater_Baseline Forecast | F8 | Commercial | Office (WA) | New | Miscellaneous | Natural Gas | Pool Heater | Baseline Forecast | Avg. Replacement Winter Demand (n/a) | 0 | 0 | 0 | 0 | 0 | 0 | 0 | 0 | 0 | 0 | 0 | 0 | 0 | 0 | 0 | 0 | 0 | 0 | 0 | 0 | 0 | 0 | 0 | 0 | 0 | 0 | 0
F1_Commercial_Office (WA)_New_Miscellaneous_Natural Gas_Miscellaneous_Baseline Forecast | F1 | Commercial | Office (WA) | New | Miscellaneous | Natural Gas | Miscellaneous | Baseline Forecast | Units | 0 | 348793.9357 | 674737.459 | 1002647.4579 | 1330047.7351 | 1650821.6394 | 1965963.278 | 2274480.3897 | 2577942.9507 | 2876513.5339 | 3170105.1559 | 3453832.7261 | 3733312.8322 | 4008288.8881 | 4278006.7495 | 4542455.2599 | 4803193.2888 | 5059462.7891 | 5311166.0709 | 5558204.2134 | 5801386.8023 | 6043920.5774 | 6281981.4937 | 6515879.4325 | 6746005.8534 | 6973164.62 | 7177648.5644
F2_Commercial_Office (WA)_New_Miscellaneous_Natural Gas_Miscellaneous_Baseline Forecast | F2 | Commercial | Office (WA) | New | Miscellaneous | Natural Gas | Miscellaneous | Baseline Forecast | Usage (MMtherm) | 0 | 0.0011464 | 0.0022178 | 0.0032956 | 0.0043717 | 0.005426 | 0.0064618 | 0.0074759 | 0.0084733 | 0.0094547 | 0.01042 | 0.011352 | 0.012271 | 0.013175 | 0.014061 | 0.01493 | 0.015787 | 0.01663 | 0.017457 | 0.018269 | 0.019068 | 0.019865 | 0.020648 | 0.021417 | 0.022173 | 0.02292 | 0.023592
F3_Commercial_Office (WA)_New_Miscellaneous_Natural Gas_Miscellaneous_Baseline Forecast | F3 | Commercial | Office (WA) | New | Miscellaneous | Natural Gas | Miscellaneous | Baseline Forecast | Summer Peak Demand (n/a) | 0 | 0 | 0 | 0 | 0 | 0 | 0 | 0 | 0 | 0 | 0 | 0 | 0 | 0 | 0 | 0 | 0 | 0 | 0 | 0 | 0 | 0 | 0 | 0 | 0 | 0 | 0
F4_Commercial_Office (WA)_New_Miscellaneous_Natural Gas_Miscellaneous_Baseline Forecast | F4 | Commercial | Office (WA) | New | Miscellaneous | Natural Gas | Miscellaneous | Baseline Forecast | Winter Peak Demand (n/a) | 0 | 0 | 0 | 0 | 0 | 0 | 0 | 0 | 0 | 0 | 0 | 0 | 0 | 0 | 0 | 0 | 0 | 0 | 0 | 0 | 0 | 0 | 0 | 0 | 0 | 0 | 0
F5_Commercial_Office (WA)_New_Miscellaneous_Natural Gas_Miscellaneous_Baseline Forecast | F5 | Commercial | Office (WA) | New | Miscellaneous | Natural Gas | Miscellaneous | Baseline Forecast | Turnover | 0 | 348793.9357 | 325943.5233 | 327909.999 | 377227.9823 | 410046.7263 | 438505.4858 | 468147.264 | 498866.5095 | 528703.3228 | 557726.4366 | 683019.0916 | 690601.3967 | 707613.8855 | 752493.5899 | 786475.5958 | 817569.1775 | 849688.7702 | 881652.2988 | 912483.2085 | 943404.2758 | 1005179.032 | 1024320.7537 | 1047563.6919 | 1084227.2366 | 1115477.6169 | 1124611.3952
F6_Commercial_Office (WA)_New_Miscellaneous_Natural Gas_Miscellaneous_Baseline Forecast | F6 | Commercial | Office (WA) | New | Miscellaneous | Natural Gas | Miscellaneous | Baseline Forecast | Avg. Replacement Usage (therms) | 0.0032869 | 0.0032869 | 0.0032869 | 0.0032869 | 0.0032869 | 0.0032869 | 0.0032869 | 0.0032869 | 0.0032869 | 0.0032869 | 0.0032869 | 0.0032869 | 0.0032869 | 0.0032869 | 0.0032869 | 0.0032869 | 0.0032869 | 0.0032869 | 0.0032869 | 0.0032869 | 0.0032869 | 0.0032869 | 0.0032869 | 0.0032869 | 0.0032869 | 0.0032869 | 0.0032869
F7_Commercial_Office (WA)_New_Miscellaneous_Natural Gas_Miscellaneous_Baseline Forecast | F7 | Commercial | Office (WA) | New | Miscellaneous | Natural Gas | Miscellaneous | Baseline Forecast | Avg. Replacement Summer Demand (n/a) | 0 | 0 | 0 | 0 | 0 | 0 | 0 | 0 | 0 | 0 | 0 | 0 | 0 | 0 | 0 | 0 | 0 | 0 | 0 | 0 | 0 | 0 | 0 | 0 | 0 | 0 | 0
F8_Commercial_Office (WA)_New_Miscellaneous_Natural Gas_Miscellaneous_Baseline Forecast | F8 | Commercial | Office (WA) | New | Miscellaneous | Natural Gas | Miscellaneous | Baseline Forecast | Avg. Replacement Winter Demand (n/a) | 0 | 0 | 0 | 0 | 0 | 0 | 0 | 0 | 0 | 0 | 0 | 0 | 0 | 0 | 0 | 0 | 0 | 0 | 0 | 0 | 0 | 0 | 0 | 0 | 0 | 0 | 0
F1_Commercial_Restaurant (WA)_Existing_Space Heating_Natural Gas_Furnace_Baseline Forecast | F1 | Commercial | Restaurant (WA) | Existing | Space Heating | Natural Gas | Furnace | Baseline Forecast | Units | 815806.079 | 802647.9164 | 789701.9823 | 776964.8535 | 764433.1624 | 752103.5952 | 739972.8921 | 728037.8454 | 716295.2995 | 704742.1495 | 693375.3407 | 682191.8674 | 671188.7728 | 660363.1474 | 649712.1289 | 639232.901 | 628922.693 | 618778.7786 | 608798.4757 | 598979.1454 | 589318.1915 | 579813.0593 | 570461.2358 | 561260.2481 | 552207.6635 | 543301.0883 | 534538.1675
F2_Commercial_Restaurant (WA)_Existing_Space Heating_Natural Gas_Furnace_Baseline Forecast | F2 | Commercial | Restaurant (WA) | Existing | Space Heating | Natural Gas | Furnace | Baseline Forecast | Usage (MMtherm) | 0.50771 | 0.48054 | 0.47201 | 0.46365 | 0.45546 | 0.44744 | 0.43959 | 0.4319 | 0.42439 | 0.41704 | 0.40986 | 0.40284 | 0.39598 | 0.38927 | 0.3827 | 0.37627 | 0.36997 | 0.36379 | 0.35774 | 0.3518 | 0.34598 | 0.34027 | 0.33466 | 0.32915 | 0.32375 | 0.31844 | 0.31323
F3_Commercial_Restaurant (WA)_Existing_Space Heating_Natural Gas_Furnace_Baseline Forecast | F3 | Commercial | Restaurant (WA) | Existing | Space Heating | Natural Gas | Furnace | Baseline Forecast | Summer Peak Demand (n/a) | 0 | 0 | 0 | 0 | 0 | 0 | 0 | 0 | 0 | 0 | 0 | 0 | 0 | 0 | 0 | 0 | 0 | 0 | 0 | 0 | 0 | 0 | 0 | 0 | 0 | 0 | 0
F4_Commercial_Restaurant (WA)_Existing_Space Heating_Natural Gas_Furnace_Baseline Forecast | F4 | Commercial | Restaurant (WA) | Existing | Space Heating | Natural Gas | Furnace | Baseline Forecast | Winter Peak Demand (n/a) | 0 | 0 | 0 | 0 | 0 | 0 | 0 | 0 | 0 | 0 | 0 | 0 | 0 | 0 | 0 | 0 | 0 | 0 | 0 | 0 | 0 | 0 | 0 | 0 | 0 | 0 | 0
F5_Commercial_Restaurant (WA)_Existing_Space Heating_Natural Gas_Furnace_Baseline Forecast | F5 | Commercial | Restaurant (WA) | Existing | Space Heating | Natural Gas | Furnace | Baseline Forecast | Turnover | 0 | 32430.2188 | 32994.8946 | 33435.6275 | 33766.5401 | 34000.2471 | 34148.015 | 34219.9048 | 34224.8992 | 34171.0172 | 34065.4154 | 33914.4801 | 32799.4056 | 31844.9781 | 31024.8158 | 30316.3955 | 29700.5307 | 29160.9172 | 28683.7368 | 28257.3129 | 27871.8112 | 27518.9798 | 27191.9234 | 34040.2761 | 33109.7871 | 32189.597 | 31289.8143
F6_Commercial_Restaurant (WA)_Existing_Space Heating_Natural Gas_Furnace_Baseline Forecast | F6 | Commercial | Restaurant (WA) | Existing | Space Heating | Natural Gas | Furnace | Baseline Forecast | Avg. Replacement Usage (therms) | 0.60663 | 0.58456 | 0.58456 | 0.58456 | 0.58456 | 0.58456 | 0.58456 | 0.58456 | 0.58456 | 0.58456 | 0.58456 | 0.58456 | 0.58456 | 0.58456 | 0.58456 | 0.58456 | 0.58456 | 0.58456 | 0.58456 | 0.58456 | 0.58456 | 0.58456 | 0.58456 | 0.58456 | 0.58456 | 0.58456 | 0.58456
F7_Commercial_Restaurant (WA)_Existing_Space Heating_Natural Gas_Furnace_Baseline Forecast | F7 | Commercial | Restaurant (WA) | Existing | Space Heating | Natural Gas | Furnace | Baseline Forecast | Avg. Replacement Summer Demand (n/a) | 0 | 0 | 0 | 0 | 0 | 0 | 0 | 0 | 0 | 0 | 0 | 0 | 0 | 0 | 0 | 0 | 0 | 0 | 0 | 0 | 0 | 0 | 0 | 0 | 0 | 0 | 0
F8_Commercial_Restaurant (WA)_Existing_Space Heating_Natural Gas_Furnace_Baseline Forecast | F8 | Commercial | Restaurant (WA) | Existing | Space Heating | Natural Gas | Furnace | Baseline Forecast | Avg. Replacement Winter Demand (n/a) | 0 | 0 | 0 | 0 | 0 | 0 | 0 | 0 | 0 | 0 | 0 | 0 | 0 | 0 | 0 | 0 | 0 | 0 | 0 | 0 | 0 | 0 | 0 | 0 | 0 | 0 | 0
F1_Commercial_Restaurant (WA)_Existing_Space Heating_Natural Gas_Boiler_Baseline Forecast | F1 | Commercial | Restaurant (WA) | Existing | Space Heating | Natural Gas | Boiler | Baseline Forecast | Units | 4236.4486 | 4168.1188 | 4100.8911 | 4034.7476 | 3969.6711 | 3905.6441 | 3842.6499 | 3780.6716 | 3719.6931 | 3659.698 | 3600.6706 | 3542.5953 | 3485.4567 | 3429.2396 | 3373.9293 | 3319.5111 | 3265.9706 | 3213.2936 | 3161.4663 | 3110.4749 | 3060.306 | 3010.9462 | 2962.3826 | 2914.6022 | 2867.5925 | 2821.341 | 2775.8355
F2_Commercial_Restaurant (WA)_Existing_Space Heating_Natural Gas_Boiler_Baseline Forecast | F2 | Commercial | Restaurant (WA) | Existing | Space Heating | Natural Gas | Boiler | Baseline Forecast | Usage (MMtherm) | 0.0083884 | 0.0079326 | 0.0077832 | 0.0076349 | 0.0074883 | 0.0073437 | 0.0072008 | 0.0070579 | 0.0069175 | 0.0067789 | 0.0066429 | 0.0065096 | 0.0063791 | 0.0062506 | 0.006125 | 0.0060041 | 0.0058862 | 0.005771 | 0.0056578 | 0.0055474 | 0.0054407 | 0.0053359 | 0.0052338 | 0.0051343 | 0.0050375 | 0.0049433 | 0.0048517
F3_Commercial_Restaurant (WA)_Existing_Space Heating_Natural Gas_Boiler_Baseline Forecast | F3 | Commercial | Restaurant (WA) | Existing | Space Heating | Natural Gas | Boiler | Baseline Forecast | Summer Peak Demand (n/a) | 0 | 0 | 0 | 0 | 0 | 0 | 0 | 0 | 0 | 0 | 0 | 0 | 0 | 0 | 0 | 0 | 0 | 0 | 0 | 0 | 0 | 0 | 0 | 0 | 0 | 0 | 0
F4_Commercial_Restaurant (WA)_Existing_Space Heating_Natural Gas_Boiler_Baseline Forecast | F4 | Commercial | Restaurant (WA) | Existing | Space Heating | Natural Gas | Boiler | Baseline Forecast | Winter Peak Demand (n/a) | 0 | 0 | 0 | 0 | 0 | 0 | 0 | 0 | 0 | 0 | 0 | 0 | 0 | 0 | 0 | 0 | 0 | 0 | 0 | 0 | 0 | 0 | 0 | 0 | 0 | 0 | 0
F5_Commercial_Restaurant (WA)_Existing_Space Heating_Natural Gas_Boiler_Baseline Forecast | F5 | Commercial | Restaurant (WA) | Existing | Space Heating | Natural Gas | Boiler | Baseline Forecast | Turnover | 0 | 63.1533 | 68.913 | 73.8643 | 78.0956 | 81.6862 | 84.7068 | 87.2207 | 89.2845 | 90.9485 | 92.2581 | 93.2533 | 93.9704 | 94.4414 | 94.6951 | 94.7571 | 94.6503 | 94.3951 | 94.0099 | 93.5107 | 92.9123 | 92.2275 | 91.4677 | 90.6435 | 89.7637 | 88.8367 | 87.8697
F6_Commercial_Restaurant (WA)_Existing_Space Heating_Natural Gas_Boiler_Baseline Forecast | F6 | Commercial | Restaurant (WA) | Existing | Space Heating | Natural Gas | Boiler | Baseline Forecast | Avg. Replacement Usage (therms) | 1.8062 | 1.7405 | 1.7405 | 1.7359 | 1.7359 | 1.7359 | 1.7307 | 1.7054 | 1.7054 | 1.6978 | 1.6978 | 1.6978 | 1.6978 | 1.689 | 1.689 | 1.7099 | 1.7099 | 1.7099 | 1.7004 | 1.7004 | 1.7099 | 1.7004 | 1.7004 | 1.7004 | 1.7004 | 1.7004 | 1.7004
F7_Commercial_Restaurant (WA)_Existing_Space Heating_Natural Gas_Boiler_Baseline Forecast | F7 | Commercial | Restaurant (WA) | Existing | Space Heating | Natural Gas | Boiler | Baseline Forecast | Avg. Replacement Summer Demand (n/a) | 0 | 0 | 0 | 0 | 0 | 0 | 0 | 0 | 0 | 0 | 0 | 0 | 0 | 0 | 0 | 0 | 0 | 0 | 0 | 0 | 0 | 0 | 0 | 0 | 0 | 0 | 0
F8_Commercial_Restaurant (WA)_Existing_Space Heating_Natural Gas_Boiler_Baseline Forecast | F8 | Commercial | Restaurant (WA) | Existing | Space Heating | Natural Gas | Boiler | Baseline Forecast | Avg. Replacement Winter Demand (n/a) | 0 | 0 | 0 | 0 | 0 | 0 | 0 | 0 | 0 | 0 | 0 | 0 | 0 | 0 | 0 | 0 | 0 | 0 | 0 | 0 | 0 | 0 | 0 | 0 | 0 | 0 | 0
F1_Commercial_Restaurant (WA)_Existing_Space Heating_Natural Gas_Unit Heater_Baseline Forecast | F1 | Commercial | Restaurant (WA) | Existing | Space Heating | Natural Gas | Unit Heater | Baseline Forecast | Units | 9119.3047 | 8972.2191 | 8827.5059 | 8685.1268 | 8545.0441 | 8407.2208 | 8271.6204 | 8138.2072 | 8006.9458 | 7877.8015 | 7750.7402 | 7625.7283 | 7502.7326 | 7381.7208 | 7262.6608 | 7145.5211 | 7030.2708 | 6916.8793 | 6805.3167 | 6695.5536 | 6587.5608 | 6481.3098 | 6376.7725 | 6273.9214 | 6172.7291 | 6073.1689 | 5975.2146
F2_Commercial_Restaurant (WA)_Existing_Space Heating_Natural Gas_Unit Heater_Baseline Forecast | F2 | Commercial | Restaurant (WA) | Existing | Space Heating | Natural Gas | Unit Heater | Baseline Forecast | Usage (MMtherm) | 0.0028376 | 0.0026903 | 0.0026469 | 0.0026042 | 0.0025622 | 0.0025209 | 0.0024802 | 0.0024402 | 0.0024009 | 0.0023621 | 0.002324 | 0.0022866 | 0.0022497 | 0.0022134 | 0.0021777 | 0.0021426 | 0.002108 | 0.002074 | 0.0020406 | 0.0020076 | 0.0019753 | 0.0019434 | 0.0019121 | 0.0018812 | 0.0018509 | 0.001821 | 0.0017917
F3_Commercial_Restaurant (WA)_Existing_Space Heating_Natural Gas_Unit Heater_Baseline Forecast | F3 | Commercial | Restaurant (WA) | Existing | Space Heating | Natural Gas | Unit Heater | Baseline Forecast | Summer Peak Demand (n/a) | 0 | 0 | 0 | 0 | 0 | 0 | 0 | 0 | 0 | 0 | 0 | 0 | 0 | 0 | 0 | 0 | 0 | 0 | 0 | 0 | 0 | 0 | 0 | 0 | 0 | 0 | 0
F4_Commercial_Restaurant (WA)_Existing_Space Heating_Natural Gas_Unit Heater_Baseline Forecast | F4 | Commercial | Restaurant (WA) | Existing | Space Heating | Natural Gas | Unit Heater | Baseline Forecast | Winter Peak Demand (n/a) | 0 | 0 | 0 | 0 | 0 | 0 | 0 | 0 | 0 | 0 | 0 | 0 | 0 | 0 | 0 | 0 | 0 | 0 | 0 | 0 | 0 | 0 | 0 | 0 | 0 | 0 | 0
F5_Commercial_Restaurant (WA)_Existing_Space Heating_Natural Gas_Unit Heater_Baseline Forecast | F5 | Commercial | Restaurant (WA) | Existing | Space Heating | Natural Gas | Unit Heater | Baseline Forecast | Turnover | 0 | 7.5524 | 21.6162 | 41.2663 | 65.6809 | 94.1308 | 125.9691 | 160.6227 | 197.5843 | 236.4053 | 270.1652 | 299.4141 | 324.6433 | 346.2922 | 364.7536 | 380.3787 | 393.481 | 352.4698 | 316.7739 | 286.2235 | 260.6096 | 239.6936 | 223.2171 | 210.9087 | 202.4901 | 197.681 | 195.7457
F6_Commercial_Restaurant (WA)_Existing_Space Heating_Natural Gas_Unit Heater_Baseline Forecast | F6 | Commercial | Restaurant (WA) | Existing | Space Heating | Natural Gas | Unit Heater | Baseline Forecast | Avg. Replacement Usage (therms) | 0.31117 | 0.29985 | 0.29985 | 0.29985 | 0.29985 | 0.29985 | 0.29985 | 0.29985 | 0.29985 | 0.29985 | 0.29985 | 0.29985 | 0.29985 | 0.29985 | 0.29985 | 0.29985 | 0.29985 | 0.29985 | 0.29985 | 0.29985 | 0.29985 | 0.29985 | 0.29985 | 0.29985 | 0.29985 | 0.29985 | 0.29985
F7_Commercial_Restaurant (WA)_Existing_Space Heating_Natural Gas_Unit Heater_Baseline Forecast | F7 | Commercial | Restaurant (WA) | Existing | Space Heating | Natural Gas | Unit Heater | Baseline Forecast | Avg. Replacement Summer Demand (n/a) | 0 | 0 | 0 | 0 | 0 | 0 | 0 | 0 | 0 | 0 | 0 | 0 | 0 | 0 | 0 | 0 | 0 | 0 | 0 | 0 | 0 | 0 | 0 | 0 | 0 | 0 | 0
F8_Commercial_Restaurant (WA)_Existing_Space Heating_Natural Gas_Unit Heater_Baseline Forecast | F8 | Commercial | Restaurant (WA) | Existing | Space Heating | Natural Gas | Unit Heater | Baseline Forecast | Avg. Replacement Winter Demand (n/a) | 0 | 0 | 0 | 0 | 0 | 0 | 0 | 0 | 0 | 0 | 0 | 0 | 0 | 0 | 0 | 0 | 0 | 0 | 0 | 0 | 0 | 0 | 0 | 0 | 0 | 0 | 0
F1_Commercial_Restaurant (WA)_Existing_Water Heating_Natural Gas_Water Heater_Baseline Forecast | F1 | Commercial | Restaurant (WA) | Existing | Water Heating | Natural Gas | Water Heater | Baseline Forecast | Units | 842916.3595 | 829320.9344 | 815944.7903 | 802784.3904 | 789836.2551 | 777096.9607 | 764563.1387 | 752231.4752 | 740098.7095 | 728161.6335 | 716417.091 | 704861.9767 | 693493.2351 | 682307.8603 | 671302.8948 | 660475.4288 | 649822.5993 | 639341.5896 | 629029.6285 | 618883.9893 | 608901.9895 | 599080.9897 | 589418.3931 | 579911.6448 | 570558.2312 | 561355.6791 | 552301.5552
F2_Commercial_Restaurant (WA)_Existing_Water Heating_Natural Gas_Water Heater_Baseline Forecast | F2 | Commercial | Restaurant (WA) | Existing | Water Heating | Natural Gas | Water Heater | Baseline Forecast | Usage (MMtherm) | 0.69014 | 0.67529 | 0.66056 | 0.64603 | 0.63177 | 0.61782 | 0.60422 | 0.59102 | 0.57825 | 0.56592 | 0.55406 | 0.54268 | 0.53174 | 0.5212 | 0.51105 | 0.50124 | 0.49176 | 0.48257 | 0.47367 | 0.46503 | 0.45663 | 0.44847 | 0.44052 | 0.43277 | 0.42522 | 0.41785 | 0.41065
F3_Commercial_Restaurant (WA)_Existing_Water Heating_Natural Gas_Water Heater_Baseline Forecast | F3 | Commercial | Restaurant (WA) | Existing | Water Heating | Natural Gas | Water Heater | Baseline Forecast | Summer Peak Demand (n/a) | 0 | 0 | 0 | 0 | 0 | 0 | 0 | 0 | 0 | 0 | 0 | 0 | 0 | 0 | 0 | 0 | 0 | 0 | 0 | 0 | 0 | 0 | 0 | 0 | 0 | 0 | 0
F4_Commercial_Restaurant (WA)_Existing_Water Heating_Natural Gas_Water Heater_Baseline Forecast | F4 | Commercial | Restaurant (WA) | Existing | Water Heating | Natural Gas | Water Heater | Baseline Forecast | Winter Peak Demand (n/a) | 0 | 0 | 0 | 0 | 0 | 0 | 0 | 0 | 0 | 0 | 0 | 0 | 0 | 0 | 0 | 0 | 0 | 0 | 0 | 0 | 0 | 0 | 0 | 0 | 0 | 0 | 0
F5_Commercial_Restaurant (WA)_Existing_Water Heating_Natural Gas_Water Heater_Baseline Forecast | F5 | Commercial | Restaurant (WA) | Existing | Water Heating | Natural Gas | Water Heater | Baseline Forecast | Turnover | 0 | 25130.9374 | 27422.9379 | 29393.2076 | 31076.9987 | 32505.8211 | 33707.8375 | 34708.2175 | 35529.4536 | 36191.6443 | 36712.7473 | 37108.8055 | 35101.6101 | 33480.5554 | 32180.4181 | 31145.5402 | 30328.5351 | 29689.1598 | 29193.3333 | 28812.2823 | 28521.7992 | 28301.5971 | 28134.7504 | 33432.2563 | 33048.9208 | 32543.7715 | 31956.5319
F6_Commercial_Restaurant (WA)_Existing_Water Heating_Natural Gas_Water Heater_Baseline Forecast | F6 | Commercial | Restaurant (WA) | Existing | Water Heating | Natural Gas | Water Heater | Baseline Forecast | Avg. Replacement Usage (therms) | 0.73522 | 0.73522 | 0.73522 | 0.73522 | 0.73522 | 0.73522 | 0.73522 | 0.73522 | 0.73522 | 0.73522 | 0.73522 | 0.73522 | 0.73522 | 0.73522 | 0.73522 | 0.73522 | 0.73522 | 0.73522 | 0.73522 | 0.73522 | 0.73522 | 0.73522 | 0.73522 | 0.73522 | 0.73522 | 0.73522 | 0.73522
F7_Commercial_Restaurant (WA)_Existing_Water Heating_Natural Gas_Water Heater_Baseline Forecast | F7 | Commercial | Restaurant (WA) | Existing | Water Heating | Natural Gas | Water Heater | Baseline Forecast | Avg. Replacement Summer Demand (n/a) | 0 | 0 | 0 | 0 | 0 | 0 | 0 | 0 | 0 | 0 | 0 | 0 | 0 | 0 | 0 | 0 | 0 | 0 | 0 | 0 | 0 | 0 | 0 | 0 | 0 | 0 | 0
F8_Commercial_Restaurant (WA)_Existing_Water Heating_Natural Gas_Water Heater_Baseline Forecast | F8 | Commercial | Restaurant (WA) | Existing | Water Heating | Natural Gas | Water Heater | Baseline Forecast | Avg. Replacement Winter Demand (n/a) | 0 | 0 | 0 | 0 | 0 | 0 | 0 | 0 | 0 | 0 | 0 | 0 | 0 | 0 | 0 | 0 | 0 | 0 | 0 | 0 | 0 | 0 | 0 | 0 | 0 | 0 | 0
F1_Commercial_Restaurant (WA)_Existing_Food Preparation_Natural Gas_Oven_Baseline Forecast | F1 | Commercial | Restaurant (WA) | Existing | Food Preparation | Natural Gas | Oven | Baseline Forecast | Units | 66374.5788 | 65304.0211 | 64250.7304 | 63214.4283 | 62194.8408 | 61191.6982 | 60204.7353 | 59233.6912 | 58278.3091 | 57338.3364 | 56413.5245 | 55503.6289 | 54608.4091 | 53727.6283 | 52861.0537 | 52008.456 | 51169.61 | 50344.2937 | 49532.2889 | 48733.381 | 47947.3588 | 47174.0143 | 46413.1431 | 45664.544 | 44928.0191 | 44203.3736 | 43490.416
F2_Commercial_Restaurant (WA)_Existing_Food Preparation_Natural Gas_Oven_Baseline Forecast | F2 | Commercial | Restaurant (WA) | Existing | Food Preparation | Natural Gas | Oven | Baseline Forecast | Usage (MMtherm) | 0.020074 | 0.01975 | 0.019432 | 0.019118 | 0.01881 | 0.018507 | 0.018208 | 0.017914 | 0.017626 | 0.017341 | 0.017062 | 0.016786 | 0.016516 | 0.016249 | 0.015987 | 0.015729 | 0.015476 | 0.015226 | 0.01498 | 0.014739 | 0.014501 | 0.014267 | 0.014037 | 0.013811 | 0.013588 | 0.013369 | 0.013153
F3_Commercial_Restaurant (WA)_Existing_Food Preparation_Natural Gas_Oven_Baseline Forecast | F3 | Commercial | Restaurant (WA) | Existing | Food Preparation | Natural Gas | Oven | Baseline Forecast | Summer Peak Demand (n/a) | 0 | 0 | 0 | 0 | 0 | 0 | 0 | 0 | 0 | 0 | 0 | 0 | 0 | 0 | 0 | 0 | 0 | 0 | 0 | 0 | 0 | 0 | 0 | 0 | 0 | 0 | 0
F4_Commercial_Restaurant (WA)_Existing_Food Preparation_Natural Gas_Oven_Baseline Forecast | F4 | Commercial | Restaurant (WA) | Existing | Food Preparation | Natural Gas | Oven | Baseline Forecast | Winter Peak Demand (n/a) | 0 | 0 | 0 | 0 | 0 | 0 | 0 | 0 | 0 | 0 | 0 | 0 | 0 | 0 | 0 | 0 | 0 | 0 | 0 | 0 | 0 | 0 | 0 | 0 | 0 | 0 | 0
F5_Commercial_Restaurant (WA)_Existing_Food Preparation_Natural Gas_Oven_Baseline Forecast | F5 | Commercial | Restaurant (WA) | Existing | Food Preparation | Natural Gas | Oven | Baseline Forecast | Turnover | 0 | 2612.1608 | 3341.038 | 3894.0088 | 4308.8586 | 4615.3226 | 4836.8003 | 4991.7037 | 5094.5201 | 5156.647 | 4510.0884 | 4127.1138 | 3921.2136 | 3830.8246 | 3812.6281 | 4381.919 | 4472.3865 | 4527.0869 | 4553.9012 | 4442.0685 | 4271.1671 | 4087.9243 | 3917.725 | 3772.4692 | 3608.7513 | 3548.3717 | 3545.9765
F6_Commercial_Restaurant (WA)_Existing_Food Preparation_Natural Gas_Oven_Baseline Forecast | F6 | Commercial | Restaurant (WA) | Existing | Food Preparation | Natural Gas | Oven | Baseline Forecast | Avg. Replacement Usage (therms) | 0.30244 | 0.30244 | 0.30244 | 0.30244 | 0.30244 | 0.30244 | 0.30244 | 0.30244 | 0.30244 | 0.30244 | 0.30244 | 0.30244 | 0.30244 | 0.30244 | 0.30244 | 0.30244 | 0.30244 | 0.30244 | 0.30244 | 0.30244 | 0.30244 | 0.30244 | 0.30244 | 0.30244 | 0.30244 | 0.30244 | 0.30244
F7_Commercial_Restaurant (WA)_Existing_Food Preparation_Natural Gas_Oven_Baseline Forecast | F7 | Commercial | Restaurant (WA) | Existing | Food Preparation | Natural Gas | Oven | Baseline Forecast | Avg. Replacement Summer Demand (n/a) | 0 | 0 | 0 | 0 | 0 | 0 | 0 | 0 | 0 | 0 | 0 | 0 | 0 | 0 | 0 | 0 | 0 | 0 | 0 | 0 | 0 | 0 | 0 | 0 | 0 | 0 | 0
F8_Commercial_Restaurant (WA)_Existing_Food Preparation_Natural Gas_Oven_Baseline Forecast | F8 | Commercial | Restaurant (WA) | Existing | Food Preparation | Natural Gas | Oven | Baseline Forecast | Avg. Replacement Winter Demand (n/a) | 0 | 0 | 0 | 0 | 0 | 0 | 0 | 0 | 0 | 0 | 0 | 0 | 0 | 0 | 0 | 0 | 0 | 0 | 0 | 0 | 0 | 0 | 0 | 0 | 0 | 0 | 0
F1_Commercial_Restaurant (WA)_Existing_Food Preparation_Natural Gas_Conveyor Oven_Baseline Forecast | F1 | Commercial | Restaurant (WA) | Existing | Food Preparation | Natural Gas | Conveyor Oven | Baseline Forecast | Units | 33187.2894 | 32652.0106 | 32125.3652 | 31607.2142 | 31097.4204 | 30595.8491 | 30102.3677 | 29616.8456 | 29139.1545 | 28669.1682 | 28206.7622 | 27751.8145 | 27304.2046 | 26863.8142 | 26430.5268 | 26004.228 | 25584.805 | 25172.1468 | 24766.1445 | 24366.6905 | 23973.6794 | 23587.0071 | 23206.5715 | 22832.272 | 22464.0095 | 22101.6868 | 21745.208
F2_Commercial_Restaurant (WA)_Existing_Food Preparation_Natural Gas_Conveyor Oven_Baseline Forecast | F2 | Commercial | Restaurant (WA) | Existing | Food Preparation | Natural Gas | Conveyor Oven | Baseline Forecast | Usage (MMtherm) | 0.017174 | 0.016897 | 0.016625 | 0.016356 | 0.016093 | 0.015833 | 0.015578 | 0.015326 | 0.015079 | 0.014836 | 0.014597 | 0.014361 | 0.01413 | 0.013902 | 0.013678 | 0.013457 | 0.01324 | 0.013026 | 0.012816 | 0.01261 | 0.012406 | 0.012206 | 0.012009 | 0.011815 | 0.011625 | 0.011437 | 0.011253
F3_Commercial_Restaurant (WA)_Existing_Food Preparation_Natural Gas_Conveyor Oven_Baseline Forecast | F3 | Commercial | Restaurant (WA) | Existing | Food Preparation | Natural Gas | Conveyor Oven | Baseline Forecast | Summer Peak Demand (n/a) | 0 | 0 | 0 | 0 | 0 | 0 | 0 | 0 | 0 | 0 | 0 | 0 | 0 | 0 | 0 | 0 | 0 | 0 | 0 | 0 | 0 | 0 | 0 | 0 | 0 | 0 | 0
F4_Commercial_Restaurant (WA)_Existing_Food Preparation_Natural Gas_Conveyor Oven_Baseline Forecast | F4 | Commercial | Restaurant (WA) | Existing | Food Preparation | Natural Gas | Conveyor Oven | Baseline Forecast | Winter Peak Demand (n/a) | 0 | 0 | 0 | 0 | 0 | 0 | 0 | 0 | 0 | 0 | 0 | 0 | 0 | 0 | 0 | 0 | 0 | 0 | 0 | 0 | 0 | 0 | 0 | 0 | 0 | 0 | 0
F5_Commercial_Restaurant (WA)_Existing_Food Preparation_Natural Gas_Conveyor Oven_Baseline Forecast | F5 | Commercial | Restaurant (WA) | Existing | Food Preparation | Natural Gas | Conveyor Oven | Baseline Forecast | Turnover | 0 | 0 | 0 | 0 | 0 | 122.3834 | 337.1465 | 620.7691 | 954.8318 | 1324.9284 | 1606.9821 | 1819.8867 | 1978.5111 | 2094.556 | 2177.2288 | 2233.7743 | 2269.8927 | 1786.6252 | 1406.2469 | 1106.8524 | 871.2 | 704.5883 | 606.5619 | 573.1358 | 598.3335 | 675.2296 | 802.044
F6_Commercial_Restaurant (WA)_Existing_Food Preparation_Natural Gas_Conveyor Oven_Baseline Forecast | F6 | Commercial | Restaurant (WA) | Existing | Food Preparation | Natural Gas | Conveyor Oven | Baseline Forecast | Avg. Replacement Usage (therms) | 0.51749 | 0.51749 | 0.51749 | 0.51749 | 0.51749 | 0.51749 | 0.51749 | 0.51749 | 0.51749 | 0.51749 | 0.51749 | 0.51749 | 0.51749 | 0.51749 | 0.51749 | 0.51749 | 0.51749 | 0.51749 | 0.51749 | 0.51749 | 0.51749 | 0.51749 | 0.51749 | 0.51749 | 0.51749 | 0.51749 | 0.51749
F7_Commercial_Restaurant (WA)_Existing_Food Preparation_Natural Gas_Conveyor Oven_Baseline Forecast | F7 | Commercial | Restaurant (WA) | Existing | Food Preparation | Natural Gas | Conveyor Oven | Baseline Forecast | Avg. Replacement Summer Demand (n/a) | 0 | 0 | 0 | 0 | 0 | 0 | 0 | 0 | 0 | 0 | 0 | 0 | 0 | 0 | 0 | 0 | 0 | 0 | 0 | 0 | 0 | 0 | 0 | 0 | 0 | 0 | 0
F8_Commercial_Restaurant (WA)_Existing_Food Preparation_Natural Gas_Conveyor Oven_Baseline Forecast | F8 | Commercial | Restaurant (WA) | Existing | Food Preparation | Natural Gas | Conveyor Oven | Baseline Forecast | Avg. Replacement Winter Demand (n/a) | 0 | 0 | 0 | 0 | 0 | 0 | 0 | 0 | 0 | 0 | 0 | 0 | 0 | 0 | 0 | 0 | 0 | 0 | 0 | 0 | 0 | 0 | 0 | 0 | 0 | 0 | 0
F1_Commercial_Restaurant (WA)_Existing_Food Preparation_Natural Gas_Double Rack Oven_Baseline Forecast | F1 | Commercial | Restaurant (WA) | Existing | Food Preparation | Natural Gas | Double Rack Oven | Baseline Forecast | Units | 33187.2894 | 32652.0106 | 32125.3652 | 31607.2142 | 31097.4204 | 30595.8491 | 30102.3677 | 29616.8456 | 29139.1545 | 28669.1682 | 28206.7622 | 27751.8145 | 27304.2046 | 26863.8142 | 26430.5268 | 26004.228 | 25584.805 | 25172.1468 | 24766.1445 | 24366.6905 | 23973.6794 | 23587.0071 | 23206.5715 | 22832.272 | 22464.0095 | 22101.6868 | 21745.208
F2_Commercial_Restaurant (WA)_Existing_Food Preparation_Natural Gas_Double Rack Oven_Baseline Forecast | F2 | Commercial | Restaurant (WA) | Existing | Food Preparation | Natural Gas | Double Rack Oven | Baseline Forecast | Usage (MMtherm) | 0.026091 | 0.02567 | 0.025256 | 0.024848 | 0.024448 | 0.024053 | 0.023665 | 0.023284 | 0.022908 | 0.022539 | 0.022175 | 0.021817 | 0.021466 | 0.021119 | 0.020779 | 0.020444 | 0.020114 | 0.019789 | 0.01947 | 0.019156 | 0.018847 | 0.018543 | 0.018244 | 0.01795 | 0.01766 | 0.017376 | 0.017095
F3_Commercial_Restaurant (WA)_Existing_Food Preparation_Natural Gas_Double Rack Oven_Baseline Forecast | F3 | Commercial | Restaurant (WA) | Existing | Food Preparation | Natural Gas | Double Rack Oven | Baseline Forecast | Summer Peak Demand (n/a) | 0 | 0 | 0 | 0 | 0 | 0 | 0 | 0 | 0 | 0 | 0 | 0 | 0 | 0 | 0 | 0 | 0 | 0 | 0 | 0 | 0 | 0 | 0 | 0 | 0 | 0 | 0
F4_Commercial_Restaurant (WA)_Existing_Food Preparation_Natural Gas_Double Rack Oven_Baseline Forecast | F4 | Commercial | Restaurant (WA) | Existing | Food Preparation | Natural Gas | Double Rack Oven | Baseline Forecast | Winter Peak Demand (n/a) | 0 | 0 | 0 | 0 | 0 | 0 | 0 | 0 | 0 | 0 | 0 | 0 | 0 | 0 | 0 | 0 | 0 | 0 | 0 | 0 | 0 | 0 | 0 | 0 | 0 | 0 | 0
F5_Commercial_Restaurant (WA)_Existing_Food Preparation_Natural Gas_Double Rack Oven_Baseline Forecast | F5 | Commercial | Restaurant (WA) | Existing | Food Preparation | Natural Gas | Double Rack Oven | Baseline Forecast | Turnover | 0 | 725.6002 | 991.5236 | 1218.3302 | 1411.02 | 1573.9642 | 1710.9842 | 1825.4207 | 1920.1936 | 1997.8555 | 1816.8748 | 1684.1222 | 1589.7931 | 1525.7927 | 1485.4611 | 1463.3407 | 1454.9795 | 1456.7639 | 1465.7788 | 1623.0387 | 1644.8815 | 1646.9264 | 1635.5721 | 1615.6495 | 1590.7494 | 1563.4885 | 1535.724
F6_Commercial_Restaurant (WA)_Existing_Food Preparation_Natural Gas_Double Rack Oven_Baseline Forecast | F6 | Commercial | Restaurant (WA) | Existing | Food Preparation | Natural Gas | Double Rack Oven | Baseline Forecast | Avg. Replacement Usage (therms) | 0.78616 | 0.78616 | 0.78616 | 0.78616 | 0.78616 | 0.78616 | 0.78616 | 0.78616 | 0.78616 | 0.78616 | 0.78616 | 0.78616 | 0.78616 | 0.78616 | 0.78616 | 0.78616 | 0.78616 | 0.78616 | 0.78616 | 0.78616 | 0.78616 | 0.78616 | 0.78616 | 0.78616 | 0.78616 | 0.78616 | 0.78616
F7_Commercial_Restaurant (WA)_Existing_Food Preparation_Natural Gas_Double Rack Oven_Baseline Forecast | F7 | Commercial | Restaurant (WA) | Existing | Food Preparation | Natural Gas | Double Rack Oven | Baseline Forecast | Avg. Replacement Summer Demand (n/a) | 0 | 0 | 0 | 0 | 0 | 0 | 0 | 0 | 0 | 0 | 0 | 0 | 0 | 0 | 0 | 0 | 0 | 0 | 0 | 0 | 0 | 0 | 0 | 0 | 0 | 0 | 0
F8_Commercial_Restaurant (WA)_Existing_Food Preparation_Natural Gas_Double Rack Oven_Baseline Forecast | F8 | Commercial | Restaurant (WA) | Existing | Food Preparation | Natural Gas | Double Rack Oven | Baseline Forecast | Avg. Replacement Winter Demand (n/a) | 0 | 0 | 0 | 0 | 0 | 0 | 0 | 0 | 0 | 0 | 0 | 0 | 0 | 0 | 0 | 0 | 0 | 0 | 0 | 0 | 0 | 0 | 0 | 0 | 0 | 0 | 0
F1_Commercial_Restaurant (WA)_Existing_Food Preparation_Natural Gas_Fryer_Baseline Forecast | F1 | Commercial | Restaurant (WA) | Existing | Food Preparation | Natural Gas | Fryer | Baseline Forecast | Units | 866651.6506 | 852673.3982 | 838920.6014 | 825389.624 | 812076.8881 | 798978.8738 | 786092.1178 | 773413.2126 | 760938.806 | 748665.5994 | 736590.3478 | 724709.8583 | 713020.9897 | 701520.6511 | 690205.8019 | 679073.4503 | 668120.6527 | 657344.5131 | 646742.1823 | 636310.8567 | 626047.7784 | 615950.2336 | 606015.5524 | 596241.108 | 586624.316 | 577162.6334 | 567853.5587
F2_Commercial_Restaurant (WA)_Existing_Food Preparation_Natural Gas_Fryer_Baseline Forecast | F2 | Commercial | Restaurant (WA) | Existing | Food Preparation | Natural Gas | Fryer | Baseline Forecast | Usage (MMtherm) | 0.40608 | 0.39953 | 0.39309 | 0.38675 | 0.38051 | 0.37437 | 0.36834 | 0.3624 | 0.35655 | 0.3508 | 0.34514 | 0.33957 | 0.3341 | 0.32871 | 0.32341 | 0.31819 | 0.31306 | 0.30801 | 0.30304 | 0.29815 | 0.29334 | 0.28861 | 0.28396 | 0.27938 | 0.27487 | 0.27044 | 0.26608
F3_Commercial_Restaurant (WA)_Existing_Food Preparation_Natural Gas_Fryer_Baseline Forecast | F3 | Commercial | Restaurant (WA) | Existing | Food Preparation | Natural Gas | Fryer | Baseline Forecast | Summer Peak Demand (n/a) | 0 | 0 | 0 | 0 | 0 | 0 | 0 | 0 | 0 | 0 | 0 | 0 | 0 | 0 | 0 | 0 | 0 | 0 | 0 | 0 | 0 | 0 | 0 | 0 | 0 | 0 | 0
F4_Commercial_Restaurant (WA)_Existing_Food Preparation_Natural Gas_Fryer_Baseline Forecast | F4 | Commercial | Restaurant (WA) | Existing | Food Preparation | Natural Gas | Fryer | Baseline Forecast | Winter Peak Demand (n/a) | 0 | 0 | 0 | 0 | 0 | 0 | 0 | 0 | 0 | 0 | 0 | 0 | 0 | 0 | 0 | 0 | 0 | 0 | 0 | 0 | 0 | 0 | 0 | 0 | 0 | 0 | 0
F5_Commercial_Restaurant (WA)_Existing_Food Preparation_Natural Gas_Fryer_Baseline Forecast | F5 | Commercial | Restaurant (WA) | Existing | Food Preparation | Natural Gas | Fryer | Baseline Forecast | Turnover | 0 | 25838.5878 | 28195.1277 | 30220.8773 | 31952.0816 | 33421.1375 | 34657.0009 | 35685.5501 | 36529.911 | 37210.7481 | 37746.5246 | 38153.7352 | 36090.02 | 34423.3189 | 33086.5715 | 32022.553 | 31182.5422 | 30525.1631 | 30015.3748 | 29623.594 | 29324.9313 | 29098.5287 | 28926.9838 | 34373.6597 | 33979.53 | 33460.1565 | 32856.381
F6_Commercial_Restaurant (WA)_Existing_Food Preparation_Natural Gas_Fryer_Baseline Forecast | F6 | Commercial | Restaurant (WA) | Existing | Food Preparation | Natural Gas | Fryer | Baseline Forecast | Avg. Replacement Usage (therms) | 0.46857 | 0.46857 | 0.46857 | 0.46857 | 0.46857 | 0.46857 | 0.46857 | 0.46857 | 0.46857 | 0.46857 | 0.46857 | 0.46857 | 0.46857 | 0.46857 | 0.46857 | 0.46857 | 0.46857 | 0.46857 | 0.46857 | 0.46857 | 0.46857 | 0.46857 | 0.46857 | 0.46857 | 0.46857 | 0.46857 | 0.46857
F7_Commercial_Restaurant (WA)_Existing_Food Preparation_Natural Gas_Fryer_Baseline Forecast | F7 | Commercial | Restaurant (WA) | Existing | Food Preparation | Natural Gas | Fryer | Baseline Forecast | Avg. Replacement Summer Demand (n/a) | 0 | 0 | 0 | 0 | 0 | 0 | 0 | 0 | 0 | 0 | 0 | 0 | 0 | 0 | 0 | 0 | 0 | 0 | 0 | 0 | 0 | 0 | 0 | 0 | 0 | 0 | 0
F8_Commercial_Restaurant (WA)_Existing_Food Preparation_Natural Gas_Fryer_Baseline Forecast | F8 | Commercial | Restaurant (WA) | Existing | Food Preparation | Natural Gas | Fryer | Baseline Forecast | Avg. Replacement Winter Demand (n/a) | 0 | 0 | 0 | 0 | 0 | 0 | 0 | 0 | 0 | 0 | 0 | 0 | 0 | 0 | 0 | 0 | 0 | 0 | 0 | 0 | 0 | 0 | 0 | 0 | 0 | 0 | 0
F1_Commercial_Restaurant (WA)_Existing_Food Preparation_Natural Gas_Broiler_Baseline Forecast | F1 | Commercial | Restaurant (WA) | Existing | Food Preparation | Natural Gas | Broiler | Baseline Forecast | Units | 783043.1321 | 770413.4042 | 757987.3815 | 745761.7786 | 733733.3628 | 721898.9537 | 710255.4222 | 698799.6896 | 687528.7269 | 676439.5539 | 665529.2385 | 654794.8959 | 644233.6879 | 633842.822 | 623619.5507 | 613561.1708 | 603665.0229 | 593928.4903 | 584348.9985 | 574924.0146 | 565651.0467 | 556527.6427 | 547551.3904 | 538719.9163 | 530030.8854 | 521482.0002 | 513071.0002
F2_Commercial_Restaurant (WA)_Existing_Food Preparation_Natural Gas_Broiler_Baseline Forecast | F2 | Commercial | Restaurant (WA) | Existing | Food Preparation | Natural Gas | Broiler | Baseline Forecast | Usage (MMtherm) | 0.39209 | 0.38577 | 0.37955 | 0.37343 | 0.3674 | 0.36148 | 0.35565 | 0.34991 | 0.34427 | 0.33871 | 0.33325 | 0.32788 | 0.32259 | 0.31738 | 0.31227 | 0.30723 | 0.30227 | 0.2974 | 0.2926 | 0.28788 | 0.28324 | 0.27867 | 0.27418 | 0.26975 | 0.2654 | 0.26112 | 0.25691
F3_Commercial_Restaurant (WA)_Existing_Food Preparation_Natural Gas_Broiler_Baseline Forecast | F3 | Commercial | Restaurant (WA) | Existing | Food Preparation | Natural Gas | Broiler | Baseline Forecast | Summer Peak Demand (n/a) | 0 | 0 | 0 | 0 | 0 | 0 | 0 | 0 | 0 | 0 | 0 | 0 | 0 | 0 | 0 | 0 | 0 | 0 | 0 | 0 | 0 | 0 | 0 | 0 | 0 | 0 | 0
F4_Commercial_Restaurant (WA)_Existing_Food Preparation_Natural Gas_Broiler_Baseline Forecast | F4 | Commercial | Restaurant (WA) | Existing | Food Preparation | Natural Gas | Broiler | Baseline Forecast | Winter Peak Demand (n/a) | 0 | 0 | 0 | 0 | 0 | 0 | 0 | 0 | 0 | 0 | 0 | 0 | 0 | 0 | 0 | 0 | 0 | 0 | 0 | 0 | 0 | 0 | 0 | 0 | 0 | 0 | 0
F5_Commercial_Restaurant (WA)_Existing_Food Preparation_Natural Gas_Broiler_Baseline Forecast | F5 | Commercial | Restaurant (WA) | Existing | Food Preparation | Natural Gas | Broiler | Baseline Forecast | Turnover | 0 | 28533.8298 | 31972.7188 | 34867.0059 | 37286.8362 | 39293.5256 | 40940.6694 | 42275.1106 | 43337.7881 | 44164.4772 | 41362.934 | 39242.9188 | 37666.6617 | 36520.4091 | 35710.5625 | 35160.4097 | 34807.3581 | 34600.5967 | 34499.1223 | 40698.7189 | 40255.8935 | 39604.9172 | 38827.277 | 37983.4845 | 37117.5501 | 36260.6023 | 35433.8043
F6_Commercial_Restaurant (WA)_Existing_Food Preparation_Natural Gas_Broiler_Baseline Forecast | F6 | Commercial | Restaurant (WA) | Existing | Food Preparation | Natural Gas | Broiler | Baseline Forecast | Avg. Replacement Usage (therms) | 0.50073 | 0.50073 | 0.50073 | 0.50073 | 0.50073 | 0.50073 | 0.50073 | 0.50073 | 0.50073 | 0.50073 | 0.50073 | 0.50073 | 0.50073 | 0.50073 | 0.50073 | 0.50073 | 0.50073 | 0.50073 | 0.50073 | 0.50073 | 0.50073 | 0.50073 | 0.50073 | 0.50073 | 0.50073 | 0.50073 | 0.50073
F7_Commercial_Restaurant (WA)_Existing_Food Preparation_Natural Gas_Broiler_Baseline Forecast | F7 | Commercial | Restaurant (WA) | Existing | Food Preparation | Natural Gas | Broiler | Baseline Forecast | Avg. Replacement Summer Demand (n/a) | 0 | 0 | 0 | 0 | 0 | 0 | 0 | 0 | 0 | 0 | 0 | 0 | 0 | 0 | 0 | 0 | 0 | 0 | 0 | 0 | 0 | 0 | 0 | 0 | 0 | 0 | 0
F8_Commercial_Restaurant (WA)_Existing_Food Preparation_Natural Gas_Broiler_Baseline Forecast | F8 | Commercial | Restaurant (WA) | Existing | Food Preparation | Natural Gas | Broiler | Baseline Forecast | Avg. Replacement Winter Demand (n/a) | 0 | 0 | 0 | 0 | 0 | 0 | 0 | 0 | 0 | 0 | 0 | 0 | 0 | 0 | 0 | 0 | 0 | 0 | 0 | 0 | 0 | 0 | 0 | 0 | 0 | 0 | 0
F1_Commercial_Restaurant (WA)_Existing_Food Preparation_Natural Gas_Griddle_Baseline Forecast | F1 | Commercial | Restaurant (WA) | Existing | Food Preparation | Natural Gas | Griddle | Baseline Forecast | Units | 894649.8718 | 880220.0352 | 866022.9378 | 852054.8259 | 838312.0061 | 824790.8448 | 811487.7666 | 798399.2542 | 785521.8469 | 772852.1397 | 760386.7826 | 748122.4797 | 736055.9881 | 724184.1173 | 712503.7283 | 701011.7327 | 689705.0918 | 678580.8162 | 667635.9643 | 656867.6423 | 646273.0029 | 635849.2448 | 625593.6118 | 615503.3923 | 605575.9182 | 595808.5647 | 586198.7491
F2_Commercial_Restaurant (WA)_Existing_Food Preparation_Natural Gas_Griddle_Baseline Forecast | F2 | Commercial | Restaurant (WA) | Existing | Food Preparation | Natural Gas | Griddle | Baseline Forecast | Usage (MMtherm) | 0.31223 | 0.30719 | 0.30224 | 0.29736 | 0.29257 | 0.28785 | 0.2832 | 0.27864 | 0.27414 | 0.26972 | 0.26537 | 0.26109 | 0.25688 | 0.25274 | 0.24866 | 0.24465 | 0.2407 | 0.23682 | 0.233 | 0.22924 | 0.22555 | 0.22191 | 0.21833 | 0.21481 | 0.21134 | 0.20793 | 0.20458
F3_Commercial_Restaurant (WA)_Existing_Food Preparation_Natural Gas_Griddle_Baseline Forecast | F3 | Commercial | Restaurant (WA) | Existing | Food Preparation | Natural Gas | Griddle | Baseline Forecast | Summer Peak Demand (n/a) | 0 | 0 | 0 | 0 | 0 | 0 | 0 | 0 | 0 | 0 | 0 | 0 | 0 | 0 | 0 | 0 | 0 | 0 | 0 | 0 | 0 | 0 | 0 | 0 | 0 | 0 | 0
F4_Commercial_Restaurant (WA)_Existing_Food Preparation_Natural Gas_Griddle_Baseline Forecast | F4 | Commercial | Restaurant (WA) | Existing | Food Preparation | Natural Gas | Griddle | Baseline Forecast | Winter Peak Demand (n/a) | 0 | 0 | 0 | 0 | 0 | 0 | 0 | 0 | 0 | 0 | 0 | 0 | 0 | 0 | 0 | 0 | 0 | 0 | 0 | 0 | 0 | 0 | 0 | 0 | 0 | 0 | 0
F5_Commercial_Restaurant (WA)_Existing_Food Preparation_Natural Gas_Griddle_Baseline Forecast | F5 | Commercial | Restaurant (WA) | Existing | Food Preparation | Natural Gas | Griddle | Baseline Forecast | Turnover | 0 | 32600.742 | 36529.7741 | 39836.5825 | 42601.31 | 44894.0119 | 46775.9222 | 48300.5607 | 49514.701 | 50459.2177 | 47258.372 | 44836.192 | 43035.2719 | 41725.6444 | 40800.3708 | 40171.8051 | 39768.4332 | 39532.2021 | 39416.2646 | 46499.4866 | 45993.5456 | 45249.7859 | 44361.309 | 43397.2512 | 42407.8956 | 41428.8075 | 40484.1664
F6_Commercial_Restaurant (WA)_Existing_Food Preparation_Natural Gas_Griddle_Baseline Forecast | F6 | Commercial | Restaurant (WA) | Existing | Food Preparation | Natural Gas | Griddle | Baseline Forecast | Avg. Replacement Usage (therms) | 0.34899 | 0.34899 | 0.34899 | 0.34899 | 0.34899 | 0.34899 | 0.34899 | 0.34899 | 0.34899 | 0.34899 | 0.34899 | 0.34899 | 0.34899 | 0.34899 | 0.34899 | 0.34899 | 0.34899 | 0.34899 | 0.34899 | 0.34899 | 0.34899 | 0.34899 | 0.34899 | 0.34899 | 0.34899 | 0.34899 | 0.34899
F7_Commercial_Restaurant (WA)_Existing_Food Preparation_Natural Gas_Griddle_Baseline Forecast | F7 | Commercial | Restaurant (WA) | Existing | Food Preparation | Natural Gas | Griddle | Baseline Forecast | Avg. Replacement Summer Demand (n/a) | 0 | 0 | 0 | 0 | 0 | 0 | 0 | 0 | 0 | 0 | 0 | 0 | 0 | 0 | 0 | 0 | 0 | 0 | 0 | 0 | 0 | 0 | 0 | 0 | 0 | 0 | 0
F8_Commercial_Restaurant (WA)_Existing_Food Preparation_Natural Gas_Griddle_Baseline Forecast | F8 | Commercial | Restaurant (WA) | Existing | Food Preparation | Natural Gas | Griddle | Baseline Forecast | Avg. Replacement Winter Demand (n/a) | 0 | 0 | 0 | 0 | 0 | 0 | 0 | 0 | 0 | 0 | 0 | 0 | 0 | 0 | 0 | 0 | 0 | 0 | 0 | 0 | 0 | 0 | 0 | 0 | 0 | 0 | 0
F1_Commercial_Restaurant (WA)_Existing_Food Preparation_Natural Gas_Range_Baseline Forecast | F1 | Commercial | Restaurant (WA) | Existing | Food Preparation | Natural Gas | Range | Baseline Forecast | Units | 829299.1937 | 815923.4003 | 802763.3454 | 789815.5495 | 777076.589 | 764543.0957 | 752211.7554 | 740079.3077 | 728142.5447 | 716398.3101 | 704843.4987 | 693475.0551 | 682289.9736 | 671285.2966 | 660458.1144 | 649805.5642 | 639324.8293 | 629013.1385 | 618867.7653 | 608886.0271 | 599065.2848 | 589402.9415 | 579896.4424 | 570543.274 | 561340.9631 | 552287.0766 | 543379.2205
F2_Commercial_Restaurant (WA)_Existing_Food Preparation_Natural Gas_Range_Baseline Forecast | F2 | Commercial | Restaurant (WA) | Existing | Food Preparation | Natural Gas | Range | Baseline Forecast | Usage (MMtherm) | 0.28592 | 0.28131 | 0.27678 | 0.27231 | 0.26792 | 0.2636 | 0.25935 | 0.25516 | 0.25105 | 0.247 | 0.24301 | 0.2391 | 0.23524 | 0.23144 | 0.22771 | 0.22404 | 0.22043 | 0.21687 | 0.21337 | 0.20993 | 0.20654 | 0.20321 | 0.19994 | 0.19671 | 0.19354 | 0.19042 | 0.18735
F3_Commercial_Restaurant (WA)_Existing_Food Preparation_Natural Gas_Range_Baseline Forecast | F3 | Commercial | Restaurant (WA) | Existing | Food Preparation | Natural Gas | Range | Baseline Forecast | Summer Peak Demand (n/a) | 0 | 0 | 0 | 0 | 0 | 0 | 0 | 0 | 0 | 0 | 0 | 0 | 0 | 0 | 0 | 0 | 0 | 0 | 0 | 0 | 0 | 0 | 0 | 0 | 0 | 0 | 0
F4_Commercial_Restaurant (WA)_Existing_Food Preparation_Natural Gas_Range_Baseline Forecast | F4 | Commercial | Restaurant (WA) | Existing | Food Preparation | Natural Gas | Range | Baseline Forecast | Winter Peak Demand (n/a) | 0 | 0 | 0 | 0 | 0 | 0 | 0 | 0 | 0 | 0 | 0 | 0 | 0 | 0 | 0 | 0 | 0 | 0 | 0 | 0 | 0 | 0 | 0 | 0 | 0 | 0 | 0
F5_Commercial_Restaurant (WA)_Existing_Food Preparation_Natural Gas_Range_Baseline Forecast | F5 | Commercial | Restaurant (WA) | Existing | Food Preparation | Natural Gas | Range | Baseline Forecast | Turnover | 0 | 32636.936 | 41743.694 | 48652.6379 | 53835.8661 | 57664.8984 | 60432.0907 | 62367.4898 | 63652.1009 | 64428.3295 | 56350.0783 | 51565.1054 | 48992.5406 | 47863.1998 | 47635.8487 | 54748.6999 | 55879.0216 | 56562.4605 | 56897.4855 | 55500.2213 | 53364.9402 | 51075.4624 | 48948.9535 | 47134.0946 | 45088.5654 | 44334.169 | 44304.2434
F6_Commercial_Restaurant (WA)_Existing_Food Preparation_Natural Gas_Range_Baseline Forecast | F6 | Commercial | Restaurant (WA) | Existing | Food Preparation | Natural Gas | Range | Baseline Forecast | Avg. Replacement Usage (therms) | 0.34478 | 0.34478 | 0.34478 | 0.34478 | 0.34478 | 0.34478 | 0.34478 | 0.34478 | 0.34478 | 0.34478 | 0.34478 | 0.34478 | 0.34478 | 0.34478 | 0.34478 | 0.34478 | 0.34478 | 0.34478 | 0.34478 | 0.34478 | 0.34478 | 0.34478 | 0.34478 | 0.34478 | 0.34478 | 0.34478 | 0.34478
F7_Commercial_Restaurant (WA)_Existing_Food Preparation_Natural Gas_Range_Baseline Forecast | F7 | Commercial | Restaurant (WA) | Existing | Food Preparation | Natural Gas | Range | Baseline Forecast | Avg. Replacement Summer Demand (n/a) | 0 | 0 | 0 | 0 | 0 | 0 | 0 | 0 | 0 | 0 | 0 | 0 | 0 | 0 | 0 | 0 | 0 | 0 | 0 | 0 | 0 | 0 | 0 | 0 | 0 | 0 | 0
F8_Commercial_Restaurant (WA)_Existing_Food Preparation_Natural Gas_Range_Baseline Forecast | F8 | Commercial | Restaurant (WA) | Existing | Food Preparation | Natural Gas | Range | Baseline Forecast | Avg. Replacement Winter Demand (n/a) | 0 | 0 | 0 | 0 | 0 | 0 | 0 | 0 | 0 | 0 | 0 | 0 | 0 | 0 | 0 | 0 | 0 | 0 | 0 | 0 | 0 | 0 | 0 | 0 | 0 | 0 | 0
F1_Commercial_Restaurant (WA)_Existing_Food Preparation_Natural Gas_Steamer_Baseline Forecast | F1 | Commercial | Restaurant (WA) | Existing | Food Preparation | Natural Gas | Steamer | Baseline Forecast | Units | 57348.9354 | 56423.9526 | 55513.8889 | 54618.5036 | 53737.56 | 52870.8251 | 52018.0699 | 51179.0687 | 50353.5999 | 49541.4451 | 48742.3895 | 47956.2219 | 47182.7345 | 46421.7226 | 45672.9852 | 44936.3241 | 44211.5447 | 43498.4553 | 42796.8673 | 42106.5952 | 41427.4566 | 40759.2718 | 40101.8642 | 39455.0599 | 38818.688 | 38192.5801 | 37576.5708
F2_Commercial_Restaurant (WA)_Existing_Food Preparation_Natural Gas_Steamer_Baseline Forecast | F2 | Commercial | Restaurant (WA) | Existing | Food Preparation | Natural Gas | Steamer | Baseline Forecast | Usage (MMtherm) | 0.022849 | 0.022481 | 0.022118 | 0.021761 | 0.02141 | 0.021065 | 0.020725 | 0.020391 | 0.020062 | 0.019739 | 0.01942 | 0.019107 | 0.018799 | 0.018496 | 0.018197 | 0.017904 | 0.017615 | 0.017331 | 0.017051 | 0.016776 | 0.016506 | 0.01624 | 0.015978 | 0.01572 | 0.015466 | 0.015217 | 0.014971
F3_Commercial_Restaurant (WA)_Existing_Food Preparation_Natural Gas_Steamer_Baseline Forecast | F3 | Commercial | Restaurant (WA) | Existing | Food Preparation | Natural Gas | Steamer | Baseline Forecast | Summer Peak Demand (n/a) | 0 | 0 | 0 | 0 | 0 | 0 | 0 | 0 | 0 | 0 | 0 | 0 | 0 | 0 | 0 | 0 | 0 | 0 | 0 | 0 | 0 | 0 | 0 | 0 | 0 | 0 | 0
F4_Commercial_Restaurant (WA)_Existing_Food Preparation_Natural Gas_Steamer_Baseline Forecast | F4 | Commercial | Restaurant (WA) | Existing | Food Preparation | Natural Gas | Steamer | Baseline Forecast | Winter Peak Demand (n/a) | 0 | 0 | 0 | 0 | 0 | 0 | 0 | 0 | 0 | 0 | 0 | 0 | 0 | 0 | 0 | 0 | 0 | 0 | 0 | 0 | 0 | 0 | 0 | 0 | 0 | 0 | 0
F5_Commercial_Restaurant (WA)_Existing_Food Preparation_Natural Gas_Steamer_Baseline Forecast | F5 | Commercial | Restaurant (WA) | Existing | Food Preparation | Natural Gas | Steamer | Baseline Forecast | Turnover | 0 | 2089.776 | 2341.6352 | 2553.6086 | 2730.8334 | 2877.8004 | 2998.4348 | 3096.1674 | 3173.9963 | 3234.5418 | 3029.3609 | 2874.0941 | 2758.6513 | 2674.7014 | 2615.3894 | 2575.0971 | 2549.2401 | 2534.0972 | 2526.6653 | 2980.7147 | 2948.2829 | 2900.6063 | 2843.6531 | 2781.8549 | 2718.4352 | 2655.6736 | 2595.1201
F6_Commercial_Restaurant (WA)_Existing_Food Preparation_Natural Gas_Steamer_Baseline Forecast | F6 | Commercial | Restaurant (WA) | Existing | Food Preparation | Natural Gas | Steamer | Baseline Forecast | Avg. Replacement Usage (therms) | 0.39843 | 0.39843 | 0.39843 | 0.39843 | 0.39843 | 0.39843 | 0.39843 | 0.39843 | 0.39843 | 0.39843 | 0.39843 | 0.39843 | 0.39843 | 0.39843 | 0.39843 | 0.39843 | 0.39843 | 0.39843 | 0.39843 | 0.39843 | 0.39843 | 0.39843 | 0.39843 | 0.39843 | 0.39843 | 0.39843 | 0.39843
F7_Commercial_Restaurant (WA)_Existing_Food Preparation_Natural Gas_Steamer_Baseline Forecast | F7 | Commercial | Restaurant (WA) | Existing | Food Preparation | Natural Gas | Steamer | Baseline Forecast | Avg. Replacement Summer Demand (n/a) | 0 | 0 | 0 | 0 | 0 | 0 | 0 | 0 | 0 | 0 | 0 | 0 | 0 | 0 | 0 | 0 | 0 | 0 | 0 | 0 | 0 | 0 | 0 | 0 | 0 | 0 | 0
F8_Commercial_Restaurant (WA)_Existing_Food Preparation_Natural Gas_Steamer_Baseline Forecast | F8 | Commercial | Restaurant (WA) | Existing | Food Preparation | Natural Gas | Steamer | Baseline Forecast | Avg. Replacement Winter Demand (n/a) | 0 | 0 | 0 | 0 | 0 | 0 | 0 | 0 | 0 | 0 | 0 | 0 | 0 | 0 | 0 | 0 | 0 | 0 | 0 | 0 | 0 | 0 | 0 | 0 | 0 | 0 | 0
F1_Commercial_Restaurant (WA)_Existing_Food Preparation_Natural Gas_Food Prep Other_Baseline Forecast | F1 | Commercial | Restaurant (WA) | Existing | Food Preparation | Natural Gas | Food Prep Other | Baseline Forecast | Units | 3227.4293 | 3175.374 | 3124.1582 | 3073.7686 | 3024.1917 | 2975.4144 | 2927.4238 | 2880.2073 | 2833.7524 | 2788.0467 | 2743.0782 | 2698.835 | 2655.3054 | 2612.4779 | 2570.3412 | 2528.884 | 2488.0956 | 2447.965 | 2408.4817 | 2369.6352 | 2331.4153 | 2293.8118 | 2256.8149 | 2220.4146 | 2184.6015 | 2149.366 | 2114.6988
F2_Commercial_Restaurant (WA)_Existing_Food Preparation_Natural Gas_Food Prep Other_Baseline Forecast | F2 | Commercial | Restaurant (WA) | Existing | Food Preparation | Natural Gas | Food Prep Other | Baseline Forecast | Usage (MMtherm) | 0.00046439 | 0.0004569 | 0.00044953 | 0.00044228 | 0.00043514 | 0.00042813 | 0.00042122 | 0.00041443 | 0.00040774 | 0.00040117 | 0.0003947 | 0.00038833 | 0.00038207 | 0.0003759 | 0.00036984 | 0.00036388 | 0.00035801 | 0.00035223 | 0.00034655 | 0.00034096 | 0.00033546 | 0.00033005 | 0.00032473 | 0.00031949 | 0.00031434 | 0.00030927 | 0.00030428
F3_Commercial_Restaurant (WA)_Existing_Food Preparation_Natural Gas_Food Prep Other_Baseline Forecast | F3 | Commercial | Restaurant (WA) | Existing | Food Preparation | Natural Gas | Food Prep Other | Baseline Forecast | Summer Peak Demand (n/a) | 0 | 0 | 0 | 0 | 0 | 0 | 0 | 0 | 0 | 0 | 0 | 0 | 0 | 0 | 0 | 0 | 0 | 0 | 0 | 0 | 0 | 0 | 0 | 0 | 0 | 0 | 0
F4_Commercial_Restaurant (WA)_Existing_Food Preparation_Natural Gas_Food Prep Other_Baseline Forecast | F4 | Commercial | Restaurant (WA) | Existing | Food Preparation | Natural Gas | Food Prep Other | Baseline Forecast | Winter Peak Demand (n/a) | 0 | 0 | 0 | 0 | 0 | 0 | 0 | 0 | 0 | 0 | 0 | 0 | 0 | 0 | 0 | 0 | 0 | 0 | 0 | 0 | 0 | 0 | 0 | 0 | 0 | 0 | 0
F5_Commercial_Restaurant (WA)_Existing_Food Preparation_Natural Gas_Food Prep Other_Baseline Forecast | F5 | Commercial | Restaurant (WA) | Existing | Food Preparation | Natural Gas | Food Prep Other | Baseline Forecast | Turnover | 0 | 127.015 | 162.4562 | 189.3441 | 209.516 | 224.4177 | 235.1869 | 242.719 | 247.7184 | 250.7393 | 219.3007 | 200.6788 | 190.667 | 186.2718 | 185.3871 | 213.0685 | 217.4675 | 220.1272 | 221.4311 | 215.9933 | 207.6833 | 198.7732 | 190.4973 | 183.4343 | 175.4736 | 172.5377 | 172.4213
F6_Commercial_Restaurant (WA)_Existing_Food Preparation_Natural Gas_Food Prep Other_Baseline Forecast | F6 | Commercial | Restaurant (WA) | Existing | Food Preparation | Natural Gas | Food Prep Other | Baseline Forecast | Avg. Replacement Usage (therms) | 0.14389 | 0.14389 | 0.14389 | 0.14389 | 0.14389 | 0.14389 | 0.14389 | 0.14389 | 0.14389 | 0.14389 | 0.14389 | 0.14389 | 0.14389 | 0.14389 | 0.14389 | 0.14389 | 0.14389 | 0.14389 | 0.14389 | 0.14389 | 0.14389 | 0.14389 | 0.14389 | 0.14389 | 0.14389 | 0.14389 | 0.14389
F7_Commercial_Restaurant (WA)_Existing_Food Preparation_Natural Gas_Food Prep Other_Baseline Forecast | F7 | Commercial | Restaurant (WA) | Existing | Food Preparation | Natural Gas | Food Prep Other | Baseline Forecast | Avg. Replacement Summer Demand (n/a) | 0 | 0 | 0 | 0 | 0 | 0 | 0 | 0 | 0 | 0 | 0 | 0 | 0 | 0 | 0 | 0 | 0 | 0 | 0 | 0 | 0 | 0 | 0 | 0 | 0 | 0 | 0
F8_Commercial_Restaurant (WA)_Existing_Food Preparation_Natural Gas_Food Prep Other_Baseline Forecast | F8 | Commercial | Restaurant (WA) | Existing | Food Preparation | Natural Gas | Food Prep Other | Baseline Forecast | Avg. Replacement Winter Demand (n/a) | 0 | 0 | 0 | 0 | 0 | 0 | 0 | 0 | 0 | 0 | 0 | 0 | 0 | 0 | 0 | 0 | 0 | 0 | 0 | 0 | 0 | 0 | 0 | 0 | 0 | 0 | 0
F1_Commercial_Restaurant (WA)_Existing_Miscellaneous_Natural Gas_Pool Heater_Baseline Forecast | F1 | Commercial | Restaurant (WA) | Existing | Miscellaneous | Natural Gas | Pool Heater | Baseline Forecast | Units | 0 | 0 | 0 | 0 | 0 | 0 | 0 | 0 | 0 | 0 | 0 | 0 | 0 | 0 | 0 | 0 | 0 | 0 | 0 | 0 | 0 | 0 | 0 | 0 | 0 | 0 | 0
F2_Commercial_Restaurant (WA)_Existing_Miscellaneous_Natural Gas_Pool Heater_Baseline Forecast | F2 | Commercial | Restaurant (WA) | Existing | Miscellaneous | Natural Gas | Pool Heater | Baseline Forecast | Usage (MMtherm) | 0 | 0 | 0 | 0 | 0 | 0 | 0 | 0 | 0 | 0 | 0 | 0 | 0 | 0 | 0 | 0 | 0 | 0 | 0 | 0 | 0 | 0 | 0 | 0 | 0 | 0 | 0
F3_Commercial_Restaurant (WA)_Existing_Miscellaneous_Natural Gas_Pool Heater_Baseline Forecast | F3 | Commercial | Restaurant (WA) | Existing | Miscellaneous | Natural Gas | Pool Heater | Baseline Forecast | Summer Peak Demand (n/a) | 0 | 0 | 0 | 0 | 0 | 0 | 0 | 0 | 0 | 0 | 0 | 0 | 0 | 0 | 0 | 0 | 0 | 0 | 0 | 0 | 0 | 0 | 0 | 0 | 0 | 0 | 0
F4_Commercial_Restaurant (WA)_Existing_Miscellaneous_Natural Gas_Pool Heater_Baseline Forecast | F4 | Commercial | Restaurant (WA) | Existing | Miscellaneous | Natural Gas | Pool Heater | Baseline Forecast | Winter Peak Demand (n/a) | 0 | 0 | 0 | 0 | 0 | 0 | 0 | 0 | 0 | 0 | 0 | 0 | 0 | 0 | 0 | 0 | 0 | 0 | 0 | 0 | 0 | 0 | 0 | 0 | 0 | 0 | 0
F5_Commercial_Restaurant (WA)_Existing_Miscellaneous_Natural Gas_Pool Heater_Baseline Forecast | F5 | Commercial | Restaurant (WA) | Existing | Miscellaneous | Natural Gas | Pool Heater | Baseline Forecast | Turnover | 0 | 0 | 0 | 0 | 0 | 0 | 0 | 0 | 0 | 0 | 0 | 0 | 0 | 0 | 0 | 0 | 0 | 0 | 0 | 0 | 0 | 0 | 0 | 0 | 0 | 0 | 0
F6_Commercial_Restaurant (WA)_Existing_Miscellaneous_Natural Gas_Pool Heater_Baseline Forecast | F6 | Commercial | Restaurant (WA) | Existing | Miscellaneous | Natural Gas | Pool Heater | Baseline Forecast | Avg. Replacement Usage (therms) | 0.01 | 0.01 | 0.01 | 0.01 | 0.01 | 0.01 | 0.01 | 0.01 | 0.01 | 0.01 | 0.01 | 0.01 | 0.01 | 0.01 | 0.01 | 0.01 | 0.01 | 0.01 | 0.01 | 0.01 | 0.01 | 0.01 | 0.01 | 0.01 | 0.01 | 0.01 | 0.01
F7_Commercial_Restaurant (WA)_Existing_Miscellaneous_Natural Gas_Pool Heater_Baseline Forecast | F7 | Commercial | Restaurant (WA) | Existing | Miscellaneous | Natural Gas | Pool Heater | Baseline Forecast | Avg. Replacement Summer Demand (n/a) | 0 | 0 | 0 | 0 | 0 | 0 | 0 | 0 | 0 | 0 | 0 | 0 | 0 | 0 | 0 | 0 | 0 | 0 | 0 | 0 | 0 | 0 | 0 | 0 | 0 | 0 | 0
F8_Commercial_Restaurant (WA)_Existing_Miscellaneous_Natural Gas_Pool Heater_Baseline Forecast | F8 | Commercial | Restaurant (WA) | Existing | Miscellaneous | Natural Gas | Pool Heater | Baseline Forecast | Avg. Replacement Winter Demand (n/a) | 0 | 0 | 0 | 0 | 0 | 0 | 0 | 0 | 0 | 0 | 0 | 0 | 0 | 0 | 0 | 0 | 0 | 0 | 0 | 0 | 0 | 0 | 0 | 0 | 0 | 0 | 0
F1_Commercial_Restaurant (WA)_Existing_Miscellaneous_Natural Gas_Miscellaneous_Baseline Forecast | F1 | Commercial | Restaurant (WA) | Existing | Miscellaneous | Natural Gas | Miscellaneous | Baseline Forecast | Units | 1018626.3295 | 1002196.8726 | 986032.4069 | 970128.6584 | 954481.422 | 939086.5603 | 923940.0029 | 909037.7448 | 894375.8457 | 879950.4288 | 865757.68 | 851793.8464 | 838055.236 | 824538.2161 | 811239.2126 | 798154.7092 | 785281.2461 | 772615.4195 | 760153.8805 | 747893.3341 | 735830.5384 | 723962.3039 | 712285.4925 | 700797.0168 | 689493.8391 | 678372.9708 | 667431.4712
F2_Commercial_Restaurant (WA)_Existing_Miscellaneous_Natural Gas_Miscellaneous_Baseline Forecast | F2 | Commercial | Restaurant (WA) | Existing | Miscellaneous | Natural Gas | Miscellaneous | Baseline Forecast | Usage (MMtherm) | 0.040032 | 0.039386 | 0.038751 | 0.038126 | 0.037511 | 0.036906 | 0.036311 | 0.035725 | 0.035149 | 0.034582 | 0.034024 | 0.033476 | 0.032936 | 0.032404 | 0.031882 | 0.031368 | 0.030862 | 0.030364 | 0.029874 | 0.029392 | 0.028918 | 0.028452 | 0.027993 | 0.027541 | 0.027097 | 0.02666 | 0.02623
F3_Commercial_Restaurant (WA)_Existing_Miscellaneous_Natural Gas_Miscellaneous_Baseline Forecast | F3 | Commercial | Restaurant (WA) | Existing | Miscellaneous | Natural Gas | Miscellaneous | Baseline Forecast | Summer Peak Demand (n/a) | 0 | 0 | 0 | 0 | 0 | 0 | 0 | 0 | 0 | 0 | 0 | 0 | 0 | 0 | 0 | 0 | 0 | 0 | 0 | 0 | 0 | 0 | 0 | 0 | 0 | 0 | 0
F4_Commercial_Restaurant (WA)_Existing_Miscellaneous_Natural Gas_Miscellaneous_Baseline Forecast | F4 | Commercial | Restaurant (WA) | Existing | Miscellaneous | Natural Gas | Miscellaneous | Baseline Forecast | Winter Peak Demand (n/a) | 0 | 0 | 0 | 0 | 0 | 0 | 0 | 0 | 0 | 0 | 0 | 0 | 0 | 0 | 0 | 0 | 0 | 0 | 0 | 0 | 0 | 0 | 0 | 0 | 0 | 0 | 0
F5_Commercial_Restaurant (WA)_Existing_Miscellaneous_Natural Gas_Miscellaneous_Baseline Forecast | F5 | Commercial | Restaurant (WA) | Existing | Miscellaneous | Natural Gas | Miscellaneous | Baseline Forecast | Turnover | 0 | 85902.5891 | 100615.5517 | 112568.8647 | 106618.8744 | 103602.9214 | 102685.8292 | 101102.8993 | 99357.6489 | 97761.0723 | 96199.284 | 115916.9971 | 115042.3318 | 113467.6072 | 110436.6265 | 108464.3405 | 107094.5257 | 105358.4086 | 103579.4512 | 101922.6993 | 100291.56 | 103937.206 | 101765.6521 | 99535.5653 | 97783.9981 | 96261.4788 | 94815.4091
F6_Commercial_Restaurant (WA)_Existing_Miscellaneous_Natural Gas_Miscellaneous_Baseline Forecast | F6 | Commercial | Restaurant (WA) | Existing | Miscellaneous | Natural Gas | Miscellaneous | Baseline Forecast | Avg. Replacement Usage (therms) | 0.0393 | 0.0393 | 0.0393 | 0.0393 | 0.0393 | 0.0393 | 0.0393 | 0.0393 | 0.0393 | 0.0393 | 0.0393 | 0.0393 | 0.0393 | 0.0393 | 0.0393 | 0.0393 | 0.0393 | 0.0393 | 0.0393 | 0.0393 | 0.0393 | 0.0393 | 0.0393 | 0.0393 | 0.0393 | 0.0393 | 0.0393
F7_Commercial_Restaurant (WA)_Existing_Miscellaneous_Natural Gas_Miscellaneous_Baseline Forecast | F7 | Commercial | Restaurant (WA) | Existing | Miscellaneous | Natural Gas | Miscellaneous | Baseline Forecast | Avg. Replacement Summer Demand (n/a) | 0 | 0 | 0 | 0 | 0 | 0 | 0 | 0 | 0 | 0 | 0 | 0 | 0 | 0 | 0 | 0 | 0 | 0 | 0 | 0 | 0 | 0 | 0 | 0 | 0 | 0 | 0
F8_Commercial_Restaurant (WA)_Existing_Miscellaneous_Natural Gas_Miscellaneous_Baseline Forecast | F8 | Commercial | Restaurant (WA) | Existing | Miscellaneous | Natural Gas | Miscellaneous | Baseline Forecast | Avg. Replacement Winter Demand (n/a) | 0 | 0 | 0 | 0 | 0 | 0 | 0 | 0 | 0 | 0 | 0 | 0 | 0 | 0 | 0 | 0 | 0 | 0 | 0 | 0 | 0 | 0 | 0 | 0 | 0 | 0 | 0
F1_Commercial_Restaurant (WA)_New_Space Heating_Natural Gas_Furnace_Baseline Forecast | F1 | Commercial | Restaurant (WA) | New | Space Heating | Natural Gas | Furnace | Baseline Forecast | Units | 0 | 17505.9024 | 33812.694 | 50283.6035 | 66781.0155 | 82967.1552 | 98895.3089 | 114509.5621 | 129894.9319 | 145059.0708 | 159995.938 | 174435.6682 | 188685.9242 | 202731.4238 | 216529.5511 | 230078.5743 | 243463.1256 | 256640.4526 | 269604.1418 | 282347.7364 | 294914.7633 | 307480.5951 | 319833.9964 | 331991.0833 | 343972.4801 | 355821.5111 | 366453.5961
F2_Commercial_Restaurant (WA)_New_Space Heating_Natural Gas_Furnace_Baseline Forecast | F2 | Commercial | Restaurant (WA) | New | Space Heating | Natural Gas | Furnace | Baseline Forecast | Usage (MMtherm) | 0 | 0.010495 | 0.02027 | 0.030145 | 0.040035 | 0.049738 | 0.059287 | 0.068648 | 0.077871 | 0.086962 | 0.095916 | 0.10457 | 0.11312 | 0.12154 | 0.12981 | 0.13793 | 0.14595 | 0.15385 | 0.16163 | 0.16927 | 0.1768 | 0.18433 | 0.19174 | 0.19903 | 0.20621 | 0.21331 | 0.21969
F3_Commercial_Restaurant (WA)_New_Space Heating_Natural Gas_Furnace_Baseline Forecast | F3 | Commercial | Restaurant (WA) | New | Space Heating | Natural Gas | Furnace | Baseline Forecast | Summer Peak Demand (n/a) | 0 | 0 | 0 | 0 | 0 | 0 | 0 | 0 | 0 | 0 | 0 | 0 | 0 | 0 | 0 | 0 | 0 | 0 | 0 | 0 | 0 | 0 | 0 | 0 | 0 | 0 | 0
F4_Commercial_Restaurant (WA)_New_Space Heating_Natural Gas_Furnace_Baseline Forecast | F4 | Commercial | Restaurant (WA) | New | Space Heating | Natural Gas | Furnace | Baseline Forecast | Winter Peak Demand (n/a) | 0 | 0 | 0 | 0 | 0 | 0 | 0 | 0 | 0 | 0 | 0 | 0 | 0 | 0 | 0 | 0 | 0 | 0 | 0 | 0 | 0 | 0 | 0 | 0 | 0 | 0 | 0
F5_Commercial_Restaurant (WA)_New_Space Heating_Natural Gas_Furnace_Baseline Forecast | F5 | Commercial | Restaurant (WA) | New | Space Heating | Natural Gas | Furnace | Baseline Forecast | Turnover | 0 | 17505.9024 | 16306.7916 | 16470.9095 | 16497.412 | 16186.1397 | 15928.1537 | 15614.2532 | 15385.3697 | 15164.1389 | 14936.8672 | 14439.7303 | 15841.7016 | 16974.704 | 17958.3957 | 18830.8503 | 19657.6794 | 20328.1848 | 20883.9465 | 21342.4985 | 21762.7704 | 22283.4956 | 22500.3438 | 28399.6549 | 27908.4489 | 28013.0437 | 27046.9821
F6_Commercial_Restaurant (WA)_New_Space Heating_Natural Gas_Furnace_Baseline Forecast | F6 | Commercial | Restaurant (WA) | New | Space Heating | Natural Gas | Furnace | Baseline Forecast | Avg. Replacement Usage (therms) | 0.62213 | 0.59949 | 0.59949 | 0.59949 | 0.59949 | 0.59949 | 0.59949 | 0.59949 | 0.59949 | 0.59949 | 0.59949 | 0.59949 | 0.59949 | 0.59949 | 0.59949 | 0.59949 | 0.59949 | 0.59949 | 0.59949 | 0.59949 | 0.59949 | 0.59949 | 0.59949 | 0.59949 | 0.59949 | 0.59949 | 0.59949
F7_Commercial_Restaurant (WA)_New_Space Heating_Natural Gas_Furnace_Baseline Forecast | F7 | Commercial | Restaurant (WA) | New | Space Heating | Natural Gas | Furnace | Baseline Forecast | Avg. Replacement Summer Demand (n/a) | 0 | 0 | 0 | 0 | 0 | 0 | 0 | 0 | 0 | 0 | 0 | 0 | 0 | 0 | 0 | 0 | 0 | 0 | 0 | 0 | 0 | 0 | 0 | 0 | 0 | 0 | 0
F8_Commercial_Restaurant (WA)_New_Space Heating_Natural Gas_Furnace_Baseline Forecast | F8 | Commercial | Restaurant (WA) | New | Space Heating | Natural Gas | Furnace | Baseline Forecast | Avg. Replacement Winter Demand (n/a) | 0 | 0 | 0 | 0 | 0 | 0 | 0 | 0 | 0 | 0 | 0 | 0 | 0 | 0 | 0 | 0 | 0 | 0 | 0 | 0 | 0 | 0 | 0 | 0 | 0 | 0 | 0
F1_Commercial_Restaurant (WA)_New_Space Heating_Natural Gas_Boiler_Baseline Forecast | F1 | Commercial | Restaurant (WA) | New | Space Heating | Natural Gas | Boiler | Baseline Forecast | Units | 0 | 90.9075 | 175.588 | 261.1208 | 346.7912 | 430.8451 | 513.5594 | 594.6436 | 674.5392 | 753.286 | 830.8526 | 905.8375 | 979.8385 | 1052.7762 | 1124.4294 | 1194.7889 | 1264.2943 | 1332.7237 | 1400.0436 | 1466.2206 | 1531.4807 | 1596.7345 | 1660.8852 | 1724.0165 | 1786.2354 | 1847.767 | 1902.979
F2_Commercial_Restaurant (WA)_New_Space Heating_Natural Gas_Boiler_Baseline Forecast | F2 | Commercial | Restaurant (WA) | New | Space Heating | Natural Gas | Boiler | Baseline Forecast | Usage (MMtherm) | 0 | 0.00016813 | 0.00032474 | 0.00048293 | 0.00064058 | 0.00079525 | 0.00094745 | 0.0010967 | 0.0012387 | 0.0013787 | 0.0015166 | 0.0016499 | 0.0017815 | 0.0019112 | 0.0020386 | 0.0021637 | 0.0022893 | 0.0024131 | 0.0025348 | 0.0026545 | 0.0027725 | 0.0028905 | 0.0030065 | 0.0031207 | 0.0032332 | 0.0033445 | 0.0034443
F3_Commercial_Restaurant (WA)_New_Space Heating_Natural Gas_Boiler_Baseline Forecast | F3 | Commercial | Restaurant (WA) | New | Space Heating | Natural Gas | Boiler | Baseline Forecast | Summer Peak Demand (n/a) | 0 | 0 | 0 | 0 | 0 | 0 | 0 | 0 | 0 | 0 | 0 | 0 | 0 | 0 | 0 | 0 | 0 | 0 | 0 | 0 | 0 | 0 | 0 | 0 | 0 | 0 | 0
F4_Commercial_Restaurant (WA)_New_Space Heating_Natural Gas_Boiler_Baseline Forecast | F4 | Commercial | Restaurant (WA) | New | Space Heating | Natural Gas | Boiler | Baseline Forecast | Winter Peak Demand (n/a) | 0 | 0 | 0 | 0 | 0 | 0 | 0 | 0 | 0 | 0 | 0 | 0 | 0 | 0 | 0 | 0 | 0 | 0 | 0 | 0 | 0 | 0 | 0 | 0 | 0 | 0 | 0
F5_Commercial_Restaurant (WA)_New_Space Heating_Natural Gas_Boiler_Baseline Forecast | F5 | Commercial | Restaurant (WA) | New | Space Heating | Natural Gas | Boiler | Baseline Forecast | Turnover | 0 | 90.9075 | 84.6805 | 85.5328 | 85.6704 | 84.054 | 82.7143 | 81.0842 | 79.8956 | 78.7468 | 77.5666 | 74.9849 | 74.001 | 72.9377 | 71.6531 | 70.3595 | 69.5054 | 68.4293 | 67.3199 | 66.177 | 65.2601 | 65.2539 | 64.1507 | 63.1313 | 62.2189 | 61.5315 | 55.212
F6_Commercial_Restaurant (WA)_New_Space Heating_Natural Gas_Boiler_Baseline Forecast | F6 | Commercial | Restaurant (WA) | New | Space Heating | Natural Gas | Boiler | Baseline Forecast | Avg. Replacement Usage (therms) | 1.9096 | 1.8495 | 1.8495 | 1.8495 | 1.8401 | 1.8401 | 1.8401 | 1.8401 | 1.7779 | 1.7779 | 1.7779 | 1.7779 | 1.7779 | 1.7779 | 1.7779 | 1.7779 | 1.8084 | 1.8084 | 1.8084 | 1.8084 | 1.8084 | 1.8084 | 1.8084 | 1.8084 | 1.8084 | 1.8084 | 1.8084
F7_Commercial_Restaurant (WA)_New_Space Heating_Natural Gas_Boiler_Baseline Forecast | F7 | Commercial | Restaurant (WA) | New | Space Heating | Natural Gas | Boiler | Baseline Forecast | Avg. Replacement Summer Demand (n/a) | 0 | 0 | 0 | 0 | 0 | 0 | 0 | 0 | 0 | 0 | 0 | 0 | 0 | 0 | 0 | 0 | 0 | 0 | 0 | 0 | 0 | 0 | 0 | 0 | 0 | 0 | 0
F8_Commercial_Restaurant (WA)_New_Space Heating_Natural Gas_Boiler_Baseline Forecast | F8 | Commercial | Restaurant (WA) | New | Space Heating | Natural Gas | Boiler | Baseline Forecast | Avg. Replacement Winter Demand (n/a) | 0 | 0 | 0 | 0 | 0 | 0 | 0 | 0 | 0 | 0 | 0 | 0 | 0 | 0 | 0 | 0 | 0 | 0 | 0 | 0 | 0 | 0 | 0 | 0 | 0 | 0 | 0
F1_Commercial_Restaurant (WA)_New_Space Heating_Natural Gas_Unit Heater_Baseline Forecast | F1 | Commercial | Restaurant (WA) | New | Space Heating | Natural Gas | Unit Heater | Baseline Forecast | Units | 0 | 195.6858 | 377.9676 | 562.0839 | 746.4966 | 927.4297 | 1105.479 | 1280.0194 | 1452.0013 | 1621.5102 | 1788.4786 | 1949.8899 | 2109.1831 | 2266.1876 | 2420.4269 | 2571.8816 | 2721.4978 | 2868.7975 | 3013.7092 | 3156.1606 | 3296.6383 | 3437.1026 | 3575.1923 | 3711.0876 | 3845.019 | 3977.4707 | 4096.3191
F2_Commercial_Restaurant (WA)_New_Space Heating_Natural Gas_Unit Heater_Baseline Forecast | F2 | Commercial | Restaurant (WA) | New | Space Heating | Natural Gas | Unit Heater | Baseline Forecast | Usage (MMtherm) | 0 | 5.8676e-05 | 0.00011333 | 0.00016854 | 0.00022383 | 0.00027809 | 0.00033147 | 0.00038381 | 0.00043538 | 0.00048621 | 0.00053627 | 0.00058467 | 0.00063243 | 0.00067951 | 0.00072576 | 0.00077117 | 0.00081603 | 0.0008602 | 0.00090365 | 0.00094637 | 0.00098849 | 0.0010306 | 0.001072 | 0.0011128 | 0.0011529 | 0.0011926 | 0.0012283
F3_Commercial_Restaurant (WA)_New_Space Heating_Natural Gas_Unit Heater_Baseline Forecast | F3 | Commercial | Restaurant (WA) | New | Space Heating | Natural Gas | Unit Heater | Baseline Forecast | Summer Peak Demand (n/a) | 0 | 0 | 0 | 0 | 0 | 0 | 0 | 0 | 0 | 0 | 0 | 0 | 0 | 0 | 0 | 0 | 0 | 0 | 0 | 0 | 0 | 0 | 0 | 0 | 0 | 0 | 0
F4_Commercial_Restaurant (WA)_New_Space Heating_Natural Gas_Unit Heater_Baseline Forecast | F4 | Commercial | Restaurant (WA) | New | Space Heating | Natural Gas | Unit Heater | Baseline Forecast | Winter Peak Demand (n/a) | 0 | 0 | 0 | 0 | 0 | 0 | 0 | 0 | 0 | 0 | 0 | 0 | 0 | 0 | 0 | 0 | 0 | 0 | 0 | 0 | 0 | 0 | 0 | 0 | 0 | 0 | 0
F5_Commercial_Restaurant (WA)_New_Space Heating_Natural Gas_Unit Heater_Baseline Forecast | F5 | Commercial | Restaurant (WA) | New | Space Heating | Natural Gas | Unit Heater | Baseline Forecast | Turnover | 0 | 195.6858 | 182.2818 | 184.1164 | 184.4126 | 180.9331 | 178.0493 | 174.5404 | 171.9819 | 169.5089 | 166.9684 | 161.4113 | 159.2933 | 157.0045 | 154.2393 | 151.4547 | 149.6162 | 165.0894 | 177.6551 | 188.956 | 199.5194 | 210.5871 | 218.024 | 224.4301 | 230.0523 | 235.2443 | 227.4751
F6_Commercial_Restaurant (WA)_New_Space Heating_Natural Gas_Unit Heater_Baseline Forecast | F6 | Commercial | Restaurant (WA) | New | Space Heating | Natural Gas | Unit Heater | Baseline Forecast | Avg. Replacement Usage (therms) | 0.31117 | 0.29985 | 0.29985 | 0.29985 | 0.29985 | 0.29985 | 0.29985 | 0.29985 | 0.29985 | 0.29985 | 0.29985 | 0.29985 | 0.29985 | 0.29985 | 0.29985 | 0.29985 | 0.29985 | 0.29985 | 0.29985 | 0.29985 | 0.29985 | 0.29985 | 0.29985 | 0.29985 | 0.29985 | 0.29985 | 0.29985
F7_Commercial_Restaurant (WA)_New_Space Heating_Natural Gas_Unit Heater_Baseline Forecast | F7 | Commercial | Restaurant (WA) | New | Space Heating | Natural Gas | Unit Heater | Baseline Forecast | Avg. Replacement Summer Demand (n/a) | 0 | 0 | 0 | 0 | 0 | 0 | 0 | 0 | 0 | 0 | 0 | 0 | 0 | 0 | 0 | 0 | 0 | 0 | 0 | 0 | 0 | 0 | 0 | 0 | 0 | 0 | 0
F8_Commercial_Restaurant (WA)_New_Space Heating_Natural Gas_Unit Heater_Baseline Forecast | F8 | Commercial | Restaurant (WA) | New | Space Heating | Natural Gas | Unit Heater | Baseline Forecast | Avg. Replacement Winter Demand (n/a) | 0 | 0 | 0 | 0 | 0 | 0 | 0 | 0 | 0 | 0 | 0 | 0 | 0 | 0 | 0 | 0 | 0 | 0 | 0 | 0 | 0 | 0 | 0 | 0 | 0 | 0 | 0
F1_Commercial_Restaurant (WA)_New_Water Heating_Natural Gas_Water Heater_Baseline Forecast | F1 | Commercial | Restaurant (WA) | New | Water Heating | Natural Gas | Water Heater | Baseline Forecast | Units | 0 | 19896.4105 | 38429.9664 | 57150.0512 | 75900.2575 | 94296.686 | 112399.8993 | 130146.3477 | 147632.6575 | 164867.5264 | 181844.0886 | 198255.6277 | 214451.819 | 230415.2935 | 246097.6158 | 261496.8179 | 276709.0887 | 291685.8378 | 306419.7759 | 320903.5645 | 335186.6744 | 349468.4259 | 363508.7385 | 377325.9293 | 390943.4387 | 404410.507 | 416494.4502
F2_Commercial_Restaurant (WA)_New_Water Heating_Natural Gas_Water Heater_Baseline Forecast | F2 | Commercial | Restaurant (WA) | New | Water Heating | Natural Gas | Water Heater | Baseline Forecast | Usage (MMtherm) | 0 | 0.015004 | 0.028981 | 0.043098 | 0.057239 | 0.071112 | 0.084764 | 0.098147 | 0.11133 | 0.12433 | 0.13713 | 0.14951 | 0.16172 | 0.17376 | 0.18559 | 0.1972 | 0.20867 | 0.21997 | 0.23108 | 0.242 | 0.25277 | 0.26354 | 0.27413 | 0.28455 | 0.29482 | 0.30498 | 0.31409
F3_Commercial_Restaurant (WA)_New_Water Heating_Natural Gas_Water Heater_Baseline Forecast | F3 | Commercial | Restaurant (WA) | New | Water Heating | Natural Gas | Water Heater | Baseline Forecast | Summer Peak Demand (n/a) | 0 | 0 | 0 | 0 | 0 | 0 | 0 | 0 | 0 | 0 | 0 | 0 | 0 | 0 | 0 | 0 | 0 | 0 | 0 | 0 | 0 | 0 | 0 | 0 | 0 | 0 | 0
F4_Commercial_Restaurant (WA)_New_Water Heating_Natural Gas_Water Heater_Baseline Forecast | F4 | Commercial | Restaurant (WA) | New | Water Heating | Natural Gas | Water Heater | Baseline Forecast | Winter Peak Demand (n/a) | 0 | 0 | 0 | 0 | 0 | 0 | 0 | 0 | 0 | 0 | 0 | 0 | 0 | 0 | 0 | 0 | 0 | 0 | 0 | 0 | 0 | 0 | 0 | 0 | 0 | 0 | 0
F5_Commercial_Restaurant (WA)_New_Water Heating_Natural Gas_Water Heater_Baseline Forecast | F5 | Commercial | Restaurant (WA) | New | Water Heating | Natural Gas | Water Heater | Baseline Forecast | Turnover | 0 | 19896.4105 | 18533.5559 | 18720.0848 | 18750.2064 | 18396.4284 | 18103.2133 | 17746.4484 | 17486.3098 | 17234.8689 | 16976.5622 | 16411.5391 | 18004.9558 | 19292.6747 | 20410.6938 | 21402.2859 | 22342.0222 | 23104.088 | 23735.7415 | 24256.9108 | 24734.5726 | 25326.4052 | 25572.8649 | 32277.7529 | 31719.4707 | 31838.3483 | 30740.3667
F6_Commercial_Restaurant (WA)_New_Water Heating_Natural Gas_Water Heater_Baseline Forecast | F6 | Commercial | Restaurant (WA) | New | Water Heating | Natural Gas | Water Heater | Baseline Forecast | Avg. Replacement Usage (therms) | 0.75413 | 0.75413 | 0.75413 | 0.75413 | 0.75413 | 0.75413 | 0.75413 | 0.75413 | 0.75413 | 0.75413 | 0.75413 | 0.75413 | 0.75413 | 0.75413 | 0.75413 | 0.75413 | 0.75413 | 0.75413 | 0.75413 | 0.75413 | 0.75413 | 0.75413 | 0.75413 | 0.75413 | 0.75413 | 0.75413 | 0.75413
F7_Commercial_Restaurant (WA)_New_Water Heating_Natural Gas_Water Heater_Baseline Forecast | F7 | Commercial | Restaurant (WA) | New | Water Heating | Natural Gas | Water Heater | Baseline Forecast | Avg. Replacement Summer Demand (n/a) | 0 | 0 | 0 | 0 | 0 | 0 | 0 | 0 | 0 | 0 | 0 | 0 | 0 | 0 | 0 | 0 | 0 | 0 | 0 | 0 | 0 | 0 | 0 | 0 | 0 | 0 | 0
F8_Commercial_Restaurant (WA)_New_Water Heating_Natural Gas_Water Heater_Baseline Forecast | F8 | Commercial | Restaurant (WA) | New | Water Heating | Natural Gas | Water Heater | Baseline Forecast | Avg. Replacement Winter Demand (n/a) | 0 | 0 | 0 | 0 | 0 | 0 | 0 | 0 | 0 | 0 | 0 | 0 | 0 | 0 | 0 | 0 | 0 | 0 | 0 | 0 | 0 | 0 | 0 | 0 | 0 | 0 | 0
F1_Commercial_Restaurant (WA)_New_Food Preparation_Natural Gas_Oven_Baseline Forecast | F1 | Commercial | Restaurant (WA) | New | Food Preparation | Natural Gas | Oven | Baseline Forecast | Units | 0 | 1424.293 | 2751.0255 | 4091.1107 | 5433.3522 | 6750.2684 | 8046.1946 | 9316.5817 | 10568.3466 | 11802.112 | 13017.3865 | 14192.2135 | 15351.6247 | 16494.3768 | 17617.0025 | 18719.361 | 19808.3378 | 20880.4548 | 21935.19 | 22972.0182 | 23994.4807 | 25016.8459 | 26021.9277 | 27011.0372 | 27985.8524 | 28949.8982 | 29814.9324
F2_Commercial_Restaurant (WA)_New_Food Preparation_Natural Gas_Oven_Baseline Forecast | F2 | Commercial | Restaurant (WA) | New | Food Preparation | Natural Gas | Oven | Baseline Forecast | Usage (MMtherm) | 0 | 0.00043076 | 0.00083201 | 0.0012373 | 0.0016432 | 0.0020415 | 0.0024335 | 0.0028177 | 0.0031963 | 0.0035694 | 0.0039369 | 0.0042922 | 0.0046429 | 0.0049885 | 0.005328 | 0.0056614 | 0.0059908 | 0.006315 | 0.006634 | 0.0069476 | 0.0072568 | 0.007566 | 0.00787 | 0.0081691 | 0.008464 | 0.0087555 | 0.0090171
F3_Commercial_Restaurant (WA)_New_Food Preparation_Natural Gas_Oven_Baseline Forecast | F3 | Commercial | Restaurant (WA) | New | Food Preparation | Natural Gas | Oven | Baseline Forecast | Summer Peak Demand (n/a) | 0 | 0 | 0 | 0 | 0 | 0 | 0 | 0 | 0 | 0 | 0 | 0 | 0 | 0 | 0 | 0 | 0 | 0 | 0 | 0 | 0 | 0 | 0 | 0 | 0 | 0 | 0
F4_Commercial_Restaurant (WA)_New_Food Preparation_Natural Gas_Oven_Baseline Forecast | F4 | Commercial | Restaurant (WA) | New | Food Preparation | Natural Gas | Oven | Baseline Forecast | Winter Peak Demand (n/a) | 0 | 0 | 0 | 0 | 0 | 0 | 0 | 0 | 0 | 0 | 0 | 0 | 0 | 0 | 0 | 0 | 0 | 0 | 0 | 0 | 0 | 0 | 0 | 0 | 0 | 0 | 0
F5_Commercial_Restaurant (WA)_New_Food Preparation_Natural Gas_Oven_Baseline Forecast | F5 | Commercial | Restaurant (WA) | New | Food Preparation | Natural Gas | Oven | Baseline Forecast | Turnover | 0 | 1424.293 | 1326.7325 | 1340.0852 | 1342.2415 | 1316.9162 | 1295.9262 | 1270.3871 | 1251.7649 | 1233.7654 | 1500.133 | 1668.0604 | 1822.015 | 1941.2834 | 2024.834 | 2456.6802 | 2400.9368 | 2375.5382 | 2344.7906 | 2362.2602 | 2410.9178 | 2490.8375 | 2563.2346 | 2635.8801 | 2853.3944 | 2991.1177 | 3002.1576
F6_Commercial_Restaurant (WA)_New_Food Preparation_Natural Gas_Oven_Baseline Forecast | F6 | Commercial | Restaurant (WA) | New | Food Preparation | Natural Gas | Oven | Baseline Forecast | Avg. Replacement Usage (therms) | 0.30244 | 0.30244 | 0.30244 | 0.30244 | 0.30244 | 0.30244 | 0.30244 | 0.30244 | 0.30244 | 0.30244 | 0.30244 | 0.30244 | 0.30244 | 0.30244 | 0.30244 | 0.30244 | 0.30244 | 0.30244 | 0.30244 | 0.30244 | 0.30244 | 0.30244 | 0.30244 | 0.30244 | 0.30244 | 0.30244 | 0.30244
F7_Commercial_Restaurant (WA)_New_Food Preparation_Natural Gas_Oven_Baseline Forecast | F7 | Commercial | Restaurant (WA) | New | Food Preparation | Natural Gas | Oven | Baseline Forecast | Avg. Replacement Summer Demand (n/a) | 0 | 0 | 0 | 0 | 0 | 0 | 0 | 0 | 0 | 0 | 0 | 0 | 0 | 0 | 0 | 0 | 0 | 0 | 0 | 0 | 0 | 0 | 0 | 0 | 0 | 0 | 0
F8_Commercial_Restaurant (WA)_New_Food Preparation_Natural Gas_Oven_Baseline Forecast | F8 | Commercial | Restaurant (WA) | New | Food Preparation | Natural Gas | Oven | Baseline Forecast | Avg. Replacement Winter Demand (n/a) | 0 | 0 | 0 | 0 | 0 | 0 | 0 | 0 | 0 | 0 | 0 | 0 | 0 | 0 | 0 | 0 | 0 | 0 | 0 | 0 | 0 | 0 | 0 | 0 | 0 | 0 | 0
F1_Commercial_Restaurant (WA)_New_Food Preparation_Natural Gas_Conveyor Oven_Baseline Forecast | F1 | Commercial | Restaurant (WA) | New | Food Preparation | Natural Gas | Conveyor Oven | Baseline Forecast | Units | 0 | 712.1465 | 1375.5127 | 2045.5554 | 2716.6761 | 3375.1342 | 4023.0973 | 4658.2908 | 5284.1733 | 5901.056 | 6508.6932 | 7096.1067 | 7675.8123 | 8247.1884 | 8808.5013 | 9359.6805 | 9904.1689 | 10440.2274 | 10967.595 | 11486.0091 | 11997.2403 | 12508.423 | 13010.9639 | 13505.5186 | 13992.9262 | 14474.9491 | 14907.4662
F2_Commercial_Restaurant (WA)_New_Food Preparation_Natural Gas_Conveyor Oven_Baseline Forecast | F2 | Commercial | Restaurant (WA) | New | Food Preparation | Natural Gas | Conveyor Oven | Baseline Forecast | Usage (MMtherm) | 0 | 0.00036853 | 0.00071181 | 0.0010586 | 0.0014059 | 0.0017466 | 0.0020819 | 0.0024106 | 0.0027345 | 0.0030537 | 0.0033682 | 0.0036722 | 0.0039722 | 0.0042678 | 0.0045583 | 0.0048435 | 0.0051253 | 0.0054027 | 0.0056756 | 0.0059439 | 0.0062085 | 0.006473 | 0.006733 | 0.006989 | 0.0072412 | 0.0074906 | 0.0077145
F3_Commercial_Restaurant (WA)_New_Food Preparation_Natural Gas_Conveyor Oven_Baseline Forecast | F3 | Commercial | Restaurant (WA) | New | Food Preparation | Natural Gas | Conveyor Oven | Baseline Forecast | Summer Peak Demand (n/a) | 0 | 0 | 0 | 0 | 0 | 0 | 0 | 0 | 0 | 0 | 0 | 0 | 0 | 0 | 0 | 0 | 0 | 0 | 0 | 0 | 0 | 0 | 0 | 0 | 0 | 0 | 0
F4_Commercial_Restaurant (WA)_New_Food Preparation_Natural Gas_Conveyor Oven_Baseline Forecast | F4 | Commercial | Restaurant (WA) | New | Food Preparation | Natural Gas | Conveyor Oven | Baseline Forecast | Winter Peak Demand (n/a) | 0 | 0 | 0 | 0 | 0 | 0 | 0 | 0 | 0 | 0 | 0 | 0 | 0 | 0 | 0 | 0 | 0 | 0 | 0 | 0 | 0 | 0 | 0 | 0 | 0 | 0 | 0
F5_Commercial_Restaurant (WA)_New_Food Preparation_Natural Gas_Conveyor Oven_Baseline Forecast | F5 | Commercial | Restaurant (WA) | New | Food Preparation | Natural Gas | Conveyor Oven | Baseline Forecast | Turnover | 0 | 712.1465 | 663.3662 | 670.0426 | 671.1207 | 658.4581 | 647.9631 | 635.1935 | 625.8825 | 616.8827 | 607.6372 | 587.4135 | 579.7056 | 571.3761 | 561.3129 | 551.1792 | 544.4884 | 678.4878 | 773.9843 | 849.716 | 910.4969 | 962.2868 | 1179.7017 | 1150.5347 | 1139.1182 | 1127.0506 | 1066.7472
F6_Commercial_Restaurant (WA)_New_Food Preparation_Natural Gas_Conveyor Oven_Baseline Forecast | F6 | Commercial | Restaurant (WA) | New | Food Preparation | Natural Gas | Conveyor Oven | Baseline Forecast | Avg. Replacement Usage (therms) | 0.51749 | 0.51749 | 0.51749 | 0.51749 | 0.51749 | 0.51749 | 0.51749 | 0.51749 | 0.51749 | 0.51749 | 0.51749 | 0.51749 | 0.51749 | 0.51749 | 0.51749 | 0.51749 | 0.51749 | 0.51749 | 0.51749 | 0.51749 | 0.51749 | 0.51749 | 0.51749 | 0.51749 | 0.51749 | 0.51749 | 0.51749
F7_Commercial_Restaurant (WA)_New_Food Preparation_Natural Gas_Conveyor Oven_Baseline Forecast | F7 | Commercial | Restaurant (WA) | New | Food Preparation | Natural Gas | Conveyor Oven | Baseline Forecast | Avg. Replacement Summer Demand (n/a) | 0 | 0 | 0 | 0 | 0 | 0 | 0 | 0 | 0 | 0 | 0 | 0 | 0 | 0 | 0 | 0 | 0 | 0 | 0 | 0 | 0 | 0 | 0 | 0 | 0 | 0 | 0
F8_Commercial_Restaurant (WA)_New_Food Preparation_Natural Gas_Conveyor Oven_Baseline Forecast | F8 | Commercial | Restaurant (WA) | New | Food Preparation | Natural Gas | Conveyor Oven | Baseline Forecast | Avg. Replacement Winter Demand (n/a) | 0 | 0 | 0 | 0 | 0 | 0 | 0 | 0 | 0 | 0 | 0 | 0 | 0 | 0 | 0 | 0 | 0 | 0 | 0 | 0 | 0 | 0 | 0 | 0 | 0 | 0 | 0
F1_Commercial_Restaurant (WA)_New_Food Preparation_Natural Gas_Double Rack Oven_Baseline Forecast | F1 | Commercial | Restaurant (WA) | New | Food Preparation | Natural Gas | Double Rack Oven | Baseline Forecast | Units | 0 | 712.1465 | 1375.5127 | 2045.5554 | 2716.6761 | 3375.1342 | 4023.0973 | 4658.2908 | 5284.1733 | 5901.056 | 6508.6932 | 7096.1067 | 7675.8123 | 8247.1884 | 8808.5013 | 9359.6805 | 9904.1689 | 10440.2274 | 10967.595 | 11486.0091 | 11997.2403 | 12508.423 | 13010.9639 | 13505.5186 | 13992.9262 | 14474.9491 | 14907.4662
F2_Commercial_Restaurant (WA)_New_Food Preparation_Natural Gas_Double Rack Oven_Baseline Forecast | F2 | Commercial | Restaurant (WA) | New | Food Preparation | Natural Gas | Double Rack Oven | Baseline Forecast | Usage (MMtherm) | 0 | 0.00055986 | 0.0010814 | 0.0016081 | 0.0021357 | 0.0026534 | 0.0031628 | 0.0036622 | 0.0041542 | 0.0046392 | 0.0051169 | 0.0055787 | 0.0060344 | 0.0064836 | 0.0069249 | 0.0073582 | 0.0077863 | 0.0082077 | 0.0086223 | 0.0090299 | 0.0094318 | 0.0098336 | 0.010229 | 0.010618 | 0.011001 | 0.01138 | 0.01172
F3_Commercial_Restaurant (WA)_New_Food Preparation_Natural Gas_Double Rack Oven_Baseline Forecast | F3 | Commercial | Restaurant (WA) | New | Food Preparation | Natural Gas | Double Rack Oven | Baseline Forecast | Summer Peak Demand (n/a) | 0 | 0 | 0 | 0 | 0 | 0 | 0 | 0 | 0 | 0 | 0 | 0 | 0 | 0 | 0 | 0 | 0 | 0 | 0 | 0 | 0 | 0 | 0 | 0 | 0 | 0 | 0
F4_Commercial_Restaurant (WA)_New_Food Preparation_Natural Gas_Double Rack Oven_Baseline Forecast | F4 | Commercial | Restaurant (WA) | New | Food Preparation | Natural Gas | Double Rack Oven | Baseline Forecast | Winter Peak Demand (n/a) | 0 | 0 | 0 | 0 | 0 | 0 | 0 | 0 | 0 | 0 | 0 | 0 | 0 | 0 | 0 | 0 | 0 | 0 | 0 | 0 | 0 | 0 | 0 | 0 | 0 | 0 | 0
F5_Commercial_Restaurant (WA)_New_Food Preparation_Natural Gas_Double Rack Oven_Baseline Forecast | F5 | Commercial | Restaurant (WA) | New | Food Preparation | Natural Gas | Double Rack Oven | Baseline Forecast | Turnover | 0 | 712.1465 | 663.3662 | 670.0426 | 671.1207 | 658.4581 | 647.9631 | 635.1935 | 625.8825 | 616.8827 | 686.7646 | 731.4563 | 782.1929 | 825.9337 | 860.7483 | 889.34 | 915.6528 | 935.5249 | 950.9914 | 1190.5785 | 1174.962 | 1190.1318 | 1198.1536 | 1204.6165 | 1214.1573 | 1225.8295 | 1194.7584
F6_Commercial_Restaurant (WA)_New_Food Preparation_Natural Gas_Double Rack Oven_Baseline Forecast | F6 | Commercial | Restaurant (WA) | New | Food Preparation | Natural Gas | Double Rack Oven | Baseline Forecast | Avg. Replacement Usage (therms) | 0.78616 | 0.78616 | 0.78616 | 0.78616 | 0.78616 | 0.78616 | 0.78616 | 0.78616 | 0.78616 | 0.78616 | 0.78616 | 0.78616 | 0.78616 | 0.78616 | 0.78616 | 0.78616 | 0.78616 | 0.78616 | 0.78616 | 0.78616 | 0.78616 | 0.78616 | 0.78616 | 0.78616 | 0.78616 | 0.78616 | 0.78616
F7_Commercial_Restaurant (WA)_New_Food Preparation_Natural Gas_Double Rack Oven_Baseline Forecast | F7 | Commercial | Restaurant (WA) | New | Food Preparation | Natural Gas | Double Rack Oven | Baseline Forecast | Avg. Replacement Summer Demand (n/a) | 0 | 0 | 0 | 0 | 0 | 0 | 0 | 0 | 0 | 0 | 0 | 0 | 0 | 0 | 0 | 0 | 0 | 0 | 0 | 0 | 0 | 0 | 0 | 0 | 0 | 0 | 0
F8_Commercial_Restaurant (WA)_New_Food Preparation_Natural Gas_Double Rack Oven_Baseline Forecast | F8 | Commercial | Restaurant (WA) | New | Food Preparation | Natural Gas | Double Rack Oven | Baseline Forecast | Avg. Replacement Winter Demand (n/a) | 0 | 0 | 0 | 0 | 0 | 0 | 0 | 0 | 0 | 0 | 0 | 0 | 0 | 0 | 0 | 0 | 0 | 0 | 0 | 0 | 0 | 0 | 0 | 0 | 0 | 0 | 0
F1_Commercial_Restaurant (WA)_New_Food Preparation_Natural Gas_Fryer_Baseline Forecast | F1 | Commercial | Restaurant (WA) | New | Food Preparation | Natural Gas | Fryer | Baseline Forecast | Units | 0 | 18596.9676 | 35920.0891 | 53417.5573 | 70943.1797 | 88138.1297 | 105059.0145 | 121646.4349 | 137990.7064 | 154099.9588 | 169967.7746 | 185307.4691 | 200445.8803 | 215366.7736 | 230024.8768 | 244418.3506 | 258637.1015 | 272635.7129 | 286407.3713 | 299945.2175 | 313295.4914 | 326644.4958 | 339767.8297 | 352682.6138 | 365410.7579 | 377998.2864 | 389293.0221
F2_Commercial_Restaurant (WA)_New_Food Preparation_Natural Gas_Fryer_Baseline Forecast | F2 | Commercial | Restaurant (WA) | New | Food Preparation | Natural Gas | Fryer | Baseline Forecast | Usage (MMtherm) | 0 | 0.0087139 | 0.016831 | 0.02503 | 0.033242 | 0.041299 | 0.049227 | 0.056999 | 0.064658 | 0.072206 | 0.079641 | 0.086829 | 0.093922 | 0.10091 | 0.10778 | 0.11453 | 0.12119 | 0.12775 | 0.1342 | 0.14054 | 0.1468 | 0.15305 | 0.1592 | 0.16526 | 0.17122 | 0.17712 | 0.18241
F3_Commercial_Restaurant (WA)_New_Food Preparation_Natural Gas_Fryer_Baseline Forecast | F3 | Commercial | Restaurant (WA) | New | Food Preparation | Natural Gas | Fryer | Baseline Forecast | Summer Peak Demand (n/a) | 0 | 0 | 0 | 0 | 0 | 0 | 0 | 0 | 0 | 0 | 0 | 0 | 0 | 0 | 0 | 0 | 0 | 0 | 0 | 0 | 0 | 0 | 0 | 0 | 0 | 0 | 0
F4_Commercial_Restaurant (WA)_New_Food Preparation_Natural Gas_Fryer_Baseline Forecast | F4 | Commercial | Restaurant (WA) | New | Food Preparation | Natural Gas | Fryer | Baseline Forecast | Winter Peak Demand (n/a) | 0 | 0 | 0 | 0 | 0 | 0 | 0 | 0 | 0 | 0 | 0 | 0 | 0 | 0 | 0 | 0 | 0 | 0 | 0 | 0 | 0 | 0 | 0 | 0 | 0 | 0 | 0
F5_Commercial_Restaurant (WA)_New_Food Preparation_Natural Gas_Fryer_Baseline Forecast | F5 | Commercial | Restaurant (WA) | New | Food Preparation | Natural Gas | Fryer | Baseline Forecast | Turnover | 0 | 18596.9676 | 17323.1215 | 17497.4682 | 17525.6225 | 17194.9499 | 16920.8848 | 16587.4203 | 16344.2715 | 16109.2524 | 15867.8158 | 15339.6945 | 16829.0446 | 18032.662 | 19077.6628 | 20004.4936 | 20882.8553 | 21595.1503 | 22185.5502 | 22672.6817 | 23119.1472 | 23672.327 | 23902.6904 | 30169.6793 | 29647.8587 | 29758.9723 | 28732.7004
F6_Commercial_Restaurant (WA)_New_Food Preparation_Natural Gas_Fryer_Baseline Forecast | F6 | Commercial | Restaurant (WA) | New | Food Preparation | Natural Gas | Fryer | Baseline Forecast | Avg. Replacement Usage (therms) | 0.46857 | 0.46857 | 0.46857 | 0.46857 | 0.46857 | 0.46857 | 0.46857 | 0.46857 | 0.46857 | 0.46857 | 0.46857 | 0.46857 | 0.46857 | 0.46857 | 0.46857 | 0.46857 | 0.46857 | 0.46857 | 0.46857 | 0.46857 | 0.46857 | 0.46857 | 0.46857 | 0.46857 | 0.46857 | 0.46857 | 0.46857
F7_Commercial_Restaurant (WA)_New_Food Preparation_Natural Gas_Fryer_Baseline Forecast | F7 | Commercial | Restaurant (WA) | New | Food Preparation | Natural Gas | Fryer | Baseline Forecast | Avg. Replacement Summer Demand (n/a) | 0 | 0 | 0 | 0 | 0 | 0 | 0 | 0 | 0 | 0 | 0 | 0 | 0 | 0 | 0 | 0 | 0 | 0 | 0 | 0 | 0 | 0 | 0 | 0 | 0 | 0 | 0
F8_Commercial_Restaurant (WA)_New_Food Preparation_Natural Gas_Fryer_Baseline Forecast | F8 | Commercial | Restaurant (WA) | New | Food Preparation | Natural Gas | Fryer | Baseline Forecast | Avg. Replacement Winter Demand (n/a) | 0 | 0 | 0 | 0 | 0 | 0 | 0 | 0 | 0 | 0 | 0 | 0 | 0 | 0 | 0 | 0 | 0 | 0 | 0 | 0 | 0 | 0 | 0 | 0 | 0 | 0 | 0
F1_Commercial_Restaurant (WA)_New_Food Preparation_Natural Gas_Broiler_Baseline Forecast | F1 | Commercial | Restaurant (WA) | New | Food Preparation | Natural Gas | Broiler | Baseline Forecast | Units | 0 | 16802.8616 | 32454.7689 | 48264.2032 | 64099.0756 | 79635.1764 | 94923.6521 | 109910.8336 | 124678.3236 | 139233.4674 | 153570.4668 | 167430.2944 | 181108.2571 | 194589.6864 | 207833.6779 | 220838.5695 | 233685.5944 | 246333.7171 | 258776.7818 | 271008.5909 | 283070.9233 | 295132.1086 | 306989.3946 | 318658.2503 | 330158.4716 | 341531.643 | 351736.7412
F2_Commercial_Restaurant (WA)_New_Food Preparation_Natural Gas_Broiler_Baseline Forecast | F2 | Commercial | Restaurant (WA) | New | Food Preparation | Natural Gas | Broiler | Baseline Forecast | Usage (MMtherm) | 0 | 0.0084137 | 0.016251 | 0.024167 | 0.032096 | 0.039876 | 0.047531 | 0.055036 | 0.06243 | 0.069718 | 0.076897 | 0.083837 | 0.090686 | 0.097437 | 0.10407 | 0.11058 | 0.11701 | 0.12335 | 0.12958 | 0.1357 | 0.14174 | 0.14778 | 0.15372 | 0.15956 | 0.16532 | 0.17102 | 0.17613
F3_Commercial_Restaurant (WA)_New_Food Preparation_Natural Gas_Broiler_Baseline Forecast | F3 | Commercial | Restaurant (WA) | New | Food Preparation | Natural Gas | Broiler | Baseline Forecast | Summer Peak Demand (n/a) | 0 | 0 | 0 | 0 | 0 | 0 | 0 | 0 | 0 | 0 | 0 | 0 | 0 | 0 | 0 | 0 | 0 | 0 | 0 | 0 | 0 | 0 | 0 | 0 | 0 | 0 | 0
F4_Commercial_Restaurant (WA)_New_Food Preparation_Natural Gas_Broiler_Baseline Forecast | F4 | Commercial | Restaurant (WA) | New | Food Preparation | Natural Gas | Broiler | Baseline Forecast | Winter Peak Demand (n/a) | 0 | 0 | 0 | 0 | 0 | 0 | 0 | 0 | 0 | 0 | 0 | 0 | 0 | 0 | 0 | 0 | 0 | 0 | 0 | 0 | 0 | 0 | 0 | 0 | 0 | 0 | 0
F5_Commercial_Restaurant (WA)_New_Food Preparation_Natural Gas_Broiler_Baseline Forecast | F5 | Commercial | Restaurant (WA) | New | Food Preparation | Natural Gas | Broiler | Baseline Forecast | Turnover | 0 | 16802.8616 | 15651.9073 | 15809.4342 | 15834.8724 | 15536.1009 | 15288.4757 | 14987.1815 | 14767.49 | 14555.1439 | 16203.984 | 17258.4703 | 18455.5822 | 19487.6325 | 20309.0722 | 20983.6828 | 21604.5261 | 22073.4005 | 22438.3276 | 28091.3064 | 27722.8393 | 28080.7659 | 28270.0393 | 28422.5277 | 28647.6394 | 28923.0412 | 28189.9295
F6_Commercial_Restaurant (WA)_New_Food Preparation_Natural Gas_Broiler_Baseline Forecast | F6 | Commercial | Restaurant (WA) | New | Food Preparation | Natural Gas | Broiler | Baseline Forecast | Avg. Replacement Usage (therms) | 0.50073 | 0.50073 | 0.50073 | 0.50073 | 0.50073 | 0.50073 | 0.50073 | 0.50073 | 0.50073 | 0.50073 | 0.50073 | 0.50073 | 0.50073 | 0.50073 | 0.50073 | 0.50073 | 0.50073 | 0.50073 | 0.50073 | 0.50073 | 0.50073 | 0.50073 | 0.50073 | 0.50073 | 0.50073 | 0.50073 | 0.50073
F7_Commercial_Restaurant (WA)_New_Food Preparation_Natural Gas_Broiler_Baseline Forecast | F7 | Commercial | Restaurant (WA) | New | Food Preparation | Natural Gas | Broiler | Baseline Forecast | Avg. Replacement Summer Demand (n/a) | 0 | 0 | 0 | 0 | 0 | 0 | 0 | 0 | 0 | 0 | 0 | 0 | 0 | 0 | 0 | 0 | 0 | 0 | 0 | 0 | 0 | 0 | 0 | 0 | 0 | 0 | 0
F8_Commercial_Restaurant (WA)_New_Food Preparation_Natural Gas_Broiler_Baseline Forecast | F8 | Commercial | Restaurant (WA) | New | Food Preparation | Natural Gas | Broiler | Baseline Forecast | Avg. Replacement Winter Demand (n/a) | 0 | 0 | 0 | 0 | 0 | 0 | 0 | 0 | 0 | 0 | 0 | 0 | 0 | 0 | 0 | 0 | 0 | 0 | 0 | 0 | 0 | 0 | 0 | 0 | 0 | 0 | 0
F1_Commercial_Restaurant (WA)_New_Food Preparation_Natural Gas_Griddle_Baseline Forecast | F1 | Commercial | Restaurant (WA) | New | Food Preparation | Natural Gas | Griddle | Baseline Forecast | Units | 0 | 19197.7649 | 37080.5307 | 55143.2755 | 73235.0843 | 90985.5377 | 108453.072 | 125576.3689 | 142448.6617 | 159078.3428 | 175458.7874 | 191294.0492 | 206921.5249 | 222324.4555 | 237456.1064 | 252314.5786 | 266992.6834 | 281443.5366 | 295660.105 | 309635.3076 | 323416.8781 | 337197.138 | 350744.437 | 364076.4488 | 377215.7908 | 390209.9745 | 401869.6002
F2_Commercial_Restaurant (WA)_New_Food Preparation_Natural Gas_Griddle_Baseline Forecast | F2 | Commercial | Restaurant (WA) | New | Food Preparation | Natural Gas | Griddle | Baseline Forecast | Usage (MMtherm) | 0 | 0.0066999 | 0.012941 | 0.019245 | 0.025559 | 0.031753 | 0.03785 | 0.043825 | 0.049714 | 0.055517 | 0.061234 | 0.066761 | 0.072214 | 0.07759 | 0.082871 | 0.088056 | 0.093179 | 0.098222 | 0.10318 | 0.10806 | 0.11287 | 0.11768 | 0.12241 | 0.12706 | 0.13165 | 0.13618 | 0.14025
F3_Commercial_Restaurant (WA)_New_Food Preparation_Natural Gas_Griddle_Baseline Forecast | F3 | Commercial | Restaurant (WA) | New | Food Preparation | Natural Gas | Griddle | Baseline Forecast | Summer Peak Demand (n/a) | 0 | 0 | 0 | 0 | 0 | 0 | 0 | 0 | 0 | 0 | 0 | 0 | 0 | 0 | 0 | 0 | 0 | 0 | 0 | 0 | 0 | 0 | 0 | 0 | 0 | 0 | 0
F4_Commercial_Restaurant (WA)_New_Food Preparation_Natural Gas_Griddle_Baseline Forecast | F4 | Commercial | Restaurant (WA) | New | Food Preparation | Natural Gas | Griddle | Baseline Forecast | Winter Peak Demand (n/a) | 0 | 0 | 0 | 0 | 0 | 0 | 0 | 0 | 0 | 0 | 0 | 0 | 0 | 0 | 0 | 0 | 0 | 0 | 0 | 0 | 0 | 0 | 0 | 0 | 0 | 0 | 0
F5_Commercial_Restaurant (WA)_New_Food Preparation_Natural Gas_Griddle_Baseline Forecast | F5 | Commercial | Restaurant (WA) | New | Food Preparation | Natural Gas | Griddle | Baseline Forecast | Turnover | 0 | 19197.7649 | 17882.7657 | 18062.7449 | 18091.8087 | 17750.4534 | 17467.5343 | 17123.2969 | 16872.2928 | 16629.6811 | 18513.5296 | 19718.3113 | 21086.0469 | 22265.1949 | 23203.714 | 23974.4765 | 24683.8083 | 25219.5111 | 25636.451 | 32095.146 | 31674.1614 | 32083.1032 | 32299.3536 | 32473.5762 | 32730.7729 | 33045.4275 | 32207.8258
F6_Commercial_Restaurant (WA)_New_Food Preparation_Natural Gas_Griddle_Baseline Forecast | F6 | Commercial | Restaurant (WA) | New | Food Preparation | Natural Gas | Griddle | Baseline Forecast | Avg. Replacement Usage (therms) | 0.34899 | 0.34899 | 0.34899 | 0.34899 | 0.34899 | 0.34899 | 0.34899 | 0.34899 | 0.34899 | 0.34899 | 0.34899 | 0.34899 | 0.34899 | 0.34899 | 0.34899 | 0.34899 | 0.34899 | 0.34899 | 0.34899 | 0.34899 | 0.34899 | 0.34899 | 0.34899 | 0.34899 | 0.34899 | 0.34899 | 0.34899
F7_Commercial_Restaurant (WA)_New_Food Preparation_Natural Gas_Griddle_Baseline Forecast | F7 | Commercial | Restaurant (WA) | New | Food Preparation | Natural Gas | Griddle | Baseline Forecast | Avg. Replacement Summer Demand (n/a) | 0 | 0 | 0 | 0 | 0 | 0 | 0 | 0 | 0 | 0 | 0 | 0 | 0 | 0 | 0 | 0 | 0 | 0 | 0 | 0 | 0 | 0 | 0 | 0 | 0 | 0 | 0
F8_Commercial_Restaurant (WA)_New_Food Preparation_Natural Gas_Griddle_Baseline Forecast | F8 | Commercial | Restaurant (WA) | New | Food Preparation | Natural Gas | Griddle | Baseline Forecast | Avg. Replacement Winter Demand (n/a) | 0 | 0 | 0 | 0 | 0 | 0 | 0 | 0 | 0 | 0 | 0 | 0 | 0 | 0 | 0 | 0 | 0 | 0 | 0 | 0 | 0 | 0 | 0 | 0 | 0 | 0 | 0
F1_Commercial_Restaurant (WA)_New_Food Preparation_Natural Gas_Range_Baseline Forecast | F1 | Commercial | Restaurant (WA) | New | Food Preparation | Natural Gas | Range | Baseline Forecast | Units | 0 | 17795.4432 | 34371.9428 | 51115.2747 | 67885.5475 | 84339.3996 | 100530.9988 | 116403.5057 | 132043.3434 | 147458.2913 | 162642.2085 | 177320.7662 | 191806.7159 | 206084.5226 | 220110.8655 | 233883.9843 | 247489.9109 | 260885.1857 | 274063.2893 | 287017.658 | 299792.5386 | 312566.2044 | 325123.9261 | 337482.0865 | 349661.6509 | 361706.6602 | 372514.5958
F2_Commercial_Restaurant (WA)_New_Food Preparation_Natural Gas_Range_Baseline Forecast | F2 | Commercial | Restaurant (WA) | New | Food Preparation | Natural Gas | Range | Baseline Forecast | Usage (MMtherm) | 0 | 0.0061355 | 0.011851 | 0.017623 | 0.023405 | 0.029078 | 0.034661 | 0.040133 | 0.045526 | 0.05084 | 0.056076 | 0.061136 | 0.066131 | 0.071054 | 0.07589 | 0.080638 | 0.085329 | 0.089948 | 0.094491 | 0.098958 | 0.10336 | 0.10777 | 0.1121 | 0.11636 | 0.12056 | 0.12471 | 0.12844
F3_Commercial_Restaurant (WA)_New_Food Preparation_Natural Gas_Range_Baseline Forecast | F3 | Commercial | Restaurant (WA) | New | Food Preparation | Natural Gas | Range | Baseline Forecast | Summer Peak Demand (n/a) | 0 | 0 | 0 | 0 | 0 | 0 | 0 | 0 | 0 | 0 | 0 | 0 | 0 | 0 | 0 | 0 | 0 | 0 | 0 | 0 | 0 | 0 | 0 | 0 | 0 | 0 | 0
F4_Commercial_Restaurant (WA)_New_Food Preparation_Natural Gas_Range_Baseline Forecast | F4 | Commercial | Restaurant (WA) | New | Food Preparation | Natural Gas | Range | Baseline Forecast | Winter Peak Demand (n/a) | 0 | 0 | 0 | 0 | 0 | 0 | 0 | 0 | 0 | 0 | 0 | 0 | 0 | 0 | 0 | 0 | 0 | 0 | 0 | 0 | 0 | 0 | 0 | 0 | 0 | 0 | 0
F5_Commercial_Restaurant (WA)_New_Food Preparation_Natural Gas_Range_Baseline Forecast | F5 | Commercial | Restaurant (WA) | New | Food Preparation | Natural Gas | Range | Baseline Forecast | Turnover | 0 | 17795.4432 | 16576.4996 | 16743.3319 | 16770.2728 | 16453.8521 | 16191.5992 | 15872.5069 | 15639.8378 | 15414.9479 | 18743.0058 | 20841.1286 | 22764.6727 | 24254.8397 | 25298.7397 | 30694.3248 | 29997.854 | 29680.5184 | 29296.3504 | 29514.6195 | 30122.559 | 31121.0949 | 32025.6401 | 32933.2895 | 35650.9631 | 37371.7093 | 37509.6449
F6_Commercial_Restaurant (WA)_New_Food Preparation_Natural Gas_Range_Baseline Forecast | F6 | Commercial | Restaurant (WA) | New | Food Preparation | Natural Gas | Range | Baseline Forecast | Avg. Replacement Usage (therms) | 0.34478 | 0.34478 | 0.34478 | 0.34478 | 0.34478 | 0.34478 | 0.34478 | 0.34478 | 0.34478 | 0.34478 | 0.34478 | 0.34478 | 0.34478 | 0.34478 | 0.34478 | 0.34478 | 0.34478 | 0.34478 | 0.34478 | 0.34478 | 0.34478 | 0.34478 | 0.34478 | 0.34478 | 0.34478 | 0.34478 | 0.34478
F7_Commercial_Restaurant (WA)_New_Food Preparation_Natural Gas_Range_Baseline Forecast | F7 | Commercial | Restaurant (WA) | New | Food Preparation | Natural Gas | Range | Baseline Forecast | Avg. Replacement Summer Demand (n/a) | 0 | 0 | 0 | 0 | 0 | 0 | 0 | 0 | 0 | 0 | 0 | 0 | 0 | 0 | 0 | 0 | 0 | 0 | 0 | 0 | 0 | 0 | 0 | 0 | 0 | 0 | 0
F8_Commercial_Restaurant (WA)_New_Food Preparation_Natural Gas_Range_Baseline Forecast | F8 | Commercial | Restaurant (WA) | New | Food Preparation | Natural Gas | Range | Baseline Forecast | Avg. Replacement Winter Demand (n/a) | 0 | 0 | 0 | 0 | 0 | 0 | 0 | 0 | 0 | 0 | 0 | 0 | 0 | 0 | 0 | 0 | 0 | 0 | 0 | 0 | 0 | 0 | 0 | 0 | 0 | 0 | 0
F1_Commercial_Restaurant (WA)_New_Food Preparation_Natural Gas_Steamer_Baseline Forecast | F1 | Commercial | Restaurant (WA) | New | Food Preparation | Natural Gas | Steamer | Baseline Forecast | Units | 0 | 1230.617 | 2376.9399 | 3534.7998 | 4694.5227 | 5832.364 | 6952.0697 | 8049.7089 | 9131.2583 | 10197.2558 | 11247.2767 | 12262.3502 | 13264.1043 | 14251.4645 | 15221.4351 | 16173.8943 | 17114.7917 | 18041.1217 | 18952.4336 | 19848.2734 | 20731.701 | 21615.0446 | 22483.4549 | 23338.0649 | 24180.3243 | 25013.2788 | 25760.6853
F2_Commercial_Restaurant (WA)_New_Food Preparation_Natural Gas_Steamer_Baseline Forecast | F2 | Commercial | Restaurant (WA) | New | Food Preparation | Natural Gas | Steamer | Baseline Forecast | Usage (MMtherm) | 0 | 0.00049031 | 0.00094703 | 0.0014084 | 0.0018704 | 0.0023238 | 0.0027699 | 0.0032072 | 0.0036381 | 0.0040628 | 0.0044812 | 0.0048856 | 0.0052848 | 0.0056781 | 0.0060646 | 0.0064441 | 0.006819 | 0.007188 | 0.0075511 | 0.0079081 | 0.00826 | 0.008612 | 0.008958 | 0.0092985 | 0.0096341 | 0.0099659 | 0.010264
F3_Commercial_Restaurant (WA)_New_Food Preparation_Natural Gas_Steamer_Baseline Forecast | F3 | Commercial | Restaurant (WA) | New | Food Preparation | Natural Gas | Steamer | Baseline Forecast | Summer Peak Demand (n/a) | 0 | 0 | 0 | 0 | 0 | 0 | 0 | 0 | 0 | 0 | 0 | 0 | 0 | 0 | 0 | 0 | 0 | 0 | 0 | 0 | 0 | 0 | 0 | 0 | 0 | 0 | 0
F4_Commercial_Restaurant (WA)_New_Food Preparation_Natural Gas_Steamer_Baseline Forecast | F4 | Commercial | Restaurant (WA) | New | Food Preparation | Natural Gas | Steamer | Baseline Forecast | Winter Peak Demand (n/a) | 0 | 0 | 0 | 0 | 0 | 0 | 0 | 0 | 0 | 0 | 0 | 0 | 0 | 0 | 0 | 0 | 0 | 0 | 0 | 0 | 0 | 0 | 0 | 0 | 0 | 0 | 0
F5_Commercial_Restaurant (WA)_New_Food Preparation_Natural Gas_Steamer_Baseline Forecast | F5 | Commercial | Restaurant (WA) | New | Food Preparation | Natural Gas | Steamer | Baseline Forecast | Turnover | 0 | 1230.617 | 1146.3228 | 1157.8599 | 1159.7229 | 1137.8413 | 1119.7056 | 1097.6393 | 1081.5494 | 1065.9975 | 1186.7561 | 1263.9852 | 1351.6599 | 1427.2457 | 1487.4068 | 1536.8143 | 1582.2839 | 1616.6236 | 1643.3503 | 2057.3663 | 2030.3803 | 2056.5943 | 2070.4564 | 2081.6244 | 2098.1113 | 2118.2813 | 2064.5893
F6_Commercial_Restaurant (WA)_New_Food Preparation_Natural Gas_Steamer_Baseline Forecast | F6 | Commercial | Restaurant (WA) | New | Food Preparation | Natural Gas | Steamer | Baseline Forecast | Avg. Replacement Usage (therms) | 0.39843 | 0.39843 | 0.39843 | 0.39843 | 0.39843 | 0.39843 | 0.39843 | 0.39843 | 0.39843 | 0.39843 | 0.39843 | 0.39843 | 0.39843 | 0.39843 | 0.39843 | 0.39843 | 0.39843 | 0.39843 | 0.39843 | 0.39843 | 0.39843 | 0.39843 | 0.39843 | 0.39843 | 0.39843 | 0.39843 | 0.39843
F7_Commercial_Restaurant (WA)_New_Food Preparation_Natural Gas_Steamer_Baseline Forecast | F7 | Commercial | Restaurant (WA) | New | Food Preparation | Natural Gas | Steamer | Baseline Forecast | Avg. Replacement Summer Demand (n/a) | 0 | 0 | 0 | 0 | 0 | 0 | 0 | 0 | 0 | 0 | 0 | 0 | 0 | 0 | 0 | 0 | 0 | 0 | 0 | 0 | 0 | 0 | 0 | 0 | 0 | 0 | 0
F8_Commercial_Restaurant (WA)_New_Food Preparation_Natural Gas_Steamer_Baseline Forecast | F8 | Commercial | Restaurant (WA) | New | Food Preparation | Natural Gas | Steamer | Baseline Forecast | Avg. Replacement Winter Demand (n/a) | 0 | 0 | 0 | 0 | 0 | 0 | 0 | 0 | 0 | 0 | 0 | 0 | 0 | 0 | 0 | 0 | 0 | 0 | 0 | 0 | 0 | 0 | 0 | 0 | 0 | 0 | 0
F1_Commercial_Restaurant (WA)_New_Food Preparation_Natural Gas_Food Prep Other_Baseline Forecast | F1 | Commercial | Restaurant (WA) | New | Food Preparation | Natural Gas | Food Prep Other | Baseline Forecast | Units | 0 | 69.2555 | 133.7672 | 198.9281 | 264.1939 | 328.2283 | 391.242 | 453.0139 | 513.8803 | 573.8715 | 632.9636 | 690.089 | 746.4647 | 802.0305 | 856.6176 | 910.2192 | 963.1701 | 1015.3012 | 1066.5872 | 1117.0024 | 1166.7191 | 1216.4311 | 1265.3027 | 1313.3976 | 1360.7975 | 1407.6737 | 1449.7355
F2_Commercial_Restaurant (WA)_New_Food Preparation_Natural Gas_Food Prep Other_Baseline Forecast | F2 | Commercial | Restaurant (WA) | New | Food Preparation | Natural Gas | Food Prep Other | Baseline Forecast | Usage (MMtherm) | 0 | 9.965e-06 | 1.9247e-05 | 2.8623e-05 | 3.8014e-05 | 4.7228e-05 | 5.6295e-05 | 6.5183e-05 | 7.3941e-05 | 8.2573e-05 | 9.1076e-05 | 9.9295e-05 | 0.00010741 | 0.0001154 | 0.00012326 | 0.00013097 | 0.00013859 | 0.00014609 | 0.00015347 | 0.00016072 | 0.00016788 | 0.00017503 | 0.00018206 | 0.00018898 | 0.0001958 | 0.00020255 | 0.0002086
F3_Commercial_Restaurant (WA)_New_Food Preparation_Natural Gas_Food Prep Other_Baseline Forecast | F3 | Commercial | Restaurant (WA) | New | Food Preparation | Natural Gas | Food Prep Other | Baseline Forecast | Summer Peak Demand (n/a) | 0 | 0 | 0 | 0 | 0 | 0 | 0 | 0 | 0 | 0 | 0 | 0 | 0 | 0 | 0 | 0 | 0 | 0 | 0 | 0 | 0 | 0 | 0 | 0 | 0 | 0 | 0
F4_Commercial_Restaurant (WA)_New_Food Preparation_Natural Gas_Food Prep Other_Baseline Forecast | F4 | Commercial | Restaurant (WA) | New | Food Preparation | Natural Gas | Food Prep Other | Baseline Forecast | Winter Peak Demand (n/a) | 0 | 0 | 0 | 0 | 0 | 0 | 0 | 0 | 0 | 0 | 0 | 0 | 0 | 0 | 0 | 0 | 0 | 0 | 0 | 0 | 0 | 0 | 0 | 0 | 0 | 0 | 0
F5_Commercial_Restaurant (WA)_New_Food Preparation_Natural Gas_Food Prep Other_Baseline Forecast | F5 | Commercial | Restaurant (WA) | New | Food Preparation | Natural Gas | Food Prep Other | Baseline Forecast | Turnover | 0 | 69.2555 | 64.5117 | 65.1609 | 65.2658 | 64.0344 | 63.0137 | 61.7719 | 60.8664 | 59.9912 | 72.9432 | 81.1086 | 88.5945 | 94.3939 | 98.4565 | 119.4548 | 116.7443 | 115.5093 | 114.0142 | 114.8637 | 117.2296 | 121.1157 | 124.6359 | 128.1683 | 138.7448 | 145.4415 | 145.9783
F6_Commercial_Restaurant (WA)_New_Food Preparation_Natural Gas_Food Prep Other_Baseline Forecast | F6 | Commercial | Restaurant (WA) | New | Food Preparation | Natural Gas | Food Prep Other | Baseline Forecast | Avg. Replacement Usage (therms) | 0.14389 | 0.14389 | 0.14389 | 0.14389 | 0.14389 | 0.14389 | 0.14389 | 0.14389 | 0.14389 | 0.14389 | 0.14389 | 0.14389 | 0.14389 | 0.14389 | 0.14389 | 0.14389 | 0.14389 | 0.14389 | 0.14389 | 0.14389 | 0.14389 | 0.14389 | 0.14389 | 0.14389 | 0.14389 | 0.14389 | 0.14389
F7_Commercial_Restaurant (WA)_New_Food Preparation_Natural Gas_Food Prep Other_Baseline Forecast | F7 | Commercial | Restaurant (WA) | New | Food Preparation | Natural Gas | Food Prep Other | Baseline Forecast | Avg. Replacement Summer Demand (n/a) | 0 | 0 | 0 | 0 | 0 | 0 | 0 | 0 | 0 | 0 | 0 | 0 | 0 | 0 | 0 | 0 | 0 | 0 | 0 | 0 | 0 | 0 | 0 | 0 | 0 | 0 | 0
F8_Commercial_Restaurant (WA)_New_Food Preparation_Natural Gas_Food Prep Other_Baseline Forecast | F8 | Commercial | Restaurant (WA) | New | Food Preparation | Natural Gas | Food Prep Other | Baseline Forecast | Avg. Replacement Winter Demand (n/a) | 0 | 0 | 0 | 0 | 0 | 0 | 0 | 0 | 0 | 0 | 0 | 0 | 0 | 0 | 0 | 0 | 0 | 0 | 0 | 0 | 0 | 0 | 0 | 0 | 0 | 0 | 0
F1_Commercial_Restaurant (WA)_New_Miscellaneous_Natural Gas_Pool Heater_Baseline Forecast | F1 | Commercial | Restaurant (WA) | New | Miscellaneous | Natural Gas | Pool Heater | Baseline Forecast | Units | 0 | 0 | 0 | 0 | 0 | 0 | 0 | 0 | 0 | 0 | 0 | 0 | 0 | 0 | 0 | 0 | 0 | 0 | 0 | 0 | 0 | 0 | 0 | 0 | 0 | 0 | 0
F2_Commercial_Restaurant (WA)_New_Miscellaneous_Natural Gas_Pool Heater_Baseline Forecast | F2 | Commercial | Restaurant (WA) | New | Miscellaneous | Natural Gas | Pool Heater | Baseline Forecast | Usage (MMtherm) | 0 | 0 | 0 | 0 | 0 | 0 | 0 | 0 | 0 | 0 | 0 | 0 | 0 | 0 | 0 | 0 | 0 | 0 | 0 | 0 | 0 | 0 | 0 | 0 | 0 | 0 | 0
F3_Commercial_Restaurant (WA)_New_Miscellaneous_Natural Gas_Pool Heater_Baseline Forecast | F3 | Commercial | Restaurant (WA) | New | Miscellaneous | Natural Gas | Pool Heater | Baseline Forecast | Summer Peak Demand (n/a) | 0 | 0 | 0 | 0 | 0 | 0 | 0 | 0 | 0 | 0 | 0 | 0 | 0 | 0 | 0 | 0 | 0 | 0 | 0 | 0 | 0 | 0 | 0 | 0 | 0 | 0 | 0
F4_Commercial_Restaurant (WA)_New_Miscellaneous_Natural Gas_Pool Heater_Baseline Forecast | F4 | Commercial | Restaurant (WA) | New | Miscellaneous | Natural Gas | Pool Heater | Baseline Forecast | Winter Peak Demand (n/a) | 0 | 0 | 0 | 0 | 0 | 0 | 0 | 0 | 0 | 0 | 0 | 0 | 0 | 0 | 0 | 0 | 0 | 0 | 0 | 0 | 0 | 0 | 0 | 0 | 0 | 0 | 0
F5_Commercial_Restaurant (WA)_New_Miscellaneous_Natural Gas_Pool Heater_Baseline Forecast | F5 | Commercial | Restaurant (WA) | New | Miscellaneous | Natural Gas | Pool Heater | Baseline Forecast | Turnover | 0 | 0 | 0 | 0 | 0 | 0 | 0 | 0 | 0 | 0 | 0 | 0 | 0 | 0 | 0 | 0 | 0 | 0 | 0 | 0 | 0 | 0 | 0 | 0 | 0 | 0 | 0
F6_Commercial_Restaurant (WA)_New_Miscellaneous_Natural Gas_Pool Heater_Baseline Forecast | F6 | Commercial | Restaurant (WA) | New | Miscellaneous | Natural Gas | Pool Heater | Baseline Forecast | Avg. Replacement Usage (therms) | 0.01 | 0.01 | 0.01 | 0.01 | 0.01 | 0.01 | 0.01 | 0.01 | 0.01 | 0.01 | 0.01 | 0.01 | 0.01 | 0.01 | 0.01 | 0.01 | 0.01 | 0.01 | 0.01 | 0.01 | 0.01 | 0.01 | 0.01 | 0.01 | 0.01 | 0.01 | 0.01
F7_Commercial_Restaurant (WA)_New_Miscellaneous_Natural Gas_Pool Heater_Baseline Forecast | F7 | Commercial | Restaurant (WA) | New | Miscellaneous | Natural Gas | Pool Heater | Baseline Forecast | Avg. Replacement Summer Demand (n/a) | 0 | 0 | 0 | 0 | 0 | 0 | 0 | 0 | 0 | 0 | 0 | 0 | 0 | 0 | 0 | 0 | 0 | 0 | 0 | 0 | 0 | 0 | 0 | 0 | 0 | 0 | 0
F8_Commercial_Restaurant (WA)_New_Miscellaneous_Natural Gas_Pool Heater_Baseline Forecast | F8 | Commercial | Restaurant (WA) | New | Miscellaneous | Natural Gas | Pool Heater | Baseline Forecast | Avg. Replacement Winter Demand (n/a) | 0 | 0 | 0 | 0 | 0 | 0 | 0 | 0 | 0 | 0 | 0 | 0 | 0 | 0 | 0 | 0 | 0 | 0 | 0 | 0 | 0 | 0 | 0 | 0 | 0 | 0 | 0
F1_Commercial_Restaurant (WA)_New_Miscellaneous_Natural Gas_Miscellaneous_Baseline Forecast | F1 | Commercial | Restaurant (WA) | New | Miscellaneous | Natural Gas | Miscellaneous | Baseline Forecast | Units | 0 | 21858.1027 | 42218.9798 | 62784.7766 | 83383.6649 | 103593.8943 | 123481.9991 | 142978.1635 | 162188.541 | 181122.6867 | 199773.0579 | 217802.6973 | 235595.7566 | 253133.1544 | 270361.6797 | 287279.1705 | 303991.2994 | 320444.6853 | 336631.3202 | 352543.1421 | 368234.4992 | 383924.364 | 399348.9852 | 414528.4858 | 429488.6173 | 444283.4751 | 457558.838
F2_Commercial_Restaurant (WA)_New_Miscellaneous_Natural Gas_Miscellaneous_Baseline Forecast | F2 | Commercial | Restaurant (WA) | New | Miscellaneous | Natural Gas | Miscellaneous | Baseline Forecast | Usage (MMtherm) | 0 | 0.00085903 | 0.0016592 | 0.0024675 | 0.003277 | 0.0040713 | 0.0048529 | 0.0056191 | 0.006374 | 0.0071181 | 0.0078511 | 0.0085597 | 0.0092589 | 0.0099482 | 0.010625 | 0.01129 | 0.011947 | 0.012594 | 0.01323 | 0.013855 | 0.014472 | 0.015088 | 0.015694 | 0.016291 | 0.016879 | 0.01746 | 0.017982
F3_Commercial_Restaurant (WA)_New_Miscellaneous_Natural Gas_Miscellaneous_Baseline Forecast | F3 | Commercial | Restaurant (WA) | New | Miscellaneous | Natural Gas | Miscellaneous | Baseline Forecast | Summer Peak Demand (n/a) | 0 | 0 | 0 | 0 | 0 | 0 | 0 | 0 | 0 | 0 | 0 | 0 | 0 | 0 | 0 | 0 | 0 | 0 | 0 | 0 | 0 | 0 | 0 | 0 | 0 | 0 | 0
F4_Commercial_Restaurant (WA)_New_Miscellaneous_Natural Gas_Miscellaneous_Baseline Forecast | F4 | Commercial | Restaurant (WA) | New | Miscellaneous | Natural Gas | Miscellaneous | Baseline Forecast | Winter Peak Demand (n/a) | 0 | 0 | 0 | 0 | 0 | 0 | 0 | 0 | 0 | 0 | 0 | 0 | 0 | 0 | 0 | 0 | 0 | 0 | 0 | 0 | 0 | 0 | 0 | 0 | 0 | 0 | 0
F5_Commercial_Restaurant (WA)_New_Miscellaneous_Natural Gas_Miscellaneous_Baseline Forecast | F5 | Commercial | Restaurant (WA) | New | Miscellaneous | Natural Gas | Miscellaneous | Baseline Forecast | Turnover | 0 | 21858.1027 | 20360.877 | 20565.7968 | 23721.4744 | 25795.4286 | 27613.3892 | 29506.6189 | 31475.8282 | 33392.1591 | 35258.1854 | 43129.9702 | 43641.7095 | 44789.9722 | 47668.7284 | 49847.8847 | 51866.4241 | 53947.0633 | 56018.9423 | 58021.6254 | 60035.8779 | 63995.6609 | 65267.4919 | 66813.0696 | 69198.46 | 71243.6937 | 71792.9196
F6_Commercial_Restaurant (WA)_New_Miscellaneous_Natural Gas_Miscellaneous_Baseline Forecast | F6 | Commercial | Restaurant (WA) | New | Miscellaneous | Natural Gas | Miscellaneous | Baseline Forecast | Avg. Replacement Usage (therms) | 0.0393 | 0.0393 | 0.0393 | 0.0393 | 0.0393 | 0.0393 | 0.0393 | 0.0393 | 0.0393 | 0.0393 | 0.0393 | 0.0393 | 0.0393 | 0.0393 | 0.0393 | 0.0393 | 0.0393 | 0.0393 | 0.0393 | 0.0393 | 0.0393 | 0.0393 | 0.0393 | 0.0393 | 0.0393 | 0.0393 | 0.0393
F7_Commercial_Restaurant (WA)_New_Miscellaneous_Natural Gas_Miscellaneous_Baseline Forecast | F7 | Commercial | Restaurant (WA) | New | Miscellaneous | Natural Gas | Miscellaneous | Baseline Forecast | Avg. Replacement Summer Demand (n/a) | 0 | 0 | 0 | 0 | 0 | 0 | 0 | 0 | 0 | 0 | 0 | 0 | 0 | 0 | 0 | 0 | 0 | 0 | 0 | 0 | 0 | 0 | 0 | 0 | 0 | 0 | 0
F8_Commercial_Restaurant (WA)_New_Miscellaneous_Natural Gas_Miscellaneous_Baseline Forecast | F8 | Commercial | Restaurant (WA) | New | Miscellaneous | Natural Gas | Miscellaneous | Baseline Forecast | Avg. Replacement Winter Demand (n/a) | 0 | 0 | 0 | 0 | 0 | 0 | 0 | 0 | 0 | 0 | 0 | 0 | 0 | 0 | 0 | 0 | 0 | 0 | 0 | 0 | 0 | 0 | 0 | 0 | 0 | 0 | 0
F1_Commercial_Retail (WA)_Existing_Space Heating_Natural Gas_Furnace_Baseline Forecast | F1 | Commercial | Retail (WA) | Existing | Space Heating | Natural Gas | Furnace | Baseline Forecast | Units | 10693188.0174 | 10520717.2429 | 10351028.2551 | 10184076.1865 | 10019816.8931 | 9858206.9433 | 9699203.6055 | 9542764.8376 | 9388849.2757 | 9237416.2229 | 9088425.6387 | 8941838.1284 | 8797614.9327 | 8655717.9177 | 8516109.5642 | 8378752.9583 | 8243611.7816 | 8110650.3012 | 7979833.3609 | 7851126.3712 | 7724495.3007 | 7599906.6668 | 7477327.527 | 7356725.4701 | 7238068.6077 | 7121325.5656 | 7006465.4759
F2_Commercial_Retail (WA)_Existing_Space Heating_Natural Gas_Furnace_Baseline Forecast | F2 | Commercial | Retail (WA) | Existing | Space Heating | Natural Gas | Furnace | Baseline Forecast | Usage (MMtherm) | 5.1713 | 4.8947 | 4.8079 | 4.7229 | 4.6395 | 4.5579 | 4.478 | 4.3998 | 4.3233 | 4.2485 | 4.1754 | 4.104 | 4.0341 | 3.9658 | 3.8989 | 3.8334 | 3.7692 | 3.7064 | 3.6447 | 3.5842 | 3.5249 | 3.4667 | 3.4096 | 3.3536 | 3.2985 | 3.2444 | 3.1914
F3_Commercial_Retail (WA)_Existing_Space Heating_Natural Gas_Furnace_Baseline Forecast | F3 | Commercial | Retail (WA) | Existing | Space Heating | Natural Gas | Furnace | Baseline Forecast | Summer Peak Demand (n/a) | 0 | 0 | 0 | 0 | 0 | 0 | 0 | 0 | 0 | 0 | 0 | 0 | 0 | 0 | 0 | 0 | 0 | 0 | 0 | 0 | 0 | 0 | 0 | 0 | 0 | 0 | 0
F4_Commercial_Retail (WA)_Existing_Space Heating_Natural Gas_Furnace_Baseline Forecast | F4 | Commercial | Retail (WA) | Existing | Space Heating | Natural Gas | Furnace | Baseline Forecast | Winter Peak Demand (n/a) | 0 | 0 | 0 | 0 | 0 | 0 | 0 | 0 | 0 | 0 | 0 | 0 | 0 | 0 | 0 | 0 | 0 | 0 | 0 | 0 | 0 | 0 | 0 | 0 | 0 | 0 | 0
F5_Commercial_Retail (WA)_Existing_Space Heating_Natural Gas_Furnace_Baseline Forecast | F5 | Commercial | Retail (WA) | Existing | Space Heating | Natural Gas | Furnace | Baseline Forecast | Turnover | 0 | 425079.4846 | 432480.9785 | 438257.8908 | 442595.3314 | 445658.6485 | 447595.5185 | 448537.8146 | 448603.2796 | 447897.0198 | 446512.8435 | 444534.4563 | 429918.6042 | 417408.435 | 406658.1474 | 397372.5189 | 389300.0643 | 382227.0742 | 375972.4259 | 370383.069 | 365330.1011 | 360705.3595 | 356418.4638 | 446183.3298 | 433986.934 | 421925.5309 | 410131.6176
F6_Commercial_Retail (WA)_Existing_Space Heating_Natural Gas_Furnace_Baseline Forecast | F6 | Commercial | Retail (WA) | Existing | Space Heating | Natural Gas | Furnace | Baseline Forecast | Avg. Replacement Usage (therms) | 0.47155 | 0.45439 | 0.45439 | 0.45439 | 0.45439 | 0.45439 | 0.45439 | 0.45439 | 0.45439 | 0.45439 | 0.45439 | 0.45439 | 0.45439 | 0.45439 | 0.45439 | 0.45439 | 0.45439 | 0.45439 | 0.45439 | 0.45439 | 0.45439 | 0.45439 | 0.45439 | 0.45439 | 0.45439 | 0.45439 | 0.45439
F7_Commercial_Retail (WA)_Existing_Space Heating_Natural Gas_Furnace_Baseline Forecast | F7 | Commercial | Retail (WA) | Existing | Space Heating | Natural Gas | Furnace | Baseline Forecast | Avg. Replacement Summer Demand (n/a) | 0 | 0 | 0 | 0 | 0 | 0 | 0 | 0 | 0 | 0 | 0 | 0 | 0 | 0 | 0 | 0 | 0 | 0 | 0 | 0 | 0 | 0 | 0 | 0 | 0 | 0 | 0
F8_Commercial_Retail (WA)_Existing_Space Heating_Natural Gas_Furnace_Baseline Forecast | F8 | Commercial | Retail (WA) | Existing | Space Heating | Natural Gas | Furnace | Baseline Forecast | Avg. Replacement Winter Demand (n/a) | 0 | 0 | 0 | 0 | 0 | 0 | 0 | 0 | 0 | 0 | 0 | 0 | 0 | 0 | 0 | 0 | 0 | 0 | 0 | 0 | 0 | 0 | 0 | 0 | 0 | 0 | 0
F1_Commercial_Retail (WA)_Existing_Space Heating_Natural Gas_Boiler_Baseline Forecast | F1 | Commercial | Retail (WA) | Existing | Space Heating | Natural Gas | Boiler | Baseline Forecast | Units | 488390.1964 | 480512.9352 | 472762.7265 | 465137.5213 | 457635.3032 | 450254.0886 | 442991.9259 | 435846.8948 | 428817.1062 | 421900.7013 | 415095.8512 | 408400.7569 | 401813.6479 | 395332.7826 | 388956.4474 | 382682.9563 | 376510.6506 | 370437.8981 | 364463.0933 | 358584.6563 | 352801.0328 | 347110.6936 | 341512.134 | 336003.8738 | 330584.4565 | 325252.4491 | 320006.4419
F2_Commercial_Retail (WA)_Existing_Space Heating_Natural Gas_Boiler_Baseline Forecast | F2 | Commercial | Retail (WA) | Existing | Space Heating | Natural Gas | Boiler | Baseline Forecast | Usage (MMtherm) | 0.7595 | 0.71818 | 0.7046 | 0.69114 | 0.67784 | 0.66472 | 0.6518 | 0.63908 | 0.62659 | 0.61432 | 0.6023 | 0.59052 | 0.579 | 0.56772 | 0.55671 | 0.54595 | 0.53546 | 0.52521 | 0.51521 | 0.50547 | 0.49598 | 0.48672 | 0.47773 | 0.46898 | 0.46045 | 0.45217 | 0.4441
F3_Commercial_Retail (WA)_Existing_Space Heating_Natural Gas_Boiler_Baseline Forecast | F3 | Commercial | Retail (WA) | Existing | Space Heating | Natural Gas | Boiler | Baseline Forecast | Summer Peak Demand (n/a) | 0 | 0 | 0 | 0 | 0 | 0 | 0 | 0 | 0 | 0 | 0 | 0 | 0 | 0 | 0 | 0 | 0 | 0 | 0 | 0 | 0 | 0 | 0 | 0 | 0 | 0 | 0
F4_Commercial_Retail (WA)_Existing_Space Heating_Natural Gas_Boiler_Baseline Forecast | F4 | Commercial | Retail (WA) | Existing | Space Heating | Natural Gas | Boiler | Baseline Forecast | Winter Peak Demand (n/a) | 0 | 0 | 0 | 0 | 0 | 0 | 0 | 0 | 0 | 0 | 0 | 0 | 0 | 0 | 0 | 0 | 0 | 0 | 0 | 0 | 0 | 0 | 0 | 0 | 0 | 0 | 0
F5_Commercial_Retail (WA)_Existing_Space Heating_Natural Gas_Boiler_Baseline Forecast | F5 | Commercial | Retail (WA) | Existing | Space Heating | Natural Gas | Boiler | Baseline Forecast | Turnover | 0 | 7280.499 | 7944.4976 | 8515.29 | 9003.0887 | 9417.0223 | 9765.2497 | 10055.0624 | 10292.9766 | 10484.8151 | 10635.78 | 10750.5191 | 10833.184 | 10887.4829 | 10916.7271 | 10923.8734 | 10911.5613 | 10882.1467 | 10837.732 | 10780.1927 | 10711.2019 | 10632.2511 | 10544.67 | 10449.6433 | 10348.2262 | 10241.3583 | 10129.8757
F6_Commercial_Retail (WA)_Existing_Space Heating_Natural Gas_Boiler_Baseline Forecast | F6 | Commercial | Retail (WA) | Existing | Space Heating | Natural Gas | Boiler | Baseline Forecast | Avg. Replacement Usage (therms) | 1.414 | 1.3634 | 1.3643 | 1.363 | 1.3639 | 1.3629 | 1.3639 | 1.3629 | 1.3639 | 1.3629 | 1.364 | 1.3629 | 1.364 | 1.3628 | 1.364 | 1.3634 | 1.3647 | 1.3634 | 1.3621 | 1.3641 | 1.3634 | 1.3621 | 1.3641 | 1.3641 | 1.3641 | 1.3641 | 1.3641
F7_Commercial_Retail (WA)_Existing_Space Heating_Natural Gas_Boiler_Baseline Forecast | F7 | Commercial | Retail (WA) | Existing | Space Heating | Natural Gas | Boiler | Baseline Forecast | Avg. Replacement Summer Demand (n/a) | 0 | 0 | 0 | 0 | 0 | 0 | 0 | 0 | 0 | 0 | 0 | 0 | 0 | 0 | 0 | 0 | 0 | 0 | 0 | 0 | 0 | 0 | 0 | 0 | 0 | 0 | 0
F8_Commercial_Retail (WA)_Existing_Space Heating_Natural Gas_Boiler_Baseline Forecast | F8 | Commercial | Retail (WA) | Existing | Space Heating | Natural Gas | Boiler | Baseline Forecast | Avg. Replacement Winter Demand (n/a) | 0 | 0 | 0 | 0 | 0 | 0 | 0 | 0 | 0 | 0 | 0 | 0 | 0 | 0 | 0 | 0 | 0 | 0 | 0 | 0 | 0 | 0 | 0 | 0 | 0 | 0 | 0
F1_Commercial_Retail (WA)_Existing_Space Heating_Natural Gas_Unit Heater_Baseline Forecast | F1 | Commercial | Retail (WA) | Existing | Space Heating | Natural Gas | Unit Heater | Baseline Forecast | Units | 982431.0117 | 966585.3502 | 950995.2639 | 935656.6306 | 920565.3946 | 905717.5657 | 891109.2178 | 876736.4885 | 862595.5774 | 848682.7455 | 834994.3141 | 821526.6639 | 808276.2339 | 795239.5204 | 782413.0765 | 769793.5108 | 757377.4864 | 745161.7205 | 733142.9831 | 721318.0963 | 709683.9334 | 698237.4184 | 686975.5245 | 675895.2741 | 664993.7374 | 654268.032 | 643715.3218
F2_Commercial_Retail (WA)_Existing_Space Heating_Natural Gas_Unit Heater_Baseline Forecast | F2 | Commercial | Retail (WA) | Existing | Space Heating | Natural Gas | Unit Heater | Baseline Forecast | Usage (MMtherm) | 0.23756 | 0.22522 | 0.22159 | 0.21801 | 0.2145 | 0.21104 | 0.20763 | 0.20428 | 0.20099 | 0.19775 | 0.19456 | 0.19142 | 0.18833 | 0.1853 | 0.18231 | 0.17937 | 0.17647 | 0.17363 | 0.17083 | 0.16807 | 0.16536 | 0.16269 | 0.16007 | 0.15749 | 0.15495 | 0.15245 | 0.14999
F3_Commercial_Retail (WA)_Existing_Space Heating_Natural Gas_Unit Heater_Baseline Forecast | F3 | Commercial | Retail (WA) | Existing | Space Heating | Natural Gas | Unit Heater | Baseline Forecast | Summer Peak Demand (n/a) | 0 | 0 | 0 | 0 | 0 | 0 | 0 | 0 | 0 | 0 | 0 | 0 | 0 | 0 | 0 | 0 | 0 | 0 | 0 | 0 | 0 | 0 | 0 | 0 | 0 | 0 | 0
F4_Commercial_Retail (WA)_Existing_Space Heating_Natural Gas_Unit Heater_Baseline Forecast | F4 | Commercial | Retail (WA) | Existing | Space Heating | Natural Gas | Unit Heater | Baseline Forecast | Winter Peak Demand (n/a) | 0 | 0 | 0 | 0 | 0 | 0 | 0 | 0 | 0 | 0 | 0 | 0 | 0 | 0 | 0 | 0 | 0 | 0 | 0 | 0 | 0 | 0 | 0 | 0 | 0 | 0 | 0
F5_Commercial_Retail (WA)_Existing_Space Heating_Natural Gas_Unit Heater_Baseline Forecast | F5 | Commercial | Retail (WA) | Existing | Space Heating | Natural Gas | Unit Heater | Baseline Forecast | Turnover | 0 | 813.624 | 2328.7304 | 4445.6513 | 7075.8624 | 10140.7932 | 13570.7625 | 17304.0278 | 21285.934 | 25468.1534 | 29105.1479 | 32256.1505 | 34974.1139 | 37306.3739 | 39295.2429 | 40978.5405 | 42390.0685 | 37971.8925 | 34126.336 | 30835.1238 | 28075.7061 | 25822.4073 | 24047.3786 | 22721.3845 | 21814.4451 | 21296.3588 | 21087.8622
F6_Commercial_Retail (WA)_Existing_Space Heating_Natural Gas_Unit Heater_Baseline Forecast | F6 | Commercial | Retail (WA) | Existing | Space Heating | Natural Gas | Unit Heater | Baseline Forecast | Avg. Replacement Usage (therms) | 0.2418 | 0.23301 | 0.23301 | 0.23301 | 0.23301 | 0.23301 | 0.23301 | 0.23301 | 0.23301 | 0.23301 | 0.23301 | 0.23301 | 0.23301 | 0.23301 | 0.23301 | 0.23301 | 0.23301 | 0.23301 | 0.23301 | 0.23301 | 0.23301 | 0.23301 | 0.23301 | 0.23301 | 0.23301 | 0.23301 | 0.23301
F7_Commercial_Retail (WA)_Existing_Space Heating_Natural Gas_Unit Heater_Baseline Forecast | F7 | Commercial | Retail (WA) | Existing | Space Heating | Natural Gas | Unit Heater | Baseline Forecast | Avg. Replacement Summer Demand (n/a) | 0 | 0 | 0 | 0 | 0 | 0 | 0 | 0 | 0 | 0 | 0 | 0 | 0 | 0 | 0 | 0 | 0 | 0 | 0 | 0 | 0 | 0 | 0 | 0 | 0 | 0 | 0
F8_Commercial_Retail (WA)_Existing_Space Heating_Natural Gas_Unit Heater_Baseline Forecast | F8 | Commercial | Retail (WA) | Existing | Space Heating | Natural Gas | Unit Heater | Baseline Forecast | Avg. Replacement Winter Demand (n/a) | 0 | 0 | 0 | 0 | 0 | 0 | 0 | 0 | 0 | 0 | 0 | 0 | 0 | 0 | 0 | 0 | 0 | 0 | 0 | 0 | 0 | 0 | 0 | 0 | 0 | 0 | 0
F1_Commercial_Retail (WA)_Existing_Water Heating_Natural Gas_Water Heater_Baseline Forecast | F1 | Commercial | Retail (WA) | Existing | Water Heating | Natural Gas | Water Heater | Baseline Forecast | Units | 6796988.9881 | 6687360.1334 | 6579499.4861 | 6473378.5267 | 6368969.1956 | 6266243.886 | 6165175.4362 | 6065737.1227 | 5967902.653 | 5871646.1586 | 5776942.1883 | 5683765.7014 | 5592092.0611 | 5501897.0278 | 5413156.7532 | 5325847.7733 | 5239947.0027 | 5155431.7285 | 5072279.6039 | 4990468.6425 | 4909977.2128 | 4830784.0319 | 4752868.1604 | 4676208.9966 | 4600786.2708 | 4526580.0406 | 4453570.6852
F2_Commercial_Retail (WA)_Existing_Water Heating_Natural Gas_Water Heater_Baseline Forecast | F2 | Commercial | Retail (WA) | Existing | Water Heating | Natural Gas | Water Heater | Baseline Forecast | Usage (MMtherm) | 1.9477 | 1.9058 | 1.8642 | 1.8232 | 1.783 | 1.7436 | 1.7052 | 1.668 | 1.6319 | 1.5971 | 1.5636 | 1.5315 | 1.5006 | 1.4709 | 1.4423 | 1.4146 | 1.3878 | 1.3619 | 1.3368 | 1.3124 | 1.2887 | 1.2656 | 1.2432 | 1.2213 | 1.2 | 1.1792 | 1.1589
F3_Commercial_Retail (WA)_Existing_Water Heating_Natural Gas_Water Heater_Baseline Forecast | F3 | Commercial | Retail (WA) | Existing | Water Heating | Natural Gas | Water Heater | Baseline Forecast | Summer Peak Demand (n/a) | 0 | 0 | 0 | 0 | 0 | 0 | 0 | 0 | 0 | 0 | 0 | 0 | 0 | 0 | 0 | 0 | 0 | 0 | 0 | 0 | 0 | 0 | 0 | 0 | 0 | 0 | 0
F4_Commercial_Retail (WA)_Existing_Water Heating_Natural Gas_Water Heater_Baseline Forecast | F4 | Commercial | Retail (WA) | Existing | Water Heating | Natural Gas | Water Heater | Baseline Forecast | Winter Peak Demand (n/a) | 0 | 0 | 0 | 0 | 0 | 0 | 0 | 0 | 0 | 0 | 0 | 0 | 0 | 0 | 0 | 0 | 0 | 0 | 0 | 0 | 0 | 0 | 0 | 0 | 0 | 0 | 0
F5_Commercial_Retail (WA)_Existing_Water Heating_Natural Gas_Water Heater_Baseline Forecast | F5 | Commercial | Retail (WA) | Existing | Water Heating | Natural Gas | Water Heater | Baseline Forecast | Turnover | 0 | 202647.2768 | 221129.1838 | 237016.7645 | 250594.2801 | 262115.8146 | 271808.4634 | 279875.1849 | 286497.3516 | 291837.0312 | 296039.0275 | 299232.7052 | 283047.368 | 269975.7382 | 259491.8758 | 251146.9746 | 244558.9251 | 239403.2218 | 235405.0464 | 232332.3818 | 229990.0256 | 228214.3913 | 226868.9969 | 269586.2709 | 266495.1842 | 262421.8336 | 257686.534
F6_Commercial_Retail (WA)_Existing_Water Heating_Natural Gas_Water Heater_Baseline Forecast | F6 | Commercial | Retail (WA) | Existing | Water Heating | Natural Gas | Water Heater | Baseline Forecast | Avg. Replacement Usage (therms) | 0.25731 | 0.25731 | 0.25731 | 0.25731 | 0.25731 | 0.25731 | 0.25731 | 0.25731 | 0.25731 | 0.25731 | 0.25731 | 0.25731 | 0.25731 | 0.25731 | 0.25731 | 0.25731 | 0.25731 | 0.25731 | 0.25731 | 0.25731 | 0.25731 | 0.25731 | 0.25731 | 0.25731 | 0.25731 | 0.25731 | 0.25731
F7_Commercial_Retail (WA)_Existing_Water Heating_Natural Gas_Water Heater_Baseline Forecast | F7 | Commercial | Retail (WA) | Existing | Water Heating | Natural Gas | Water Heater | Baseline Forecast | Avg. Replacement Summer Demand (n/a) | 0 | 0 | 0 | 0 | 0 | 0 | 0 | 0 | 0 | 0 | 0 | 0 | 0 | 0 | 0 | 0 | 0 | 0 | 0 | 0 | 0 | 0 | 0 | 0 | 0 | 0 | 0
F8_Commercial_Retail (WA)_Existing_Water Heating_Natural Gas_Water Heater_Baseline Forecast | F8 | Commercial | Retail (WA) | Existing | Water Heating | Natural Gas | Water Heater | Baseline Forecast | Avg. Replacement Winter Demand (n/a) | 0 | 0 | 0 | 0 | 0 | 0 | 0 | 0 | 0 | 0 | 0 | 0 | 0 | 0 | 0 | 0 | 0 | 0 | 0 | 0 | 0 | 0 | 0 | 0 | 0 | 0 | 0
F1_Commercial_Retail (WA)_Existing_Food Preparation_Natural Gas_Oven_Baseline Forecast | F1 | Commercial | Retail (WA) | Existing | Food Preparation | Natural Gas | Oven | Baseline Forecast | Units | 209066.3388 | 205694.3011 | 202376.651 | 199112.5115 | 195901.0194 | 192741.3255 | 189632.5945 | 186574.0042 | 183564.7461 | 180604.0244 | 177691.0563 | 174825.0715 | 172005.3123 | 169231.033 | 166501.5002 | 163815.9922 | 161173.7988 | 158574.2214 | 156016.5726 | 153500.1763 | 151024.367 | 148588.4901 | 146191.9016 | 143833.9677 | 141514.065 | 139231.58 | 136985.9094
F2_Commercial_Retail (WA)_Existing_Food Preparation_Natural Gas_Oven_Baseline Forecast | F2 | Commercial | Retail (WA) | Existing | Food Preparation | Natural Gas | Oven | Baseline Forecast | Usage (MMtherm) | 0.32626 | 0.32099 | 0.31582 | 0.31072 | 0.30571 | 0.30078 | 0.29593 | 0.29116 | 0.28646 | 0.28184 | 0.27729 | 0.27282 | 0.26842 | 0.26409 | 0.25983 | 0.25564 | 0.25152 | 0.24746 | 0.24347 | 0.23954 | 0.23568 | 0.23188 | 0.22814 | 0.22446 | 0.22084 | 0.21728 | 0.21377
F3_Commercial_Retail (WA)_Existing_Food Preparation_Natural Gas_Oven_Baseline Forecast | F3 | Commercial | Retail (WA) | Existing | Food Preparation | Natural Gas | Oven | Baseline Forecast | Summer Peak Demand (n/a) | 0 | 0 | 0 | 0 | 0 | 0 | 0 | 0 | 0 | 0 | 0 | 0 | 0 | 0 | 0 | 0 | 0 | 0 | 0 | 0 | 0 | 0 | 0 | 0 | 0 | 0 | 0
F4_Commercial_Retail (WA)_Existing_Food Preparation_Natural Gas_Oven_Baseline Forecast | F4 | Commercial | Retail (WA) | Existing | Food Preparation | Natural Gas | Oven | Baseline Forecast | Winter Peak Demand (n/a) | 0 | 0 | 0 | 0 | 0 | 0 | 0 | 0 | 0 | 0 | 0 | 0 | 0 | 0 | 0 | 0 | 0 | 0 | 0 | 0 | 0 | 0 | 0 | 0 | 0 | 0 | 0
F5_Commercial_Retail (WA)_Existing_Food Preparation_Natural Gas_Oven_Baseline Forecast | F5 | Commercial | Retail (WA) | Existing | Food Preparation | Natural Gas | Oven | Baseline Forecast | Turnover | 0 | 8227.772 | 10523.5859 | 12265.3307 | 13572.0226 | 14537.3217 | 15234.9309 | 15722.8451 | 16046.6956 | 16242.3828 | 14205.8556 | 12999.5638 | 12351.0202 | 12066.3134 | 12008.9981 | 13802.148 | 14087.1022 | 14259.3971 | 14343.8569 | 13991.6066 | 13453.3022 | 12876.1248 | 12340.0319 | 11882.5059 | 11366.828 | 11176.6447 | 11169.1004
F6_Commercial_Retail (WA)_Existing_Food Preparation_Natural Gas_Oven_Baseline Forecast | F6 | Commercial | Retail (WA) | Existing | Food Preparation | Natural Gas | Oven | Baseline Forecast | Avg. Replacement Usage (therms) | 1.5605 | 1.5605 | 1.5605 | 1.5605 | 1.5605 | 1.5605 | 1.5605 | 1.5605 | 1.5605 | 1.5605 | 1.5605 | 1.5605 | 1.5605 | 1.5605 | 1.5605 | 1.5605 | 1.5605 | 1.5605 | 1.5605 | 1.5605 | 1.5605 | 1.5605 | 1.5605 | 1.5605 | 1.5605 | 1.5605 | 1.5605
F7_Commercial_Retail (WA)_Existing_Food Preparation_Natural Gas_Oven_Baseline Forecast | F7 | Commercial | Retail (WA) | Existing | Food Preparation | Natural Gas | Oven | Baseline Forecast | Avg. Replacement Summer Demand (n/a) | 0 | 0 | 0 | 0 | 0 | 0 | 0 | 0 | 0 | 0 | 0 | 0 | 0 | 0 | 0 | 0 | 0 | 0 | 0 | 0 | 0 | 0 | 0 | 0 | 0 | 0 | 0
F8_Commercial_Retail (WA)_Existing_Food Preparation_Natural Gas_Oven_Baseline Forecast | F8 | Commercial | Retail (WA) | Existing | Food Preparation | Natural Gas | Oven | Baseline Forecast | Avg. Replacement Winter Demand (n/a) | 0 | 0 | 0 | 0 | 0 | 0 | 0 | 0 | 0 | 0 | 0 | 0 | 0 | 0 | 0 | 0 | 0 | 0 | 0 | 0 | 0 | 0 | 0 | 0 | 0 | 0 | 0
F1_Commercial_Retail (WA)_Existing_Food Preparation_Natural Gas_Conveyor Oven_Baseline Forecast | F1 | Commercial | Retail (WA) | Existing | Food Preparation | Natural Gas | Conveyor Oven | Baseline Forecast | Units | 104533.1694 | 102847.1505 | 101188.3255 | 99556.2558 | 97950.5097 | 96370.6628 | 94816.2972 | 93287.0021 | 91782.3731 | 90302.0122 | 88845.5281 | 87412.5357 | 86002.6561 | 84615.5165 | 83250.7501 | 81907.9961 | 80586.8994 | 79287.1107 | 78008.2863 | 76750.0881 | 75512.1835 | 74294.2451 | 73095.9508 | 71916.9838 | 70757.0325 | 69615.79 | 68492.9547
F2_Commercial_Retail (WA)_Existing_Food Preparation_Natural Gas_Conveyor Oven_Baseline Forecast | F2 | Commercial | Retail (WA) | Existing | Food Preparation | Natural Gas | Conveyor Oven | Baseline Forecast | Usage (MMtherm) | 0.27912 | 0.27462 | 0.27019 | 0.26583 | 0.26155 | 0.25733 | 0.25318 | 0.24909 | 0.24508 | 0.24112 | 0.23724 | 0.23341 | 0.22964 | 0.22594 | 0.2223 | 0.21871 | 0.21518 | 0.21171 | 0.2083 | 0.20494 | 0.20163 | 0.19838 | 0.19518 | 0.19203 | 0.18894 | 0.18589 | 0.18289
F3_Commercial_Retail (WA)_Existing_Food Preparation_Natural Gas_Conveyor Oven_Baseline Forecast | F3 | Commercial | Retail (WA) | Existing | Food Preparation | Natural Gas | Conveyor Oven | Baseline Forecast | Summer Peak Demand (n/a) | 0 | 0 | 0 | 0 | 0 | 0 | 0 | 0 | 0 | 0 | 0 | 0 | 0 | 0 | 0 | 0 | 0 | 0 | 0 | 0 | 0 | 0 | 0 | 0 | 0 | 0 | 0
F4_Commercial_Retail (WA)_Existing_Food Preparation_Natural Gas_Conveyor Oven_Baseline Forecast | F4 | Commercial | Retail (WA) | Existing | Food Preparation | Natural Gas | Conveyor Oven | Baseline Forecast | Winter Peak Demand (n/a) | 0 | 0 | 0 | 0 | 0 | 0 | 0 | 0 | 0 | 0 | 0 | 0 | 0 | 0 | 0 | 0 | 0 | 0 | 0 | 0 | 0 | 0 | 0 | 0 | 0 | 0 | 0
F5_Commercial_Retail (WA)_Existing_Food Preparation_Natural Gas_Conveyor Oven_Baseline Forecast | F5 | Commercial | Retail (WA) | Existing | Food Preparation | Natural Gas | Conveyor Oven | Baseline Forecast | Turnover | 0 | 0 | 0 | 0 | 0 | 385.4827 | 1061.9425 | 1955.2956 | 3007.5248 | 4173.2533 | 5061.6648 | 5732.2707 | 6231.9049 | 6597.4226 | 6857.825 | 7035.9319 | 7149.6973 | 5627.5037 | 4429.39 | 3486.3586 | 2744.1016 | 2219.3089 | 1910.5458 | 1805.2604 | 1884.628 | 2126.835 | 2526.2746
F6_Commercial_Retail (WA)_Existing_Food Preparation_Natural Gas_Conveyor Oven_Baseline Forecast | F6 | Commercial | Retail (WA) | Existing | Food Preparation | Natural Gas | Conveyor Oven | Baseline Forecast | Avg. Replacement Usage (therms) | 2.6702 | 2.6702 | 2.6702 | 2.6702 | 2.6702 | 2.6702 | 2.6702 | 2.6702 | 2.6702 | 2.6702 | 2.6702 | 2.6702 | 2.6702 | 2.6702 | 2.6702 | 2.6702 | 2.6702 | 2.6702 | 2.6702 | 2.6702 | 2.6702 | 2.6702 | 2.6702 | 2.6702 | 2.6702 | 2.6702 | 2.6702
F7_Commercial_Retail (WA)_Existing_Food Preparation_Natural Gas_Conveyor Oven_Baseline Forecast | F7 | Commercial | Retail (WA) | Existing | Food Preparation | Natural Gas | Conveyor Oven | Baseline Forecast | Avg. Replacement Summer Demand (n/a) | 0 | 0 | 0 | 0 | 0 | 0 | 0 | 0 | 0 | 0 | 0 | 0 | 0 | 0 | 0 | 0 | 0 | 0 | 0 | 0 | 0 | 0 | 0 | 0 | 0 | 0 | 0
F8_Commercial_Retail (WA)_Existing_Food Preparation_Natural Gas_Conveyor Oven_Baseline Forecast | F8 | Commercial | Retail (WA) | Existing | Food Preparation | Natural Gas | Conveyor Oven | Baseline Forecast | Avg. Replacement Winter Demand (n/a) | 0 | 0 | 0 | 0 | 0 | 0 | 0 | 0 | 0 | 0 | 0 | 0 | 0 | 0 | 0 | 0 | 0 | 0 | 0 | 0 | 0 | 0 | 0 | 0 | 0 | 0 | 0
F1_Commercial_Retail (WA)_Existing_Food Preparation_Natural Gas_Double Rack Oven_Baseline Forecast | F1 | Commercial | Retail (WA) | Existing | Food Preparation | Natural Gas | Double Rack Oven | Baseline Forecast | Units | 104533.1694 | 102847.1505 | 101188.3255 | 99556.2558 | 97950.5097 | 96370.6628 | 94816.2972 | 93287.0021 | 91782.3731 | 90302.0122 | 88845.5281 | 87412.5357 | 86002.6561 | 84615.5165 | 83250.7501 | 81907.9961 | 80586.8994 | 79287.1107 | 78008.2863 | 76750.0881 | 75512.1835 | 74294.2451 | 73095.9508 | 71916.9838 | 70757.0325 | 69615.79 | 68492.9547
F2_Commercial_Retail (WA)_Existing_Food Preparation_Natural Gas_Double Rack Oven_Baseline Forecast | F2 | Commercial | Retail (WA) | Existing | Food Preparation | Natural Gas | Double Rack Oven | Baseline Forecast | Usage (MMtherm) | 0.42404 | 0.4172 | 0.41047 | 0.40385 | 0.39734 | 0.39093 | 0.38462 | 0.37842 | 0.37232 | 0.36631 | 0.3604 | 0.35459 | 0.34887 | 0.34324 | 0.33771 | 0.33226 | 0.3269 | 0.32163 | 0.31644 | 0.31134 | 0.30632 | 0.30138 | 0.29651 | 0.29173 | 0.28703 | 0.2824 | 0.27784
F3_Commercial_Retail (WA)_Existing_Food Preparation_Natural Gas_Double Rack Oven_Baseline Forecast | F3 | Commercial | Retail (WA) | Existing | Food Preparation | Natural Gas | Double Rack Oven | Baseline Forecast | Summer Peak Demand (n/a) | 0 | 0 | 0 | 0 | 0 | 0 | 0 | 0 | 0 | 0 | 0 | 0 | 0 | 0 | 0 | 0 | 0 | 0 | 0 | 0 | 0 | 0 | 0 | 0 | 0 | 0 | 0
F4_Commercial_Retail (WA)_Existing_Food Preparation_Natural Gas_Double Rack Oven_Baseline Forecast | F4 | Commercial | Retail (WA) | Existing | Food Preparation | Natural Gas | Double Rack Oven | Baseline Forecast | Winter Peak Demand (n/a) | 0 | 0 | 0 | 0 | 0 | 0 | 0 | 0 | 0 | 0 | 0 | 0 | 0 | 0 | 0 | 0 | 0 | 0 | 0 | 0 | 0 | 0 | 0 | 0 | 0 | 0 | 0
F5_Commercial_Retail (WA)_Existing_Food Preparation_Natural Gas_Double Rack Oven_Baseline Forecast | F5 | Commercial | Retail (WA) | Existing | Food Preparation | Natural Gas | Double Rack Oven | Baseline Forecast | Turnover | 0 | 2285.4922 | 3123.0965 | 3837.4908 | 4444.4241 | 4957.665 | 5389.2501 | 5749.7016 | 6048.217 | 6292.8358 | 5722.7836 | 5304.6403 | 5007.523 | 4805.9347 | 4678.8983 | 4609.2238 | 4582.8876 | 4588.5081 | 4616.9031 | 5112.2397 | 5181.04 | 5187.481 | 5151.7174 | 5088.9653 | 5010.5351 | 4924.6686 | 4837.2162
F6_Commercial_Retail (WA)_Existing_Food Preparation_Natural Gas_Double Rack Oven_Baseline Forecast | F6 | Commercial | Retail (WA) | Existing | Food Preparation | Natural Gas | Double Rack Oven | Baseline Forecast | Avg. Replacement Usage (therms) | 4.0565 | 4.0565 | 4.0565 | 4.0565 | 4.0565 | 4.0565 | 4.0565 | 4.0565 | 4.0565 | 4.0565 | 4.0565 | 4.0565 | 4.0565 | 4.0565 | 4.0565 | 4.0565 | 4.0565 | 4.0565 | 4.0565 | 4.0565 | 4.0565 | 4.0565 | 4.0565 | 4.0565 | 4.0565 | 4.0565 | 4.0565
F7_Commercial_Retail (WA)_Existing_Food Preparation_Natural Gas_Double Rack Oven_Baseline Forecast | F7 | Commercial | Retail (WA) | Existing | Food Preparation | Natural Gas | Double Rack Oven | Baseline Forecast | Avg. Replacement Summer Demand (n/a) | 0 | 0 | 0 | 0 | 0 | 0 | 0 | 0 | 0 | 0 | 0 | 0 | 0 | 0 | 0 | 0 | 0 | 0 | 0 | 0 | 0 | 0 | 0 | 0 | 0 | 0 | 0
F8_Commercial_Retail (WA)_Existing_Food Preparation_Natural Gas_Double Rack Oven_Baseline Forecast | F8 | Commercial | Retail (WA) | Existing | Food Preparation | Natural Gas | Double Rack Oven | Baseline Forecast | Avg. Replacement Winter Demand (n/a) | 0 | 0 | 0 | 0 | 0 | 0 | 0 | 0 | 0 | 0 | 0 | 0 | 0 | 0 | 0 | 0 | 0 | 0 | 0 | 0 | 0 | 0 | 0 | 0 | 0 | 0 | 0
F1_Commercial_Retail (WA)_Existing_Food Preparation_Natural Gas_Fryer_Baseline Forecast | F1 | Commercial | Retail (WA) | Existing | Food Preparation | Natural Gas | Fryer | Baseline Forecast | Units | 418132.6776 | 411388.6021 | 404753.3021 | 398225.023 | 391802.0388 | 385482.6511 | 379265.189 | 373148.0085 | 367129.4922 | 361208.0488 | 355382.1125 | 349650.143 | 344010.6245 | 338462.0661 | 333003.0005 | 327631.9844 | 322347.5975 | 317148.4427 | 312033.1452 | 307000.3526 | 302048.734 | 297176.9802 | 292383.8031 | 287667.9353 | 283028.1299 | 278463.1601 | 273971.8188
F2_Commercial_Retail (WA)_Existing_Food Preparation_Natural Gas_Fryer_Baseline Forecast | F2 | Commercial | Retail (WA) | Existing | Food Preparation | Natural Gas | Fryer | Baseline Forecast | Usage (MMtherm) | 1.0109 | 0.99464 | 0.97859 | 0.96281 | 0.94728 | 0.932 | 0.91697 | 0.90218 | 0.88763 | 0.87331 | 0.85923 | 0.84537 | 0.83173 | 0.81832 | 0.80512 | 0.79213 | 0.77936 | 0.76679 | 0.75442 | 0.74225 | 0.73028 | 0.7185 | 0.70691 | 0.69551 | 0.68429 | 0.67326 | 0.6624
F3_Commercial_Retail (WA)_Existing_Food Preparation_Natural Gas_Fryer_Baseline Forecast | F3 | Commercial | Retail (WA) | Existing | Food Preparation | Natural Gas | Fryer | Baseline Forecast | Summer Peak Demand (n/a) | 0 | 0 | 0 | 0 | 0 | 0 | 0 | 0 | 0 | 0 | 0 | 0 | 0 | 0 | 0 | 0 | 0 | 0 | 0 | 0 | 0 | 0 | 0 | 0 | 0 | 0 | 0
F4_Commercial_Retail (WA)_Existing_Food Preparation_Natural Gas_Fryer_Baseline Forecast | F4 | Commercial | Retail (WA) | Existing | Food Preparation | Natural Gas | Fryer | Baseline Forecast | Winter Peak Demand (n/a) | 0 | 0 | 0 | 0 | 0 | 0 | 0 | 0 | 0 | 0 | 0 | 0 | 0 | 0 | 0 | 0 | 0 | 0 | 0 | 0 | 0 | 0 | 0 | 0 | 0 | 0 | 0
F5_Commercial_Retail (WA)_Existing_Food Preparation_Natural Gas_Fryer_Baseline Forecast | F5 | Commercial | Retail (WA) | Existing | Food Preparation | Natural Gas | Fryer | Baseline Forecast | Turnover | 0 | 12466.3213 | 13603.279 | 14580.6407 | 15415.8933 | 16124.6675 | 16720.9335 | 17217.1767 | 17624.5548 | 17953.0377 | 18211.5333 | 18407.9998 | 17412.321 | 16608.1891 | 15963.2498 | 15449.8936 | 15044.6144 | 14727.4492 | 14481.4921 | 14292.47 | 14148.3744 | 14039.1421 | 13956.3771 | 16584.2301 | 16394.0747 | 16143.493 | 15852.1899
F6_Commercial_Retail (WA)_Existing_Food Preparation_Natural Gas_Fryer_Baseline Forecast | F6 | Commercial | Retail (WA) | Existing | Food Preparation | Natural Gas | Fryer | Baseline Forecast | Avg. Replacement Usage (therms) | 2.4178 | 2.4178 | 2.4178 | 2.4178 | 2.4178 | 2.4178 | 2.4178 | 2.4178 | 2.4178 | 2.4178 | 2.4178 | 2.4178 | 2.4178 | 2.4178 | 2.4178 | 2.4178 | 2.4178 | 2.4178 | 2.4178 | 2.4178 | 2.4178 | 2.4178 | 2.4178 | 2.4178 | 2.4178 | 2.4178 | 2.4178
F7_Commercial_Retail (WA)_Existing_Food Preparation_Natural Gas_Fryer_Baseline Forecast | F7 | Commercial | Retail (WA) | Existing | Food Preparation | Natural Gas | Fryer | Baseline Forecast | Avg. Replacement Summer Demand (n/a) | 0 | 0 | 0 | 0 | 0 | 0 | 0 | 0 | 0 | 0 | 0 | 0 | 0 | 0 | 0 | 0 | 0 | 0 | 0 | 0 | 0 | 0 | 0 | 0 | 0 | 0 | 0
F8_Commercial_Retail (WA)_Existing_Food Preparation_Natural Gas_Fryer_Baseline Forecast | F8 | Commercial | Retail (WA) | Existing | Food Preparation | Natural Gas | Fryer | Baseline Forecast | Avg. Replacement Winter Demand (n/a) | 0 | 0 | 0 | 0 | 0 | 0 | 0 | 0 | 0 | 0 | 0 | 0 | 0 | 0 | 0 | 0 | 0 | 0 | 0 | 0 | 0 | 0 | 0 | 0 | 0 | 0 | 0
F1_Commercial_Retail (WA)_Existing_Food Preparation_Natural Gas_Broiler_Baseline Forecast | F1 | Commercial | Retail (WA) | Existing | Food Preparation | Natural Gas | Broiler | Baseline Forecast | Units | 0 | 0 | 0 | 0 | 0 | 0 | 0 | 0 | 0 | 0 | 0 | 0 | 0 | 0 | 0 | 0 | 0 | 0 | 0 | 0 | 0 | 0 | 0 | 0 | 0 | 0 | 0
F2_Commercial_Retail (WA)_Existing_Food Preparation_Natural Gas_Broiler_Baseline Forecast | F2 | Commercial | Retail (WA) | Existing | Food Preparation | Natural Gas | Broiler | Baseline Forecast | Usage (MMtherm) | 0 | 0 | 0 | 0 | 0 | 0 | 0 | 0 | 0 | 0 | 0 | 0 | 0 | 0 | 0 | 0 | 0 | 0 | 0 | 0 | 0 | 0 | 0 | 0 | 0 | 0 | 0
F3_Commercial_Retail (WA)_Existing_Food Preparation_Natural Gas_Broiler_Baseline Forecast | F3 | Commercial | Retail (WA) | Existing | Food Preparation | Natural Gas | Broiler | Baseline Forecast | Summer Peak Demand (n/a) | 0 | 0 | 0 | 0 | 0 | 0 | 0 | 0 | 0 | 0 | 0 | 0 | 0 | 0 | 0 | 0 | 0 | 0 | 0 | 0 | 0 | 0 | 0 | 0 | 0 | 0 | 0
F4_Commercial_Retail (WA)_Existing_Food Preparation_Natural Gas_Broiler_Baseline Forecast | F4 | Commercial | Retail (WA) | Existing | Food Preparation | Natural Gas | Broiler | Baseline Forecast | Winter Peak Demand (n/a) | 0 | 0 | 0 | 0 | 0 | 0 | 0 | 0 | 0 | 0 | 0 | 0 | 0 | 0 | 0 | 0 | 0 | 0 | 0 | 0 | 0 | 0 | 0 | 0 | 0 | 0 | 0
F5_Commercial_Retail (WA)_Existing_Food Preparation_Natural Gas_Broiler_Baseline Forecast | F5 | Commercial | Retail (WA) | Existing | Food Preparation | Natural Gas | Broiler | Baseline Forecast | Turnover | 0 | 0 | 0 | 0 | 0 | 0 | 0 | 0 | 0 | 0 | 0 | 0 | 0 | 0 | 0 | 0 | 0 | 0 | 0 | 0 | 0 | 0 | 0 | 0 | 0 | 0 | 0
F6_Commercial_Retail (WA)_Existing_Food Preparation_Natural Gas_Broiler_Baseline Forecast | F6 | Commercial | Retail (WA) | Existing | Food Preparation | Natural Gas | Broiler | Baseline Forecast | Avg. Replacement Usage (therms) | 2.5837 | 2.5837 | 2.5837 | 2.5837 | 2.5837 | 2.5837 | 2.5837 | 2.5837 | 2.5837 | 2.5837 | 2.5837 | 2.5837 | 2.5837 | 2.5837 | 2.5837 | 2.5837 | 2.5837 | 2.5837 | 2.5837 | 2.5837 | 2.5837 | 2.5837 | 2.5837 | 2.5837 | 2.5837 | 2.5837 | 2.5837
F7_Commercial_Retail (WA)_Existing_Food Preparation_Natural Gas_Broiler_Baseline Forecast | F7 | Commercial | Retail (WA) | Existing | Food Preparation | Natural Gas | Broiler | Baseline Forecast | Avg. Replacement Summer Demand (n/a) | 0 | 0 | 0 | 0 | 0 | 0 | 0 | 0 | 0 | 0 | 0 | 0 | 0 | 0 | 0 | 0 | 0 | 0 | 0 | 0 | 0 | 0 | 0 | 0 | 0 | 0 | 0
F8_Commercial_Retail (WA)_Existing_Food Preparation_Natural Gas_Broiler_Baseline Forecast | F8 | Commercial | Retail (WA) | Existing | Food Preparation | Natural Gas | Broiler | Baseline Forecast | Avg. Replacement Winter Demand (n/a) | 0 | 0 | 0 | 0 | 0 | 0 | 0 | 0 | 0 | 0 | 0 | 0 | 0 | 0 | 0 | 0 | 0 | 0 | 0 | 0 | 0 | 0 | 0 | 0 | 0 | 0 | 0
F1_Commercial_Retail (WA)_Existing_Food Preparation_Natural Gas_Griddle_Baseline Forecast | F1 | Commercial | Retail (WA) | Existing | Food Preparation | Natural Gas | Griddle | Baseline Forecast | Units | 0 | 0 | 0 | 0 | 0 | 0 | 0 | 0 | 0 | 0 | 0 | 0 | 0 | 0 | 0 | 0 | 0 | 0 | 0 | 0 | 0 | 0 | 0 | 0 | 0 | 0 | 0
F2_Commercial_Retail (WA)_Existing_Food Preparation_Natural Gas_Griddle_Baseline Forecast | F2 | Commercial | Retail (WA) | Existing | Food Preparation | Natural Gas | Griddle | Baseline Forecast | Usage (MMtherm) | 0 | 0 | 0 | 0 | 0 | 0 | 0 | 0 | 0 | 0 | 0 | 0 | 0 | 0 | 0 | 0 | 0 | 0 | 0 | 0 | 0 | 0 | 0 | 0 | 0 | 0 | 0
F3_Commercial_Retail (WA)_Existing_Food Preparation_Natural Gas_Griddle_Baseline Forecast | F3 | Commercial | Retail (WA) | Existing | Food Preparation | Natural Gas | Griddle | Baseline Forecast | Summer Peak Demand (n/a) | 0 | 0 | 0 | 0 | 0 | 0 | 0 | 0 | 0 | 0 | 0 | 0 | 0 | 0 | 0 | 0 | 0 | 0 | 0 | 0 | 0 | 0 | 0 | 0 | 0 | 0 | 0
F4_Commercial_Retail (WA)_Existing_Food Preparation_Natural Gas_Griddle_Baseline Forecast | F4 | Commercial | Retail (WA) | Existing | Food Preparation | Natural Gas | Griddle | Baseline Forecast | Winter Peak Demand (n/a) | 0 | 0 | 0 | 0 | 0 | 0 | 0 | 0 | 0 | 0 | 0 | 0 | 0 | 0 | 0 | 0 | 0 | 0 | 0 | 0 | 0 | 0 | 0 | 0 | 0 | 0 | 0
F5_Commercial_Retail (WA)_Existing_Food Preparation_Natural Gas_Griddle_Baseline Forecast | F5 | Commercial | Retail (WA) | Existing | Food Preparation | Natural Gas | Griddle | Baseline Forecast | Turnover | 0 | 0 | 0 | 0 | 0 | 0 | 0 | 0 | 0 | 0 | 0 | 0 | 0 | 0 | 0 | 0 | 0 | 0 | 0 | 0 | 0 | 0 | 0 | 0 | 0 | 0 | 0
F6_Commercial_Retail (WA)_Existing_Food Preparation_Natural Gas_Griddle_Baseline Forecast | F6 | Commercial | Retail (WA) | Existing | Food Preparation | Natural Gas | Griddle | Baseline Forecast | Avg. Replacement Usage (therms) | 1.8008 | 1.8008 | 1.8008 | 1.8008 | 1.8008 | 1.8008 | 1.8008 | 1.8008 | 1.8008 | 1.8008 | 1.8008 | 1.8008 | 1.8008 | 1.8008 | 1.8008 | 1.8008 | 1.8008 | 1.8008 | 1.8008 | 1.8008 | 1.8008 | 1.8008 | 1.8008 | 1.8008 | 1.8008 | 1.8008 | 1.8008
F7_Commercial_Retail (WA)_Existing_Food Preparation_Natural Gas_Griddle_Baseline Forecast | F7 | Commercial | Retail (WA) | Existing | Food Preparation | Natural Gas | Griddle | Baseline Forecast | Avg. Replacement Summer Demand (n/a) | 0 | 0 | 0 | 0 | 0 | 0 | 0 | 0 | 0 | 0 | 0 | 0 | 0 | 0 | 0 | 0 | 0 | 0 | 0 | 0 | 0 | 0 | 0 | 0 | 0 | 0 | 0
F8_Commercial_Retail (WA)_Existing_Food Preparation_Natural Gas_Griddle_Baseline Forecast | F8 | Commercial | Retail (WA) | Existing | Food Preparation | Natural Gas | Griddle | Baseline Forecast | Avg. Replacement Winter Demand (n/a) | 0 | 0 | 0 | 0 | 0 | 0 | 0 | 0 | 0 | 0 | 0 | 0 | 0 | 0 | 0 | 0 | 0 | 0 | 0 | 0 | 0 | 0 | 0 | 0 | 0 | 0 | 0
F1_Commercial_Retail (WA)_Existing_Food Preparation_Natural Gas_Range_Baseline Forecast | F1 | Commercial | Retail (WA) | Existing | Food Preparation | Natural Gas | Range | Baseline Forecast | Units | 0 | 0 | 0 | 0 | 0 | 0 | 0 | 0 | 0 | 0 | 0 | 0 | 0 | 0 | 0 | 0 | 0 | 0 | 0 | 0 | 0 | 0 | 0 | 0 | 0 | 0 | 0
F2_Commercial_Retail (WA)_Existing_Food Preparation_Natural Gas_Range_Baseline Forecast | F2 | Commercial | Retail (WA) | Existing | Food Preparation | Natural Gas | Range | Baseline Forecast | Usage (MMtherm) | 0 | 0 | 0 | 0 | 0 | 0 | 0 | 0 | 0 | 0 | 0 | 0 | 0 | 0 | 0 | 0 | 0 | 0 | 0 | 0 | 0 | 0 | 0 | 0 | 0 | 0 | 0
F3_Commercial_Retail (WA)_Existing_Food Preparation_Natural Gas_Range_Baseline Forecast | F3 | Commercial | Retail (WA) | Existing | Food Preparation | Natural Gas | Range | Baseline Forecast | Summer Peak Demand (n/a) | 0 | 0 | 0 | 0 | 0 | 0 | 0 | 0 | 0 | 0 | 0 | 0 | 0 | 0 | 0 | 0 | 0 | 0 | 0 | 0 | 0 | 0 | 0 | 0 | 0 | 0 | 0
F4_Commercial_Retail (WA)_Existing_Food Preparation_Natural Gas_Range_Baseline Forecast | F4 | Commercial | Retail (WA) | Existing | Food Preparation | Natural Gas | Range | Baseline Forecast | Winter Peak Demand (n/a) | 0 | 0 | 0 | 0 | 0 | 0 | 0 | 0 | 0 | 0 | 0 | 0 | 0 | 0 | 0 | 0 | 0 | 0 | 0 | 0 | 0 | 0 | 0 | 0 | 0 | 0 | 0
F5_Commercial_Retail (WA)_Existing_Food Preparation_Natural Gas_Range_Baseline Forecast | F5 | Commercial | Retail (WA) | Existing | Food Preparation | Natural Gas | Range | Baseline Forecast | Turnover | 0 | 0 | 0 | 0 | 0 | 0 | 0 | 0 | 0 | 0 | 0 | 0 | 0 | 0 | 0 | 0 | 0 | 0 | 0 | 0 | 0 | 0 | 0 | 0 | 0 | 0 | 0
F6_Commercial_Retail (WA)_Existing_Food Preparation_Natural Gas_Range_Baseline Forecast | F6 | Commercial | Retail (WA) | Existing | Food Preparation | Natural Gas | Range | Baseline Forecast | Avg. Replacement Usage (therms) | 1.779 | 1.779 | 1.779 | 1.779 | 1.779 | 1.779 | 1.779 | 1.779 | 1.779 | 1.779 | 1.779 | 1.779 | 1.779 | 1.779 | 1.779 | 1.779 | 1.779 | 1.779 | 1.779 | 1.779 | 1.779 | 1.779 | 1.779 | 1.779 | 1.779 | 1.779 | 1.779
F7_Commercial_Retail (WA)_Existing_Food Preparation_Natural Gas_Range_Baseline Forecast | F7 | Commercial | Retail (WA) | Existing | Food Preparation | Natural Gas | Range | Baseline Forecast | Avg. Replacement Summer Demand (n/a) | 0 | 0 | 0 | 0 | 0 | 0 | 0 | 0 | 0 | 0 | 0 | 0 | 0 | 0 | 0 | 0 | 0 | 0 | 0 | 0 | 0 | 0 | 0 | 0 | 0 | 0 | 0
F8_Commercial_Retail (WA)_Existing_Food Preparation_Natural Gas_Range_Baseline Forecast | F8 | Commercial | Retail (WA) | Existing | Food Preparation | Natural Gas | Range | Baseline Forecast | Avg. Replacement Winter Demand (n/a) | 0 | 0 | 0 | 0 | 0 | 0 | 0 | 0 | 0 | 0 | 0 | 0 | 0 | 0 | 0 | 0 | 0 | 0 | 0 | 0 | 0 | 0 | 0 | 0 | 0 | 0 | 0
F1_Commercial_Retail (WA)_Existing_Food Preparation_Natural Gas_Steamer_Baseline Forecast | F1 | Commercial | Retail (WA) | Existing | Food Preparation | Natural Gas | Steamer | Baseline Forecast | Units | 0 | 0 | 0 | 0 | 0 | 0 | 0 | 0 | 0 | 0 | 0 | 0 | 0 | 0 | 0 | 0 | 0 | 0 | 0 | 0 | 0 | 0 | 0 | 0 | 0 | 0 | 0
F2_Commercial_Retail (WA)_Existing_Food Preparation_Natural Gas_Steamer_Baseline Forecast | F2 | Commercial | Retail (WA) | Existing | Food Preparation | Natural Gas | Steamer | Baseline Forecast | Usage (MMtherm) | 0 | 0 | 0 | 0 | 0 | 0 | 0 | 0 | 0 | 0 | 0 | 0 | 0 | 0 | 0 | 0 | 0 | 0 | 0 | 0 | 0 | 0 | 0 | 0 | 0 | 0 | 0
F3_Commercial_Retail (WA)_Existing_Food Preparation_Natural Gas_Steamer_Baseline Forecast | F3 | Commercial | Retail (WA) | Existing | Food Preparation | Natural Gas | Steamer | Baseline Forecast | Summer Peak Demand (n/a) | 0 | 0 | 0 | 0 | 0 | 0 | 0 | 0 | 0 | 0 | 0 | 0 | 0 | 0 | 0 | 0 | 0 | 0 | 0 | 0 | 0 | 0 | 0 | 0 | 0 | 0 | 0
F4_Commercial_Retail (WA)_Existing_Food Preparation_Natural Gas_Steamer_Baseline Forecast | F4 | Commercial | Retail (WA) | Existing | Food Preparation | Natural Gas | Steamer | Baseline Forecast | Winter Peak Demand (n/a) | 0 | 0 | 0 | 0 | 0 | 0 | 0 | 0 | 0 | 0 | 0 | 0 | 0 | 0 | 0 | 0 | 0 | 0 | 0 | 0 | 0 | 0 | 0 | 0 | 0 | 0 | 0
F5_Commercial_Retail (WA)_Existing_Food Preparation_Natural Gas_Steamer_Baseline Forecast | F5 | Commercial | Retail (WA) | Existing | Food Preparation | Natural Gas | Steamer | Baseline Forecast | Turnover | 0 | 0 | 0 | 0 | 0 | 0 | 0 | 0 | 0 | 0 | 0 | 0 | 0 | 0 | 0 | 0 | 0 | 0 | 0 | 0 | 0 | 0 | 0 | 0 | 0 | 0 | 0
F6_Commercial_Retail (WA)_Existing_Food Preparation_Natural Gas_Steamer_Baseline Forecast | F6 | Commercial | Retail (WA) | Existing | Food Preparation | Natural Gas | Steamer | Baseline Forecast | Avg. Replacement Usage (therms) | 2.0558 | 2.0558 | 2.0558 | 2.0558 | 2.0558 | 2.0558 | 2.0558 | 2.0558 | 2.0558 | 2.0558 | 2.0558 | 2.0558 | 2.0558 | 2.0558 | 2.0558 | 2.0558 | 2.0558 | 2.0558 | 2.0558 | 2.0558 | 2.0558 | 2.0558 | 2.0558 | 2.0558 | 2.0558 | 2.0558 | 2.0558
F7_Commercial_Retail (WA)_Existing_Food Preparation_Natural Gas_Steamer_Baseline Forecast | F7 | Commercial | Retail (WA) | Existing | Food Preparation | Natural Gas | Steamer | Baseline Forecast | Avg. Replacement Summer Demand (n/a) | 0 | 0 | 0 | 0 | 0 | 0 | 0 | 0 | 0 | 0 | 0 | 0 | 0 | 0 | 0 | 0 | 0 | 0 | 0 | 0 | 0 | 0 | 0 | 0 | 0 | 0 | 0
F8_Commercial_Retail (WA)_Existing_Food Preparation_Natural Gas_Steamer_Baseline Forecast | F8 | Commercial | Retail (WA) | Existing | Food Preparation | Natural Gas | Steamer | Baseline Forecast | Avg. Replacement Winter Demand (n/a) | 0 | 0 | 0 | 0 | 0 | 0 | 0 | 0 | 0 | 0 | 0 | 0 | 0 | 0 | 0 | 0 | 0 | 0 | 0 | 0 | 0 | 0 | 0 | 0 | 0 | 0 | 0
F1_Commercial_Retail (WA)_Existing_Food Preparation_Natural Gas_Food Prep Other_Baseline Forecast | F1 | Commercial | Retail (WA) | Existing | Food Preparation | Natural Gas | Food Prep Other | Baseline Forecast | Units | 0 | 0 | 0 | 0 | 0 | 0 | 0 | 0 | 0 | 0 | 0 | 0 | 0 | 0 | 0 | 0 | 0 | 0 | 0 | 0 | 0 | 0 | 0 | 0 | 0 | 0 | 0
F2_Commercial_Retail (WA)_Existing_Food Preparation_Natural Gas_Food Prep Other_Baseline Forecast | F2 | Commercial | Retail (WA) | Existing | Food Preparation | Natural Gas | Food Prep Other | Baseline Forecast | Usage (MMtherm) | 0 | 0 | 0 | 0 | 0 | 0 | 0 | 0 | 0 | 0 | 0 | 0 | 0 | 0 | 0 | 0 | 0 | 0 | 0 | 0 | 0 | 0 | 0 | 0 | 0 | 0 | 0
F3_Commercial_Retail (WA)_Existing_Food Preparation_Natural Gas_Food Prep Other_Baseline Forecast | F3 | Commercial | Retail (WA) | Existing | Food Preparation | Natural Gas | Food Prep Other | Baseline Forecast | Summer Peak Demand (n/a) | 0 | 0 | 0 | 0 | 0 | 0 | 0 | 0 | 0 | 0 | 0 | 0 | 0 | 0 | 0 | 0 | 0 | 0 | 0 | 0 | 0 | 0 | 0 | 0 | 0 | 0 | 0
F4_Commercial_Retail (WA)_Existing_Food Preparation_Natural Gas_Food Prep Other_Baseline Forecast | F4 | Commercial | Retail (WA) | Existing | Food Preparation | Natural Gas | Food Prep Other | Baseline Forecast | Winter Peak Demand (n/a) | 0 | 0 | 0 | 0 | 0 | 0 | 0 | 0 | 0 | 0 | 0 | 0 | 0 | 0 | 0 | 0 | 0 | 0 | 0 | 0 | 0 | 0 | 0 | 0 | 0 | 0 | 0
F5_Commercial_Retail (WA)_Existing_Food Preparation_Natural Gas_Food Prep Other_Baseline Forecast | F5 | Commercial | Retail (WA) | Existing | Food Preparation | Natural Gas | Food Prep Other | Baseline Forecast | Turnover | 0 | 0 | 0 | 0 | 0 | 0 | 0 | 0 | 0 | 0 | 0 | 0 | 0 | 0 | 0 | 0 | 0 | 0 | 0 | 0 | 0 | 0 | 0 | 0 | 0 | 0 | 0
F6_Commercial_Retail (WA)_Existing_Food Preparation_Natural Gas_Food Prep Other_Baseline Forecast | F6 | Commercial | Retail (WA) | Existing | Food Preparation | Natural Gas | Food Prep Other | Baseline Forecast | Avg. Replacement Usage (therms) | 0.74245 | 0.74245 | 0.74245 | 0.74245 | 0.74245 | 0.74245 | 0.74245 | 0.74245 | 0.74245 | 0.74245 | 0.74245 | 0.74245 | 0.74245 | 0.74245 | 0.74245 | 0.74245 | 0.74245 | 0.74245 | 0.74245 | 0.74245 | 0.74245 | 0.74245 | 0.74245 | 0.74245 | 0.74245 | 0.74245 | 0.74245
F7_Commercial_Retail (WA)_Existing_Food Preparation_Natural Gas_Food Prep Other_Baseline Forecast | F7 | Commercial | Retail (WA) | Existing | Food Preparation | Natural Gas | Food Prep Other | Baseline Forecast | Avg. Replacement Summer Demand (n/a) | 0 | 0 | 0 | 0 | 0 | 0 | 0 | 0 | 0 | 0 | 0 | 0 | 0 | 0 | 0 | 0 | 0 | 0 | 0 | 0 | 0 | 0 | 0 | 0 | 0 | 0 | 0
F8_Commercial_Retail (WA)_Existing_Food Preparation_Natural Gas_Food Prep Other_Baseline Forecast | F8 | Commercial | Retail (WA) | Existing | Food Preparation | Natural Gas | Food Prep Other | Baseline Forecast | Avg. Replacement Winter Demand (n/a) | 0 | 0 | 0 | 0 | 0 | 0 | 0 | 0 | 0 | 0 | 0 | 0 | 0 | 0 | 0 | 0 | 0 | 0 | 0 | 0 | 0 | 0 | 0 | 0 | 0 | 0 | 0
F1_Commercial_Retail (WA)_Existing_Miscellaneous_Natural Gas_Pool Heater_Baseline Forecast | F1 | Commercial | Retail (WA) | Existing | Miscellaneous | Natural Gas | Pool Heater | Baseline Forecast | Units | 0 | 0 | 0 | 0 | 0 | 0 | 0 | 0 | 0 | 0 | 0 | 0 | 0 | 0 | 0 | 0 | 0 | 0 | 0 | 0 | 0 | 0 | 0 | 0 | 0 | 0 | 0
F2_Commercial_Retail (WA)_Existing_Miscellaneous_Natural Gas_Pool Heater_Baseline Forecast | F2 | Commercial | Retail (WA) | Existing | Miscellaneous | Natural Gas | Pool Heater | Baseline Forecast | Usage (MMtherm) | 0 | 0 | 0 | 0 | 0 | 0 | 0 | 0 | 0 | 0 | 0 | 0 | 0 | 0 | 0 | 0 | 0 | 0 | 0 | 0 | 0 | 0 | 0 | 0 | 0 | 0 | 0
F3_Commercial_Retail (WA)_Existing_Miscellaneous_Natural Gas_Pool Heater_Baseline Forecast | F3 | Commercial | Retail (WA) | Existing | Miscellaneous | Natural Gas | Pool Heater | Baseline Forecast | Summer Peak Demand (n/a) | 0 | 0 | 0 | 0 | 0 | 0 | 0 | 0 | 0 | 0 | 0 | 0 | 0 | 0 | 0 | 0 | 0 | 0 | 0 | 0 | 0 | 0 | 0 | 0 | 0 | 0 | 0
F4_Commercial_Retail (WA)_Existing_Miscellaneous_Natural Gas_Pool Heater_Baseline Forecast | F4 | Commercial | Retail (WA) | Existing | Miscellaneous | Natural Gas | Pool Heater | Baseline Forecast | Winter Peak Demand (n/a) | 0 | 0 | 0 | 0 | 0 | 0 | 0 | 0 | 0 | 0 | 0 | 0 | 0 | 0 | 0 | 0 | 0 | 0 | 0 | 0 | 0 | 0 | 0 | 0 | 0 | 0 | 0
F5_Commercial_Retail (WA)_Existing_Miscellaneous_Natural Gas_Pool Heater_Baseline Forecast | F5 | Commercial | Retail (WA) | Existing | Miscellaneous | Natural Gas | Pool Heater | Baseline Forecast | Turnover | 0 | 0 | 0 | 0 | 0 | 0 | 0 | 0 | 0 | 0 | 0 | 0 | 0 | 0 | 0 | 0 | 0 | 0 | 0 | 0 | 0 | 0 | 0 | 0 | 0 | 0 | 0
F6_Commercial_Retail (WA)_Existing_Miscellaneous_Natural Gas_Pool Heater_Baseline Forecast | F6 | Commercial | Retail (WA) | Existing | Miscellaneous | Natural Gas | Pool Heater | Baseline Forecast | Avg. Replacement Usage (therms) | 0.01 | 0.01 | 0.01 | 0.01 | 0.01 | 0.01 | 0.01 | 0.01 | 0.01 | 0.01 | 0.01 | 0.01 | 0.01 | 0.01 | 0.01 | 0.01 | 0.01 | 0.01 | 0.01 | 0.01 | 0.01 | 0.01 | 0.01 | 0.01 | 0.01 | 0.01 | 0.01
F7_Commercial_Retail (WA)_Existing_Miscellaneous_Natural Gas_Pool Heater_Baseline Forecast | F7 | Commercial | Retail (WA) | Existing | Miscellaneous | Natural Gas | Pool Heater | Baseline Forecast | Avg. Replacement Summer Demand (n/a) | 0 | 0 | 0 | 0 | 0 | 0 | 0 | 0 | 0 | 0 | 0 | 0 | 0 | 0 | 0 | 0 | 0 | 0 | 0 | 0 | 0 | 0 | 0 | 0 | 0 | 0 | 0
F8_Commercial_Retail (WA)_Existing_Miscellaneous_Natural Gas_Pool Heater_Baseline Forecast | F8 | Commercial | Retail (WA) | Existing | Miscellaneous | Natural Gas | Pool Heater | Baseline Forecast | Avg. Replacement Winter Demand (n/a) | 0 | 0 | 0 | 0 | 0 | 0 | 0 | 0 | 0 | 0 | 0 | 0 | 0 | 0 | 0 | 0 | 0 | 0 | 0 | 0 | 0 | 0 | 0 | 0 | 0 | 0 | 0
F1_Commercial_Retail (WA)_Existing_Miscellaneous_Natural Gas_Miscellaneous_Baseline Forecast | F1 | Commercial | Retail (WA) | Existing | Miscellaneous | Natural Gas | Miscellaneous | Baseline Forecast | Units | 12697295.6424 | 12492500.5514 | 12291008.607 | 12092766.5327 | 11897721.9112 | 11705823.1707 | 11517019.5712 | 11331261.191 | 11148498.9137 | 10968684.4151 | 10791770.1504 | 10617709.3415 | 10446455.965 | 10277964.7398 | 10112191.1149 | 9949091.2582 | 9788622.0444 | 9630741.0437 | 9475406.5107 | 9322577.3735 | 9172213.2223 | 9024274.2993 | 8878721.488 | 8735516.3028 | 8594620.8785 | 8455997.9611 | 8319610.8972
F2_Commercial_Retail (WA)_Existing_Miscellaneous_Natural Gas_Miscellaneous_Baseline Forecast | F2 | Commercial | Retail (WA) | Existing | Miscellaneous | Natural Gas | Miscellaneous | Baseline Forecast | Usage (MMtherm) | 0.34316 | 0.33763 | 0.33218 | 0.32682 | 0.32155 | 0.31637 | 0.31126 | 0.30624 | 0.3013 | 0.29644 | 0.29166 | 0.28696 | 0.28233 | 0.27778 | 0.2733 | 0.26889 | 0.26455 | 0.26028 | 0.25609 | 0.25196 | 0.24789 | 0.24389 | 0.23996 | 0.23609 | 0.23228 | 0.22854 | 0.22485
F3_Commercial_Retail (WA)_Existing_Miscellaneous_Natural Gas_Miscellaneous_Baseline Forecast | F3 | Commercial | Retail (WA) | Existing | Miscellaneous | Natural Gas | Miscellaneous | Baseline Forecast | Summer Peak Demand (n/a) | 0 | 0 | 0 | 0 | 0 | 0 | 0 | 0 | 0 | 0 | 0 | 0 | 0 | 0 | 0 | 0 | 0 | 0 | 0 | 0 | 0 | 0 | 0 | 0 | 0 | 0 | 0
F4_Commercial_Retail (WA)_Existing_Miscellaneous_Natural Gas_Miscellaneous_Baseline Forecast | F4 | Commercial | Retail (WA) | Existing | Miscellaneous | Natural Gas | Miscellaneous | Baseline Forecast | Winter Peak Demand (n/a) | 0 | 0 | 0 | 0 | 0 | 0 | 0 | 0 | 0 | 0 | 0 | 0 | 0 | 0 | 0 | 0 | 0 | 0 | 0 | 0 | 0 | 0 | 0 | 0 | 0 | 0 | 0
F5_Commercial_Retail (WA)_Existing_Miscellaneous_Natural Gas_Miscellaneous_Baseline Forecast | F5 | Commercial | Retail (WA) | Existing | Miscellaneous | Natural Gas | Miscellaneous | Baseline Forecast | Turnover | 0 | 1070785.7615 | 1254184.5517 | 1403183.9883 | 1329016.6666 | 1291422.4623 | 1279990.8006 | 1260259.396 | 1238504.6462 | 1218603.1332 | 1199135.2616 | 1444918.8476 | 1434016.0429 | 1414386.918 | 1376605.3913 | 1352020.6159 | 1334945.7153 | 1313304.8142 | 1291129.9032 | 1270478.2977 | 1250145.9576 | 1295589.3584 | 1268520.6861 | 1240722.3952 | 1218888.9062 | 1199910.527 | 1181885.0994
F6_Commercial_Retail (WA)_Existing_Miscellaneous_Natural Gas_Miscellaneous_Baseline Forecast | F6 | Commercial | Retail (WA) | Existing | Miscellaneous | Natural Gas | Miscellaneous | Baseline Forecast | Avg. Replacement Usage (therms) | 0.027026 | 0.027026 | 0.027026 | 0.027026 | 0.027026 | 0.027026 | 0.027026 | 0.027026 | 0.027026 | 0.027026 | 0.027026 | 0.027026 | 0.027026 | 0.027026 | 0.027026 | 0.027026 | 0.027026 | 0.027026 | 0.027026 | 0.027026 | 0.027026 | 0.027026 | 0.027026 | 0.027026 | 0.027026 | 0.027026 | 0.027026
F7_Commercial_Retail (WA)_Existing_Miscellaneous_Natural Gas_Miscellaneous_Baseline Forecast | F7 | Commercial | Retail (WA) | Existing | Miscellaneous | Natural Gas | Miscellaneous | Baseline Forecast | Avg. Replacement Summer Demand (n/a) | 0 | 0 | 0 | 0 | 0 | 0 | 0 | 0 | 0 | 0 | 0 | 0 | 0 | 0 | 0 | 0 | 0 | 0 | 0 | 0 | 0 | 0 | 0 | 0 | 0 | 0 | 0
F8_Commercial_Retail (WA)_Existing_Miscellaneous_Natural Gas_Miscellaneous_Baseline Forecast | F8 | Commercial | Retail (WA) | Existing | Miscellaneous | Natural Gas | Miscellaneous | Baseline Forecast | Avg. Replacement Winter Demand (n/a) | 0 | 0 | 0 | 0 | 0 | 0 | 0 | 0 | 0 | 0 | 0 | 0 | 0 | 0 | 0 | 0 | 0 | 0 | 0 | 0 | 0 | 0 | 0 | 0 | 0 | 0 | 0
F1_Commercial_Retail (WA)_New_Space Heating_Natural Gas_Furnace_Baseline Forecast | F1 | Commercial | Retail (WA) | New | Space Heating | Natural Gas | Furnace | Baseline Forecast | Units | 0 | 229458.8265 | 443200.2939 | 659092.9386 | 875332.9657 | 1087492.9868 | 1296271.4538 | 1500935.4665 | 1702599.3859 | 1901363.5196 | 2097148.6863 | 2286417.6248 | 2473203.0266 | 2657304.5823 | 2838163.7016 | 3015757.6873 | 3191195.8549 | 3363917.8276 | 3533839.5401 | 3700876.3598 | 3865598.8165 | 4030305.6084 | 4192227.9641 | 4351577.1275 | 4508623.4308 | 4663934.7466 | 4803294.9299
F2_Commercial_Retail (WA)_New_Space Heating_Natural Gas_Furnace_Baseline Forecast | F2 | Commercial | Retail (WA) | New | Space Heating | Natural Gas | Furnace | Baseline Forecast | Usage (MMtherm) | 0 | 0.1069 | 0.20648 | 0.30707 | 0.40781 | 0.50665 | 0.60392 | 0.69927 | 0.79323 | 0.88583 | 0.97704 | 1.0652 | 1.1522 | 1.238 | 1.3223 | 1.405 | 1.4867 | 1.5672 | 1.6464 | 1.7242 | 1.8009 | 1.8777 | 1.9531 | 2.0274 | 2.1005 | 2.1729 | 2.2378
F3_Commercial_Retail (WA)_New_Space Heating_Natural Gas_Furnace_Baseline Forecast | F3 | Commercial | Retail (WA) | New | Space Heating | Natural Gas | Furnace | Baseline Forecast | Summer Peak Demand (n/a) | 0 | 0 | 0 | 0 | 0 | 0 | 0 | 0 | 0 | 0 | 0 | 0 | 0 | 0 | 0 | 0 | 0 | 0 | 0 | 0 | 0 | 0 | 0 | 0 | 0 | 0 | 0
F4_Commercial_Retail (WA)_New_Space Heating_Natural Gas_Furnace_Baseline Forecast | F4 | Commercial | Retail (WA) | New | Space Heating | Natural Gas | Furnace | Baseline Forecast | Winter Peak Demand (n/a) | 0 | 0 | 0 | 0 | 0 | 0 | 0 | 0 | 0 | 0 | 0 | 0 | 0 | 0 | 0 | 0 | 0 | 0 | 0 | 0 | 0 | 0 | 0 | 0 | 0 | 0 | 0
F5_Commercial_Retail (WA)_New_Space Heating_Natural Gas_Furnace_Baseline Forecast | F5 | Commercial | Retail (WA) | New | Space Heating | Natural Gas | Furnace | Baseline Forecast | Turnover | 0 | 229458.8265 | 213741.4674 | 215892.6447 | 216240.027 | 212160.0212 | 208778.467 | 204664.0127 | 201663.9193 | 198764.1337 | 195785.1667 | 189268.9384 | 207645.2952 | 222496.1376 | 235389.8886 | 246825.5967 | 257663.2704 | 266451.9269 | 273736.581 | 279747.0565 | 285255.7751 | 292081.1873 | 294923.5277 | 372248.8184 | 365810.3309 | 367181.3075 | 354518.644
F6_Commercial_Retail (WA)_New_Space Heating_Natural Gas_Furnace_Baseline Forecast | F6 | Commercial | Retail (WA) | New | Space Heating | Natural Gas | Furnace | Baseline Forecast | Avg. Replacement Usage (therms) | 0.48348 | 0.46589 | 0.46589 | 0.46589 | 0.46589 | 0.46589 | 0.46589 | 0.46589 | 0.46589 | 0.46589 | 0.46589 | 0.46589 | 0.46589 | 0.46589 | 0.46589 | 0.46589 | 0.46589 | 0.46589 | 0.46589 | 0.46589 | 0.46589 | 0.46589 | 0.46589 | 0.46589 | 0.46589 | 0.46589 | 0.46589
F7_Commercial_Retail (WA)_New_Space Heating_Natural Gas_Furnace_Baseline Forecast | F7 | Commercial | Retail (WA) | New | Space Heating | Natural Gas | Furnace | Baseline Forecast | Avg. Replacement Summer Demand (n/a) | 0 | 0 | 0 | 0 | 0 | 0 | 0 | 0 | 0 | 0 | 0 | 0 | 0 | 0 | 0 | 0 | 0 | 0 | 0 | 0 | 0 | 0 | 0 | 0 | 0 | 0 | 0
F8_Commercial_Retail (WA)_New_Space Heating_Natural Gas_Furnace_Baseline Forecast | F8 | Commercial | Retail (WA) | New | Space Heating | Natural Gas | Furnace | Baseline Forecast | Avg. Replacement Winter Demand (n/a) | 0 | 0 | 0 | 0 | 0 | 0 | 0 | 0 | 0 | 0 | 0 | 0 | 0 | 0 | 0 | 0 | 0 | 0 | 0 | 0 | 0 | 0 | 0 | 0 | 0 | 0 | 0
F1_Commercial_Retail (WA)_New_Space Heating_Natural Gas_Boiler_Baseline Forecast | F1 | Commercial | Retail (WA) | New | Space Heating | Natural Gas | Boiler | Baseline Forecast | Units | 0 | 10480.0777 | 20242.2961 | 30102.7654 | 39979.1006 | 49669.0896 | 59204.6328 | 68552.2565 | 77762.8568 | 86841.0152 | 95783.1151 | 104427.5992 | 112958.6527 | 121367.1269 | 129627.5092 | 137738.7629 | 145751.554 | 153640.2882 | 161401.126 | 169030.2021 | 176553.5743 | 184076.231 | 191471.7141 | 198749.6717 | 205922.4507 | 213015.9877 | 219380.9882
F2_Commercial_Retail (WA)_New_Space Heating_Natural Gas_Boiler_Baseline Forecast | F2 | Commercial | Retail (WA) | New | Space Heating | Natural Gas | Boiler | Baseline Forecast | Usage (MMtherm) | 0 | 0.015387 | 0.02972 | 0.04419 | 0.058684 | 0.072896 | 0.086875 | 0.10057 | 0.11407 | 0.12736 | 0.14045 | 0.1531 | 0.16559 | 0.17789 | 0.18997 | 0.20183 | 0.21361 | 0.22519 | 0.23659 | 0.24779 | 0.25884 | 0.26989 | 0.28075 | 0.29143 | 0.30196 | 0.31238 | 0.32172
F3_Commercial_Retail (WA)_New_Space Heating_Natural Gas_Boiler_Baseline Forecast | F3 | Commercial | Retail (WA) | New | Space Heating | Natural Gas | Boiler | Baseline Forecast | Summer Peak Demand (n/a) | 0 | 0 | 0 | 0 | 0 | 0 | 0 | 0 | 0 | 0 | 0 | 0 | 0 | 0 | 0 | 0 | 0 | 0 | 0 | 0 | 0 | 0 | 0 | 0 | 0 | 0 | 0
F4_Commercial_Retail (WA)_New_Space Heating_Natural Gas_Boiler_Baseline Forecast | F4 | Commercial | Retail (WA) | New | Space Heating | Natural Gas | Boiler | Baseline Forecast | Winter Peak Demand (n/a) | 0 | 0 | 0 | 0 | 0 | 0 | 0 | 0 | 0 | 0 | 0 | 0 | 0 | 0 | 0 | 0 | 0 | 0 | 0 | 0 | 0 | 0 | 0 | 0 | 0 | 0 | 0
F5_Commercial_Retail (WA)_New_Space Heating_Natural Gas_Boiler_Baseline Forecast | F5 | Commercial | Retail (WA) | New | Space Heating | Natural Gas | Boiler | Baseline Forecast | Turnover | 0 | 10480.0777 | 9762.2184 | 9860.4692 | 9876.3352 | 9689.989 | 9535.5432 | 9347.6237 | 9210.6003 | 9078.1584 | 8942.1 | 8644.4841 | 8531.0535 | 8408.4741 | 8260.3823 | 8111.2538 | 8012.791 | 7888.7342 | 7760.8379 | 7629.0761 | 7523.3722 | 7522.6567 | 7395.4831 | 7277.9576 | 7172.779 | 7093.5369 | 6365.0005
F6_Commercial_Retail (WA)_New_Space Heating_Natural Gas_Boiler_Baseline Forecast | F6 | Commercial | Retail (WA) | New | Space Heating | Natural Gas | Boiler | Baseline Forecast | Avg. Replacement Usage (therms) | 1.5221 | 1.4682 | 1.4682 | 1.4675 | 1.4675 | 1.4668 | 1.466 | 1.4652 | 1.4652 | 1.4643 | 1.4643 | 1.4634 | 1.4634 | 1.4625 | 1.4625 | 1.4625 | 1.4697 | 1.4689 | 1.4689 | 1.468 | 1.4689 | 1.4689 | 1.468 | 1.468 | 1.468 | 1.468 | 1.468
F7_Commercial_Retail (WA)_New_Space Heating_Natural Gas_Boiler_Baseline Forecast | F7 | Commercial | Retail (WA) | New | Space Heating | Natural Gas | Boiler | Baseline Forecast | Avg. Replacement Summer Demand (n/a) | 0 | 0 | 0 | 0 | 0 | 0 | 0 | 0 | 0 | 0 | 0 | 0 | 0 | 0 | 0 | 0 | 0 | 0 | 0 | 0 | 0 | 0 | 0 | 0 | 0 | 0 | 0
F8_Commercial_Retail (WA)_New_Space Heating_Natural Gas_Boiler_Baseline Forecast | F8 | Commercial | Retail (WA) | New | Space Heating | Natural Gas | Boiler | Baseline Forecast | Avg. Replacement Winter Demand (n/a) | 0 | 0 | 0 | 0 | 0 | 0 | 0 | 0 | 0 | 0 | 0 | 0 | 0 | 0 | 0 | 0 | 0 | 0 | 0 | 0 | 0 | 0 | 0 | 0 | 0 | 0 | 0
F1_Commercial_Retail (WA)_New_Space Heating_Natural Gas_Unit Heater_Baseline Forecast | F1 | Commercial | Retail (WA) | New | Space Heating | Natural Gas | Unit Heater | Baseline Forecast | Units | 0 | 21081.4087 | 40718.7933 | 60553.8163 | 80420.7547 | 99912.8448 | 119094.2564 | 137897.6547 | 156425.421 | 174686.771 | 192674.4299 | 210063.4139 | 227224.2242 | 244138.4576 | 260754.7938 | 277071.1476 | 293189.4368 | 309058.177 | 324669.6447 | 340016.0645 | 355149.8533 | 370282.203 | 385158.7341 | 399798.8544 | 414227.4008 | 428496.546 | 441300.1894
F2_Commercial_Retail (WA)_New_Space Heating_Natural Gas_Unit Heater_Baseline Forecast | F2 | Commercial | Retail (WA) | New | Space Heating | Natural Gas | Unit Heater | Baseline Forecast | Usage (MMtherm) | 0 | 0.0049121 | 0.0094877 | 0.014109 | 0.018739 | 0.02328 | 0.02775 | 0.032131 | 0.036448 | 0.040703 | 0.044894 | 0.048946 | 0.052945 | 0.056886 | 0.060757 | 0.064559 | 0.068315 | 0.072012 | 0.07565 | 0.079226 | 0.082752 | 0.086278 | 0.089744 | 0.093155 | 0.096517 | 0.099842 | 0.10283
F3_Commercial_Retail (WA)_New_Space Heating_Natural Gas_Unit Heater_Baseline Forecast | F3 | Commercial | Retail (WA) | New | Space Heating | Natural Gas | Unit Heater | Baseline Forecast | Summer Peak Demand (n/a) | 0 | 0 | 0 | 0 | 0 | 0 | 0 | 0 | 0 | 0 | 0 | 0 | 0 | 0 | 0 | 0 | 0 | 0 | 0 | 0 | 0 | 0 | 0 | 0 | 0 | 0 | 0
F4_Commercial_Retail (WA)_New_Space Heating_Natural Gas_Unit Heater_Baseline Forecast | F4 | Commercial | Retail (WA) | New | Space Heating | Natural Gas | Unit Heater | Baseline Forecast | Winter Peak Demand (n/a) | 0 | 0 | 0 | 0 | 0 | 0 | 0 | 0 | 0 | 0 | 0 | 0 | 0 | 0 | 0 | 0 | 0 | 0 | 0 | 0 | 0 | 0 | 0 | 0 | 0 | 0 | 0
F5_Commercial_Retail (WA)_New_Space Heating_Natural Gas_Unit Heater_Baseline Forecast | F5 | Commercial | Retail (WA) | New | Space Heating | Natural Gas | Unit Heater | Baseline Forecast | Turnover | 0 | 21081.4087 | 19637.3846 | 19835.0229 | 19866.9385 | 19492.0901 | 19181.4116 | 18803.3983 | 18527.7663 | 18261.35 | 17987.659 | 17388.9839 | 17160.8103 | 16914.2334 | 16616.3362 | 16316.3538 | 16118.2892 | 17785.2319 | 19138.9497 | 20356.4054 | 21494.4066 | 22686.7376 | 23487.9212 | 24178.0567 | 24783.7399 | 25343.0803 | 24506.0988
F6_Commercial_Retail (WA)_New_Space Heating_Natural Gas_Unit Heater_Baseline Forecast | F6 | Commercial | Retail (WA) | New | Space Heating | Natural Gas | Unit Heater | Baseline Forecast | Avg. Replacement Usage (therms) | 0.2418 | 0.23301 | 0.23301 | 0.23301 | 0.23301 | 0.23301 | 0.23301 | 0.23301 | 0.23301 | 0.23301 | 0.23301 | 0.23301 | 0.23301 | 0.23301 | 0.23301 | 0.23301 | 0.23301 | 0.23301 | 0.23301 | 0.23301 | 0.23301 | 0.23301 | 0.23301 | 0.23301 | 0.23301 | 0.23301 | 0.23301
F7_Commercial_Retail (WA)_New_Space Heating_Natural Gas_Unit Heater_Baseline Forecast | F7 | Commercial | Retail (WA) | New | Space Heating | Natural Gas | Unit Heater | Baseline Forecast | Avg. Replacement Summer Demand (n/a) | 0 | 0 | 0 | 0 | 0 | 0 | 0 | 0 | 0 | 0 | 0 | 0 | 0 | 0 | 0 | 0 | 0 | 0 | 0 | 0 | 0 | 0 | 0 | 0 | 0 | 0 | 0
F8_Commercial_Retail (WA)_New_Space Heating_Natural Gas_Unit Heater_Baseline Forecast | F8 | Commercial | Retail (WA) | New | Space Heating | Natural Gas | Unit Heater | Baseline Forecast | Avg. Replacement Winter Demand (n/a) | 0 | 0 | 0 | 0 | 0 | 0 | 0 | 0 | 0 | 0 | 0 | 0 | 0 | 0 | 0 | 0 | 0 | 0 | 0 | 0 | 0 | 0 | 0 | 0 | 0 | 0 | 0
F1_Commercial_Retail (WA)_New_Water Heating_Natural Gas_Water Heater_Baseline Forecast | F1 | Commercial | Retail (WA) | New | Water Heating | Natural Gas | Water Heater | Baseline Forecast | Units | 0 | 160437.8438 | 309886.0942 | 460838.4499 | 612033.6957 | 760376.1973 | 906354.3128 | 1049455.5977 | 1190459.2142 | 1329435.2977 | 1466328.4845 | 1598665.5179 | 1729266.06 | 1857990.0541 | 1984446.9333 | 2108620.8279 | 2231287.3723 | 2352054.7505 | 2470864.1839 | 2587656.4973 | 2702830.6058 | 2817993.7614 | 2931210.0364 | 3042627.1328 | 3152434.0671 | 3261027.8963 | 3358468.6776
F2_Commercial_Retail (WA)_New_Water Heating_Natural Gas_Water Heater_Baseline Forecast | F2 | Commercial | Retail (WA) | New | Water Heating | Natural Gas | Water Heater | Baseline Forecast | Usage (MMtherm) | 0 | 0.042345 | 0.08179 | 0.12163 | 0.16154 | 0.20069 | 0.23922 | 0.27699 | 0.31421 | 0.35089 | 0.38702 | 0.42195 | 0.45642 | 0.49039 | 0.52377 | 0.55654 | 0.58892 | 0.62079 | 0.65215 | 0.68298 | 0.71338 | 0.74377 | 0.77365 | 0.80306 | 0.83204 | 0.8607 | 0.88642
F3_Commercial_Retail (WA)_New_Water Heating_Natural Gas_Water Heater_Baseline Forecast | F3 | Commercial | Retail (WA) | New | Water Heating | Natural Gas | Water Heater | Baseline Forecast | Summer Peak Demand (n/a) | 0 | 0 | 0 | 0 | 0 | 0 | 0 | 0 | 0 | 0 | 0 | 0 | 0 | 0 | 0 | 0 | 0 | 0 | 0 | 0 | 0 | 0 | 0 | 0 | 0 | 0 | 0
F4_Commercial_Retail (WA)_New_Water Heating_Natural Gas_Water Heater_Baseline Forecast | F4 | Commercial | Retail (WA) | New | Water Heating | Natural Gas | Water Heater | Baseline Forecast | Winter Peak Demand (n/a) | 0 | 0 | 0 | 0 | 0 | 0 | 0 | 0 | 0 | 0 | 0 | 0 | 0 | 0 | 0 | 0 | 0 | 0 | 0 | 0 | 0 | 0 | 0 | 0 | 0 | 0 | 0
F5_Commercial_Retail (WA)_New_Water Heating_Natural Gas_Water Heater_Baseline Forecast | F5 | Commercial | Retail (WA) | New | Water Heating | Natural Gas | Water Heater | Baseline Forecast | Turnover | 0 | 160437.8438 | 149448.2504 | 150952.3558 | 151195.2458 | 148342.5016 | 145978.1155 | 143101.2849 | 141003.6166 | 138976.0835 | 136893.1868 | 132337.0333 | 145185.8006 | 155569.5246 | 164584.8484 | 172580.7071 | 180158.4195 | 186303.457 | 191396.8946 | 195599.4251 | 199451.1267 | 204223.4619 | 206210.8292 | 260276.7507 | 255774.9537 | 256733.5419 | 247879.7948
F6_Commercial_Retail (WA)_New_Water Heating_Natural Gas_Water Heater_Baseline Forecast | F6 | Commercial | Retail (WA) | New | Water Heating | Natural Gas | Water Heater | Baseline Forecast | Avg. Replacement Usage (therms) | 0.26394 | 0.26394 | 0.26394 | 0.26394 | 0.26394 | 0.26394 | 0.26394 | 0.26394 | 0.26394 | 0.26394 | 0.26394 | 0.26394 | 0.26394 | 0.26394 | 0.26394 | 0.26394 | 0.26394 | 0.26394 | 0.26394 | 0.26394 | 0.26394 | 0.26394 | 0.26394 | 0.26394 | 0.26394 | 0.26394 | 0.26394
F7_Commercial_Retail (WA)_New_Water Heating_Natural Gas_Water Heater_Baseline Forecast | F7 | Commercial | Retail (WA) | New | Water Heating | Natural Gas | Water Heater | Baseline Forecast | Avg. Replacement Summer Demand (n/a) | 0 | 0 | 0 | 0 | 0 | 0 | 0 | 0 | 0 | 0 | 0 | 0 | 0 | 0 | 0 | 0 | 0 | 0 | 0 | 0 | 0 | 0 | 0 | 0 | 0 | 0 | 0
F8_Commercial_Retail (WA)_New_Water Heating_Natural Gas_Water Heater_Baseline Forecast | F8 | Commercial | Retail (WA) | New | Water Heating | Natural Gas | Water Heater | Baseline Forecast | Avg. Replacement Winter Demand (n/a) | 0 | 0 | 0 | 0 | 0 | 0 | 0 | 0 | 0 | 0 | 0 | 0 | 0 | 0 | 0 | 0 | 0 | 0 | 0 | 0 | 0 | 0 | 0 | 0 | 0 | 0 | 0
F1_Commercial_Retail (WA)_New_Food Preparation_Natural Gas_Oven_Baseline Forecast | F1 | Commercial | Retail (WA) | New | Food Preparation | Natural Gas | Oven | Baseline Forecast | Units | 0 | 4486.2315 | 8665.1673 | 12886.1615 | 17113.9475 | 21261.9639 | 25343.8663 | 29345.3255 | 33288.1288 | 37174.2374 | 41002.1031 | 44702.5677 | 48354.4759 | 51953.9111 | 55489.9524 | 58962.1558 | 62392.2101 | 65769.1591 | 69091.3592 | 72357.1558 | 75577.7033 | 78797.9447 | 81963.7465 | 85079.2389 | 88149.7073 | 91186.2543 | 93910.935
F2_Commercial_Retail (WA)_New_Food Preparation_Natural Gas_Oven_Baseline Forecast | F2 | Commercial | Retail (WA) | New | Food Preparation | Natural Gas | Oven | Baseline Forecast | Usage (MMtherm) | 0 | 0.007001 | 0.013522 | 0.020109 | 0.026707 | 0.03318 | 0.03955 | 0.045795 | 0.051948 | 0.058012 | 0.063986 | 0.06976 | 0.075459 | 0.081076 | 0.086595 | 0.092013 | 0.097366 | 0.10264 | 0.10782 | 0.11292 | 0.11794 | 0.12297 | 0.12791 | 0.13277 | 0.13756 | 0.1423 | 0.14655
F3_Commercial_Retail (WA)_New_Food Preparation_Natural Gas_Oven_Baseline Forecast | F3 | Commercial | Retail (WA) | New | Food Preparation | Natural Gas | Oven | Baseline Forecast | Summer Peak Demand (n/a) | 0 | 0 | 0 | 0 | 0 | 0 | 0 | 0 | 0 | 0 | 0 | 0 | 0 | 0 | 0 | 0 | 0 | 0 | 0 | 0 | 0 | 0 | 0 | 0 | 0 | 0 | 0
F4_Commercial_Retail (WA)_New_Food Preparation_Natural Gas_Oven_Baseline Forecast | F4 | Commercial | Retail (WA) | New | Food Preparation | Natural Gas | Oven | Baseline Forecast | Winter Peak Demand (n/a) | 0 | 0 | 0 | 0 | 0 | 0 | 0 | 0 | 0 | 0 | 0 | 0 | 0 | 0 | 0 | 0 | 0 | 0 | 0 | 0 | 0 | 0 | 0 | 0 | 0 | 0 | 0
F5_Commercial_Retail (WA)_New_Food Preparation_Natural Gas_Oven_Baseline Forecast | F5 | Commercial | Retail (WA) | New | Food Preparation | Natural Gas | Oven | Baseline Forecast | Turnover | 0 | 4486.2315 | 4178.9358 | 4220.9942 | 4227.786 | 4148.0164 | 4081.9024 | 4001.4592 | 3942.8033 | 3886.1086 | 4725.112 | 5254.0488 | 5738.9743 | 6114.6454 | 6377.8126 | 7738.0397 | 7562.4594 | 7482.4591 | 7385.6104 | 7440.636 | 7593.8976 | 7845.6285 | 8073.6643 | 8302.4828 | 8987.6083 | 9421.4085 | 9456.182
F6_Commercial_Retail (WA)_New_Food Preparation_Natural Gas_Oven_Baseline Forecast | F6 | Commercial | Retail (WA) | New | Food Preparation | Natural Gas | Oven | Baseline Forecast | Avg. Replacement Usage (therms) | 1.5605 | 1.5605 | 1.5605 | 1.5605 | 1.5605 | 1.5605 | 1.5605 | 1.5605 | 1.5605 | 1.5605 | 1.5605 | 1.5605 | 1.5605 | 1.5605 | 1.5605 | 1.5605 | 1.5605 | 1.5605 | 1.5605 | 1.5605 | 1.5605 | 1.5605 | 1.5605 | 1.5605 | 1.5605 | 1.5605 | 1.5605
F7_Commercial_Retail (WA)_New_Food Preparation_Natural Gas_Oven_Baseline Forecast | F7 | Commercial | Retail (WA) | New | Food Preparation | Natural Gas | Oven | Baseline Forecast | Avg. Replacement Summer Demand (n/a) | 0 | 0 | 0 | 0 | 0 | 0 | 0 | 0 | 0 | 0 | 0 | 0 | 0 | 0 | 0 | 0 | 0 | 0 | 0 | 0 | 0 | 0 | 0 | 0 | 0 | 0 | 0
F8_Commercial_Retail (WA)_New_Food Preparation_Natural Gas_Oven_Baseline Forecast | F8 | Commercial | Retail (WA) | New | Food Preparation | Natural Gas | Oven | Baseline Forecast | Avg. Replacement Winter Demand (n/a) | 0 | 0 | 0 | 0 | 0 | 0 | 0 | 0 | 0 | 0 | 0 | 0 | 0 | 0 | 0 | 0 | 0 | 0 | 0 | 0 | 0 | 0 | 0 | 0 | 0 | 0 | 0
F1_Commercial_Retail (WA)_New_Food Preparation_Natural Gas_Conveyor Oven_Baseline Forecast | F1 | Commercial | Retail (WA) | New | Food Preparation | Natural Gas | Conveyor Oven | Baseline Forecast | Units | 0 | 2243.1157 | 4332.5836 | 6443.0807 | 8556.9738 | 10630.9819 | 12671.9331 | 14672.6627 | 16644.0644 | 18587.1187 | 20501.0516 | 22351.2839 | 24177.2379 | 25976.9556 | 27744.9762 | 29481.0779 | 31196.1051 | 32884.5796 | 34545.6796 | 36178.5779 | 37788.8517 | 39398.9723 | 40981.8732 | 42539.6195 | 44074.8536 | 45593.1271 | 46955.4675
F2_Commercial_Retail (WA)_New_Food Preparation_Natural Gas_Conveyor Oven_Baseline Forecast | F2 | Commercial | Retail (WA) | New | Food Preparation | Natural Gas | Conveyor Oven | Baseline Forecast | Usage (MMtherm) | 0 | 0.0059896 | 0.011569 | 0.017204 | 0.022849 | 0.028387 | 0.033837 | 0.039179 | 0.044443 | 0.049631 | 0.054742 | 0.059682 | 0.064558 | 0.069364 | 0.074085 | 0.07872 | 0.0833 | 0.087808 | 0.092244 | 0.096604 | 0.1009 | 0.1052 | 0.10943 | 0.11359 | 0.11769 | 0.12174 | 0.12538
F3_Commercial_Retail (WA)_New_Food Preparation_Natural Gas_Conveyor Oven_Baseline Forecast | F3 | Commercial | Retail (WA) | New | Food Preparation | Natural Gas | Conveyor Oven | Baseline Forecast | Summer Peak Demand (n/a) | 0 | 0 | 0 | 0 | 0 | 0 | 0 | 0 | 0 | 0 | 0 | 0 | 0 | 0 | 0 | 0 | 0 | 0 | 0 | 0 | 0 | 0 | 0 | 0 | 0 | 0 | 0
F4_Commercial_Retail (WA)_New_Food Preparation_Natural Gas_Conveyor Oven_Baseline Forecast | F4 | Commercial | Retail (WA) | New | Food Preparation | Natural Gas | Conveyor Oven | Baseline Forecast | Winter Peak Demand (n/a) | 0 | 0 | 0 | 0 | 0 | 0 | 0 | 0 | 0 | 0 | 0 | 0 | 0 | 0 | 0 | 0 | 0 | 0 | 0 | 0 | 0 | 0 | 0 | 0 | 0 | 0 | 0
F5_Commercial_Retail (WA)_New_Food Preparation_Natural Gas_Conveyor Oven_Baseline Forecast | F5 | Commercial | Retail (WA) | New | Food Preparation | Natural Gas | Conveyor Oven | Baseline Forecast | Turnover | 0 | 2243.1157 | 2089.4679 | 2110.4971 | 2113.893 | 2074.0082 | 2040.9512 | 2000.7296 | 1971.4017 | 1943.0543 | 1913.9329 | 1850.2323 | 1825.9541 | 1799.7176 | 1768.0206 | 1736.1017 | 1715.0271 | 2137.0976 | 2437.8921 | 2676.4314 | 2867.8789 | 3031.0064 | 3715.819 | 3623.9488 | 3587.9893 | 3549.9786 | 3360.0355
F6_Commercial_Retail (WA)_New_Food Preparation_Natural Gas_Conveyor Oven_Baseline Forecast | F6 | Commercial | Retail (WA) | New | Food Preparation | Natural Gas | Conveyor Oven | Baseline Forecast | Avg. Replacement Usage (therms) | 2.6702 | 2.6702 | 2.6702 | 2.6702 | 2.6702 | 2.6702 | 2.6702 | 2.6702 | 2.6702 | 2.6702 | 2.6702 | 2.6702 | 2.6702 | 2.6702 | 2.6702 | 2.6702 | 2.6702 | 2.6702 | 2.6702 | 2.6702 | 2.6702 | 2.6702 | 2.6702 | 2.6702 | 2.6702 | 2.6702 | 2.6702
F7_Commercial_Retail (WA)_New_Food Preparation_Natural Gas_Conveyor Oven_Baseline Forecast | F7 | Commercial | Retail (WA) | New | Food Preparation | Natural Gas | Conveyor Oven | Baseline Forecast | Avg. Replacement Summer Demand (n/a) | 0 | 0 | 0 | 0 | 0 | 0 | 0 | 0 | 0 | 0 | 0 | 0 | 0 | 0 | 0 | 0 | 0 | 0 | 0 | 0 | 0 | 0 | 0 | 0 | 0 | 0 | 0
F8_Commercial_Retail (WA)_New_Food Preparation_Natural Gas_Conveyor Oven_Baseline Forecast | F8 | Commercial | Retail (WA) | New | Food Preparation | Natural Gas | Conveyor Oven | Baseline Forecast | Avg. Replacement Winter Demand (n/a) | 0 | 0 | 0 | 0 | 0 | 0 | 0 | 0 | 0 | 0 | 0 | 0 | 0 | 0 | 0 | 0 | 0 | 0 | 0 | 0 | 0 | 0 | 0 | 0 | 0 | 0 | 0
F1_Commercial_Retail (WA)_New_Food Preparation_Natural Gas_Double Rack Oven_Baseline Forecast | F1 | Commercial | Retail (WA) | New | Food Preparation | Natural Gas | Double Rack Oven | Baseline Forecast | Units | 0 | 2243.1157 | 4332.5836 | 6443.0807 | 8556.9738 | 10630.9819 | 12671.9331 | 14672.6627 | 16644.0644 | 18587.1187 | 20501.0516 | 22351.2839 | 24177.2379 | 25976.9556 | 27744.9762 | 29481.0779 | 31196.1051 | 32884.5796 | 34545.6796 | 36178.5779 | 37788.8517 | 39398.9723 | 40981.8732 | 42539.6195 | 44074.8536 | 45593.1271 | 46955.4675
F2_Commercial_Retail (WA)_New_Food Preparation_Natural Gas_Double Rack Oven_Baseline Forecast | F2 | Commercial | Retail (WA) | New | Food Preparation | Natural Gas | Double Rack Oven | Baseline Forecast | Usage (MMtherm) | 0 | 0.0090992 | 0.017575 | 0.026136 | 0.034712 | 0.043125 | 0.051404 | 0.05952 | 0.067517 | 0.075399 | 0.083163 | 0.090668 | 0.098075 | 0.10538 | 0.11255 | 0.11959 | 0.12655 | 0.1334 | 0.14014 | 0.14676 | 0.15329 | 0.15982 | 0.16624 | 0.17256 | 0.17879 | 0.18495 | 0.19048
F3_Commercial_Retail (WA)_New_Food Preparation_Natural Gas_Double Rack Oven_Baseline Forecast | F3 | Commercial | Retail (WA) | New | Food Preparation | Natural Gas | Double Rack Oven | Baseline Forecast | Summer Peak Demand (n/a) | 0 | 0 | 0 | 0 | 0 | 0 | 0 | 0 | 0 | 0 | 0 | 0 | 0 | 0 | 0 | 0 | 0 | 0 | 0 | 0 | 0 | 0 | 0 | 0 | 0 | 0 | 0
F4_Commercial_Retail (WA)_New_Food Preparation_Natural Gas_Double Rack Oven_Baseline Forecast | F4 | Commercial | Retail (WA) | New | Food Preparation | Natural Gas | Double Rack Oven | Baseline Forecast | Winter Peak Demand (n/a) | 0 | 0 | 0 | 0 | 0 | 0 | 0 | 0 | 0 | 0 | 0 | 0 | 0 | 0 | 0 | 0 | 0 | 0 | 0 | 0 | 0 | 0 | 0 | 0 | 0 | 0 | 0
F5_Commercial_Retail (WA)_New_Food Preparation_Natural Gas_Double Rack Oven_Baseline Forecast | F5 | Commercial | Retail (WA) | New | Food Preparation | Natural Gas | Double Rack Oven | Baseline Forecast | Turnover | 0 | 2243.1157 | 2089.4679 | 2110.4971 | 2113.893 | 2074.0082 | 2040.9512 | 2000.7296 | 1971.4017 | 1943.0543 | 2163.1679 | 2303.9377 | 2463.7474 | 2601.5221 | 2711.181 | 2801.2389 | 2884.119 | 2946.7119 | 2995.4282 | 3750.0786 | 3700.8897 | 3748.6715 | 3773.9387 | 3794.2953 | 3824.3469 | 3861.1119 | 3763.2444
F6_Commercial_Retail (WA)_New_Food Preparation_Natural Gas_Double Rack Oven_Baseline Forecast | F6 | Commercial | Retail (WA) | New | Food Preparation | Natural Gas | Double Rack Oven | Baseline Forecast | Avg. Replacement Usage (therms) | 4.0565 | 4.0565 | 4.0565 | 4.0565 | 4.0565 | 4.0565 | 4.0565 | 4.0565 | 4.0565 | 4.0565 | 4.0565 | 4.0565 | 4.0565 | 4.0565 | 4.0565 | 4.0565 | 4.0565 | 4.0565 | 4.0565 | 4.0565 | 4.0565 | 4.0565 | 4.0565 | 4.0565 | 4.0565 | 4.0565 | 4.0565
F7_Commercial_Retail (WA)_New_Food Preparation_Natural Gas_Double Rack Oven_Baseline Forecast | F7 | Commercial | Retail (WA) | New | Food Preparation | Natural Gas | Double Rack Oven | Baseline Forecast | Avg. Replacement Summer Demand (n/a) | 0 | 0 | 0 | 0 | 0 | 0 | 0 | 0 | 0 | 0 | 0 | 0 | 0 | 0 | 0 | 0 | 0 | 0 | 0 | 0 | 0 | 0 | 0 | 0 | 0 | 0 | 0
F8_Commercial_Retail (WA)_New_Food Preparation_Natural Gas_Double Rack Oven_Baseline Forecast | F8 | Commercial | Retail (WA) | New | Food Preparation | Natural Gas | Double Rack Oven | Baseline Forecast | Avg. Replacement Winter Demand (n/a) | 0 | 0 | 0 | 0 | 0 | 0 | 0 | 0 | 0 | 0 | 0 | 0 | 0 | 0 | 0 | 0 | 0 | 0 | 0 | 0 | 0 | 0 | 0 | 0 | 0 | 0 | 0
F1_Commercial_Retail (WA)_New_Food Preparation_Natural Gas_Fryer_Baseline Forecast | F1 | Commercial | Retail (WA) | New | Food Preparation | Natural Gas | Fryer | Baseline Forecast | Units | 0 | 8972.463 | 17330.3345 | 25772.323 | 34227.895 | 42523.9277 | 50687.7325 | 58690.651 | 66576.2576 | 74348.4748 | 82004.2062 | 89405.1355 | 96708.9517 | 103907.8223 | 110979.9048 | 117924.3117 | 124784.4203 | 131538.3182 | 138182.7184 | 144714.3115 | 151155.4067 | 157595.8893 | 163927.493 | 170158.4778 | 176299.4146 | 182372.5086 | 187821.8701
F2_Commercial_Retail (WA)_New_Food Preparation_Natural Gas_Fryer_Baseline Forecast | F2 | Commercial | Retail (WA) | New | Food Preparation | Natural Gas | Fryer | Baseline Forecast | Usage (MMtherm) | 0 | 0.021693 | 0.0419 | 0.062311 | 0.082755 | 0.10281 | 0.12255 | 0.1419 | 0.16096 | 0.17976 | 0.19827 | 0.21616 | 0.23382 | 0.25122 | 0.26832 | 0.28511 | 0.3017 | 0.31803 | 0.33409 | 0.34988 | 0.36546 | 0.38103 | 0.39634 | 0.4114 | 0.42625 | 0.44093 | 0.45411
F3_Commercial_Retail (WA)_New_Food Preparation_Natural Gas_Fryer_Baseline Forecast | F3 | Commercial | Retail (WA) | New | Food Preparation | Natural Gas | Fryer | Baseline Forecast | Summer Peak Demand (n/a) | 0 | 0 | 0 | 0 | 0 | 0 | 0 | 0 | 0 | 0 | 0 | 0 | 0 | 0 | 0 | 0 | 0 | 0 | 0 | 0 | 0 | 0 | 0 | 0 | 0 | 0 | 0
F4_Commercial_Retail (WA)_New_Food Preparation_Natural Gas_Fryer_Baseline Forecast | F4 | Commercial | Retail (WA) | New | Food Preparation | Natural Gas | Fryer | Baseline Forecast | Winter Peak Demand (n/a) | 0 | 0 | 0 | 0 | 0 | 0 | 0 | 0 | 0 | 0 | 0 | 0 | 0 | 0 | 0 | 0 | 0 | 0 | 0 | 0 | 0 | 0 | 0 | 0 | 0 | 0 | 0
F5_Commercial_Retail (WA)_New_Food Preparation_Natural Gas_Fryer_Baseline Forecast | F5 | Commercial | Retail (WA) | New | Food Preparation | Natural Gas | Fryer | Baseline Forecast | Turnover | 0 | 8972.463 | 8357.8716 | 8441.9884 | 8455.572 | 8296.0327 | 8163.8048 | 8002.9184 | 7885.6067 | 7772.2172 | 7655.7315 | 7400.9293 | 8119.4947 | 8700.2029 | 9204.3836 | 9651.5508 | 10075.3333 | 10418.9936 | 10703.8434 | 10938.8693 | 11154.2751 | 11421.1673 | 11532.3105 | 14555.9393 | 14304.1769 | 14357.7858 | 13862.6413
F6_Commercial_Retail (WA)_New_Food Preparation_Natural Gas_Fryer_Baseline Forecast | F6 | Commercial | Retail (WA) | New | Food Preparation | Natural Gas | Fryer | Baseline Forecast | Avg. Replacement Usage (therms) | 2.4178 | 2.4178 | 2.4178 | 2.4178 | 2.4178 | 2.4178 | 2.4178 | 2.4178 | 2.4178 | 2.4178 | 2.4178 | 2.4178 | 2.4178 | 2.4178 | 2.4178 | 2.4178 | 2.4178 | 2.4178 | 2.4178 | 2.4178 | 2.4178 | 2.4178 | 2.4178 | 2.4178 | 2.4178 | 2.4178 | 2.4178
F7_Commercial_Retail (WA)_New_Food Preparation_Natural Gas_Fryer_Baseline Forecast | F7 | Commercial | Retail (WA) | New | Food Preparation | Natural Gas | Fryer | Baseline Forecast | Avg. Replacement Summer Demand (n/a) | 0 | 0 | 0 | 0 | 0 | 0 | 0 | 0 | 0 | 0 | 0 | 0 | 0 | 0 | 0 | 0 | 0 | 0 | 0 | 0 | 0 | 0 | 0 | 0 | 0 | 0 | 0
F8_Commercial_Retail (WA)_New_Food Preparation_Natural Gas_Fryer_Baseline Forecast | F8 | Commercial | Retail (WA) | New | Food Preparation | Natural Gas | Fryer | Baseline Forecast | Avg. Replacement Winter Demand (n/a) | 0 | 0 | 0 | 0 | 0 | 0 | 0 | 0 | 0 | 0 | 0 | 0 | 0 | 0 | 0 | 0 | 0 | 0 | 0 | 0 | 0 | 0 | 0 | 0 | 0 | 0 | 0
F1_Commercial_Retail (WA)_New_Food Preparation_Natural Gas_Broiler_Baseline Forecast | F1 | Commercial | Retail (WA) | New | Food Preparation | Natural Gas | Broiler | Baseline Forecast | Units | 0 | 0 | 0 | 0 | 0 | 0 | 0 | 0 | 0 | 0 | 0 | 0 | 0 | 0 | 0 | 0 | 0 | 0 | 0 | 0 | 0 | 0 | 0 | 0 | 0 | 0 | 0
F2_Commercial_Retail (WA)_New_Food Preparation_Natural Gas_Broiler_Baseline Forecast | F2 | Commercial | Retail (WA) | New | Food Preparation | Natural Gas | Broiler | Baseline Forecast | Usage (MMtherm) | 0 | 0 | 0 | 0 | 0 | 0 | 0 | 0 | 0 | 0 | 0 | 0 | 0 | 0 | 0 | 0 | 0 | 0 | 0 | 0 | 0 | 0 | 0 | 0 | 0 | 0 | 0
F3_Commercial_Retail (WA)_New_Food Preparation_Natural Gas_Broiler_Baseline Forecast | F3 | Commercial | Retail (WA) | New | Food Preparation | Natural Gas | Broiler | Baseline Forecast | Summer Peak Demand (n/a) | 0 | 0 | 0 | 0 | 0 | 0 | 0 | 0 | 0 | 0 | 0 | 0 | 0 | 0 | 0 | 0 | 0 | 0 | 0 | 0 | 0 | 0 | 0 | 0 | 0 | 0 | 0
F4_Commercial_Retail (WA)_New_Food Preparation_Natural Gas_Broiler_Baseline Forecast | F4 | Commercial | Retail (WA) | New | Food Preparation | Natural Gas | Broiler | Baseline Forecast | Winter Peak Demand (n/a) | 0 | 0 | 0 | 0 | 0 | 0 | 0 | 0 | 0 | 0 | 0 | 0 | 0 | 0 | 0 | 0 | 0 | 0 | 0 | 0 | 0 | 0 | 0 | 0 | 0 | 0 | 0
F5_Commercial_Retail (WA)_New_Food Preparation_Natural Gas_Broiler_Baseline Forecast | F5 | Commercial | Retail (WA) | New | Food Preparation | Natural Gas | Broiler | Baseline Forecast | Turnover | 0 | 0 | 0 | 0 | 0 | 0 | 0 | 0 | 0 | 0 | 0 | 0 | 0 | 0 | 0 | 0 | 0 | 0 | 0 | 0 | 0 | 0 | 0 | 0 | 0 | 0 | 0
F6_Commercial_Retail (WA)_New_Food Preparation_Natural Gas_Broiler_Baseline Forecast | F6 | Commercial | Retail (WA) | New | Food Preparation | Natural Gas | Broiler | Baseline Forecast | Avg. Replacement Usage (therms) | 2.5837 | 2.5837 | 2.5837 | 2.5837 | 2.5837 | 2.5837 | 2.5837 | 2.5837 | 2.5837 | 2.5837 | 2.5837 | 2.5837 | 2.5837 | 2.5837 | 2.5837 | 2.5837 | 2.5837 | 2.5837 | 2.5837 | 2.5837 | 2.5837 | 2.5837 | 2.5837 | 2.5837 | 2.5837 | 2.5837 | 2.5837
F7_Commercial_Retail (WA)_New_Food Preparation_Natural Gas_Broiler_Baseline Forecast | F7 | Commercial | Retail (WA) | New | Food Preparation | Natural Gas | Broiler | Baseline Forecast | Avg. Replacement Summer Demand (n/a) | 0 | 0 | 0 | 0 | 0 | 0 | 0 | 0 | 0 | 0 | 0 | 0 | 0 | 0 | 0 | 0 | 0 | 0 | 0 | 0 | 0 | 0 | 0 | 0 | 0 | 0 | 0
F8_Commercial_Retail (WA)_New_Food Preparation_Natural Gas_Broiler_Baseline Forecast | F8 | Commercial | Retail (WA) | New | Food Preparation | Natural Gas | Broiler | Baseline Forecast | Avg. Replacement Winter Demand (n/a) | 0 | 0 | 0 | 0 | 0 | 0 | 0 | 0 | 0 | 0 | 0 | 0 | 0 | 0 | 0 | 0 | 0 | 0 | 0 | 0 | 0 | 0 | 0 | 0 | 0 | 0 | 0
F1_Commercial_Retail (WA)_New_Food Preparation_Natural Gas_Griddle_Baseline Forecast | F1 | Commercial | Retail (WA) | New | Food Preparation | Natural Gas | Griddle | Baseline Forecast | Units | 0 | 0 | 0 | 0 | 0 | 0 | 0 | 0 | 0 | 0 | 0 | 0 | 0 | 0 | 0 | 0 | 0 | 0 | 0 | 0 | 0 | 0 | 0 | 0 | 0 | 0 | 0
F2_Commercial_Retail (WA)_New_Food Preparation_Natural Gas_Griddle_Baseline Forecast | F2 | Commercial | Retail (WA) | New | Food Preparation | Natural Gas | Griddle | Baseline Forecast | Usage (MMtherm) | 0 | 0 | 0 | 0 | 0 | 0 | 0 | 0 | 0 | 0 | 0 | 0 | 0 | 0 | 0 | 0 | 0 | 0 | 0 | 0 | 0 | 0 | 0 | 0 | 0 | 0 | 0
F3_Commercial_Retail (WA)_New_Food Preparation_Natural Gas_Griddle_Baseline Forecast | F3 | Commercial | Retail (WA) | New | Food Preparation | Natural Gas | Griddle | Baseline Forecast | Summer Peak Demand (n/a) | 0 | 0 | 0 | 0 | 0 | 0 | 0 | 0 | 0 | 0 | 0 | 0 | 0 | 0 | 0 | 0 | 0 | 0 | 0 | 0 | 0 | 0 | 0 | 0 | 0 | 0 | 0
F4_Commercial_Retail (WA)_New_Food Preparation_Natural Gas_Griddle_Baseline Forecast | F4 | Commercial | Retail (WA) | New | Food Preparation | Natural Gas | Griddle | Baseline Forecast | Winter Peak Demand (n/a) | 0 | 0 | 0 | 0 | 0 | 0 | 0 | 0 | 0 | 0 | 0 | 0 | 0 | 0 | 0 | 0 | 0 | 0 | 0 | 0 | 0 | 0 | 0 | 0 | 0 | 0 | 0
F5_Commercial_Retail (WA)_New_Food Preparation_Natural Gas_Griddle_Baseline Forecast | F5 | Commercial | Retail (WA) | New | Food Preparation | Natural Gas | Griddle | Baseline Forecast | Turnover | 0 | 0 | 0 | 0 | 0 | 0 | 0 | 0 | 0 | 0 | 0 | 0 | 0 | 0 | 0 | 0 | 0 | 0 | 0 | 0 | 0 | 0 | 0 | 0 | 0 | 0 | 0
F6_Commercial_Retail (WA)_New_Food Preparation_Natural Gas_Griddle_Baseline Forecast | F6 | Commercial | Retail (WA) | New | Food Preparation | Natural Gas | Griddle | Baseline Forecast | Avg. Replacement Usage (therms) | 1.8008 | 1.8008 | 1.8008 | 1.8008 | 1.8008 | 1.8008 | 1.8008 | 1.8008 | 1.8008 | 1.8008 | 1.8008 | 1.8008 | 1.8008 | 1.8008 | 1.8008 | 1.8008 | 1.8008 | 1.8008 | 1.8008 | 1.8008 | 1.8008 | 1.8008 | 1.8008 | 1.8008 | 1.8008 | 1.8008 | 1.8008
F7_Commercial_Retail (WA)_New_Food Preparation_Natural Gas_Griddle_Baseline Forecast | F7 | Commercial | Retail (WA) | New | Food Preparation | Natural Gas | Griddle | Baseline Forecast | Avg. Replacement Summer Demand (n/a) | 0 | 0 | 0 | 0 | 0 | 0 | 0 | 0 | 0 | 0 | 0 | 0 | 0 | 0 | 0 | 0 | 0 | 0 | 0 | 0 | 0 | 0 | 0 | 0 | 0 | 0 | 0
F8_Commercial_Retail (WA)_New_Food Preparation_Natural Gas_Griddle_Baseline Forecast | F8 | Commercial | Retail (WA) | New | Food Preparation | Natural Gas | Griddle | Baseline Forecast | Avg. Replacement Winter Demand (n/a) | 0 | 0 | 0 | 0 | 0 | 0 | 0 | 0 | 0 | 0 | 0 | 0 | 0 | 0 | 0 | 0 | 0 | 0 | 0 | 0 | 0 | 0 | 0 | 0 | 0 | 0 | 0
F1_Commercial_Retail (WA)_New_Food Preparation_Natural Gas_Range_Baseline Forecast | F1 | Commercial | Retail (WA) | New | Food Preparation | Natural Gas | Range | Baseline Forecast | Units | 0 | 0 | 0 | 0 | 0 | 0 | 0 | 0 | 0 | 0 | 0 | 0 | 0 | 0 | 0 | 0 | 0 | 0 | 0 | 0 | 0 | 0 | 0 | 0 | 0 | 0 | 0
F2_Commercial_Retail (WA)_New_Food Preparation_Natural Gas_Range_Baseline Forecast | F2 | Commercial | Retail (WA) | New | Food Preparation | Natural Gas | Range | Baseline Forecast | Usage (MMtherm) | 0 | 0 | 0 | 0 | 0 | 0 | 0 | 0 | 0 | 0 | 0 | 0 | 0 | 0 | 0 | 0 | 0 | 0 | 0 | 0 | 0 | 0 | 0 | 0 | 0 | 0 | 0
F3_Commercial_Retail (WA)_New_Food Preparation_Natural Gas_Range_Baseline Forecast | F3 | Commercial | Retail (WA) | New | Food Preparation | Natural Gas | Range | Baseline Forecast | Summer Peak Demand (n/a) | 0 | 0 | 0 | 0 | 0 | 0 | 0 | 0 | 0 | 0 | 0 | 0 | 0 | 0 | 0 | 0 | 0 | 0 | 0 | 0 | 0 | 0 | 0 | 0 | 0 | 0 | 0
F4_Commercial_Retail (WA)_New_Food Preparation_Natural Gas_Range_Baseline Forecast | F4 | Commercial | Retail (WA) | New | Food Preparation | Natural Gas | Range | Baseline Forecast | Winter Peak Demand (n/a) | 0 | 0 | 0 | 0 | 0 | 0 | 0 | 0 | 0 | 0 | 0 | 0 | 0 | 0 | 0 | 0 | 0 | 0 | 0 | 0 | 0 | 0 | 0 | 0 | 0 | 0 | 0
F5_Commercial_Retail (WA)_New_Food Preparation_Natural Gas_Range_Baseline Forecast | F5 | Commercial | Retail (WA) | New | Food Preparation | Natural Gas | Range | Baseline Forecast | Turnover | 0 | 0 | 0 | 0 | 0 | 0 | 0 | 0 | 0 | 0 | 0 | 0 | 0 | 0 | 0 | 0 | 0 | 0 | 0 | 0 | 0 | 0 | 0 | 0 | 0 | 0 | 0
F6_Commercial_Retail (WA)_New_Food Preparation_Natural Gas_Range_Baseline Forecast | F6 | Commercial | Retail (WA) | New | Food Preparation | Natural Gas | Range | Baseline Forecast | Avg. Replacement Usage (therms) | 1.779 | 1.779 | 1.779 | 1.779 | 1.779 | 1.779 | 1.779 | 1.779 | 1.779 | 1.779 | 1.779 | 1.779 | 1.779 | 1.779 | 1.779 | 1.779 | 1.779 | 1.779 | 1.779 | 1.779 | 1.779 | 1.779 | 1.779 | 1.779 | 1.779 | 1.779 | 1.779
F7_Commercial_Retail (WA)_New_Food Preparation_Natural Gas_Range_Baseline Forecast | F7 | Commercial | Retail (WA) | New | Food Preparation | Natural Gas | Range | Baseline Forecast | Avg. Replacement Summer Demand (n/a) | 0 | 0 | 0 | 0 | 0 | 0 | 0 | 0 | 0 | 0 | 0 | 0 | 0 | 0 | 0 | 0 | 0 | 0 | 0 | 0 | 0 | 0 | 0 | 0 | 0 | 0 | 0
F8_Commercial_Retail (WA)_New_Food Preparation_Natural Gas_Range_Baseline Forecast | F8 | Commercial | Retail (WA) | New | Food Preparation | Natural Gas | Range | Baseline Forecast | Avg. Replacement Winter Demand (n/a) | 0 | 0 | 0 | 0 | 0 | 0 | 0 | 0 | 0 | 0 | 0 | 0 | 0 | 0 | 0 | 0 | 0 | 0 | 0 | 0 | 0 | 0 | 0 | 0 | 0 | 0 | 0
F1_Commercial_Retail (WA)_New_Food Preparation_Natural Gas_Steamer_Baseline Forecast | F1 | Commercial | Retail (WA) | New | Food Preparation | Natural Gas | Steamer | Baseline Forecast | Units | 0 | 0 | 0 | 0 | 0 | 0 | 0 | 0 | 0 | 0 | 0 | 0 | 0 | 0 | 0 | 0 | 0 | 0 | 0 | 0 | 0 | 0 | 0 | 0 | 0 | 0 | 0
F2_Commercial_Retail (WA)_New_Food Preparation_Natural Gas_Steamer_Baseline Forecast | F2 | Commercial | Retail (WA) | New | Food Preparation | Natural Gas | Steamer | Baseline Forecast | Usage (MMtherm) | 0 | 0 | 0 | 0 | 0 | 0 | 0 | 0 | 0 | 0 | 0 | 0 | 0 | 0 | 0 | 0 | 0 | 0 | 0 | 0 | 0 | 0 | 0 | 0 | 0 | 0 | 0
F3_Commercial_Retail (WA)_New_Food Preparation_Natural Gas_Steamer_Baseline Forecast | F3 | Commercial | Retail (WA) | New | Food Preparation | Natural Gas | Steamer | Baseline Forecast | Summer Peak Demand (n/a) | 0 | 0 | 0 | 0 | 0 | 0 | 0 | 0 | 0 | 0 | 0 | 0 | 0 | 0 | 0 | 0 | 0 | 0 | 0 | 0 | 0 | 0 | 0 | 0 | 0 | 0 | 0
F4_Commercial_Retail (WA)_New_Food Preparation_Natural Gas_Steamer_Baseline Forecast | F4 | Commercial | Retail (WA) | New | Food Preparation | Natural Gas | Steamer | Baseline Forecast | Winter Peak Demand (n/a) | 0 | 0 | 0 | 0 | 0 | 0 | 0 | 0 | 0 | 0 | 0 | 0 | 0 | 0 | 0 | 0 | 0 | 0 | 0 | 0 | 0 | 0 | 0 | 0 | 0 | 0 | 0
F5_Commercial_Retail (WA)_New_Food Preparation_Natural Gas_Steamer_Baseline Forecast | F5 | Commercial | Retail (WA) | New | Food Preparation | Natural Gas | Steamer | Baseline Forecast | Turnover | 0 | 0 | 0 | 0 | 0 | 0 | 0 | 0 | 0 | 0 | 0 | 0 | 0 | 0 | 0 | 0 | 0 | 0 | 0 | 0 | 0 | 0 | 0 | 0 | 0 | 0 | 0
F6_Commercial_Retail (WA)_New_Food Preparation_Natural Gas_Steamer_Baseline Forecast | F6 | Commercial | Retail (WA) | New | Food Preparation | Natural Gas | Steamer | Baseline Forecast | Avg. Replacement Usage (therms) | 2.0558 | 2.0558 | 2.0558 | 2.0558 | 2.0558 | 2.0558 | 2.0558 | 2.0558 | 2.0558 | 2.0558 | 2.0558 | 2.0558 | 2.0558 | 2.0558 | 2.0558 | 2.0558 | 2.0558 | 2.0558 | 2.0558 | 2.0558 | 2.0558 | 2.0558 | 2.0558 | 2.0558 | 2.0558 | 2.0558 | 2.0558
F7_Commercial_Retail (WA)_New_Food Preparation_Natural Gas_Steamer_Baseline Forecast | F7 | Commercial | Retail (WA) | New | Food Preparation | Natural Gas | Steamer | Baseline Forecast | Avg. Replacement Summer Demand (n/a) | 0 | 0 | 0 | 0 | 0 | 0 | 0 | 0 | 0 | 0 | 0 | 0 | 0 | 0 | 0 | 0 | 0 | 0 | 0 | 0 | 0 | 0 | 0 | 0 | 0 | 0 | 0
F8_Commercial_Retail (WA)_New_Food Preparation_Natural Gas_Steamer_Baseline Forecast | F8 | Commercial | Retail (WA) | New | Food Preparation | Natural Gas | Steamer | Baseline Forecast | Avg. Replacement Winter Demand (n/a) | 0 | 0 | 0 | 0 | 0 | 0 | 0 | 0 | 0 | 0 | 0 | 0 | 0 | 0 | 0 | 0 | 0 | 0 | 0 | 0 | 0 | 0 | 0 | 0 | 0 | 0 | 0
F1_Commercial_Retail (WA)_New_Food Preparation_Natural Gas_Food Prep Other_Baseline Forecast | F1 | Commercial | Retail (WA) | New | Food Preparation | Natural Gas | Food Prep Other | Baseline Forecast | Units | 0 | 0 | 0 | 0 | 0 | 0 | 0 | 0 | 0 | 0 | 0 | 0 | 0 | 0 | 0 | 0 | 0 | 0 | 0 | 0 | 0 | 0 | 0 | 0 | 0 | 0 | 0
F2_Commercial_Retail (WA)_New_Food Preparation_Natural Gas_Food Prep Other_Baseline Forecast | F2 | Commercial | Retail (WA) | New | Food Preparation | Natural Gas | Food Prep Other | Baseline Forecast | Usage (MMtherm) | 0 | 0 | 0 | 0 | 0 | 0 | 0 | 0 | 0 | 0 | 0 | 0 | 0 | 0 | 0 | 0 | 0 | 0 | 0 | 0 | 0 | 0 | 0 | 0 | 0 | 0 | 0
F3_Commercial_Retail (WA)_New_Food Preparation_Natural Gas_Food Prep Other_Baseline Forecast | F3 | Commercial | Retail (WA) | New | Food Preparation | Natural Gas | Food Prep Other | Baseline Forecast | Summer Peak Demand (n/a) | 0 | 0 | 0 | 0 | 0 | 0 | 0 | 0 | 0 | 0 | 0 | 0 | 0 | 0 | 0 | 0 | 0 | 0 | 0 | 0 | 0 | 0 | 0 | 0 | 0 | 0 | 0
F4_Commercial_Retail (WA)_New_Food Preparation_Natural Gas_Food Prep Other_Baseline Forecast | F4 | Commercial | Retail (WA) | New | Food Preparation | Natural Gas | Food Prep Other | Baseline Forecast | Winter Peak Demand (n/a) | 0 | 0 | 0 | 0 | 0 | 0 | 0 | 0 | 0 | 0 | 0 | 0 | 0 | 0 | 0 | 0 | 0 | 0 | 0 | 0 | 0 | 0 | 0 | 0 | 0 | 0 | 0
F5_Commercial_Retail (WA)_New_Food Preparation_Natural Gas_Food Prep Other_Baseline Forecast | F5 | Commercial | Retail (WA) | New | Food Preparation | Natural Gas | Food Prep Other | Baseline Forecast | Turnover | 0 | 0 | 0 | 0 | 0 | 0 | 0 | 0 | 0 | 0 | 0 | 0 | 0 | 0 | 0 | 0 | 0 | 0 | 0 | 0 | 0 | 0 | 0 | 0 | 0 | 0 | 0
F6_Commercial_Retail (WA)_New_Food Preparation_Natural Gas_Food Prep Other_Baseline Forecast | F6 | Commercial | Retail (WA) | New | Food Preparation | Natural Gas | Food Prep Other | Baseline Forecast | Avg. Replacement Usage (therms) | 0.74245 | 0.74245 | 0.74245 | 0.74245 | 0.74245 | 0.74245 | 0.74245 | 0.74245 | 0.74245 | 0.74245 | 0.74245 | 0.74245 | 0.74245 | 0.74245 | 0.74245 | 0.74245 | 0.74245 | 0.74245 | 0.74245 | 0.74245 | 0.74245 | 0.74245 | 0.74245 | 0.74245 | 0.74245 | 0.74245 | 0.74245
F7_Commercial_Retail (WA)_New_Food Preparation_Natural Gas_Food Prep Other_Baseline Forecast | F7 | Commercial | Retail (WA) | New | Food Preparation | Natural Gas | Food Prep Other | Baseline Forecast | Avg. Replacement Summer Demand (n/a) | 0 | 0 | 0 | 0 | 0 | 0 | 0 | 0 | 0 | 0 | 0 | 0 | 0 | 0 | 0 | 0 | 0 | 0 | 0 | 0 | 0 | 0 | 0 | 0 | 0 | 0 | 0
F8_Commercial_Retail (WA)_New_Food Preparation_Natural Gas_Food Prep Other_Baseline Forecast | F8 | Commercial | Retail (WA) | New | Food Preparation | Natural Gas | Food Prep Other | Baseline Forecast | Avg. Replacement Winter Demand (n/a) | 0 | 0 | 0 | 0 | 0 | 0 | 0 | 0 | 0 | 0 | 0 | 0 | 0 | 0 | 0 | 0 | 0 | 0 | 0 | 0 | 0 | 0 | 0 | 0 | 0 | 0 | 0
F1_Commercial_Retail (WA)_New_Miscellaneous_Natural Gas_Pool Heater_Baseline Forecast | F1 | Commercial | Retail (WA) | New | Miscellaneous | Natural Gas | Pool Heater | Baseline Forecast | Units | 0 | 0 | 0 | 0 | 0 | 0 | 0 | 0 | 0 | 0 | 0 | 0 | 0 | 0 | 0 | 0 | 0 | 0 | 0 | 0 | 0 | 0 | 0 | 0 | 0 | 0 | 0
F2_Commercial_Retail (WA)_New_Miscellaneous_Natural Gas_Pool Heater_Baseline Forecast | F2 | Commercial | Retail (WA) | New | Miscellaneous | Natural Gas | Pool Heater | Baseline Forecast | Usage (MMtherm) | 0 | 0 | 0 | 0 | 0 | 0 | 0 | 0 | 0 | 0 | 0 | 0 | 0 | 0 | 0 | 0 | 0 | 0 | 0 | 0 | 0 | 0 | 0 | 0 | 0 | 0 | 0
F3_Commercial_Retail (WA)_New_Miscellaneous_Natural Gas_Pool Heater_Baseline Forecast | F3 | Commercial | Retail (WA) | New | Miscellaneous | Natural Gas | Pool Heater | Baseline Forecast | Summer Peak Demand (n/a) | 0 | 0 | 0 | 0 | 0 | 0 | 0 | 0 | 0 | 0 | 0 | 0 | 0 | 0 | 0 | 0 | 0 | 0 | 0 | 0 | 0 | 0 | 0 | 0 | 0 | 0 | 0
F4_Commercial_Retail (WA)_New_Miscellaneous_Natural Gas_Pool Heater_Baseline Forecast | F4 | Commercial | Retail (WA) | New | Miscellaneous | Natural Gas | Pool Heater | Baseline Forecast | Winter Peak Demand (n/a) | 0 | 0 | 0 | 0 | 0 | 0 | 0 | 0 | 0 | 0 | 0 | 0 | 0 | 0 | 0 | 0 | 0 | 0 | 0 | 0 | 0 | 0 | 0 | 0 | 0 | 0 | 0
F5_Commercial_Retail (WA)_New_Miscellaneous_Natural Gas_Pool Heater_Baseline Forecast | F5 | Commercial | Retail (WA) | New | Miscellaneous | Natural Gas | Pool Heater | Baseline Forecast | Turnover | 0 | 0 | 0 | 0 | 0 | 0 | 0 | 0 | 0 | 0 | 0 | 0 | 0 | 0 | 0 | 0 | 0 | 0 | 0 | 0 | 0 | 0 | 0 | 0 | 0 | 0 | 0
F6_Commercial_Retail (WA)_New_Miscellaneous_Natural Gas_Pool Heater_Baseline Forecast | F6 | Commercial | Retail (WA) | New | Miscellaneous | Natural Gas | Pool Heater | Baseline Forecast | Avg. Replacement Usage (therms) | 0.01 | 0.01 | 0.01 | 0.01 | 0.01 | 0.01 | 0.01 | 0.01 | 0.01 | 0.01 | 0.01 | 0.01 | 0.01 | 0.01 | 0.01 | 0.01 | 0.01 | 0.01 | 0.01 | 0.01 | 0.01 | 0.01 | 0.01 | 0.01 | 0.01 | 0.01 | 0.01
F7_Commercial_Retail (WA)_New_Miscellaneous_Natural Gas_Pool Heater_Baseline Forecast | F7 | Commercial | Retail (WA) | New | Miscellaneous | Natural Gas | Pool Heater | Baseline Forecast | Avg. Replacement Summer Demand (n/a) | 0 | 0 | 0 | 0 | 0 | 0 | 0 | 0 | 0 | 0 | 0 | 0 | 0 | 0 | 0 | 0 | 0 | 0 | 0 | 0 | 0 | 0 | 0 | 0 | 0 | 0 | 0
F8_Commercial_Retail (WA)_New_Miscellaneous_Natural Gas_Pool Heater_Baseline Forecast | F8 | Commercial | Retail (WA) | New | Miscellaneous | Natural Gas | Pool Heater | Baseline Forecast | Avg. Replacement Winter Demand (n/a) | 0 | 0 | 0 | 0 | 0 | 0 | 0 | 0 | 0 | 0 | 0 | 0 | 0 | 0 | 0 | 0 | 0 | 0 | 0 | 0 | 0 | 0 | 0 | 0 | 0 | 0 | 0
F1_Commercial_Retail (WA)_New_Miscellaneous_Natural Gas_Miscellaneous_Baseline Forecast | F1 | Commercial | Retail (WA) | New | Miscellaneous | Natural Gas | Miscellaneous | Baseline Forecast | Units | 0 | 272463.7922 | 526264.4921 | 782619.541 | 1039387.0783 | 1291309.9387 | 1539217.4771 | 1782239.4339 | 2021699.0226 | 2257715.3505 | 2490194.396 | 2714935.9477 | 2936728.5006 | 3155334.2033 | 3370089.7751 | 3580968.265 | 3789286.8952 | 3994380.2638 | 4196148.5499 | 4394491.2593 | 4590085.8499 | 4785661.8397 | 4977931.5368 | 5167145.7762 | 5353625.5557 | 5538045.1778 | 5703524.1206
F2_Commercial_Retail (WA)_New_Miscellaneous_Natural Gas_Miscellaneous_Baseline Forecast | F2 | Commercial | Retail (WA) | New | Miscellaneous | Natural Gas | Miscellaneous | Baseline Forecast | Usage (MMtherm) | 0 | 0.0073637 | 0.014223 | 0.021151 | 0.028091 | 0.034899 | 0.041599 | 0.048167 | 0.054639 | 0.061018 | 0.067301 | 0.073375 | 0.079369 | 0.085277 | 0.091081 | 0.096781 | 0.10241 | 0.10795 | 0.11341 | 0.11877 | 0.12405 | 0.12934 | 0.13454 | 0.13965 | 0.14469 | 0.14967 | 0.15415
F3_Commercial_Retail (WA)_New_Miscellaneous_Natural Gas_Miscellaneous_Baseline Forecast | F3 | Commercial | Retail (WA) | New | Miscellaneous | Natural Gas | Miscellaneous | Baseline Forecast | Summer Peak Demand (n/a) | 0 | 0 | 0 | 0 | 0 | 0 | 0 | 0 | 0 | 0 | 0 | 0 | 0 | 0 | 0 | 0 | 0 | 0 | 0 | 0 | 0 | 0 | 0 | 0 | 0 | 0 | 0
F4_Commercial_Retail (WA)_New_Miscellaneous_Natural Gas_Miscellaneous_Baseline Forecast | F4 | Commercial | Retail (WA) | New | Miscellaneous | Natural Gas | Miscellaneous | Baseline Forecast | Winter Peak Demand (n/a) | 0 | 0 | 0 | 0 | 0 | 0 | 0 | 0 | 0 | 0 | 0 | 0 | 0 | 0 | 0 | 0 | 0 | 0 | 0 | 0 | 0 | 0 | 0 | 0 | 0 | 0 | 0
F5_Commercial_Retail (WA)_New_Miscellaneous_Natural Gas_Miscellaneous_Baseline Forecast | F5 | Commercial | Retail (WA) | New | Miscellaneous | Natural Gas | Miscellaneous | Baseline Forecast | Turnover | 0 | 272463.7922 | 253800.6998 | 256355.0489 | 295690.9362 | 321543.0166 | 344204.1078 | 367803.4358 | 392349.8587 | 416237.1462 | 439497.3807 | 537620.0931 | 543998.9839 | 558312.2116 | 594196.2418 | 621359.6791 | 646521.0078 | 672456.417 | 698282.629 | 723246.3078 | 748354.1989 | 797713.3551 | 813566.8753 | 832832.6819 | 862566.8497 | 888060.9262 | 894907.091
F6_Commercial_Retail (WA)_New_Miscellaneous_Natural Gas_Miscellaneous_Baseline Forecast | F6 | Commercial | Retail (WA) | New | Miscellaneous | Natural Gas | Miscellaneous | Baseline Forecast | Avg. Replacement Usage (therms) | 0.027026 | 0.027026 | 0.027026 | 0.027026 | 0.027026 | 0.027026 | 0.027026 | 0.027026 | 0.027026 | 0.027026 | 0.027026 | 0.027026 | 0.027026 | 0.027026 | 0.027026 | 0.027026 | 0.027026 | 0.027026 | 0.027026 | 0.027026 | 0.027026 | 0.027026 | 0.027026 | 0.027026 | 0.027026 | 0.027026 | 0.027026
F7_Commercial_Retail (WA)_New_Miscellaneous_Natural Gas_Miscellaneous_Baseline Forecast | F7 | Commercial | Retail (WA) | New | Miscellaneous | Natural Gas | Miscellaneous | Baseline Forecast | Avg. Replacement Summer Demand (n/a) | 0 | 0 | 0 | 0 | 0 | 0 | 0 | 0 | 0 | 0 | 0 | 0 | 0 | 0 | 0 | 0 | 0 | 0 | 0 | 0 | 0 | 0 | 0 | 0 | 0 | 0 | 0
F8_Commercial_Retail (WA)_New_Miscellaneous_Natural Gas_Miscellaneous_Baseline Forecast | F8 | Commercial | Retail (WA) | New | Miscellaneous | Natural Gas | Miscellaneous | Baseline Forecast | Avg. Replacement Winter Demand (n/a) | 0 | 0 | 0 | 0 | 0 | 0 | 0 | 0 | 0 | 0 | 0 | 0 | 0 | 0 | 0 | 0 | 0 | 0 | 0 | 0 | 0 | 0 | 0 | 0 | 0 | 0 | 0
F1_Commercial_Grocery (WA)_Existing_Space Heating_Natural Gas_Furnace_Baseline Forecast | F1 | Commercial | Grocery (WA) | Existing | Space Heating | Natural Gas | Furnace | Baseline Forecast | Units | 2581473.3798 | 2534537.5002 | 2488455.0002 | 2443210.3638 | 2398788.3572 | 2355174.0234 | 2312352.6776 | 2270309.9016 | 2229031.5398 | 2188503.6936 | 2148712.7173 | 2109645.2134 | 2071288.0277 | 2033628.2454 | 1996653.1864 | 1960350.4011 | 1924707.6666 | 1889712.9817 | 1855354.5639 | 1821620.8445 | 1788500.4655 | 1755982.2753 | 1724055.3248 | 1692708.8644 | 1661932.3395 | 1631715.3879 | 1602047.8354
F2_Commercial_Grocery (WA)_Existing_Space Heating_Natural Gas_Furnace_Baseline Forecast | F2 | Commercial | Grocery (WA) | Existing | Space Heating | Natural Gas | Furnace | Baseline Forecast | Usage (MMtherm) | 1.6186 | 1.5288 | 1.4986 | 1.469 | 1.44 | 1.4117 | 1.3841 | 1.3571 | 1.3307 | 1.3049 | 1.2798 | 1.2539 | 1.2287 | 1.204 | 1.18 | 1.1565 | 1.1336 | 1.1112 | 1.0893 | 1.0679 | 1.0469 | 1.0264 | 1.0064 | 0.98658 | 0.96732 | 0.94854 | 0.93022
F3_Commercial_Grocery (WA)_Existing_Space Heating_Natural Gas_Furnace_Baseline Forecast | F3 | Commercial | Grocery (WA) | Existing | Space Heating | Natural Gas | Furnace | Baseline Forecast | Summer Peak Demand (n/a) | 0 | 0 | 0 | 0 | 0 | 0 | 0 | 0 | 0 | 0 | 0 | 0 | 0 | 0 | 0 | 0 | 0 | 0 | 0 | 0 | 0 | 0 | 0 | 0 | 0 | 0 | 0
F4_Commercial_Grocery (WA)_Existing_Space Heating_Natural Gas_Furnace_Baseline Forecast | F4 | Commercial | Grocery (WA) | Existing | Space Heating | Natural Gas | Furnace | Baseline Forecast | Winter Peak Demand (n/a) | 0 | 0 | 0 | 0 | 0 | 0 | 0 | 0 | 0 | 0 | 0 | 0 | 0 | 0 | 0 | 0 | 0 | 0 | 0 | 0 | 0 | 0 | 0 | 0 | 0 | 0 | 0
F5_Commercial_Grocery (WA)_Existing_Space Heating_Natural Gas_Furnace_Baseline Forecast | F5 | Commercial | Grocery (WA) | Existing | Space Heating | Natural Gas | Furnace | Baseline Forecast | Turnover | 0 | 102405.5556 | 103971.2603 | 105140.2406 | 105959.2744 | 106470.0385 | 106709.6576 | 106711.1953 | 106504.0911 | 106114.5518 | 105565.8993 | 104878.8822 | 101218.94 | 98068.5359 | 95343.4523 | 92971.9949 | 90893.2684 | 89055.6783 | 87415.6295 | 85936.3978 | 84587.1517 | 83342.1048 | 82179.7826 | 102662.3163 | 99647.7043 | 96676.156 | 93777.7361
F6_Commercial_Grocery (WA)_Existing_Space Heating_Natural Gas_Furnace_Baseline Forecast | F6 | Commercial | Grocery (WA) | Existing | Space Heating | Natural Gas | Furnace | Baseline Forecast | Avg. Replacement Usage (therms) | 0.61132 | 0.58908 | 0.58908 | 0.58908 | 0.58908 | 0.58908 | 0.58908 | 0.58908 | 0.58908 | 0.58908 | 0.58908 | 0.57598 | 0.57598 | 0.57598 | 0.57598 | 0.57598 | 0.57598 | 0.57598 | 0.57598 | 0.57598 | 0.57598 | 0.57598 | 0.57598 | 0.57598 | 0.57598 | 0.57598 | 0.57598
F7_Commercial_Grocery (WA)_Existing_Space Heating_Natural Gas_Furnace_Baseline Forecast | F7 | Commercial | Grocery (WA) | Existing | Space Heating | Natural Gas | Furnace | Baseline Forecast | Avg. Replacement Summer Demand (n/a) | 0 | 0 | 0 | 0 | 0 | 0 | 0 | 0 | 0 | 0 | 0 | 0 | 0 | 0 | 0 | 0 | 0 | 0 | 0 | 0 | 0 | 0 | 0 | 0 | 0 | 0 | 0
F8_Commercial_Grocery (WA)_Existing_Space Heating_Natural Gas_Furnace_Baseline Forecast | F8 | Commercial | Grocery (WA) | Existing | Space Heating | Natural Gas | Furnace | Baseline Forecast | Avg. Replacement Winter Demand (n/a) | 0 | 0 | 0 | 0 | 0 | 0 | 0 | 0 | 0 | 0 | 0 | 0 | 0 | 0 | 0 | 0 | 0 | 0 | 0 | 0 | 0 | 0 | 0 | 0 | 0 | 0 | 0
F1_Commercial_Grocery (WA)_Existing_Space Heating_Natural Gas_Boiler_Baseline Forecast | F1 | Commercial | Grocery (WA) | Existing | Space Heating | Natural Gas | Boiler | Baseline Forecast | Units | 17231.8987 | 16918.5914 | 16610.9807 | 16308.9628 | 16012.4362 | 15721.301 | 15435.4592 | 15154.8145 | 14879.2724 | 14608.7402 | 14343.1267 | 14082.3426 | 13826.3 | 13574.9127 | 13328.0961 | 13085.7671 | 12847.8441 | 12614.2469 | 12384.897 | 12159.717 | 11938.6313 | 11721.5652 | 11508.4459 | 11299.2014 | 11093.7614 | 10892.0566 | 10694.0192
F2_Commercial_Grocery (WA)_Existing_Space Heating_Natural Gas_Boiler_Baseline Forecast | F2 | Commercial | Grocery (WA) | Existing | Space Heating | Natural Gas | Boiler | Baseline Forecast | Usage (MMtherm) | 0.034743 | 0.03275 | 0.032018 | 0.031293 | 0.030577 | 0.029872 | 0.029179 | 0.028498 | 0.02783 | 0.027177 | 0.026538 | 0.025915 | 0.025306 | 0.024714 | 0.024136 | 0.023575 | 0.023029 | 0.022498 | 0.021983 | 0.021483 | 0.020999 | 0.020529 | 0.020073 | 0.019632 | 0.019205 | 0.018791 | 0.018391
F3_Commercial_Grocery (WA)_Existing_Space Heating_Natural Gas_Boiler_Baseline Forecast | F3 | Commercial | Grocery (WA) | Existing | Space Heating | Natural Gas | Boiler | Baseline Forecast | Summer Peak Demand (n/a) | 0 | 0 | 0 | 0 | 0 | 0 | 0 | 0 | 0 | 0 | 0 | 0 | 0 | 0 | 0 | 0 | 0 | 0 | 0 | 0 | 0 | 0 | 0 | 0 | 0 | 0 | 0
F4_Commercial_Grocery (WA)_Existing_Space Heating_Natural Gas_Boiler_Baseline Forecast | F4 | Commercial | Grocery (WA) | Existing | Space Heating | Natural Gas | Boiler | Baseline Forecast | Winter Peak Demand (n/a) | 0 | 0 | 0 | 0 | 0 | 0 | 0 | 0 | 0 | 0 | 0 | 0 | 0 | 0 | 0 | 0 | 0 | 0 | 0 | 0 | 0 | 0 | 0 | 0 | 0 | 0 | 0
F5_Commercial_Grocery (WA)_Existing_Space Heating_Natural Gas_Boiler_Baseline Forecast | F5 | Commercial | Grocery (WA) | Existing | Space Heating | Natural Gas | Boiler | Baseline Forecast | Turnover | 0 | 256.3423 | 279.1377 | 298.5688 | 315.0137 | 328.8095 | 340.257 | 349.6242 | 357.1499 | 363.0474 | 367.5063 | 370.6959 | 372.767 | 373.8537 | 374.0758 | 373.5397 | 372.3402 | 370.5617 | 368.2792 | 365.5597 | 362.4623 | 359.04 | 355.3395 | 351.4026 | 347.266 | 342.9627 | 338.5216
F6_Commercial_Grocery (WA)_Existing_Space Heating_Natural Gas_Boiler_Baseline Forecast | F6 | Commercial | Grocery (WA) | Existing | Space Heating | Natural Gas | Boiler | Baseline Forecast | Avg. Replacement Usage (therms) | 1.7613 | 1.6973 | 1.6646 | 1.6646 | 1.6646 | 1.6646 | 1.6646 | 1.6646 | 1.6646 | 1.6646 | 1.6646 | 1.6646 | 1.6646 | 1.6646 | 1.6646 | 1.6646 | 1.6646 | 1.6646 | 1.6646 | 1.6646 | 1.6646 | 1.6646 | 1.6646 | 1.6646 | 1.6646 | 1.6646 | 1.6646
F7_Commercial_Grocery (WA)_Existing_Space Heating_Natural Gas_Boiler_Baseline Forecast | F7 | Commercial | Grocery (WA) | Existing | Space Heating | Natural Gas | Boiler | Baseline Forecast | Avg. Replacement Summer Demand (n/a) | 0 | 0 | 0 | 0 | 0 | 0 | 0 | 0 | 0 | 0 | 0 | 0 | 0 | 0 | 0 | 0 | 0 | 0 | 0 | 0 | 0 | 0 | 0 | 0 | 0 | 0 | 0
F8_Commercial_Grocery (WA)_Existing_Space Heating_Natural Gas_Boiler_Baseline Forecast | F8 | Commercial | Grocery (WA) | Existing | Space Heating | Natural Gas | Boiler | Baseline Forecast | Avg. Replacement Winter Demand (n/a) | 0 | 0 | 0 | 0 | 0 | 0 | 0 | 0 | 0 | 0 | 0 | 0 | 0 | 0 | 0 | 0 | 0 | 0 | 0 | 0 | 0 | 0 | 0 | 0 | 0 | 0 | 0
F1_Commercial_Grocery (WA)_Existing_Space Heating_Natural Gas_Unit Heater_Baseline Forecast | F1 | Commercial | Grocery (WA) | Existing | Space Heating | Natural Gas | Unit Heater | Baseline Forecast | Units | 0 | 0 | 0 | 0 | 0 | 0 | 0 | 0 | 0 | 0 | 0 | 0 | 0 | 0 | 0 | 0 | 0 | 0 | 0 | 0 | 0 | 0 | 0 | 0 | 0 | 0 | 0
F2_Commercial_Grocery (WA)_Existing_Space Heating_Natural Gas_Unit Heater_Baseline Forecast | F2 | Commercial | Grocery (WA) | Existing | Space Heating | Natural Gas | Unit Heater | Baseline Forecast | Usage (MMtherm) | 0 | 0 | 0 | 0 | 0 | 0 | 0 | 0 | 0 | 0 | 0 | 0 | 0 | 0 | 0 | 0 | 0 | 0 | 0 | 0 | 0 | 0 | 0 | 0 | 0 | 0 | 0
F3_Commercial_Grocery (WA)_Existing_Space Heating_Natural Gas_Unit Heater_Baseline Forecast | F3 | Commercial | Grocery (WA) | Existing | Space Heating | Natural Gas | Unit Heater | Baseline Forecast | Summer Peak Demand (n/a) | 0 | 0 | 0 | 0 | 0 | 0 | 0 | 0 | 0 | 0 | 0 | 0 | 0 | 0 | 0 | 0 | 0 | 0 | 0 | 0 | 0 | 0 | 0 | 0 | 0 | 0 | 0
F4_Commercial_Grocery (WA)_Existing_Space Heating_Natural Gas_Unit Heater_Baseline Forecast | F4 | Commercial | Grocery (WA) | Existing | Space Heating | Natural Gas | Unit Heater | Baseline Forecast | Winter Peak Demand (n/a) | 0 | 0 | 0 | 0 | 0 | 0 | 0 | 0 | 0 | 0 | 0 | 0 | 0 | 0 | 0 | 0 | 0 | 0 | 0 | 0 | 0 | 0 | 0 | 0 | 0 | 0 | 0
F5_Commercial_Grocery (WA)_Existing_Space Heating_Natural Gas_Unit Heater_Baseline Forecast | F5 | Commercial | Grocery (WA) | Existing | Space Heating | Natural Gas | Unit Heater | Baseline Forecast | Turnover | 0 | 0 | 0 | 0 | 0 | 0 | 0 | 0 | 0 | 0 | 0 | 0 | 0 | 0 | 0 | 0 | 0 | 0 | 0 | 0 | 0 | 0 | 0 | 0 | 0 | 0 | 0
F6_Commercial_Grocery (WA)_Existing_Space Heating_Natural Gas_Unit Heater_Baseline Forecast | F6 | Commercial | Grocery (WA) | Existing | Space Heating | Natural Gas | Unit Heater | Baseline Forecast | Avg. Replacement Usage (therms) | 0.3135 | 0.30209 | 0.30209 | 0.30209 | 0.30209 | 0.30209 | 0.30209 | 0.30209 | 0.30209 | 0.30209 | 0.30209 | 0.30209 | 0.30209 | 0.30209 | 0.30209 | 0.30209 | 0.30209 | 0.30209 | 0.30209 | 0.30209 | 0.30209 | 0.30209 | 0.30209 | 0.30209 | 0.30209 | 0.30209 | 0.30209
F7_Commercial_Grocery (WA)_Existing_Space Heating_Natural Gas_Unit Heater_Baseline Forecast | F7 | Commercial | Grocery (WA) | Existing | Space Heating | Natural Gas | Unit Heater | Baseline Forecast | Avg. Replacement Summer Demand (n/a) | 0 | 0 | 0 | 0 | 0 | 0 | 0 | 0 | 0 | 0 | 0 | 0 | 0 | 0 | 0 | 0 | 0 | 0 | 0 | 0 | 0 | 0 | 0 | 0 | 0 | 0 | 0
F8_Commercial_Grocery (WA)_Existing_Space Heating_Natural Gas_Unit Heater_Baseline Forecast | F8 | Commercial | Grocery (WA) | Existing | Space Heating | Natural Gas | Unit Heater | Baseline Forecast | Avg. Replacement Winter Demand (n/a) | 0 | 0 | 0 | 0 | 0 | 0 | 0 | 0 | 0 | 0 | 0 | 0 | 0 | 0 | 0 | 0 | 0 | 0 | 0 | 0 | 0 | 0 | 0 | 0 | 0 | 0 | 0
F1_Commercial_Grocery (WA)_Existing_Water Heating_Natural Gas_Water Heater_Baseline Forecast | F1 | Commercial | Grocery (WA) | Existing | Water Heating | Natural Gas | Water Heater | Baseline Forecast | Units | 1910491.9531 | 1875755.7358 | 1841651.086 | 1808166.5208 | 1775290.7659 | 1743012.752 | 1711321.611 | 1680206.6727 | 1649657.4604 | 1619663.6884 | 1590215.2577 | 1561302.253 | 1532914.9393 | 1505043.7586 | 1477679.3267 | 1450812.4298 | 1424434.022 | 1398535.2216 | 1373107.3085 | 1348141.721 | 1323630.0534 | 1299564.0524 | 1275935.6151 | 1252736.7857 | 1229959.7533 | 1207596.8487 | 1185640.5423
F2_Commercial_Grocery (WA)_Existing_Water Heating_Natural Gas_Water Heater_Baseline Forecast | F2 | Commercial | Grocery (WA) | Existing | Water Heating | Natural Gas | Water Heater | Baseline Forecast | Usage (MMtherm) | 0.52433 | 0.51198 | 0.49976 | 0.48775 | 0.47598 | 0.46449 | 0.45332 | 0.44249 | 0.43202 | 0.42193 | 0.41222 | 0.40291 | 0.39396 | 0.38535 | 0.37705 | 0.36904 | 0.3613 | 0.35382 | 0.34656 | 0.33953 | 0.3327 | 0.32607 | 0.31962 | 0.31335 | 0.30724 | 0.30128 | 0.29547
F3_Commercial_Grocery (WA)_Existing_Water Heating_Natural Gas_Water Heater_Baseline Forecast | F3 | Commercial | Grocery (WA) | Existing | Water Heating | Natural Gas | Water Heater | Baseline Forecast | Summer Peak Demand (n/a) | 0 | 0 | 0 | 0 | 0 | 0 | 0 | 0 | 0 | 0 | 0 | 0 | 0 | 0 | 0 | 0 | 0 | 0 | 0 | 0 | 0 | 0 | 0 | 0 | 0 | 0 | 0
F4_Commercial_Grocery (WA)_Existing_Water Heating_Natural Gas_Water Heater_Baseline Forecast | F4 | Commercial | Grocery (WA) | Existing | Water Heating | Natural Gas | Water Heater | Baseline Forecast | Winter Peak Demand (n/a) | 0 | 0 | 0 | 0 | 0 | 0 | 0 | 0 | 0 | 0 | 0 | 0 | 0 | 0 | 0 | 0 | 0 | 0 | 0 | 0 | 0 | 0 | 0 | 0 | 0 | 0 | 0
F5_Commercial_Grocery (WA)_Existing_Water Heating_Natural Gas_Water Heater_Baseline Forecast | F5 | Commercial | Grocery (WA) | Existing | Water Heating | Natural Gas | Water Heater | Baseline Forecast | Turnover | 0 | 56841.0829 | 61895.7114 | 66204.3439 | 69850.8185 | 72909.8988 | 75448.25 | 77525.3104 | 79194.0688 | 80501.7587 | 81490.4777 | 82197.7403 | 77589.4843 | 73851.8547 | 70835.8907 | 68414.8642 | 66481.2169 | 64943.8991 | 63726.0591 | 62763.0388 | 62000.636 | 61393.5993 | 60904.3263 | 72221.0318 | 71243.9856 | 70008.6548 | 68601.9429
F6_Commercial_Grocery (WA)_Existing_Water Heating_Natural Gas_Water Heater_Baseline Forecast | F6 | Commercial | Grocery (WA) | Existing | Water Heating | Natural Gas | Water Heater | Baseline Forecast | Avg. Replacement Usage (therms) | 0.24642 | 0.24642 | 0.24642 | 0.24642 | 0.24642 | 0.24642 | 0.24642 | 0.24642 | 0.24642 | 0.24642 | 0.24642 | 0.24642 | 0.24642 | 0.24642 | 0.24642 | 0.24642 | 0.24642 | 0.24642 | 0.24642 | 0.24642 | 0.24642 | 0.24642 | 0.24642 | 0.24642 | 0.24642 | 0.24642 | 0.24642
F7_Commercial_Grocery (WA)_Existing_Water Heating_Natural Gas_Water Heater_Baseline Forecast | F7 | Commercial | Grocery (WA) | Existing | Water Heating | Natural Gas | Water Heater | Baseline Forecast | Avg. Replacement Summer Demand (n/a) | 0 | 0 | 0 | 0 | 0 | 0 | 0 | 0 | 0 | 0 | 0 | 0 | 0 | 0 | 0 | 0 | 0 | 0 | 0 | 0 | 0 | 0 | 0 | 0 | 0 | 0 | 0
F8_Commercial_Grocery (WA)_Existing_Water Heating_Natural Gas_Water Heater_Baseline Forecast | F8 | Commercial | Grocery (WA) | Existing | Water Heating | Natural Gas | Water Heater | Baseline Forecast | Avg. Replacement Winter Demand (n/a) | 0 | 0 | 0 | 0 | 0 | 0 | 0 | 0 | 0 | 0 | 0 | 0 | 0 | 0 | 0 | 0 | 0 | 0 | 0 | 0 | 0 | 0 | 0 | 0 | 0 | 0 | 0
F1_Commercial_Grocery (WA)_Existing_Food Preparation_Natural Gas_Oven_Baseline Forecast | F1 | Commercial | Grocery (WA) | Existing | Food Preparation | Natural Gas | Oven | Baseline Forecast | Units | 389305.8411 | 382227.5531 | 375277.9612 | 368454.7256 | 361755.5487 | 355178.1751 | 348720.3901 | 342380.0194 | 336154.9281 | 330043.0203 | 324042.2382 | 318150.5611 | 312366.0054 | 306686.6235 | 301110.5031 | 295635.7667 | 290260.5709 | 284983.106 | 279801.595 | 274714.2932 | 269719.4879 | 264815.4972 | 260000.67 | 255273.3851 | 250632.0508 | 246075.1044 | 241601.0116
F2_Commercial_Grocery (WA)_Existing_Food Preparation_Natural Gas_Oven_Baseline Forecast | F2 | Commercial | Grocery (WA) | Existing | Food Preparation | Natural Gas | Oven | Baseline Forecast | Usage (MMtherm) | 0.035921 | 0.035268 | 0.034627 | 0.033997 | 0.033379 | 0.032772 | 0.032176 | 0.031591 | 0.031017 | 0.030453 | 0.029899 | 0.029355 | 0.028822 | 0.028298 | 0.027783 | 0.027278 | 0.026782 | 0.026295 | 0.025817 | 0.025348 | 0.024887 | 0.024434 | 0.02399 | 0.023554 | 0.023126 | 0.022705 | 0.022292
F3_Commercial_Grocery (WA)_Existing_Food Preparation_Natural Gas_Oven_Baseline Forecast | F3 | Commercial | Grocery (WA) | Existing | Food Preparation | Natural Gas | Oven | Baseline Forecast | Summer Peak Demand (n/a) | 0 | 0 | 0 | 0 | 0 | 0 | 0 | 0 | 0 | 0 | 0 | 0 | 0 | 0 | 0 | 0 | 0 | 0 | 0 | 0 | 0 | 0 | 0 | 0 | 0 | 0 | 0
F4_Commercial_Grocery (WA)_Existing_Food Preparation_Natural Gas_Oven_Baseline Forecast | F4 | Commercial | Grocery (WA) | Existing | Food Preparation | Natural Gas | Oven | Baseline Forecast | Winter Peak Demand (n/a) | 0 | 0 | 0 | 0 | 0 | 0 | 0 | 0 | 0 | 0 | 0 | 0 | 0 | 0 | 0 | 0 | 0 | 0 | 0 | 0 | 0 | 0 | 0 | 0 | 0 | 0 | 0
F5_Commercial_Grocery (WA)_Existing_Food Preparation_Natural Gas_Oven_Baseline Forecast | F5 | Commercial | Grocery (WA) | Existing | Food Preparation | Natural Gas | Oven | Baseline Forecast | Turnover | 0 | 15289.1021 | 19514.454 | 22696.8111 | 25062.4244 | 26788.9587 | 28015.9172 | 28852.8299 | 29385.6849 | 29681.9802 | 25906.1842 | 23656.896 | 22429.7656 | 21867.0112 | 21717.7351 | 24908.4876 | 25369.6963 | 25626.4054 | 25724.4085 | 25040.3251 | 24026.7041 | 22947.9241 | 21946.6094 | 21088.8121 | 20131.5072 | 19753.3778 | 19698.8578
F6_Commercial_Grocery (WA)_Existing_Food Preparation_Natural Gas_Oven_Baseline Forecast | F6 | Commercial | Grocery (WA) | Existing | Food Preparation | Natural Gas | Oven | Baseline Forecast | Avg. Replacement Usage (therms) | 0.092269 | 0.092269 | 0.092269 | 0.092269 | 0.092269 | 0.092269 | 0.092269 | 0.092269 | 0.092269 | 0.092269 | 0.092269 | 0.092269 | 0.092269 | 0.092269 | 0.092269 | 0.092269 | 0.092269 | 0.092269 | 0.092269 | 0.092269 | 0.092269 | 0.092269 | 0.092269 | 0.092269 | 0.092269 | 0.092269 | 0.092269
F7_Commercial_Grocery (WA)_Existing_Food Preparation_Natural Gas_Oven_Baseline Forecast | F7 | Commercial | Grocery (WA) | Existing | Food Preparation | Natural Gas | Oven | Baseline Forecast | Avg. Replacement Summer Demand (n/a) | 0 | 0 | 0 | 0 | 0 | 0 | 0 | 0 | 0 | 0 | 0 | 0 | 0 | 0 | 0 | 0 | 0 | 0 | 0 | 0 | 0 | 0 | 0 | 0 | 0 | 0 | 0
F8_Commercial_Grocery (WA)_Existing_Food Preparation_Natural Gas_Oven_Baseline Forecast | F8 | Commercial | Grocery (WA) | Existing | Food Preparation | Natural Gas | Oven | Baseline Forecast | Avg. Replacement Winter Demand (n/a) | 0 | 0 | 0 | 0 | 0 | 0 | 0 | 0 | 0 | 0 | 0 | 0 | 0 | 0 | 0 | 0 | 0 | 0 | 0 | 0 | 0 | 0 | 0 | 0 | 0 | 0 | 0
F1_Commercial_Grocery (WA)_Existing_Food Preparation_Natural Gas_Conveyor Oven_Baseline Forecast | F1 | Commercial | Grocery (WA) | Existing | Food Preparation | Natural Gas | Conveyor Oven | Baseline Forecast | Units | 194652.9206 | 191113.7765 | 187638.9806 | 184227.3628 | 180877.7744 | 177589.0876 | 174360.1951 | 171190.0097 | 168077.4641 | 165021.5102 | 162021.1191 | 159075.2805 | 156183.0027 | 153343.3118 | 150555.2515 | 147817.8833 | 145130.2855 | 142491.553 | 139900.7975 | 137357.1466 | 134859.744 | 132407.7486 | 130000.335 | 127636.6925 | 125316.0254 | 123037.5522 | 120800.5058
F2_Commercial_Grocery (WA)_Existing_Food Preparation_Natural Gas_Conveyor Oven_Baseline Forecast | F2 | Commercial | Grocery (WA) | Existing | Food Preparation | Natural Gas | Conveyor Oven | Baseline Forecast | Usage (MMtherm) | 0.030732 | 0.030173 | 0.029624 | 0.029086 | 0.028557 | 0.028038 | 0.027528 | 0.027027 | 0.026536 | 0.026053 | 0.02558 | 0.025115 | 0.024658 | 0.02421 | 0.023769 | 0.023337 | 0.022913 | 0.022496 | 0.022087 | 0.021686 | 0.021292 | 0.020904 | 0.020524 | 0.020151 | 0.019785 | 0.019425 | 0.019072
F3_Commercial_Grocery (WA)_Existing_Food Preparation_Natural Gas_Conveyor Oven_Baseline Forecast | F3 | Commercial | Grocery (WA) | Existing | Food Preparation | Natural Gas | Conveyor Oven | Baseline Forecast | Summer Peak Demand (n/a) | 0 | 0 | 0 | 0 | 0 | 0 | 0 | 0 | 0 | 0 | 0 | 0 | 0 | 0 | 0 | 0 | 0 | 0 | 0 | 0 | 0 | 0 | 0 | 0 | 0 | 0 | 0
F4_Commercial_Grocery (WA)_Existing_Food Preparation_Natural Gas_Conveyor Oven_Baseline Forecast | F4 | Commercial | Grocery (WA) | Existing | Food Preparation | Natural Gas | Conveyor Oven | Baseline Forecast | Winter Peak Demand (n/a) | 0 | 0 | 0 | 0 | 0 | 0 | 0 | 0 | 0 | 0 | 0 | 0 | 0 | 0 | 0 | 0 | 0 | 0 | 0 | 0 | 0 | 0 | 0 | 0 | 0 | 0 | 0
F5_Commercial_Grocery (WA)_Existing_Food Preparation_Natural Gas_Conveyor Oven_Baseline Forecast | F5 | Commercial | Grocery (WA) | Existing | Food Preparation | Natural Gas | Conveyor Oven | Baseline Forecast | Turnover | 0 | 0 | 0 | 0 | 0 | 710.3564 | 1952.8342 | 3588.1426 | 5507.5623 | 7626.3701 | 9230.5894 | 10431.714 | 11317.2973 | 11956.0888 | 12402.0693 | 12697.6194 | 12876.0086 | 10113.5195 | 7943.7098 | 6239.423 | 4900.7832 | 3955.2686 | 3397.8845 | 3203.9368 | 3337.8178 | 3758.9255 | 4455.5713
F6_Commercial_Grocery (WA)_Existing_Food Preparation_Natural Gas_Conveyor Oven_Baseline Forecast | F6 | Commercial | Grocery (WA) | Existing | Food Preparation | Natural Gas | Conveyor Oven | Baseline Forecast | Avg. Replacement Usage (therms) | 0.15788 | 0.15788 | 0.15788 | 0.15788 | 0.15788 | 0.15788 | 0.15788 | 0.15788 | 0.15788 | 0.15788 | 0.15788 | 0.15788 | 0.15788 | 0.15788 | 0.15788 | 0.15788 | 0.15788 | 0.15788 | 0.15788 | 0.15788 | 0.15788 | 0.15788 | 0.15788 | 0.15788 | 0.15788 | 0.15788 | 0.15788
F7_Commercial_Grocery (WA)_Existing_Food Preparation_Natural Gas_Conveyor Oven_Baseline Forecast | F7 | Commercial | Grocery (WA) | Existing | Food Preparation | Natural Gas | Conveyor Oven | Baseline Forecast | Avg. Replacement Summer Demand (n/a) | 0 | 0 | 0 | 0 | 0 | 0 | 0 | 0 | 0 | 0 | 0 | 0 | 0 | 0 | 0 | 0 | 0 | 0 | 0 | 0 | 0 | 0 | 0 | 0 | 0 | 0 | 0
F8_Commercial_Grocery (WA)_Existing_Food Preparation_Natural Gas_Conveyor Oven_Baseline Forecast | F8 | Commercial | Grocery (WA) | Existing | Food Preparation | Natural Gas | Conveyor Oven | Baseline Forecast | Avg. Replacement Winter Demand (n/a) | 0 | 0 | 0 | 0 | 0 | 0 | 0 | 0 | 0 | 0 | 0 | 0 | 0 | 0 | 0 | 0 | 0 | 0 | 0 | 0 | 0 | 0 | 0 | 0 | 0 | 0 | 0
F1_Commercial_Grocery (WA)_Existing_Food Preparation_Natural Gas_Double Rack Oven_Baseline Forecast | F1 | Commercial | Grocery (WA) | Existing | Food Preparation | Natural Gas | Double Rack Oven | Baseline Forecast | Units | 194652.9206 | 191113.7765 | 187638.9806 | 184227.3628 | 180877.7744 | 177589.0876 | 174360.1951 | 171190.0097 | 168077.4641 | 165021.5102 | 162021.1191 | 159075.2805 | 156183.0027 | 153343.3118 | 150555.2515 | 147817.8833 | 145130.2855 | 142491.553 | 139900.7975 | 137357.1466 | 134859.744 | 132407.7486 | 130000.335 | 127636.6925 | 125316.0254 | 123037.5522 | 120800.5058
F2_Commercial_Grocery (WA)_Existing_Food Preparation_Natural Gas_Double Rack Oven_Baseline Forecast | F2 | Commercial | Grocery (WA) | Existing | Food Preparation | Natural Gas | Double Rack Oven | Baseline Forecast | Usage (MMtherm) | 0.046687 | 0.045838 | 0.045005 | 0.044186 | 0.043383 | 0.042594 | 0.04182 | 0.041059 | 0.040313 | 0.03958 | 0.03886 | 0.038154 | 0.03746 | 0.036779 | 0.03611 | 0.035454 | 0.034809 | 0.034176 | 0.033555 | 0.032945 | 0.032346 | 0.031758 | 0.03118 | 0.030613 | 0.030057 | 0.02951 | 0.028974
F3_Commercial_Grocery (WA)_Existing_Food Preparation_Natural Gas_Double Rack Oven_Baseline Forecast | F3 | Commercial | Grocery (WA) | Existing | Food Preparation | Natural Gas | Double Rack Oven | Baseline Forecast | Summer Peak Demand (n/a) | 0 | 0 | 0 | 0 | 0 | 0 | 0 | 0 | 0 | 0 | 0 | 0 | 0 | 0 | 0 | 0 | 0 | 0 | 0 | 0 | 0 | 0 | 0 | 0 | 0 | 0 | 0
F4_Commercial_Grocery (WA)_Existing_Food Preparation_Natural Gas_Double Rack Oven_Baseline Forecast | F4 | Commercial | Grocery (WA) | Existing | Food Preparation | Natural Gas | Double Rack Oven | Baseline Forecast | Winter Peak Demand (n/a) | 0 | 0 | 0 | 0 | 0 | 0 | 0 | 0 | 0 | 0 | 0 | 0 | 0 | 0 | 0 | 0 | 0 | 0 | 0 | 0 | 0 | 0 | 0 | 0 | 0 | 0 | 0
F5_Commercial_Grocery (WA)_Existing_Food Preparation_Natural Gas_Double Rack Oven_Baseline Forecast | F5 | Commercial | Grocery (WA) | Existing | Food Preparation | Natural Gas | Double Rack Oven | Baseline Forecast | Turnover | 0 | 4246.9728 | 5791.3266 | 7101.2193 | 8207.1808 | 9135.8426 | 9910.4345 | 10551.2177 | 11075.8628 | 11499.7799 | 10436.2237 | 9653.5027 | 9093.7887 | 8709.4893 | 8461.5779 | 8318.1832 | 8253.3985 | 8246.2791 | 8279.9976 | 9149.2098 | 9252.9932 | 9245.1667 | 9162.2721 | 9031.7846 | 8874.0344 | 8703.7607 | 8531.3616
F6_Commercial_Grocery (WA)_Existing_Food Preparation_Natural Gas_Double Rack Oven_Baseline Forecast | F6 | Commercial | Grocery (WA) | Existing | Food Preparation | Natural Gas | Double Rack Oven | Baseline Forecast | Avg. Replacement Usage (therms) | 0.23985 | 0.23985 | 0.23985 | 0.23985 | 0.23985 | 0.23985 | 0.23985 | 0.23985 | 0.23985 | 0.23985 | 0.23985 | 0.23985 | 0.23985 | 0.23985 | 0.23985 | 0.23985 | 0.23985 | 0.23985 | 0.23985 | 0.23985 | 0.23985 | 0.23985 | 0.23985 | 0.23985 | 0.23985 | 0.23985 | 0.23985
F7_Commercial_Grocery (WA)_Existing_Food Preparation_Natural Gas_Double Rack Oven_Baseline Forecast | F7 | Commercial | Grocery (WA) | Existing | Food Preparation | Natural Gas | Double Rack Oven | Baseline Forecast | Avg. Replacement Summer Demand (n/a) | 0 | 0 | 0 | 0 | 0 | 0 | 0 | 0 | 0 | 0 | 0 | 0 | 0 | 0 | 0 | 0 | 0 | 0 | 0 | 0 | 0 | 0 | 0 | 0 | 0 | 0 | 0
F8_Commercial_Grocery (WA)_Existing_Food Preparation_Natural Gas_Double Rack Oven_Baseline Forecast | F8 | Commercial | Grocery (WA) | Existing | Food Preparation | Natural Gas | Double Rack Oven | Baseline Forecast | Avg. Replacement Winter Demand (n/a) | 0 | 0 | 0 | 0 | 0 | 0 | 0 | 0 | 0 | 0 | 0 | 0 | 0 | 0 | 0 | 0 | 0 | 0 | 0 | 0 | 0 | 0 | 0 | 0 | 0 | 0 | 0
F1_Commercial_Grocery (WA)_Existing_Food Preparation_Natural Gas_Fryer_Baseline Forecast | F1 | Commercial | Grocery (WA) | Existing | Food Preparation | Natural Gas | Fryer | Baseline Forecast | Units | 778611.6822 | 764455.1062 | 750555.9224 | 736909.4511 | 723511.0975 | 710356.3502 | 697440.7802 | 684760.0388 | 672309.8563 | 660086.0407 | 648084.4763 | 636301.1222 | 624732.0109 | 613373.247 | 602221.0062 | 591271.5334 | 580521.1418 | 569966.212 | 559603.1899 | 549428.5865 | 539438.9758 | 529630.9945 | 520001.34 | 510546.7702 | 501264.1016 | 492150.2089 | 483202.0233
F2_Commercial_Grocery (WA)_Existing_Food Preparation_Natural Gas_Fryer_Baseline Forecast | F2 | Commercial | Grocery (WA) | Existing | Food Preparation | Natural Gas | Fryer | Baseline Forecast | Usage (MMtherm) | 0.1113 | 0.10928 | 0.10729 | 0.10534 | 0.10343 | 0.10155 | 0.099701 | 0.097888 | 0.096109 | 0.094361 | 0.092645 | 0.090961 | 0.089307 | 0.087683 | 0.086089 | 0.084524 | 0.082987 | 0.081478 | 0.079997 | 0.078542 | 0.077114 | 0.075712 | 0.074336 | 0.072984 | 0.071657 | 0.070354 | 0.069075
F3_Commercial_Grocery (WA)_Existing_Food Preparation_Natural Gas_Fryer_Baseline Forecast | F3 | Commercial | Grocery (WA) | Existing | Food Preparation | Natural Gas | Fryer | Baseline Forecast | Summer Peak Demand (n/a) | 0 | 0 | 0 | 0 | 0 | 0 | 0 | 0 | 0 | 0 | 0 | 0 | 0 | 0 | 0 | 0 | 0 | 0 | 0 | 0 | 0 | 0 | 0 | 0 | 0 | 0 | 0
F4_Commercial_Grocery (WA)_Existing_Food Preparation_Natural Gas_Fryer_Baseline Forecast | F4 | Commercial | Grocery (WA) | Existing | Food Preparation | Natural Gas | Fryer | Baseline Forecast | Winter Peak Demand (n/a) | 0 | 0 | 0 | 0 | 0 | 0 | 0 | 0 | 0 | 0 | 0 | 0 | 0 | 0 | 0 | 0 | 0 | 0 | 0 | 0 | 0 | 0 | 0 | 0 | 0 | 0 | 0
F5_Commercial_Grocery (WA)_Existing_Food Preparation_Natural Gas_Fryer_Baseline Forecast | F5 | Commercial | Grocery (WA) | Existing | Food Preparation | Natural Gas | Fryer | Baseline Forecast | Turnover | 0 | 23165.3062 | 25225.2955 | 26981.2576 | 28467.3606 | 29714.0738 | 30748.5665 | 31595.0623 | 32275.1567 | 32808.0993 | 33211.0469 | 33499.2884 | 31621.2161 | 30097.9634 | 28868.822 | 27882.1444 | 27094.0959 | 26467.5695 | 25971.2447 | 25578.7705 | 25268.057 | 25020.6621 | 24821.2613 | 29433.3294 | 29035.139 | 28531.686 | 27958.3874
F6_Commercial_Grocery (WA)_Existing_Food Preparation_Natural Gas_Fryer_Baseline Forecast | F6 | Commercial | Grocery (WA) | Existing | Food Preparation | Natural Gas | Fryer | Baseline Forecast | Avg. Replacement Usage (therms) | 0.14295 | 0.14295 | 0.14295 | 0.14295 | 0.14295 | 0.14295 | 0.14295 | 0.14295 | 0.14295 | 0.14295 | 0.14295 | 0.14295 | 0.14295 | 0.14295 | 0.14295 | 0.14295 | 0.14295 | 0.14295 | 0.14295 | 0.14295 | 0.14295 | 0.14295 | 0.14295 | 0.14295 | 0.14295 | 0.14295 | 0.14295
F7_Commercial_Grocery (WA)_Existing_Food Preparation_Natural Gas_Fryer_Baseline Forecast | F7 | Commercial | Grocery (WA) | Existing | Food Preparation | Natural Gas | Fryer | Baseline Forecast | Avg. Replacement Summer Demand (n/a) | 0 | 0 | 0 | 0 | 0 | 0 | 0 | 0 | 0 | 0 | 0 | 0 | 0 | 0 | 0 | 0 | 0 | 0 | 0 | 0 | 0 | 0 | 0 | 0 | 0 | 0 | 0
F8_Commercial_Grocery (WA)_Existing_Food Preparation_Natural Gas_Fryer_Baseline Forecast | F8 | Commercial | Grocery (WA) | Existing | Food Preparation | Natural Gas | Fryer | Baseline Forecast | Avg. Replacement Winter Demand (n/a) | 0 | 0 | 0 | 0 | 0 | 0 | 0 | 0 | 0 | 0 | 0 | 0 | 0 | 0 | 0 | 0 | 0 | 0 | 0 | 0 | 0 | 0 | 0 | 0 | 0 | 0 | 0
F1_Commercial_Grocery (WA)_Existing_Food Preparation_Natural Gas_Broiler_Baseline Forecast | F1 | Commercial | Grocery (WA) | Existing | Food Preparation | Natural Gas | Broiler | Baseline Forecast | Units | 0 | 0 | 0 | 0 | 0 | 0 | 0 | 0 | 0 | 0 | 0 | 0 | 0 | 0 | 0 | 0 | 0 | 0 | 0 | 0 | 0 | 0 | 0 | 0 | 0 | 0 | 0
F2_Commercial_Grocery (WA)_Existing_Food Preparation_Natural Gas_Broiler_Baseline Forecast | F2 | Commercial | Grocery (WA) | Existing | Food Preparation | Natural Gas | Broiler | Baseline Forecast | Usage (MMtherm) | 0 | 0 | 0 | 0 | 0 | 0 | 0 | 0 | 0 | 0 | 0 | 0 | 0 | 0 | 0 | 0 | 0 | 0 | 0 | 0 | 0 | 0 | 0 | 0 | 0 | 0 | 0
F3_Commercial_Grocery (WA)_Existing_Food Preparation_Natural Gas_Broiler_Baseline Forecast | F3 | Commercial | Grocery (WA) | Existing | Food Preparation | Natural Gas | Broiler | Baseline Forecast | Summer Peak Demand (n/a) | 0 | 0 | 0 | 0 | 0 | 0 | 0 | 0 | 0 | 0 | 0 | 0 | 0 | 0 | 0 | 0 | 0 | 0 | 0 | 0 | 0 | 0 | 0 | 0 | 0 | 0 | 0
F4_Commercial_Grocery (WA)_Existing_Food Preparation_Natural Gas_Broiler_Baseline Forecast | F4 | Commercial | Grocery (WA) | Existing | Food Preparation | Natural Gas | Broiler | Baseline Forecast | Winter Peak Demand (n/a) | 0 | 0 | 0 | 0 | 0 | 0 | 0 | 0 | 0 | 0 | 0 | 0 | 0 | 0 | 0 | 0 | 0 | 0 | 0 | 0 | 0 | 0 | 0 | 0 | 0 | 0 | 0
F5_Commercial_Grocery (WA)_Existing_Food Preparation_Natural Gas_Broiler_Baseline Forecast | F5 | Commercial | Grocery (WA) | Existing | Food Preparation | Natural Gas | Broiler | Baseline Forecast | Turnover | 0 | 0 | 0 | 0 | 0 | 0 | 0 | 0 | 0 | 0 | 0 | 0 | 0 | 0 | 0 | 0 | 0 | 0 | 0 | 0 | 0 | 0 | 0 | 0 | 0 | 0 | 0
F6_Commercial_Grocery (WA)_Existing_Food Preparation_Natural Gas_Broiler_Baseline Forecast | F6 | Commercial | Grocery (WA) | Existing | Food Preparation | Natural Gas | Broiler | Baseline Forecast | Avg. Replacement Usage (therms) | 0.15277 | 0.15277 | 0.15277 | 0.15277 | 0.15277 | 0.15277 | 0.15277 | 0.15277 | 0.15277 | 0.15277 | 0.15277 | 0.15277 | 0.15277 | 0.15277 | 0.15277 | 0.15277 | 0.15277 | 0.15277 | 0.15277 | 0.15277 | 0.15277 | 0.15277 | 0.15277 | 0.15277 | 0.15277 | 0.15277 | 0.15277
F7_Commercial_Grocery (WA)_Existing_Food Preparation_Natural Gas_Broiler_Baseline Forecast | F7 | Commercial | Grocery (WA) | Existing | Food Preparation | Natural Gas | Broiler | Baseline Forecast | Avg. Replacement Summer Demand (n/a) | 0 | 0 | 0 | 0 | 0 | 0 | 0 | 0 | 0 | 0 | 0 | 0 | 0 | 0 | 0 | 0 | 0 | 0 | 0 | 0 | 0 | 0 | 0 | 0 | 0 | 0 | 0
F8_Commercial_Grocery (WA)_Existing_Food Preparation_Natural Gas_Broiler_Baseline Forecast | F8 | Commercial | Grocery (WA) | Existing | Food Preparation | Natural Gas | Broiler | Baseline Forecast | Avg. Replacement Winter Demand (n/a) | 0 | 0 | 0 | 0 | 0 | 0 | 0 | 0 | 0 | 0 | 0 | 0 | 0 | 0 | 0 | 0 | 0 | 0 | 0 | 0 | 0 | 0 | 0 | 0 | 0 | 0 | 0
F1_Commercial_Grocery (WA)_Existing_Food Preparation_Natural Gas_Griddle_Baseline Forecast | F1 | Commercial | Grocery (WA) | Existing | Food Preparation | Natural Gas | Griddle | Baseline Forecast | Units | 778611.6822 | 764455.1062 | 750555.9224 | 736909.4511 | 723511.0975 | 710356.3502 | 697440.7802 | 684760.0388 | 672309.8563 | 660086.0407 | 648084.4763 | 636301.1222 | 624732.0109 | 613373.247 | 602221.0062 | 591271.5334 | 580521.1418 | 569966.212 | 559603.1899 | 549428.5865 | 539438.9758 | 529630.9945 | 520001.34 | 510546.7702 | 501264.1016 | 492150.2089 | 483202.0233
F2_Commercial_Grocery (WA)_Existing_Food Preparation_Natural Gas_Griddle_Baseline Forecast | F2 | Commercial | Grocery (WA) | Existing | Food Preparation | Natural Gas | Griddle | Baseline Forecast | Usage (MMtherm) | 0.082901 | 0.081394 | 0.079914 | 0.078461 | 0.077035 | 0.075634 | 0.074259 | 0.072909 | 0.071583 | 0.070281 | 0.069004 | 0.067749 | 0.066517 | 0.065308 | 0.06412 | 0.062955 | 0.06181 | 0.060686 | 0.059583 | 0.058499 | 0.057436 | 0.056391 | 0.055366 | 0.05436 | 0.053371 | 0.052401 | 0.051448
F3_Commercial_Grocery (WA)_Existing_Food Preparation_Natural Gas_Griddle_Baseline Forecast | F3 | Commercial | Grocery (WA) | Existing | Food Preparation | Natural Gas | Griddle | Baseline Forecast | Summer Peak Demand (n/a) | 0 | 0 | 0 | 0 | 0 | 0 | 0 | 0 | 0 | 0 | 0 | 0 | 0 | 0 | 0 | 0 | 0 | 0 | 0 | 0 | 0 | 0 | 0 | 0 | 0 | 0 | 0
F4_Commercial_Grocery (WA)_Existing_Food Preparation_Natural Gas_Griddle_Baseline Forecast | F4 | Commercial | Grocery (WA) | Existing | Food Preparation | Natural Gas | Griddle | Baseline Forecast | Winter Peak Demand (n/a) | 0 | 0 | 0 | 0 | 0 | 0 | 0 | 0 | 0 | 0 | 0 | 0 | 0 | 0 | 0 | 0 | 0 | 0 | 0 | 0 | 0 | 0 | 0 | 0 | 0 | 0 | 0
F5_Commercial_Grocery (WA)_Existing_Food Preparation_Natural Gas_Griddle_Baseline Forecast | F5 | Commercial | Grocery (WA) | Existing | Food Preparation | Natural Gas | Griddle | Baseline Forecast | Turnover | 0 | 28313.1521 | 31659.2519 | 34453.1282 | 36767.3614 | 38665.2527 | 40202.0055 | 41425.7574 | 42378.4795 | 43096.7626 | 40278.7344 | 38134.5569 | 36526.4496 | 35341.0043 | 34485.2095 | 33883.0916 | 33472.8807 | 33204.622 | 33038.1654 | 38893.9043 | 38390.4496 | 37690.8352 | 36873.6824 | 35997.0826 | 35103.04 | 34221.0527 | 33370.9875
F6_Commercial_Grocery (WA)_Existing_Food Preparation_Natural Gas_Griddle_Baseline Forecast | F6 | Commercial | Grocery (WA) | Existing | Food Preparation | Natural Gas | Griddle | Baseline Forecast | Avg. Replacement Usage (therms) | 0.10647 | 0.10647 | 0.10647 | 0.10647 | 0.10647 | 0.10647 | 0.10647 | 0.10647 | 0.10647 | 0.10647 | 0.10647 | 0.10647 | 0.10647 | 0.10647 | 0.10647 | 0.10647 | 0.10647 | 0.10647 | 0.10647 | 0.10647 | 0.10647 | 0.10647 | 0.10647 | 0.10647 | 0.10647 | 0.10647 | 0.10647
F7_Commercial_Grocery (WA)_Existing_Food Preparation_Natural Gas_Griddle_Baseline Forecast | F7 | Commercial | Grocery (WA) | Existing | Food Preparation | Natural Gas | Griddle | Baseline Forecast | Avg. Replacement Summer Demand (n/a) | 0 | 0 | 0 | 0 | 0 | 0 | 0 | 0 | 0 | 0 | 0 | 0 | 0 | 0 | 0 | 0 | 0 | 0 | 0 | 0 | 0 | 0 | 0 | 0 | 0 | 0 | 0
F8_Commercial_Grocery (WA)_Existing_Food Preparation_Natural Gas_Griddle_Baseline Forecast | F8 | Commercial | Grocery (WA) | Existing | Food Preparation | Natural Gas | Griddle | Baseline Forecast | Avg. Replacement Winter Demand (n/a) | 0 | 0 | 0 | 0 | 0 | 0 | 0 | 0 | 0 | 0 | 0 | 0 | 0 | 0 | 0 | 0 | 0 | 0 | 0 | 0 | 0 | 0 | 0 | 0 | 0 | 0 | 0
F1_Commercial_Grocery (WA)_Existing_Food Preparation_Natural Gas_Range_Baseline Forecast | F1 | Commercial | Grocery (WA) | Existing | Food Preparation | Natural Gas | Range | Baseline Forecast | Units | 778611.6822 | 764455.1062 | 750555.9224 | 736909.4511 | 723511.0975 | 710356.3502 | 697440.7802 | 684760.0388 | 672309.8563 | 660086.0407 | 648084.4763 | 636301.1222 | 624732.0109 | 613373.247 | 602221.0062 | 591271.5334 | 580521.1418 | 569966.212 | 559603.1899 | 549428.5865 | 539438.9758 | 529630.9945 | 520001.34 | 510546.7702 | 501264.1016 | 492150.2089 | 483202.0233
F2_Commercial_Grocery (WA)_Existing_Food Preparation_Natural Gas_Range_Baseline Forecast | F2 | Commercial | Grocery (WA) | Existing | Food Preparation | Natural Gas | Range | Baseline Forecast | Usage (MMtherm) | 0.0819 | 0.080411 | 0.078949 | 0.077513 | 0.076104 | 0.07472 | 0.073362 | 0.072028 | 0.070718 | 0.069432 | 0.06817 | 0.066931 | 0.065714 | 0.064519 | 0.063346 | 0.062194 | 0.061063 | 0.059953 | 0.058863 | 0.057793 | 0.056742 | 0.05571 | 0.054697 | 0.053703 | 0.052726 | 0.051768 | 0.050827
F3_Commercial_Grocery (WA)_Existing_Food Preparation_Natural Gas_Range_Baseline Forecast | F3 | Commercial | Grocery (WA) | Existing | Food Preparation | Natural Gas | Range | Baseline Forecast | Summer Peak Demand (n/a) | 0 | 0 | 0 | 0 | 0 | 0 | 0 | 0 | 0 | 0 | 0 | 0 | 0 | 0 | 0 | 0 | 0 | 0 | 0 | 0 | 0 | 0 | 0 | 0 | 0 | 0 | 0
F4_Commercial_Grocery (WA)_Existing_Food Preparation_Natural Gas_Range_Baseline Forecast | F4 | Commercial | Grocery (WA) | Existing | Food Preparation | Natural Gas | Range | Baseline Forecast | Winter Peak Demand (n/a) | 0 | 0 | 0 | 0 | 0 | 0 | 0 | 0 | 0 | 0 | 0 | 0 | 0 | 0 | 0 | 0 | 0 | 0 | 0 | 0 | 0 | 0 | 0 | 0 | 0 | 0 | 0
F5_Commercial_Grocery (WA)_Existing_Food Preparation_Natural Gas_Range_Baseline Forecast | F5 | Commercial | Grocery (WA) | Existing | Food Preparation | Natural Gas | Range | Baseline Forecast | Turnover | 0 | 30578.2042 | 39028.908 | 45393.6222 | 50124.8488 | 53577.9174 | 56031.8343 | 57705.6597 | 58771.3699 | 59363.9604 | 51812.3684 | 47313.7919 | 44859.5313 | 43734.0225 | 43435.4702 | 49816.9753 | 50739.3925 | 51252.8107 | 51448.8169 | 50080.6502 | 48053.4082 | 45895.8482 | 43893.2188 | 42177.6241 | 40263.0143 | 39506.7556 | 39397.7157
F6_Commercial_Grocery (WA)_Existing_Food Preparation_Natural Gas_Range_Baseline Forecast | F6 | Commercial | Grocery (WA) | Existing | Food Preparation | Natural Gas | Range | Baseline Forecast | Avg. Replacement Usage (therms) | 0.10519 | 0.10519 | 0.10519 | 0.10519 | 0.10519 | 0.10519 | 0.10519 | 0.10519 | 0.10519 | 0.10519 | 0.10519 | 0.10519 | 0.10519 | 0.10519 | 0.10519 | 0.10519 | 0.10519 | 0.10519 | 0.10519 | 0.10519 | 0.10519 | 0.10519 | 0.10519 | 0.10519 | 0.10519 | 0.10519 | 0.10519
F7_Commercial_Grocery (WA)_Existing_Food Preparation_Natural Gas_Range_Baseline Forecast | F7 | Commercial | Grocery (WA) | Existing | Food Preparation | Natural Gas | Range | Baseline Forecast | Avg. Replacement Summer Demand (n/a) | 0 | 0 | 0 | 0 | 0 | 0 | 0 | 0 | 0 | 0 | 0 | 0 | 0 | 0 | 0 | 0 | 0 | 0 | 0 | 0 | 0 | 0 | 0 | 0 | 0 | 0 | 0
F8_Commercial_Grocery (WA)_Existing_Food Preparation_Natural Gas_Range_Baseline Forecast | F8 | Commercial | Grocery (WA) | Existing | Food Preparation | Natural Gas | Range | Baseline Forecast | Avg. Replacement Winter Demand (n/a) | 0 | 0 | 0 | 0 | 0 | 0 | 0 | 0 | 0 | 0 | 0 | 0 | 0 | 0 | 0 | 0 | 0 | 0 | 0 | 0 | 0 | 0 | 0 | 0 | 0 | 0 | 0
F1_Commercial_Grocery (WA)_Existing_Food Preparation_Natural Gas_Steamer_Baseline Forecast | F1 | Commercial | Grocery (WA) | Existing | Food Preparation | Natural Gas | Steamer | Baseline Forecast | Units | 38260.409 | 37564.7652 | 36881.7694 | 36211.1918 | 35552.8065 | 34906.3918 | 34271.7302 | 33648.6078 | 33036.8149 | 32436.1456 | 31846.3975 | 31267.3721 | 30698.8744 | 30140.713 | 29592.7001 | 29054.651 | 28526.3846 | 28007.7231 | 27498.4917 | 26998.5192 | 26507.637 | 26025.68 | 25552.4858 | 25087.8951 | 24631.7516 | 24183.9015 | 23744.1942
F2_Commercial_Grocery (WA)_Existing_Food Preparation_Natural Gas_Steamer_Baseline Forecast | F2 | Commercial | Grocery (WA) | Existing | Food Preparation | Natural Gas | Steamer | Baseline Forecast | Usage (MMtherm) | 0.0046507 | 0.0045661 | 0.0044831 | 0.0044016 | 0.0043216 | 0.004243 | 0.0041659 | 0.0040901 | 0.0040158 | 0.0039427 | 0.0038711 | 0.0038007 | 0.0037316 | 0.0036637 | 0.0035971 | 0.0035317 | 0.0034675 | 0.0034045 | 0.0033426 | 0.0032818 | 0.0032221 | 0.0031635 | 0.003106 | 0.0030495 | 0.0029941 | 0.0029396 | 0.0028862
F3_Commercial_Grocery (WA)_Existing_Food Preparation_Natural Gas_Steamer_Baseline Forecast | F3 | Commercial | Grocery (WA) | Existing | Food Preparation | Natural Gas | Steamer | Baseline Forecast | Summer Peak Demand (n/a) | 0 | 0 | 0 | 0 | 0 | 0 | 0 | 0 | 0 | 0 | 0 | 0 | 0 | 0 | 0 | 0 | 0 | 0 | 0 | 0 | 0 | 0 | 0 | 0 | 0 | 0 | 0
F4_Commercial_Grocery (WA)_Existing_Food Preparation_Natural Gas_Steamer_Baseline Forecast | F4 | Commercial | Grocery (WA) | Existing | Food Preparation | Natural Gas | Steamer | Baseline Forecast | Winter Peak Demand (n/a) | 0 | 0 | 0 | 0 | 0 | 0 | 0 | 0 | 0 | 0 | 0 | 0 | 0 | 0 | 0 | 0 | 0 | 0 | 0 | 0 | 0 | 0 | 0 | 0 | 0 | 0 | 0
F5_Commercial_Grocery (WA)_Existing_Food Preparation_Natural Gas_Steamer_Baseline Forecast | F5 | Commercial | Grocery (WA) | Existing | Food Preparation | Natural Gas | Steamer | Baseline Forecast | Turnover | 0 | 1391.2876 | 1555.7125 | 1693.0015 | 1806.7213 | 1899.9823 | 1975.4972 | 2035.6314 | 2082.4475 | 2117.7434 | 1979.2676 | 1873.9043 | 1794.883 | 1736.6311 | 1694.578 | 1664.9904 | 1644.8329 | 1631.6509 | 1623.4713 | 1911.218 | 1886.4786 | 1852.1001 | 1811.9458 | 1768.8703 | 1724.9377 | 1681.5975 | 1639.8259
F6_Commercial_Grocery (WA)_Existing_Food Preparation_Natural Gas_Steamer_Baseline Forecast | F6 | Commercial | Grocery (WA) | Existing | Food Preparation | Natural Gas | Steamer | Baseline Forecast | Avg. Replacement Usage (therms) | 0.12155 | 0.12155 | 0.12155 | 0.12155 | 0.12155 | 0.12155 | 0.12155 | 0.12155 | 0.12155 | 0.12155 | 0.12155 | 0.12155 | 0.12155 | 0.12155 | 0.12155 | 0.12155 | 0.12155 | 0.12155 | 0.12155 | 0.12155 | 0.12155 | 0.12155 | 0.12155 | 0.12155 | 0.12155 | 0.12155 | 0.12155
F7_Commercial_Grocery (WA)_Existing_Food Preparation_Natural Gas_Steamer_Baseline Forecast | F7 | Commercial | Grocery (WA) | Existing | Food Preparation | Natural Gas | Steamer | Baseline Forecast | Avg. Replacement Summer Demand (n/a) | 0 | 0 | 0 | 0 | 0 | 0 | 0 | 0 | 0 | 0 | 0 | 0 | 0 | 0 | 0 | 0 | 0 | 0 | 0 | 0 | 0 | 0 | 0 | 0 | 0 | 0 | 0
F8_Commercial_Grocery (WA)_Existing_Food Preparation_Natural Gas_Steamer_Baseline Forecast | F8 | Commercial | Grocery (WA) | Existing | Food Preparation | Natural Gas | Steamer | Baseline Forecast | Avg. Replacement Winter Demand (n/a) | 0 | 0 | 0 | 0 | 0 | 0 | 0 | 0 | 0 | 0 | 0 | 0 | 0 | 0 | 0 | 0 | 0 | 0 | 0 | 0 | 0 | 0 | 0 | 0 | 0 | 0 | 0
F1_Commercial_Grocery (WA)_Existing_Food Preparation_Natural Gas_Food Prep Other_Baseline Forecast | F1 | Commercial | Grocery (WA) | Existing | Food Preparation | Natural Gas | Food Prep Other | Baseline Forecast | Units | 0 | 0 | 0 | 0 | 0 | 0 | 0 | 0 | 0 | 0 | 0 | 0 | 0 | 0 | 0 | 0 | 0 | 0 | 0 | 0 | 0 | 0 | 0 | 0 | 0 | 0 | 0
F2_Commercial_Grocery (WA)_Existing_Food Preparation_Natural Gas_Food Prep Other_Baseline Forecast | F2 | Commercial | Grocery (WA) | Existing | Food Preparation | Natural Gas | Food Prep Other | Baseline Forecast | Usage (MMtherm) | 0 | 0 | 0 | 0 | 0 | 0 | 0 | 0 | 0 | 0 | 0 | 0 | 0 | 0 | 0 | 0 | 0 | 0 | 0 | 0 | 0 | 0 | 0 | 0 | 0 | 0 | 0
F3_Commercial_Grocery (WA)_Existing_Food Preparation_Natural Gas_Food Prep Other_Baseline Forecast | F3 | Commercial | Grocery (WA) | Existing | Food Preparation | Natural Gas | Food Prep Other | Baseline Forecast | Summer Peak Demand (n/a) | 0 | 0 | 0 | 0 | 0 | 0 | 0 | 0 | 0 | 0 | 0 | 0 | 0 | 0 | 0 | 0 | 0 | 0 | 0 | 0 | 0 | 0 | 0 | 0 | 0 | 0 | 0
F4_Commercial_Grocery (WA)_Existing_Food Preparation_Natural Gas_Food Prep Other_Baseline Forecast | F4 | Commercial | Grocery (WA) | Existing | Food Preparation | Natural Gas | Food Prep Other | Baseline Forecast | Winter Peak Demand (n/a) | 0 | 0 | 0 | 0 | 0 | 0 | 0 | 0 | 0 | 0 | 0 | 0 | 0 | 0 | 0 | 0 | 0 | 0 | 0 | 0 | 0 | 0 | 0 | 0 | 0 | 0 | 0
F5_Commercial_Grocery (WA)_Existing_Food Preparation_Natural Gas_Food Prep Other_Baseline Forecast | F5 | Commercial | Grocery (WA) | Existing | Food Preparation | Natural Gas | Food Prep Other | Baseline Forecast | Turnover | 0 | 0 | 0 | 0 | 0 | 0 | 0 | 0 | 0 | 0 | 0 | 0 | 0 | 0 | 0 | 0 | 0 | 0 | 0 | 0 | 0 | 0 | 0 | 0 | 0 | 0 | 0
F6_Commercial_Grocery (WA)_Existing_Food Preparation_Natural Gas_Food Prep Other_Baseline Forecast | F6 | Commercial | Grocery (WA) | Existing | Food Preparation | Natural Gas | Food Prep Other | Baseline Forecast | Avg. Replacement Usage (therms) | 0.043898 | 0.043898 | 0.043898 | 0.043898 | 0.043898 | 0.043898 | 0.043898 | 0.043898 | 0.043898 | 0.043898 | 0.043898 | 0.043898 | 0.043898 | 0.043898 | 0.043898 | 0.043898 | 0.043898 | 0.043898 | 0.043898 | 0.043898 | 0.043898 | 0.043898 | 0.043898 | 0.043898 | 0.043898 | 0.043898 | 0.043898
F7_Commercial_Grocery (WA)_Existing_Food Preparation_Natural Gas_Food Prep Other_Baseline Forecast | F7 | Commercial | Grocery (WA) | Existing | Food Preparation | Natural Gas | Food Prep Other | Baseline Forecast | Avg. Replacement Summer Demand (n/a) | 0 | 0 | 0 | 0 | 0 | 0 | 0 | 0 | 0 | 0 | 0 | 0 | 0 | 0 | 0 | 0 | 0 | 0 | 0 | 0 | 0 | 0 | 0 | 0 | 0 | 0 | 0
F8_Commercial_Grocery (WA)_Existing_Food Preparation_Natural Gas_Food Prep Other_Baseline Forecast | F8 | Commercial | Grocery (WA) | Existing | Food Preparation | Natural Gas | Food Prep Other | Baseline Forecast | Avg. Replacement Winter Demand (n/a) | 0 | 0 | 0 | 0 | 0 | 0 | 0 | 0 | 0 | 0 | 0 | 0 | 0 | 0 | 0 | 0 | 0 | 0 | 0 | 0 | 0 | 0 | 0 | 0 | 0 | 0 | 0
F1_Commercial_Grocery (WA)_Existing_Miscellaneous_Natural Gas_Pool Heater_Baseline Forecast | F1 | Commercial | Grocery (WA) | Existing | Miscellaneous | Natural Gas | Pool Heater | Baseline Forecast | Units | 0 | 0 | 0 | 0 | 0 | 0 | 0 | 0 | 0 | 0 | 0 | 0 | 0 | 0 | 0 | 0 | 0 | 0 | 0 | 0 | 0 | 0 | 0 | 0 | 0 | 0 | 0
F2_Commercial_Grocery (WA)_Existing_Miscellaneous_Natural Gas_Pool Heater_Baseline Forecast | F2 | Commercial | Grocery (WA) | Existing | Miscellaneous | Natural Gas | Pool Heater | Baseline Forecast | Usage (MMtherm) | 0 | 0 | 0 | 0 | 0 | 0 | 0 | 0 | 0 | 0 | 0 | 0 | 0 | 0 | 0 | 0 | 0 | 0 | 0 | 0 | 0 | 0 | 0 | 0 | 0 | 0 | 0
F3_Commercial_Grocery (WA)_Existing_Miscellaneous_Natural Gas_Pool Heater_Baseline Forecast | F3 | Commercial | Grocery (WA) | Existing | Miscellaneous | Natural Gas | Pool Heater | Baseline Forecast | Summer Peak Demand (n/a) | 0 | 0 | 0 | 0 | 0 | 0 | 0 | 0 | 0 | 0 | 0 | 0 | 0 | 0 | 0 | 0 | 0 | 0 | 0 | 0 | 0 | 0 | 0 | 0 | 0 | 0 | 0
F4_Commercial_Grocery (WA)_Existing_Miscellaneous_Natural Gas_Pool Heater_Baseline Forecast | F4 | Commercial | Grocery (WA) | Existing | Miscellaneous | Natural Gas | Pool Heater | Baseline Forecast | Winter Peak Demand (n/a) | 0 | 0 | 0 | 0 | 0 | 0 | 0 | 0 | 0 | 0 | 0 | 0 | 0 | 0 | 0 | 0 | 0 | 0 | 0 | 0 | 0 | 0 | 0 | 0 | 0 | 0 | 0
F5_Commercial_Grocery (WA)_Existing_Miscellaneous_Natural Gas_Pool Heater_Baseline Forecast | F5 | Commercial | Grocery (WA) | Existing | Miscellaneous | Natural Gas | Pool Heater | Baseline Forecast | Turnover | 0 | 0 | 0 | 0 | 0 | 0 | 0 | 0 | 0 | 0 | 0 | 0 | 0 | 0 | 0 | 0 | 0 | 0 | 0 | 0 | 0 | 0 | 0 | 0 | 0 | 0 | 0
F6_Commercial_Grocery (WA)_Existing_Miscellaneous_Natural Gas_Pool Heater_Baseline Forecast | F6 | Commercial | Grocery (WA) | Existing | Miscellaneous | Natural Gas | Pool Heater | Baseline Forecast | Avg. Replacement Usage (therms) | 0.01 | 0.01 | 0.01 | 0.01 | 0.01 | 0.01 | 0.01 | 0.01 | 0.01 | 0.01 | 0.01 | 0.01 | 0.01 | 0.01 | 0.01 | 0.01 | 0.01 | 0.01 | 0.01 | 0.01 | 0.01 | 0.01 | 0.01 | 0.01 | 0.01 | 0.01 | 0.01
F7_Commercial_Grocery (WA)_Existing_Miscellaneous_Natural Gas_Pool Heater_Baseline Forecast | F7 | Commercial | Grocery (WA) | Existing | Miscellaneous | Natural Gas | Pool Heater | Baseline Forecast | Avg. Replacement Summer Demand (n/a) | 0 | 0 | 0 | 0 | 0 | 0 | 0 | 0 | 0 | 0 | 0 | 0 | 0 | 0 | 0 | 0 | 0 | 0 | 0 | 0 | 0 | 0 | 0 | 0 | 0 | 0 | 0
F8_Commercial_Grocery (WA)_Existing_Miscellaneous_Natural Gas_Pool Heater_Baseline Forecast | F8 | Commercial | Grocery (WA) | Existing | Miscellaneous | Natural Gas | Pool Heater | Baseline Forecast | Avg. Replacement Winter Demand (n/a) | 0 | 0 | 0 | 0 | 0 | 0 | 0 | 0 | 0 | 0 | 0 | 0 | 0 | 0 | 0 | 0 | 0 | 0 | 0 | 0 | 0 | 0 | 0 | 0 | 0 | 0 | 0
F1_Commercial_Grocery (WA)_Existing_Miscellaneous_Natural Gas_Miscellaneous_Baseline Forecast | F1 | Commercial | Grocery (WA) | Existing | Miscellaneous | Natural Gas | Miscellaneous | Baseline Forecast | Units | 2718310.9608 | 2668887.1251 | 2620361.9047 | 2572718.9609 | 2525942.2525 | 2480016.0298 | 2434924.8292 | 2390653.4687 | 2347187.042 | 2304510.914 | 2262610.7155 | 2221472.3389 | 2181081.9327 | 2141425.8976 | 2102490.8813 | 2064263.7743 | 2026731.7057 | 1989882.0383 | 1953702.3649 | 1918180.5037 | 1883304.4946 | 1849062.5947 | 1815443.2748 | 1782435.2152 | 1750027.3022 | 1718208.624 | 1686968.4672
F2_Commercial_Grocery (WA)_Existing_Miscellaneous_Natural Gas_Miscellaneous_Baseline Forecast | F2 | Commercial | Grocery (WA) | Existing | Miscellaneous | Natural Gas | Miscellaneous | Baseline Forecast | Usage (MMtherm) | 0.017722 | 0.0174 | 0.017084 | 0.016773 | 0.016468 | 0.016169 | 0.015875 | 0.015586 | 0.015303 | 0.015025 | 0.014751 | 0.014483 | 0.01422 | 0.013961 | 0.013707 | 0.013458 | 0.013214 | 0.012973 | 0.012737 | 0.012506 | 0.012278 | 0.012055 | 0.011836 | 0.011621 | 0.01141 | 0.011202 | 0.010998
F3_Commercial_Grocery (WA)_Existing_Miscellaneous_Natural Gas_Miscellaneous_Baseline Forecast | F3 | Commercial | Grocery (WA) | Existing | Miscellaneous | Natural Gas | Miscellaneous | Baseline Forecast | Summer Peak Demand (n/a) | 0 | 0 | 0 | 0 | 0 | 0 | 0 | 0 | 0 | 0 | 0 | 0 | 0 | 0 | 0 | 0 | 0 | 0 | 0 | 0 | 0 | 0 | 0 | 0 | 0 | 0 | 0
F4_Commercial_Grocery (WA)_Existing_Miscellaneous_Natural Gas_Miscellaneous_Baseline Forecast | F4 | Commercial | Grocery (WA) | Existing | Miscellaneous | Natural Gas | Miscellaneous | Baseline Forecast | Winter Peak Demand (n/a) | 0 | 0 | 0 | 0 | 0 | 0 | 0 | 0 | 0 | 0 | 0 | 0 | 0 | 0 | 0 | 0 | 0 | 0 | 0 | 0 | 0 | 0 | 0 | 0 | 0 | 0 | 0
F5_Commercial_Grocery (WA)_Existing_Miscellaneous_Natural Gas_Miscellaneous_Baseline Forecast | F5 | Commercial | Grocery (WA) | Existing | Miscellaneous | Natural Gas | Miscellaneous | Baseline Forecast | Turnover | 0 | 228761.7536 | 267383.8678 | 298525.4071 | 282156.4815 | 273603.006 | 270615.2718 | 265887.7459 | 260752.7775 | 256027.4427 | 251411.6085 | 302310.7102 | 299403.5961 | 294689.158 | 286218.9064 | 280520.8141 | 276400.171 | 271352.0848 | 266213.7548 | 261409.115 | 256688.9194 | 265464.6503 | 259376.0094 | 253162.7454 | 248188.8258 | 243814.7011 | 239650.9788
F6_Commercial_Grocery (WA)_Existing_Miscellaneous_Natural Gas_Miscellaneous_Baseline Forecast | F6 | Commercial | Grocery (WA) | Existing | Miscellaneous | Natural Gas | Miscellaneous | Baseline Forecast | Avg. Replacement Usage (therms) | 0.0065196 | 0.0065196 | 0.0065196 | 0.0065196 | 0.0065196 | 0.0065196 | 0.0065196 | 0.0065196 | 0.0065196 | 0.0065196 | 0.0065196 | 0.0065196 | 0.0065196 | 0.0065196 | 0.0065196 | 0.0065196 | 0.0065196 | 0.0065196 | 0.0065196 | 0.0065196 | 0.0065196 | 0.0065196 | 0.0065196 | 0.0065196 | 0.0065196 | 0.0065196 | 0.0065196
F7_Commercial_Grocery (WA)_Existing_Miscellaneous_Natural Gas_Miscellaneous_Baseline Forecast | F7 | Commercial | Grocery (WA) | Existing | Miscellaneous | Natural Gas | Miscellaneous | Baseline Forecast | Avg. Replacement Summer Demand (n/a) | 0 | 0 | 0 | 0 | 0 | 0 | 0 | 0 | 0 | 0 | 0 | 0 | 0 | 0 | 0 | 0 | 0 | 0 | 0 | 0 | 0 | 0 | 0 | 0 | 0 | 0 | 0
F8_Commercial_Grocery (WA)_Existing_Miscellaneous_Natural Gas_Miscellaneous_Baseline Forecast | F8 | Commercial | Grocery (WA) | Existing | Miscellaneous | Natural Gas | Miscellaneous | Baseline Forecast | Avg. Replacement Winter Demand (n/a) | 0 | 0 | 0 | 0 | 0 | 0 | 0 | 0 | 0 | 0 | 0 | 0 | 0 | 0 | 0 | 0 | 0 | 0 | 0 | 0 | 0 | 0 | 0 | 0 | 0 | 0 | 0
F1_Commercial_Grocery (WA)_New_Space Heating_Natural Gas_Furnace_Baseline Forecast | F1 | Commercial | Grocery (WA) | New | Space Heating | Natural Gas | Furnace | Baseline Forecast | Units | 0 | 60693.5298 | 117410.866 | 174470.3881 | 231441.2136 | 287258.986 | 342096.6895 | 395781.661 | 448587.0916 | 500541.2706 | 551629.062 | 601000.4127 | 649632.6635 | 697481.1658 | 744414.6912 | 790431.2984 | 835802.2458 | 880395.6259 | 924194.4396 | 967181.4738 | 1009497.6043 | 1051700.8349 | 1093125.7446 | 1133826.2559 | 1173870.4864 | 1213398.3163 | 1248980.5071
F2_Commercial_Grocery (WA)_New_Space Heating_Natural Gas_Furnace_Baseline Forecast | F2 | Commercial | Grocery (WA) | New | Space Heating | Natural Gas | Furnace | Baseline Forecast | Usage (MMtherm) | 0 | 0.036671 | 0.070939 | 0.10541 | 0.13984 | 0.17356 | 0.20669 | 0.23913 | 0.27104 | 0.30243 | 0.33329 | 0.36247 | 0.39114 | 0.41929 | 0.44684 | 0.47379 | 0.50032 | 0.52635 | 0.55188 | 0.57689 | 0.60148 | 0.62598 | 0.65007 | 0.6735 | 0.69662 | 0.71949 | 0.74006
F3_Commercial_Grocery (WA)_New_Space Heating_Natural Gas_Furnace_Baseline Forecast | F3 | Commercial | Grocery (WA) | New | Space Heating | Natural Gas | Furnace | Baseline Forecast | Summer Peak Demand (n/a) | 0 | 0 | 0 | 0 | 0 | 0 | 0 | 0 | 0 | 0 | 0 | 0 | 0 | 0 | 0 | 0 | 0 | 0 | 0 | 0 | 0 | 0 | 0 | 0 | 0 | 0 | 0
F4_Commercial_Grocery (WA)_New_Space Heating_Natural Gas_Furnace_Baseline Forecast | F4 | Commercial | Grocery (WA) | New | Space Heating | Natural Gas | Furnace | Baseline Forecast | Winter Peak Demand (n/a) | 0 | 0 | 0 | 0 | 0 | 0 | 0 | 0 | 0 | 0 | 0 | 0 | 0 | 0 | 0 | 0 | 0 | 0 | 0 | 0 | 0 | 0 | 0 | 0 | 0 | 0 | 0
F5_Commercial_Grocery (WA)_New_Space Heating_Natural Gas_Furnace_Baseline Forecast | F5 | Commercial | Grocery (WA) | New | Space Heating | Natural Gas | Furnace | Baseline Forecast | Turnover | 0 | 60693.5298 | 56717.3362 | 57059.5221 | 56970.8256 | 55817.7724 | 54837.7035 | 53684.9715 | 52805.4306 | 51954.179 | 51087.7915 | 49371.3507 | 54149.8444 | 58020.618 | 61368.1326 | 64318.1433 | 67083.0505 | 69316.9013 | 71155.1941 | 72656.9646 | 74011.9017 | 75661.9127 | 76330.1981 | 96694.1337 | 94955.1875 | 95134.8338 | 91952.855
F6_Commercial_Grocery (WA)_New_Space Heating_Natural Gas_Furnace_Baseline Forecast | F6 | Commercial | Grocery (WA) | New | Space Heating | Natural Gas | Furnace | Baseline Forecast | Avg. Replacement Usage (therms) | 0.62701 | 0.6042 | 0.6042 | 0.6042 | 0.6042 | 0.6042 | 0.6042 | 0.6042 | 0.6042 | 0.6042 | 0.6042 | 0.59102 | 0.59102 | 0.59102 | 0.59102 | 0.59102 | 0.59102 | 0.59102 | 0.59102 | 0.59102 | 0.59102 | 0.59102 | 0.59102 | 0.59102 | 0.59102 | 0.59102 | 0.59102
F7_Commercial_Grocery (WA)_New_Space Heating_Natural Gas_Furnace_Baseline Forecast | F7 | Commercial | Grocery (WA) | New | Space Heating | Natural Gas | Furnace | Baseline Forecast | Avg. Replacement Summer Demand (n/a) | 0 | 0 | 0 | 0 | 0 | 0 | 0 | 0 | 0 | 0 | 0 | 0 | 0 | 0 | 0 | 0 | 0 | 0 | 0 | 0 | 0 | 0 | 0 | 0 | 0 | 0 | 0
F8_Commercial_Grocery (WA)_New_Space Heating_Natural Gas_Furnace_Baseline Forecast | F8 | Commercial | Grocery (WA) | New | Space Heating | Natural Gas | Furnace | Baseline Forecast | Avg. Replacement Winter Demand (n/a) | 0 | 0 | 0 | 0 | 0 | 0 | 0 | 0 | 0 | 0 | 0 | 0 | 0 | 0 | 0 | 0 | 0 | 0 | 0 | 0 | 0 | 0 | 0 | 0 | 0 | 0 | 0
F1_Commercial_Grocery (WA)_New_Space Heating_Natural Gas_Boiler_Baseline Forecast | F1 | Commercial | Grocery (WA) | New | Space Heating | Natural Gas | Boiler | Baseline Forecast | Units | 0 | 405.1426 | 783.7432 | 1164.6279 | 1544.9207 | 1917.5165 | 2283.5701 | 2641.929 | 2994.4168 | 3341.2223 | 3682.2445 | 4011.809 | 4336.4399 | 4655.8391 | 4969.1307 | 5276.3016 | 5579.1625 | 5876.8331 | 6169.1997 | 6456.1476 | 6738.617 | 7020.3328 | 7296.8531 | 7568.5379 | 7835.8419 | 8099.6988 | 8337.2177
F2_Commercial_Grocery (WA)_New_Space Heating_Natural Gas_Boiler_Baseline Forecast | F2 | Commercial | Grocery (WA) | New | Space Heating | Natural Gas | Boiler | Baseline Forecast | Usage (MMtherm) | 0 | 0.00070988 | 0.0013733 | 0.0020406 | 0.002707 | 0.0033598 | 0.0040012 | 0.0046291 | 0.0052467 | 0.0058544 | 0.0064519 | 0.0070294 | 0.0075982 | 0.0081578 | 0.0087068 | 0.009245 | 0.0097757 | 0.010297 | 0.01081 | 0.011367 | 0.011862 | 0.012356 | 0.012893 | 0.013421 | 0.01394 | 0.014453 | 0.014914
F3_Commercial_Grocery (WA)_New_Space Heating_Natural Gas_Boiler_Baseline Forecast | F3 | Commercial | Grocery (WA) | New | Space Heating | Natural Gas | Boiler | Baseline Forecast | Summer Peak Demand (n/a) | 0 | 0 | 0 | 0 | 0 | 0 | 0 | 0 | 0 | 0 | 0 | 0 | 0 | 0 | 0 | 0 | 0 | 0 | 0 | 0 | 0 | 0 | 0 | 0 | 0 | 0 | 0
F4_Commercial_Grocery (WA)_New_Space Heating_Natural Gas_Boiler_Baseline Forecast | F4 | Commercial | Grocery (WA) | New | Space Heating | Natural Gas | Boiler | Baseline Forecast | Winter Peak Demand (n/a) | 0 | 0 | 0 | 0 | 0 | 0 | 0 | 0 | 0 | 0 | 0 | 0 | 0 | 0 | 0 | 0 | 0 | 0 | 0 | 0 | 0 | 0 | 0 | 0 | 0 | 0 | 0
F5_Commercial_Grocery (WA)_New_Space Heating_Natural Gas_Boiler_Baseline Forecast | F5 | Commercial | Grocery (WA) | New | Space Heating | Natural Gas | Boiler | Baseline Forecast | Turnover | 0 | 405.1426 | 378.6006 | 380.8848 | 380.2927 | 372.5958 | 366.0536 | 358.3589 | 352.4878 | 346.8055 | 341.0222 | 329.5645 | 324.6309 | 319.3992 | 313.2915 | 307.1709 | 302.861 | 297.6706 | 292.3666 | 286.9478 | 282.4694 | 281.7158 | 276.5203 | 271.6848 | 267.304 | 263.8569 | 237.5189
F6_Commercial_Grocery (WA)_New_Space Heating_Natural Gas_Boiler_Baseline Forecast | F6 | Commercial | Grocery (WA) | New | Space Heating | Natural Gas | Boiler | Baseline Forecast | Avg. Replacement Usage (therms) | 1.8183 | 1.7522 | 1.7522 | 1.7522 | 1.7522 | 1.7522 | 1.7522 | 1.7522 | 1.7522 | 1.7522 | 1.7522 | 1.7522 | 1.7522 | 1.7522 | 1.7522 | 1.7522 | 1.7522 | 1.7522 | 1.7522 | 1.9428 | 1.7522 | 1.7522 | 1.9428 | 1.9428 | 1.9428 | 1.9428 | 1.9428
F7_Commercial_Grocery (WA)_New_Space Heating_Natural Gas_Boiler_Baseline Forecast | F7 | Commercial | Grocery (WA) | New | Space Heating | Natural Gas | Boiler | Baseline Forecast | Avg. Replacement Summer Demand (n/a) | 0 | 0 | 0 | 0 | 0 | 0 | 0 | 0 | 0 | 0 | 0 | 0 | 0 | 0 | 0 | 0 | 0 | 0 | 0 | 0 | 0 | 0 | 0 | 0 | 0 | 0 | 0
F8_Commercial_Grocery (WA)_New_Space Heating_Natural Gas_Boiler_Baseline Forecast | F8 | Commercial | Grocery (WA) | New | Space Heating | Natural Gas | Boiler | Baseline Forecast | Avg. Replacement Winter Demand (n/a) | 0 | 0 | 0 | 0 | 0 | 0 | 0 | 0 | 0 | 0 | 0 | 0 | 0 | 0 | 0 | 0 | 0 | 0 | 0 | 0 | 0 | 0 | 0 | 0 | 0 | 0 | 0
F1_Commercial_Grocery (WA)_New_Space Heating_Natural Gas_Unit Heater_Baseline Forecast | F1 | Commercial | Grocery (WA) | New | Space Heating | Natural Gas | Unit Heater | Baseline Forecast | Units | 0 | 0 | 0 | 0 | 0 | 0 | 0 | 0 | 0 | 0 | 0 | 0 | 0 | 0 | 0 | 0 | 0 | 0 | 0 | 0 | 0 | 0 | 0 | 0 | 0 | 0 | 0
F2_Commercial_Grocery (WA)_New_Space Heating_Natural Gas_Unit Heater_Baseline Forecast | F2 | Commercial | Grocery (WA) | New | Space Heating | Natural Gas | Unit Heater | Baseline Forecast | Usage (MMtherm) | 0 | 0 | 0 | 0 | 0 | 0 | 0 | 0 | 0 | 0 | 0 | 0 | 0 | 0 | 0 | 0 | 0 | 0 | 0 | 0 | 0 | 0 | 0 | 0 | 0 | 0 | 0
F3_Commercial_Grocery (WA)_New_Space Heating_Natural Gas_Unit Heater_Baseline Forecast | F3 | Commercial | Grocery (WA) | New | Space Heating | Natural Gas | Unit Heater | Baseline Forecast | Summer Peak Demand (n/a) | 0 | 0 | 0 | 0 | 0 | 0 | 0 | 0 | 0 | 0 | 0 | 0 | 0 | 0 | 0 | 0 | 0 | 0 | 0 | 0 | 0 | 0 | 0 | 0 | 0 | 0 | 0
F4_Commercial_Grocery (WA)_New_Space Heating_Natural Gas_Unit Heater_Baseline Forecast | F4 | Commercial | Grocery (WA) | New | Space Heating | Natural Gas | Unit Heater | Baseline Forecast | Winter Peak Demand (n/a) | 0 | 0 | 0 | 0 | 0 | 0 | 0 | 0 | 0 | 0 | 0 | 0 | 0 | 0 | 0 | 0 | 0 | 0 | 0 | 0 | 0 | 0 | 0 | 0 | 0 | 0 | 0
F5_Commercial_Grocery (WA)_New_Space Heating_Natural Gas_Unit Heater_Baseline Forecast | F5 | Commercial | Grocery (WA) | New | Space Heating | Natural Gas | Unit Heater | Baseline Forecast | Turnover | 0 | 0 | 0 | 0 | 0 | 0 | 0 | 0 | 0 | 0 | 0 | 0 | 0 | 0 | 0 | 0 | 0 | 0 | 0 | 0 | 0 | 0 | 0 | 0 | 0 | 0 | 0
F6_Commercial_Grocery (WA)_New_Space Heating_Natural Gas_Unit Heater_Baseline Forecast | F6 | Commercial | Grocery (WA) | New | Space Heating | Natural Gas | Unit Heater | Baseline Forecast | Avg. Replacement Usage (therms) | 0.3135 | 0.30209 | 0.30209 | 0.30209 | 0.30209 | 0.30209 | 0.30209 | 0.30209 | 0.30209 | 0.30209 | 0.30209 | 0.30209 | 0.30209 | 0.30209 | 0.30209 | 0.30209 | 0.30209 | 0.30209 | 0.30209 | 0.30209 | 0.30209 | 0.30209 | 0.30209 | 0.30209 | 0.30209 | 0.30209 | 0.30209
F7_Commercial_Grocery (WA)_New_Space Heating_Natural Gas_Unit Heater_Baseline Forecast | F7 | Commercial | Grocery (WA) | New | Space Heating | Natural Gas | Unit Heater | Baseline Forecast | Avg. Replacement Summer Demand (n/a) | 0 | 0 | 0 | 0 | 0 | 0 | 0 | 0 | 0 | 0 | 0 | 0 | 0 | 0 | 0 | 0 | 0 | 0 | 0 | 0 | 0 | 0 | 0 | 0 | 0 | 0 | 0
F8_Commercial_Grocery (WA)_New_Space Heating_Natural Gas_Unit Heater_Baseline Forecast | F8 | Commercial | Grocery (WA) | New | Space Heating | Natural Gas | Unit Heater | Baseline Forecast | Avg. Replacement Winter Demand (n/a) | 0 | 0 | 0 | 0 | 0 | 0 | 0 | 0 | 0 | 0 | 0 | 0 | 0 | 0 | 0 | 0 | 0 | 0 | 0 | 0 | 0 | 0 | 0 | 0 | 0 | 0 | 0
F1_Commercial_Grocery (WA)_New_Water Heating_Natural Gas_Water Heater_Baseline Forecast | F1 | Commercial | Grocery (WA) | New | Water Heating | Natural Gas | Water Heater | Baseline Forecast | Units | 0 | 49409.7484 | 95582.5336 | 142033.8875 | 188413.0348 | 233853.4978 | 278496.1004 | 322200.2802 | 365188.4381 | 407483.6041 | 449073.4561 | 489265.9779 | 528856.8088 | 567809.6011 | 606017.5236 | 643478.996 | 680414.8457 | 716717.6889 | 752373.6867 | 787368.8263 | 821817.7926 | 856174.8487 | 889898.2847 | 923031.9981 | 955631.4427 | 987810.4927 | 1016777.4535
F2_Commercial_Grocery (WA)_New_Water Heating_Natural Gas_Water Heater_Baseline Forecast | F2 | Commercial | Grocery (WA) | New | Water Heating | Natural Gas | Water Heater | Baseline Forecast | Usage (MMtherm) | 0 | 0.01249 | 0.024162 | 0.035904 | 0.047628 | 0.059115 | 0.0704 | 0.081447 | 0.092314 | 0.10301 | 0.11352 | 0.12368 | 0.13369 | 0.14353 | 0.15319 | 0.16266 | 0.172 | 0.18118 | 0.19019 | 0.19904 | 0.20774 | 0.21643 | 0.22495 | 0.23333 | 0.24157 | 0.2497 | 0.25703
F3_Commercial_Grocery (WA)_New_Water Heating_Natural Gas_Water Heater_Baseline Forecast | F3 | Commercial | Grocery (WA) | New | Water Heating | Natural Gas | Water Heater | Baseline Forecast | Summer Peak Demand (n/a) | 0 | 0 | 0 | 0 | 0 | 0 | 0 | 0 | 0 | 0 | 0 | 0 | 0 | 0 | 0 | 0 | 0 | 0 | 0 | 0 | 0 | 0 | 0 | 0 | 0 | 0 | 0
F4_Commercial_Grocery (WA)_New_Water Heating_Natural Gas_Water Heater_Baseline Forecast | F4 | Commercial | Grocery (WA) | New | Water Heating | Natural Gas | Water Heater | Baseline Forecast | Winter Peak Demand (n/a) | 0 | 0 | 0 | 0 | 0 | 0 | 0 | 0 | 0 | 0 | 0 | 0 | 0 | 0 | 0 | 0 | 0 | 0 | 0 | 0 | 0 | 0 | 0 | 0 | 0 | 0 | 0
F5_Commercial_Grocery (WA)_New_Water Heating_Natural Gas_Water Heater_Baseline Forecast | F5 | Commercial | Grocery (WA) | New | Water Heating | Natural Gas | Water Heater | Baseline Forecast | Turnover | 0 | 49409.7484 | 46172.7852 | 46451.3539 | 46379.1473 | 45440.4629 | 44642.6026 | 43704.1798 | 42988.1579 | 42295.166 | 41589.852 | 40192.5218 | 44082.6262 | 47233.7685 | 49958.9331 | 52360.4953 | 54611.3673 | 56429.9138 | 57926.4421 | 59149.0124 | 60252.0475 | 61595.2983 | 62139.34 | 78717.3334 | 77301.6818 | 77447.9293 | 74857.5252
F6_Commercial_Grocery (WA)_New_Water Heating_Natural Gas_Water Heater_Baseline Forecast | F6 | Commercial | Grocery (WA) | New | Water Heating | Natural Gas | Water Heater | Baseline Forecast | Avg. Replacement Usage (therms) | 0.25279 | 0.25279 | 0.25279 | 0.25279 | 0.25279 | 0.25279 | 0.25279 | 0.25279 | 0.25279 | 0.25279 | 0.25279 | 0.25279 | 0.25279 | 0.25279 | 0.25279 | 0.25279 | 0.25279 | 0.25279 | 0.25279 | 0.25279 | 0.25279 | 0.25279 | 0.25279 | 0.25279 | 0.25279 | 0.25279 | 0.25279
F7_Commercial_Grocery (WA)_New_Water Heating_Natural Gas_Water Heater_Baseline Forecast | F7 | Commercial | Grocery (WA) | New | Water Heating | Natural Gas | Water Heater | Baseline Forecast | Avg. Replacement Summer Demand (n/a) | 0 | 0 | 0 | 0 | 0 | 0 | 0 | 0 | 0 | 0 | 0 | 0 | 0 | 0 | 0 | 0 | 0 | 0 | 0 | 0 | 0 | 0 | 0 | 0 | 0 | 0 | 0
F8_Commercial_Grocery (WA)_New_Water Heating_Natural Gas_Water Heater_Baseline Forecast | F8 | Commercial | Grocery (WA) | New | Water Heating | Natural Gas | Water Heater | Baseline Forecast | Avg. Replacement Winter Demand (n/a) | 0 | 0 | 0 | 0 | 0 | 0 | 0 | 0 | 0 | 0 | 0 | 0 | 0 | 0 | 0 | 0 | 0 | 0 | 0 | 0 | 0 | 0 | 0 | 0 | 0 | 0 | 0
F1_Commercial_Grocery (WA)_New_Food Preparation_Natural Gas_Oven_Baseline Forecast | F1 | Commercial | Grocery (WA) | New | Food Preparation | Natural Gas | Oven | Baseline Forecast | Units | 0 | 9153.0464 | 17706.4526 | 26311.4629 | 34903.0972 | 43320.8423 | 51590.7855 | 59686.888 | 67650.349 | 75485.4347 | 83189.8627 | 90635.4383 | 97969.552 | 105185.4704 | 112263.4034 | 119203.0582 | 126045.3425 | 132770.3637 | 139375.5583 | 145858.3304 | 152239.9251 | 158604.4936 | 164851.6854 | 170989.6324 | 177028.6072 | 182989.705 | 188355.7703
F2_Commercial_Grocery (WA)_New_Food Preparation_Natural Gas_Oven_Baseline Forecast | F2 | Commercial | Grocery (WA) | New | Food Preparation | Natural Gas | Oven | Baseline Forecast | Usage (MMtherm) | 0 | 0.00084454 | 0.0016338 | 0.0024277 | 0.0032205 | 0.0039972 | 0.0047602 | 0.0055073 | 0.006242 | 0.006965 | 0.0076759 | 0.0083629 | 0.0090396 | 0.0097054 | 0.010358 | 0.010999 | 0.01163 | 0.012251 | 0.01286 | 0.013458 | 0.014047 | 0.014634 | 0.015211 | 0.015777 | 0.016334 | 0.016884 | 0.017379
F3_Commercial_Grocery (WA)_New_Food Preparation_Natural Gas_Oven_Baseline Forecast | F3 | Commercial | Grocery (WA) | New | Food Preparation | Natural Gas | Oven | Baseline Forecast | Summer Peak Demand (n/a) | 0 | 0 | 0 | 0 | 0 | 0 | 0 | 0 | 0 | 0 | 0 | 0 | 0 | 0 | 0 | 0 | 0 | 0 | 0 | 0 | 0 | 0 | 0 | 0 | 0 | 0 | 0
F4_Commercial_Grocery (WA)_New_Food Preparation_Natural Gas_Oven_Baseline Forecast | F4 | Commercial | Grocery (WA) | New | Food Preparation | Natural Gas | Oven | Baseline Forecast | Winter Peak Demand (n/a) | 0 | 0 | 0 | 0 | 0 | 0 | 0 | 0 | 0 | 0 | 0 | 0 | 0 | 0 | 0 | 0 | 0 | 0 | 0 | 0 | 0 | 0 | 0 | 0 | 0 | 0 | 0
F5_Commercial_Grocery (WA)_New_Food Preparation_Natural Gas_Oven_Baseline Forecast | F5 | Commercial | Grocery (WA) | New | Food Preparation | Natural Gas | Oven | Baseline Forecast | Turnover | 0 | 9153.0464 | 8553.4062 | 8605.0104 | 8591.6343 | 8417.7451 | 8269.9432 | 8096.1025 | 7963.461 | 7835.0858 | 9535.0372 | 10620.7443 | 11595.2507 | 12343.1549 | 12863.2712 | 15621.3301 | 15249.653 | 15057.1362 | 14834.3972 | 14927.5576 | 15222.8266 | 15711.0329 | 16158.2231 | 16605.7735 | 17983.1341 | 18850.9673 | 18944.8492
F6_Commercial_Grocery (WA)_New_Food Preparation_Natural Gas_Oven_Baseline Forecast | F6 | Commercial | Grocery (WA) | New | Food Preparation | Natural Gas | Oven | Baseline Forecast | Avg. Replacement Usage (therms) | 0.092269 | 0.092269 | 0.092269 | 0.092269 | 0.092269 | 0.092269 | 0.092269 | 0.092269 | 0.092269 | 0.092269 | 0.092269 | 0.092269 | 0.092269 | 0.092269 | 0.092269 | 0.092269 | 0.092269 | 0.092269 | 0.092269 | 0.092269 | 0.092269 | 0.092269 | 0.092269 | 0.092269 | 0.092269 | 0.092269 | 0.092269
F7_Commercial_Grocery (WA)_New_Food Preparation_Natural Gas_Oven_Baseline Forecast | F7 | Commercial | Grocery (WA) | New | Food Preparation | Natural Gas | Oven | Baseline Forecast | Avg. Replacement Summer Demand (n/a) | 0 | 0 | 0 | 0 | 0 | 0 | 0 | 0 | 0 | 0 | 0 | 0 | 0 | 0 | 0 | 0 | 0 | 0 | 0 | 0 | 0 | 0 | 0 | 0 | 0 | 0 | 0
F8_Commercial_Grocery (WA)_New_Food Preparation_Natural Gas_Oven_Baseline Forecast | F8 | Commercial | Grocery (WA) | New | Food Preparation | Natural Gas | Oven | Baseline Forecast | Avg. Replacement Winter Demand (n/a) | 0 | 0 | 0 | 0 | 0 | 0 | 0 | 0 | 0 | 0 | 0 | 0 | 0 | 0 | 0 | 0 | 0 | 0 | 0 | 0 | 0 | 0 | 0 | 0 | 0 | 0 | 0
F1_Commercial_Grocery (WA)_New_Food Preparation_Natural Gas_Conveyor Oven_Baseline Forecast | F1 | Commercial | Grocery (WA) | New | Food Preparation | Natural Gas | Conveyor Oven | Baseline Forecast | Units | 0 | 4576.5232 | 8853.2263 | 13155.7315 | 17451.5486 | 21660.4211 | 25795.3928 | 29843.444 | 33825.1745 | 37742.7174 | 41594.9313 | 45317.7191 | 48984.776 | 52592.7352 | 56131.7017 | 59601.5291 | 63022.6712 | 66385.1819 | 69687.7792 | 72929.1652 | 76119.9625 | 79302.2468 | 82425.8427 | 85494.8162 | 88514.3036 | 91494.8525 | 94177.8851
F2_Commercial_Grocery (WA)_New_Food Preparation_Natural Gas_Conveyor Oven_Baseline Forecast | F2 | Commercial | Grocery (WA) | New | Food Preparation | Natural Gas | Conveyor Oven | Baseline Forecast | Usage (MMtherm) | 0 | 0.00072254 | 0.0013977 | 0.002077 | 0.0027552 | 0.0034197 | 0.0040725 | 0.0047116 | 0.0053403 | 0.0059588 | 0.006567 | 0.0071547 | 0.0077337 | 0.0083033 | 0.008862 | 0.0094098 | 0.0099499 | 0.010481 | 0.011002 | 0.011514 | 0.012018 | 0.01252 | 0.013013 | 0.013498 | 0.013975 | 0.014445 | 0.014869
F3_Commercial_Grocery (WA)_New_Food Preparation_Natural Gas_Conveyor Oven_Baseline Forecast | F3 | Commercial | Grocery (WA) | New | Food Preparation | Natural Gas | Conveyor Oven | Baseline Forecast | Summer Peak Demand (n/a) | 0 | 0 | 0 | 0 | 0 | 0 | 0 | 0 | 0 | 0 | 0 | 0 | 0 | 0 | 0 | 0 | 0 | 0 | 0 | 0 | 0 | 0 | 0 | 0 | 0 | 0 | 0
F4_Commercial_Grocery (WA)_New_Food Preparation_Natural Gas_Conveyor Oven_Baseline Forecast | F4 | Commercial | Grocery (WA) | New | Food Preparation | Natural Gas | Conveyor Oven | Baseline Forecast | Winter Peak Demand (n/a) | 0 | 0 | 0 | 0 | 0 | 0 | 0 | 0 | 0 | 0 | 0 | 0 | 0 | 0 | 0 | 0 | 0 | 0 | 0 | 0 | 0 | 0 | 0 | 0 | 0 | 0 | 0
F5_Commercial_Grocery (WA)_New_Food Preparation_Natural Gas_Conveyor Oven_Baseline Forecast | F5 | Commercial | Grocery (WA) | New | Food Preparation | Natural Gas | Conveyor Oven | Baseline Forecast | Turnover | 0 | 4576.5232 | 4276.7031 | 4302.5052 | 4295.8171 | 4208.8725 | 4134.9716 | 4048.0512 | 3981.7305 | 3917.5429 | 3852.214 | 3722.7878 | 3667.0569 | 3607.9592 | 3538.9665 | 3469.8274 | 3421.1422 | 4277.8153 | 4890.1816 | 5371.9545 | 5754.4156 | 6074.9533 | 7464.4336 | 7272.6578 | 7185.5449 | 7095.1502 | 6722.3645
F6_Commercial_Grocery (WA)_New_Food Preparation_Natural Gas_Conveyor Oven_Baseline Forecast | F6 | Commercial | Grocery (WA) | New | Food Preparation | Natural Gas | Conveyor Oven | Baseline Forecast | Avg. Replacement Usage (therms) | 0.15788 | 0.15788 | 0.15788 | 0.15788 | 0.15788 | 0.15788 | 0.15788 | 0.15788 | 0.15788 | 0.15788 | 0.15788 | 0.15788 | 0.15788 | 0.15788 | 0.15788 | 0.15788 | 0.15788 | 0.15788 | 0.15788 | 0.15788 | 0.15788 | 0.15788 | 0.15788 | 0.15788 | 0.15788 | 0.15788 | 0.15788
F7_Commercial_Grocery (WA)_New_Food Preparation_Natural Gas_Conveyor Oven_Baseline Forecast | F7 | Commercial | Grocery (WA) | New | Food Preparation | Natural Gas | Conveyor Oven | Baseline Forecast | Avg. Replacement Summer Demand (n/a) | 0 | 0 | 0 | 0 | 0 | 0 | 0 | 0 | 0 | 0 | 0 | 0 | 0 | 0 | 0 | 0 | 0 | 0 | 0 | 0 | 0 | 0 | 0 | 0 | 0 | 0 | 0
F8_Commercial_Grocery (WA)_New_Food Preparation_Natural Gas_Conveyor Oven_Baseline Forecast | F8 | Commercial | Grocery (WA) | New | Food Preparation | Natural Gas | Conveyor Oven | Baseline Forecast | Avg. Replacement Winter Demand (n/a) | 0 | 0 | 0 | 0 | 0 | 0 | 0 | 0 | 0 | 0 | 0 | 0 | 0 | 0 | 0 | 0 | 0 | 0 | 0 | 0 | 0 | 0 | 0 | 0 | 0 | 0 | 0
F1_Commercial_Grocery (WA)_New_Food Preparation_Natural Gas_Double Rack Oven_Baseline Forecast | F1 | Commercial | Grocery (WA) | New | Food Preparation | Natural Gas | Double Rack Oven | Baseline Forecast | Units | 0 | 4576.5232 | 8853.2263 | 13155.7315 | 17451.5486 | 21660.4211 | 25795.3928 | 29843.444 | 33825.1745 | 37742.7174 | 41594.9313 | 45317.7191 | 48984.776 | 52592.7352 | 56131.7017 | 59601.5291 | 63022.6712 | 66385.1819 | 69687.7792 | 72929.1652 | 76119.9625 | 79302.2468 | 82425.8427 | 85494.8162 | 88514.3036 | 91494.8525 | 94177.8851
F2_Commercial_Grocery (WA)_New_Food Preparation_Natural Gas_Double Rack Oven_Baseline Forecast | F2 | Commercial | Grocery (WA) | New | Food Preparation | Natural Gas | Double Rack Oven | Baseline Forecast | Usage (MMtherm) | 0 | 0.0010977 | 0.0021234 | 0.0031554 | 0.0041857 | 0.0051952 | 0.0061869 | 0.0071579 | 0.0081129 | 0.0090525 | 0.0099764 | 0.010869 | 0.011749 | 0.012614 | 0.013463 | 0.014295 | 0.015116 | 0.015922 | 0.016714 | 0.017492 | 0.018257 | 0.01902 | 0.01977 | 0.020506 | 0.02123 | 0.021945 | 0.022588
F3_Commercial_Grocery (WA)_New_Food Preparation_Natural Gas_Double Rack Oven_Baseline Forecast | F3 | Commercial | Grocery (WA) | New | Food Preparation | Natural Gas | Double Rack Oven | Baseline Forecast | Summer Peak Demand (n/a) | 0 | 0 | 0 | 0 | 0 | 0 | 0 | 0 | 0 | 0 | 0 | 0 | 0 | 0 | 0 | 0 | 0 | 0 | 0 | 0 | 0 | 0 | 0 | 0 | 0 | 0 | 0
F4_Commercial_Grocery (WA)_New_Food Preparation_Natural Gas_Double Rack Oven_Baseline Forecast | F4 | Commercial | Grocery (WA) | New | Food Preparation | Natural Gas | Double Rack Oven | Baseline Forecast | Winter Peak Demand (n/a) | 0 | 0 | 0 | 0 | 0 | 0 | 0 | 0 | 0 | 0 | 0 | 0 | 0 | 0 | 0 | 0 | 0 | 0 | 0 | 0 | 0 | 0 | 0 | 0 | 0 | 0 | 0
F5_Commercial_Grocery (WA)_New_Food Preparation_Natural Gas_Double Rack Oven_Baseline Forecast | F5 | Commercial | Grocery (WA) | New | Food Preparation | Natural Gas | Double Rack Oven | Baseline Forecast | Turnover | 0 | 4576.5232 | 4276.7031 | 4302.5052 | 4295.8171 | 4208.8725 | 4134.9716 | 4048.0512 | 3981.7305 | 3917.5429 | 4360.7165 | 4649.9793 | 4969.2832 | 5242.8068 | 5459.8168 | 5636.6912 | 5797.0268 | 5916.8226 | 6008.3794 | 7540.3724 | 7436.4545 | 7516.2899 | 7556.5199 | 7589.2225 | 7641.028 | 7705.9322 | 7520.375
F6_Commercial_Grocery (WA)_New_Food Preparation_Natural Gas_Double Rack Oven_Baseline Forecast | F6 | Commercial | Grocery (WA) | New | Food Preparation | Natural Gas | Double Rack Oven | Baseline Forecast | Avg. Replacement Usage (therms) | 0.23985 | 0.23985 | 0.23985 | 0.23985 | 0.23985 | 0.23985 | 0.23985 | 0.23985 | 0.23985 | 0.23985 | 0.23985 | 0.23985 | 0.23985 | 0.23985 | 0.23985 | 0.23985 | 0.23985 | 0.23985 | 0.23985 | 0.23985 | 0.23985 | 0.23985 | 0.23985 | 0.23985 | 0.23985 | 0.23985 | 0.23985
F7_Commercial_Grocery (WA)_New_Food Preparation_Natural Gas_Double Rack Oven_Baseline Forecast | F7 | Commercial | Grocery (WA) | New | Food Preparation | Natural Gas | Double Rack Oven | Baseline Forecast | Avg. Replacement Summer Demand (n/a) | 0 | 0 | 0 | 0 | 0 | 0 | 0 | 0 | 0 | 0 | 0 | 0 | 0 | 0 | 0 | 0 | 0 | 0 | 0 | 0 | 0 | 0 | 0 | 0 | 0 | 0 | 0
F8_Commercial_Grocery (WA)_New_Food Preparation_Natural Gas_Double Rack Oven_Baseline Forecast | F8 | Commercial | Grocery (WA) | New | Food Preparation | Natural Gas | Double Rack Oven | Baseline Forecast | Avg. Replacement Winter Demand (n/a) | 0 | 0 | 0 | 0 | 0 | 0 | 0 | 0 | 0 | 0 | 0 | 0 | 0 | 0 | 0 | 0 | 0 | 0 | 0 | 0 | 0 | 0 | 0 | 0 | 0 | 0 | 0
F1_Commercial_Grocery (WA)_New_Food Preparation_Natural Gas_Fryer_Baseline Forecast | F1 | Commercial | Grocery (WA) | New | Food Preparation | Natural Gas | Fryer | Baseline Forecast | Units | 0 | 18306.0928 | 35412.9051 | 52622.9259 | 69806.1944 | 86641.6846 | 103181.571 | 119373.7759 | 135300.6979 | 150970.8695 | 166379.7254 | 181270.8766 | 195939.104 | 210370.9409 | 224526.8069 | 238406.1163 | 252090.685 | 265540.7275 | 278751.1167 | 291716.6608 | 304479.8502 | 317208.9872 | 329703.3708 | 341979.2648 | 354057.2145 | 365979.4099 | 376711.5405
F2_Commercial_Grocery (WA)_New_Food Preparation_Natural Gas_Fryer_Baseline Forecast | F2 | Commercial | Grocery (WA) | New | Food Preparation | Natural Gas | Fryer | Baseline Forecast | Usage (MMtherm) | 0 | 0.0026169 | 0.0050624 | 0.0075226 | 0.009979 | 0.012386 | 0.01475 | 0.017065 | 0.019342 | 0.021582 | 0.023784 | 0.025913 | 0.02801 | 0.030073 | 0.032097 | 0.034081 | 0.036037 | 0.03796 | 0.039848 | 0.041702 | 0.043526 | 0.045346 | 0.047132 | 0.048887 | 0.050613 | 0.052318 | 0.053852
F3_Commercial_Grocery (WA)_New_Food Preparation_Natural Gas_Fryer_Baseline Forecast | F3 | Commercial | Grocery (WA) | New | Food Preparation | Natural Gas | Fryer | Baseline Forecast | Summer Peak Demand (n/a) | 0 | 0 | 0 | 0 | 0 | 0 | 0 | 0 | 0 | 0 | 0 | 0 | 0 | 0 | 0 | 0 | 0 | 0 | 0 | 0 | 0 | 0 | 0 | 0 | 0 | 0 | 0
F4_Commercial_Grocery (WA)_New_Food Preparation_Natural Gas_Fryer_Baseline Forecast | F4 | Commercial | Grocery (WA) | New | Food Preparation | Natural Gas | Fryer | Baseline Forecast | Winter Peak Demand (n/a) | 0 | 0 | 0 | 0 | 0 | 0 | 0 | 0 | 0 | 0 | 0 | 0 | 0 | 0 | 0 | 0 | 0 | 0 | 0 | 0 | 0 | 0 | 0 | 0 | 0 | 0 | 0
F5_Commercial_Grocery (WA)_New_Food Preparation_Natural Gas_Fryer_Baseline Forecast | F5 | Commercial | Grocery (WA) | New | Food Preparation | Natural Gas | Fryer | Baseline Forecast | Turnover | 0 | 18306.0928 | 17106.8123 | 17210.0208 | 17183.2685 | 16835.4901 | 16539.8864 | 16192.2049 | 15926.922 | 15670.1716 | 15408.8559 | 14891.1512 | 16332.4177 | 17499.9019 | 18509.5633 | 19399.3315 | 20233.2696 | 20907.033 | 21461.4901 | 21914.447 | 22323.1166 | 22820.7851 | 23022.3501 | 29164.4232 | 28639.9305 | 28694.1146 | 27734.3813
F6_Commercial_Grocery (WA)_New_Food Preparation_Natural Gas_Fryer_Baseline Forecast | F6 | Commercial | Grocery (WA) | New | Food Preparation | Natural Gas | Fryer | Baseline Forecast | Avg. Replacement Usage (therms) | 0.14295 | 0.14295 | 0.14295 | 0.14295 | 0.14295 | 0.14295 | 0.14295 | 0.14295 | 0.14295 | 0.14295 | 0.14295 | 0.14295 | 0.14295 | 0.14295 | 0.14295 | 0.14295 | 0.14295 | 0.14295 | 0.14295 | 0.14295 | 0.14295 | 0.14295 | 0.14295 | 0.14295 | 0.14295 | 0.14295 | 0.14295
F7_Commercial_Grocery (WA)_New_Food Preparation_Natural Gas_Fryer_Baseline Forecast | F7 | Commercial | Grocery (WA) | New | Food Preparation | Natural Gas | Fryer | Baseline Forecast | Avg. Replacement Summer Demand (n/a) | 0 | 0 | 0 | 0 | 0 | 0 | 0 | 0 | 0 | 0 | 0 | 0 | 0 | 0 | 0 | 0 | 0 | 0 | 0 | 0 | 0 | 0 | 0 | 0 | 0 | 0 | 0
F8_Commercial_Grocery (WA)_New_Food Preparation_Natural Gas_Fryer_Baseline Forecast | F8 | Commercial | Grocery (WA) | New | Food Preparation | Natural Gas | Fryer | Baseline Forecast | Avg. Replacement Winter Demand (n/a) | 0 | 0 | 0 | 0 | 0 | 0 | 0 | 0 | 0 | 0 | 0 | 0 | 0 | 0 | 0 | 0 | 0 | 0 | 0 | 0 | 0 | 0 | 0 | 0 | 0 | 0 | 0
F1_Commercial_Grocery (WA)_New_Food Preparation_Natural Gas_Broiler_Baseline Forecast | F1 | Commercial | Grocery (WA) | New | Food Preparation | Natural Gas | Broiler | Baseline Forecast | Units | 0 | 0 | 0 | 0 | 0 | 0 | 0 | 0 | 0 | 0 | 0 | 0 | 0 | 0 | 0 | 0 | 0 | 0 | 0 | 0 | 0 | 0 | 0 | 0 | 0 | 0 | 0
F2_Commercial_Grocery (WA)_New_Food Preparation_Natural Gas_Broiler_Baseline Forecast | F2 | Commercial | Grocery (WA) | New | Food Preparation | Natural Gas | Broiler | Baseline Forecast | Usage (MMtherm) | 0 | 0 | 0 | 0 | 0 | 0 | 0 | 0 | 0 | 0 | 0 | 0 | 0 | 0 | 0 | 0 | 0 | 0 | 0 | 0 | 0 | 0 | 0 | 0 | 0 | 0 | 0
F3_Commercial_Grocery (WA)_New_Food Preparation_Natural Gas_Broiler_Baseline Forecast | F3 | Commercial | Grocery (WA) | New | Food Preparation | Natural Gas | Broiler | Baseline Forecast | Summer Peak Demand (n/a) | 0 | 0 | 0 | 0 | 0 | 0 | 0 | 0 | 0 | 0 | 0 | 0 | 0 | 0 | 0 | 0 | 0 | 0 | 0 | 0 | 0 | 0 | 0 | 0 | 0 | 0 | 0
F4_Commercial_Grocery (WA)_New_Food Preparation_Natural Gas_Broiler_Baseline Forecast | F4 | Commercial | Grocery (WA) | New | Food Preparation | Natural Gas | Broiler | Baseline Forecast | Winter Peak Demand (n/a) | 0 | 0 | 0 | 0 | 0 | 0 | 0 | 0 | 0 | 0 | 0 | 0 | 0 | 0 | 0 | 0 | 0 | 0 | 0 | 0 | 0 | 0 | 0 | 0 | 0 | 0 | 0
F5_Commercial_Grocery (WA)_New_Food Preparation_Natural Gas_Broiler_Baseline Forecast | F5 | Commercial | Grocery (WA) | New | Food Preparation | Natural Gas | Broiler | Baseline Forecast | Turnover | 0 | 0 | 0 | 0 | 0 | 0 | 0 | 0 | 0 | 0 | 0 | 0 | 0 | 0 | 0 | 0 | 0 | 0 | 0 | 0 | 0 | 0 | 0 | 0 | 0 | 0 | 0
F6_Commercial_Grocery (WA)_New_Food Preparation_Natural Gas_Broiler_Baseline Forecast | F6 | Commercial | Grocery (WA) | New | Food Preparation | Natural Gas | Broiler | Baseline Forecast | Avg. Replacement Usage (therms) | 0.15277 | 0.15277 | 0.15277 | 0.15277 | 0.15277 | 0.15277 | 0.15277 | 0.15277 | 0.15277 | 0.15277 | 0.15277 | 0.15277 | 0.15277 | 0.15277 | 0.15277 | 0.15277 | 0.15277 | 0.15277 | 0.15277 | 0.15277 | 0.15277 | 0.15277 | 0.15277 | 0.15277 | 0.15277 | 0.15277 | 0.15277
F7_Commercial_Grocery (WA)_New_Food Preparation_Natural Gas_Broiler_Baseline Forecast | F7 | Commercial | Grocery (WA) | New | Food Preparation | Natural Gas | Broiler | Baseline Forecast | Avg. Replacement Summer Demand (n/a) | 0 | 0 | 0 | 0 | 0 | 0 | 0 | 0 | 0 | 0 | 0 | 0 | 0 | 0 | 0 | 0 | 0 | 0 | 0 | 0 | 0 | 0 | 0 | 0 | 0 | 0 | 0
F8_Commercial_Grocery (WA)_New_Food Preparation_Natural Gas_Broiler_Baseline Forecast | F8 | Commercial | Grocery (WA) | New | Food Preparation | Natural Gas | Broiler | Baseline Forecast | Avg. Replacement Winter Demand (n/a) | 0 | 0 | 0 | 0 | 0 | 0 | 0 | 0 | 0 | 0 | 0 | 0 | 0 | 0 | 0 | 0 | 0 | 0 | 0 | 0 | 0 | 0 | 0 | 0 | 0 | 0 | 0
F1_Commercial_Grocery (WA)_New_Food Preparation_Natural Gas_Griddle_Baseline Forecast | F1 | Commercial | Grocery (WA) | New | Food Preparation | Natural Gas | Griddle | Baseline Forecast | Units | 0 | 18306.0928 | 35412.9051 | 52622.9259 | 69806.1944 | 86641.6846 | 103181.571 | 119373.7759 | 135300.6979 | 150970.8695 | 166379.7254 | 181270.8766 | 195939.104 | 210370.9409 | 224526.8069 | 238406.1163 | 252090.685 | 265540.7275 | 278751.1167 | 291716.6608 | 304479.8502 | 317208.9872 | 329703.3708 | 341979.2648 | 354057.2145 | 365979.4099 | 376711.5405
F2_Commercial_Grocery (WA)_New_Food Preparation_Natural Gas_Griddle_Baseline Forecast | F2 | Commercial | Grocery (WA) | New | Food Preparation | Natural Gas | Griddle | Baseline Forecast | Usage (MMtherm) | 0 | 0.0019491 | 0.0037705 | 0.0056029 | 0.0074325 | 0.009225 | 0.010986 | 0.01271 | 0.014406 | 0.016074 | 0.017715 | 0.0193 | 0.020862 | 0.022399 | 0.023906 | 0.025384 | 0.026841 | 0.028273 | 0.02968 | 0.03106 | 0.032419 | 0.033774 | 0.035105 | 0.036412 | 0.037698 | 0.038967 | 0.04011
F3_Commercial_Grocery (WA)_New_Food Preparation_Natural Gas_Griddle_Baseline Forecast | F3 | Commercial | Grocery (WA) | New | Food Preparation | Natural Gas | Griddle | Baseline Forecast | Summer Peak Demand (n/a) | 0 | 0 | 0 | 0 | 0 | 0 | 0 | 0 | 0 | 0 | 0 | 0 | 0 | 0 | 0 | 0 | 0 | 0 | 0 | 0 | 0 | 0 | 0 | 0 | 0 | 0 | 0
F4_Commercial_Grocery (WA)_New_Food Preparation_Natural Gas_Griddle_Baseline Forecast | F4 | Commercial | Grocery (WA) | New | Food Preparation | Natural Gas | Griddle | Baseline Forecast | Winter Peak Demand (n/a) | 0 | 0 | 0 | 0 | 0 | 0 | 0 | 0 | 0 | 0 | 0 | 0 | 0 | 0 | 0 | 0 | 0 | 0 | 0 | 0 | 0 | 0 | 0 | 0 | 0 | 0 | 0
F5_Commercial_Grocery (WA)_New_Food Preparation_Natural Gas_Griddle_Baseline Forecast | F5 | Commercial | Grocery (WA) | New | Food Preparation | Natural Gas | Griddle | Baseline Forecast | Turnover | 0 | 18306.0928 | 17106.8123 | 17210.0208 | 17183.2685 | 16835.4901 | 16539.8864 | 16192.2049 | 15926.922 | 15670.1716 | 17442.8662 | 18599.9173 | 19877.1329 | 20971.2272 | 21839.2673 | 22546.7647 | 23188.1072 | 23667.2903 | 24033.5174 | 30161.4896 | 29745.8179 | 30065.1598 | 30226.0797 | 30356.8899 | 30564.1121 | 30823.729 | 30081.4998
F6_Commercial_Grocery (WA)_New_Food Preparation_Natural Gas_Griddle_Baseline Forecast | F6 | Commercial | Grocery (WA) | New | Food Preparation | Natural Gas | Griddle | Baseline Forecast | Avg. Replacement Usage (therms) | 0.10647 | 0.10647 | 0.10647 | 0.10647 | 0.10647 | 0.10647 | 0.10647 | 0.10647 | 0.10647 | 0.10647 | 0.10647 | 0.10647 | 0.10647 | 0.10647 | 0.10647 | 0.10647 | 0.10647 | 0.10647 | 0.10647 | 0.10647 | 0.10647 | 0.10647 | 0.10647 | 0.10647 | 0.10647 | 0.10647 | 0.10647
F7_Commercial_Grocery (WA)_New_Food Preparation_Natural Gas_Griddle_Baseline Forecast | F7 | Commercial | Grocery (WA) | New | Food Preparation | Natural Gas | Griddle | Baseline Forecast | Avg. Replacement Summer Demand (n/a) | 0 | 0 | 0 | 0 | 0 | 0 | 0 | 0 | 0 | 0 | 0 | 0 | 0 | 0 | 0 | 0 | 0 | 0 | 0 | 0 | 0 | 0 | 0 | 0 | 0 | 0 | 0
F8_Commercial_Grocery (WA)_New_Food Preparation_Natural Gas_Griddle_Baseline Forecast | F8 | Commercial | Grocery (WA) | New | Food Preparation | Natural Gas | Griddle | Baseline Forecast | Avg. Replacement Winter Demand (n/a) | 0 | 0 | 0 | 0 | 0 | 0 | 0 | 0 | 0 | 0 | 0 | 0 | 0 | 0 | 0 | 0 | 0 | 0 | 0 | 0 | 0 | 0 | 0 | 0 | 0 | 0 | 0
F1_Commercial_Grocery (WA)_New_Food Preparation_Natural Gas_Range_Baseline Forecast | F1 | Commercial | Grocery (WA) | New | Food Preparation | Natural Gas | Range | Baseline Forecast | Units | 0 | 18306.0928 | 35412.9051 | 52622.9259 | 69806.1944 | 86641.6846 | 103181.571 | 119373.7759 | 135300.6979 | 150970.8695 | 166379.7254 | 181270.8766 | 195939.104 | 210370.9409 | 224526.8069 | 238406.1163 | 252090.685 | 265540.7275 | 278751.1167 | 291716.6608 | 304479.8502 | 317208.9872 | 329703.3708 | 341979.2648 | 354057.2145 | 365979.4099 | 376711.5405
F2_Commercial_Grocery (WA)_New_Food Preparation_Natural Gas_Range_Baseline Forecast | F2 | Commercial | Grocery (WA) | New | Food Preparation | Natural Gas | Range | Baseline Forecast | Usage (MMtherm) | 0 | 0.0019256 | 0.003725 | 0.0055352 | 0.0073427 | 0.0091136 | 0.010853 | 0.012557 | 0.014232 | 0.01588 | 0.017501 | 0.019067 | 0.02061 | 0.022128 | 0.023617 | 0.025077 | 0.026517 | 0.027931 | 0.029321 | 0.030685 | 0.032027 | 0.033366 | 0.034681 | 0.035972 | 0.037242 | 0.038496 | 0.039625
F3_Commercial_Grocery (WA)_New_Food Preparation_Natural Gas_Range_Baseline Forecast | F3 | Commercial | Grocery (WA) | New | Food Preparation | Natural Gas | Range | Baseline Forecast | Summer Peak Demand (n/a) | 0 | 0 | 0 | 0 | 0 | 0 | 0 | 0 | 0 | 0 | 0 | 0 | 0 | 0 | 0 | 0 | 0 | 0 | 0 | 0 | 0 | 0 | 0 | 0 | 0 | 0 | 0
F4_Commercial_Grocery (WA)_New_Food Preparation_Natural Gas_Range_Baseline Forecast | F4 | Commercial | Grocery (WA) | New | Food Preparation | Natural Gas | Range | Baseline Forecast | Winter Peak Demand (n/a) | 0 | 0 | 0 | 0 | 0 | 0 | 0 | 0 | 0 | 0 | 0 | 0 | 0 | 0 | 0 | 0 | 0 | 0 | 0 | 0 | 0 | 0 | 0 | 0 | 0 | 0 | 0
F5_Commercial_Grocery (WA)_New_Food Preparation_Natural Gas_Range_Baseline Forecast | F5 | Commercial | Grocery (WA) | New | Food Preparation | Natural Gas | Range | Baseline Forecast | Turnover | 0 | 18306.0928 | 17106.8123 | 17210.0208 | 17183.2685 | 16835.4901 | 16539.8864 | 16192.2049 | 15926.922 | 15670.1716 | 19070.0744 | 21241.4885 | 23190.5014 | 24686.3098 | 25726.5423 | 31242.6602 | 30499.3061 | 30114.2723 | 29668.7944 | 29855.1152 | 30445.6531 | 31422.0657 | 32316.4462 | 33211.5469 | 35966.2683 | 37701.9347 | 37889.6985
F6_Commercial_Grocery (WA)_New_Food Preparation_Natural Gas_Range_Baseline Forecast | F6 | Commercial | Grocery (WA) | New | Food Preparation | Natural Gas | Range | Baseline Forecast | Avg. Replacement Usage (therms) | 0.10519 | 0.10519 | 0.10519 | 0.10519 | 0.10519 | 0.10519 | 0.10519 | 0.10519 | 0.10519 | 0.10519 | 0.10519 | 0.10519 | 0.10519 | 0.10519 | 0.10519 | 0.10519 | 0.10519 | 0.10519 | 0.10519 | 0.10519 | 0.10519 | 0.10519 | 0.10519 | 0.10519 | 0.10519 | 0.10519 | 0.10519
F7_Commercial_Grocery (WA)_New_Food Preparation_Natural Gas_Range_Baseline Forecast | F7 | Commercial | Grocery (WA) | New | Food Preparation | Natural Gas | Range | Baseline Forecast | Avg. Replacement Summer Demand (n/a) | 0 | 0 | 0 | 0 | 0 | 0 | 0 | 0 | 0 | 0 | 0 | 0 | 0 | 0 | 0 | 0 | 0 | 0 | 0 | 0 | 0 | 0 | 0 | 0 | 0 | 0 | 0
F8_Commercial_Grocery (WA)_New_Food Preparation_Natural Gas_Range_Baseline Forecast | F8 | Commercial | Grocery (WA) | New | Food Preparation | Natural Gas | Range | Baseline Forecast | Avg. Replacement Winter Demand (n/a) | 0 | 0 | 0 | 0 | 0 | 0 | 0 | 0 | 0 | 0 | 0 | 0 | 0 | 0 | 0 | 0 | 0 | 0 | 0 | 0 | 0 | 0 | 0 | 0 | 0 | 0 | 0
F1_Commercial_Grocery (WA)_New_Food Preparation_Natural Gas_Steamer_Baseline Forecast | F1 | Commercial | Grocery (WA) | New | Food Preparation | Natural Gas | Steamer | Baseline Forecast | Units | 0 | 899.548 | 1740.1643 | 2585.8521 | 3430.2254 | 4257.5091 | 5070.267 | 5865.9401 | 6648.5774 | 7418.5982 | 8175.7781 | 8907.5184 | 9628.3044 | 10337.4743 | 11033.0832 | 11715.1023 | 12387.552 | 13048.4773 | 13697.6261 | 14334.7435 | 14961.9173 | 15587.4178 | 16201.3827 | 16804.6111 | 17398.1127 | 17983.9607 | 18511.3298
F2_Commercial_Grocery (WA)_New_Food Preparation_Natural Gas_Steamer_Baseline Forecast | F2 | Commercial | Grocery (WA) | New | Food Preparation | Natural Gas | Steamer | Baseline Forecast | Usage (MMtherm) | 0 | 0.00010934 | 0.00021152 | 0.00031432 | 0.00041696 | 0.00051752 | 0.00061631 | 0.00071303 | 0.00080816 | 0.00090176 | 0.0009938 | 0.0010827 | 0.0011704 | 0.0012566 | 0.0013411 | 0.001424 | 0.0015058 | 0.0015861 | 0.001665 | 0.0017424 | 0.0018187 | 0.0018947 | 0.0019693 | 0.0020427 | 0.0021148 | 0.002186 | 0.0022501
F3_Commercial_Grocery (WA)_New_Food Preparation_Natural Gas_Steamer_Baseline Forecast | F3 | Commercial | Grocery (WA) | New | Food Preparation | Natural Gas | Steamer | Baseline Forecast | Summer Peak Demand (n/a) | 0 | 0 | 0 | 0 | 0 | 0 | 0 | 0 | 0 | 0 | 0 | 0 | 0 | 0 | 0 | 0 | 0 | 0 | 0 | 0 | 0 | 0 | 0 | 0 | 0 | 0 | 0
F4_Commercial_Grocery (WA)_New_Food Preparation_Natural Gas_Steamer_Baseline Forecast | F4 | Commercial | Grocery (WA) | New | Food Preparation | Natural Gas | Steamer | Baseline Forecast | Winter Peak Demand (n/a) | 0 | 0 | 0 | 0 | 0 | 0 | 0 | 0 | 0 | 0 | 0 | 0 | 0 | 0 | 0 | 0 | 0 | 0 | 0 | 0 | 0 | 0 | 0 | 0 | 0 | 0 | 0
F5_Commercial_Grocery (WA)_New_Food Preparation_Natural Gas_Steamer_Baseline Forecast | F5 | Commercial | Grocery (WA) | New | Food Preparation | Natural Gas | Steamer | Baseline Forecast | Turnover | 0 | 899.548 | 840.6163 | 845.6878 | 844.3733 | 827.2837 | 812.7579 | 795.6731 | 782.6373 | 770.0208 | 857.1297 | 913.9863 | 976.7478 | 1030.5108 | 1073.1656 | 1107.9315 | 1139.4466 | 1162.9933 | 1180.9895 | 1482.1136 | 1461.6877 | 1477.38 | 1485.2875 | 1491.7154 | 1501.8981 | 1514.6555 | 1478.1829
F6_Commercial_Grocery (WA)_New_Food Preparation_Natural Gas_Steamer_Baseline Forecast | F6 | Commercial | Grocery (WA) | New | Food Preparation | Natural Gas | Steamer | Baseline Forecast | Avg. Replacement Usage (therms) | 0.12155 | 0.12155 | 0.12155 | 0.12155 | 0.12155 | 0.12155 | 0.12155 | 0.12155 | 0.12155 | 0.12155 | 0.12155 | 0.12155 | 0.12155 | 0.12155 | 0.12155 | 0.12155 | 0.12155 | 0.12155 | 0.12155 | 0.12155 | 0.12155 | 0.12155 | 0.12155 | 0.12155 | 0.12155 | 0.12155 | 0.12155
F7_Commercial_Grocery (WA)_New_Food Preparation_Natural Gas_Steamer_Baseline Forecast | F7 | Commercial | Grocery (WA) | New | Food Preparation | Natural Gas | Steamer | Baseline Forecast | Avg. Replacement Summer Demand (n/a) | 0 | 0 | 0 | 0 | 0 | 0 | 0 | 0 | 0 | 0 | 0 | 0 | 0 | 0 | 0 | 0 | 0 | 0 | 0 | 0 | 0 | 0 | 0 | 0 | 0 | 0 | 0
F8_Commercial_Grocery (WA)_New_Food Preparation_Natural Gas_Steamer_Baseline Forecast | F8 | Commercial | Grocery (WA) | New | Food Preparation | Natural Gas | Steamer | Baseline Forecast | Avg. Replacement Winter Demand (n/a) | 0 | 0 | 0 | 0 | 0 | 0 | 0 | 0 | 0 | 0 | 0 | 0 | 0 | 0 | 0 | 0 | 0 | 0 | 0 | 0 | 0 | 0 | 0 | 0 | 0 | 0 | 0
F1_Commercial_Grocery (WA)_New_Food Preparation_Natural Gas_Food Prep Other_Baseline Forecast | F1 | Commercial | Grocery (WA) | New | Food Preparation | Natural Gas | Food Prep Other | Baseline Forecast | Units | 0 | 0 | 0 | 0 | 0 | 0 | 0 | 0 | 0 | 0 | 0 | 0 | 0 | 0 | 0 | 0 | 0 | 0 | 0 | 0 | 0 | 0 | 0 | 0 | 0 | 0 | 0
F2_Commercial_Grocery (WA)_New_Food Preparation_Natural Gas_Food Prep Other_Baseline Forecast | F2 | Commercial | Grocery (WA) | New | Food Preparation | Natural Gas | Food Prep Other | Baseline Forecast | Usage (MMtherm) | 0 | 0 | 0 | 0 | 0 | 0 | 0 | 0 | 0 | 0 | 0 | 0 | 0 | 0 | 0 | 0 | 0 | 0 | 0 | 0 | 0 | 0 | 0 | 0 | 0 | 0 | 0
F3_Commercial_Grocery (WA)_New_Food Preparation_Natural Gas_Food Prep Other_Baseline Forecast | F3 | Commercial | Grocery (WA) | New | Food Preparation | Natural Gas | Food Prep Other | Baseline Forecast | Summer Peak Demand (n/a) | 0 | 0 | 0 | 0 | 0 | 0 | 0 | 0 | 0 | 0 | 0 | 0 | 0 | 0 | 0 | 0 | 0 | 0 | 0 | 0 | 0 | 0 | 0 | 0 | 0 | 0 | 0
F4_Commercial_Grocery (WA)_New_Food Preparation_Natural Gas_Food Prep Other_Baseline Forecast | F4 | Commercial | Grocery (WA) | New | Food Preparation | Natural Gas | Food Prep Other | Baseline Forecast | Winter Peak Demand (n/a) | 0 | 0 | 0 | 0 | 0 | 0 | 0 | 0 | 0 | 0 | 0 | 0 | 0 | 0 | 0 | 0 | 0 | 0 | 0 | 0 | 0 | 0 | 0 | 0 | 0 | 0 | 0
F5_Commercial_Grocery (WA)_New_Food Preparation_Natural Gas_Food Prep Other_Baseline Forecast | F5 | Commercial | Grocery (WA) | New | Food Preparation | Natural Gas | Food Prep Other | Baseline Forecast | Turnover | 0 | 0 | 0 | 0 | 0 | 0 | 0 | 0 | 0 | 0 | 0 | 0 | 0 | 0 | 0 | 0 | 0 | 0 | 0 | 0 | 0 | 0 | 0 | 0 | 0 | 0 | 0
F6_Commercial_Grocery (WA)_New_Food Preparation_Natural Gas_Food Prep Other_Baseline Forecast | F6 | Commercial | Grocery (WA) | New | Food Preparation | Natural Gas | Food Prep Other | Baseline Forecast | Avg. Replacement Usage (therms) | 0.043898 | 0.043898 | 0.043898 | 0.043898 | 0.043898 | 0.043898 | 0.043898 | 0.043898 | 0.043898 | 0.043898 | 0.043898 | 0.043898 | 0.043898 | 0.043898 | 0.043898 | 0.043898 | 0.043898 | 0.043898 | 0.043898 | 0.043898 | 0.043898 | 0.043898 | 0.043898 | 0.043898 | 0.043898 | 0.043898 | 0.043898
F7_Commercial_Grocery (WA)_New_Food Preparation_Natural Gas_Food Prep Other_Baseline Forecast | F7 | Commercial | Grocery (WA) | New | Food Preparation | Natural Gas | Food Prep Other | Baseline Forecast | Avg. Replacement Summer Demand (n/a) | 0 | 0 | 0 | 0 | 0 | 0 | 0 | 0 | 0 | 0 | 0 | 0 | 0 | 0 | 0 | 0 | 0 | 0 | 0 | 0 | 0 | 0 | 0 | 0 | 0 | 0 | 0
F8_Commercial_Grocery (WA)_New_Food Preparation_Natural Gas_Food Prep Other_Baseline Forecast | F8 | Commercial | Grocery (WA) | New | Food Preparation | Natural Gas | Food Prep Other | Baseline Forecast | Avg. Replacement Winter Demand (n/a) | 0 | 0 | 0 | 0 | 0 | 0 | 0 | 0 | 0 | 0 | 0 | 0 | 0 | 0 | 0 | 0 | 0 | 0 | 0 | 0 | 0 | 0 | 0 | 0 | 0 | 0 | 0
F1_Commercial_Grocery (WA)_New_Miscellaneous_Natural Gas_Pool Heater_Baseline Forecast | F1 | Commercial | Grocery (WA) | New | Miscellaneous | Natural Gas | Pool Heater | Baseline Forecast | Units | 0 | 0 | 0 | 0 | 0 | 0 | 0 | 0 | 0 | 0 | 0 | 0 | 0 | 0 | 0 | 0 | 0 | 0 | 0 | 0 | 0 | 0 | 0 | 0 | 0 | 0 | 0
F2_Commercial_Grocery (WA)_New_Miscellaneous_Natural Gas_Pool Heater_Baseline Forecast | F2 | Commercial | Grocery (WA) | New | Miscellaneous | Natural Gas | Pool Heater | Baseline Forecast | Usage (MMtherm) | 0 | 0 | 0 | 0 | 0 | 0 | 0 | 0 | 0 | 0 | 0 | 0 | 0 | 0 | 0 | 0 | 0 | 0 | 0 | 0 | 0 | 0 | 0 | 0 | 0 | 0 | 0
F3_Commercial_Grocery (WA)_New_Miscellaneous_Natural Gas_Pool Heater_Baseline Forecast | F3 | Commercial | Grocery (WA) | New | Miscellaneous | Natural Gas | Pool Heater | Baseline Forecast | Summer Peak Demand (n/a) | 0 | 0 | 0 | 0 | 0 | 0 | 0 | 0 | 0 | 0 | 0 | 0 | 0 | 0 | 0 | 0 | 0 | 0 | 0 | 0 | 0 | 0 | 0 | 0 | 0 | 0 | 0
F4_Commercial_Grocery (WA)_New_Miscellaneous_Natural Gas_Pool Heater_Baseline Forecast | F4 | Commercial | Grocery (WA) | New | Miscellaneous | Natural Gas | Pool Heater | Baseline Forecast | Winter Peak Demand (n/a) | 0 | 0 | 0 | 0 | 0 | 0 | 0 | 0 | 0 | 0 | 0 | 0 | 0 | 0 | 0 | 0 | 0 | 0 | 0 | 0 | 0 | 0 | 0 | 0 | 0 | 0 | 0
F5_Commercial_Grocery (WA)_New_Miscellaneous_Natural Gas_Pool Heater_Baseline Forecast | F5 | Commercial | Grocery (WA) | New | Miscellaneous | Natural Gas | Pool Heater | Baseline Forecast | Turnover | 0 | 0 | 0 | 0 | 0 | 0 | 0 | 0 | 0 | 0 | 0 | 0 | 0 | 0 | 0 | 0 | 0 | 0 | 0 | 0 | 0 | 0 | 0 | 0 | 0 | 0 | 0
F6_Commercial_Grocery (WA)_New_Miscellaneous_Natural Gas_Pool Heater_Baseline Forecast | F6 | Commercial | Grocery (WA) | New | Miscellaneous | Natural Gas | Pool Heater | Baseline Forecast | Avg. Replacement Usage (therms) | 0.01 | 0.01 | 0.01 | 0.01 | 0.01 | 0.01 | 0.01 | 0.01 | 0.01 | 0.01 | 0.01 | 0.01 | 0.01 | 0.01 | 0.01 | 0.01 | 0.01 | 0.01 | 0.01 | 0.01 | 0.01 | 0.01 | 0.01 | 0.01 | 0.01 | 0.01 | 0.01
F7_Commercial_Grocery (WA)_New_Miscellaneous_Natural Gas_Pool Heater_Baseline Forecast | F7 | Commercial | Grocery (WA) | New | Miscellaneous | Natural Gas | Pool Heater | Baseline Forecast | Avg. Replacement Summer Demand (n/a) | 0 | 0 | 0 | 0 | 0 | 0 | 0 | 0 | 0 | 0 | 0 | 0 | 0 | 0 | 0 | 0 | 0 | 0 | 0 | 0 | 0 | 0 | 0 | 0 | 0 | 0 | 0
F8_Commercial_Grocery (WA)_New_Miscellaneous_Natural Gas_Pool Heater_Baseline Forecast | F8 | Commercial | Grocery (WA) | New | Miscellaneous | Natural Gas | Pool Heater | Baseline Forecast | Avg. Replacement Winter Demand (n/a) | 0 | 0 | 0 | 0 | 0 | 0 | 0 | 0 | 0 | 0 | 0 | 0 | 0 | 0 | 0 | 0 | 0 | 0 | 0 | 0 | 0 | 0 | 0 | 0 | 0 | 0 | 0
F1_Commercial_Grocery (WA)_New_Miscellaneous_Natural Gas_Miscellaneous_Baseline Forecast | F1 | Commercial | Grocery (WA) | New | Miscellaneous | Natural Gas | Miscellaneous | Baseline Forecast | Units | 0 | 63910.7451 | 123634.5284 | 183718.636 | 243709.3455 | 302485.8812 | 360230.397 | 416761.0774 | 472365.5946 | 527073.7373 | 580869.5675 | 632857.9726 | 684068.0998 | 734452.934 | 783874.2906 | 832330.1255 | 880106.0757 | 927063.2416 | 973183.7232 | 1018449.3948 | 1063008.5997 | 1107448.9202 | 1151069.6629 | 1193927.6086 | 1236094.4857 | 1277717.5891 | 1315185.9046
F2_Commercial_Grocery (WA)_New_Miscellaneous_Natural Gas_Miscellaneous_Baseline Forecast | F2 | Commercial | Grocery (WA) | New | Miscellaneous | Natural Gas | Miscellaneous | Baseline Forecast | Usage (MMtherm) | 0 | 0.00041667 | 0.00080605 | 0.0011978 | 0.0015889 | 0.0019721 | 0.0023486 | 0.0027171 | 0.0030796 | 0.0034363 | 0.0037871 | 0.004126 | 0.0044599 | 0.0047884 | 0.0051106 | 0.0054265 | 0.005738 | 0.0060441 | 0.0063448 | 0.0066399 | 0.0069304 | 0.0072202 | 0.0075045 | 0.007784 | 0.0080589 | 0.0083302 | 0.0085745
F3_Commercial_Grocery (WA)_New_Miscellaneous_Natural Gas_Miscellaneous_Baseline Forecast | F3 | Commercial | Grocery (WA) | New | Miscellaneous | Natural Gas | Miscellaneous | Baseline Forecast | Summer Peak Demand (n/a) | 0 | 0 | 0 | 0 | 0 | 0 | 0 | 0 | 0 | 0 | 0 | 0 | 0 | 0 | 0 | 0 | 0 | 0 | 0 | 0 | 0 | 0 | 0 | 0 | 0 | 0 | 0
F4_Commercial_Grocery (WA)_New_Miscellaneous_Natural Gas_Miscellaneous_Baseline Forecast | F4 | Commercial | Grocery (WA) | New | Miscellaneous | Natural Gas | Miscellaneous | Baseline Forecast | Winter Peak Demand (n/a) | 0 | 0 | 0 | 0 | 0 | 0 | 0 | 0 | 0 | 0 | 0 | 0 | 0 | 0 | 0 | 0 | 0 | 0 | 0 | 0 | 0 | 0 | 0 | 0 | 0 | 0 | 0
F5_Commercial_Grocery (WA)_New_Miscellaneous_Natural Gas_Miscellaneous_Baseline Forecast | F5 | Commercial | Grocery (WA) | New | Miscellaneous | Natural Gas | Miscellaneous | Baseline Forecast | Turnover | 0 | 63910.7451 | 59723.7833 | 60084.1076 | 69120.8159 | 75134.3103 | 80348.9094 | 85780.2771 | 91409.073 | 96876.1777 | 102194.1854 | 125152.0012 | 126541.3338 | 129658.5922 | 137882.059 | 144108.702 | 149806.0888 | 155691.4753 | 161548.2655 | 167197.522 | 172863.2984 | 184182.5053 | 187689.9105 | 191948.7962 | 198666.7871 | 204392.9046 | 206066.5191
F6_Commercial_Grocery (WA)_New_Miscellaneous_Natural Gas_Miscellaneous_Baseline Forecast | F6 | Commercial | Grocery (WA) | New | Miscellaneous | Natural Gas | Miscellaneous | Baseline Forecast | Avg. Replacement Usage (therms) | 0.0065196 | 0.0065196 | 0.0065196 | 0.0065196 | 0.0065196 | 0.0065196 | 0.0065196 | 0.0065196 | 0.0065196 | 0.0065196 | 0.0065196 | 0.0065196 | 0.0065196 | 0.0065196 | 0.0065196 | 0.0065196 | 0.0065196 | 0.0065196 | 0.0065196 | 0.0065196 | 0.0065196 | 0.0065196 | 0.0065196 | 0.0065196 | 0.0065196 | 0.0065196 | 0.0065196
F7_Commercial_Grocery (WA)_New_Miscellaneous_Natural Gas_Miscellaneous_Baseline Forecast | F7 | Commercial | Grocery (WA) | New | Miscellaneous | Natural Gas | Miscellaneous | Baseline Forecast | Avg. Replacement Summer Demand (n/a) | 0 | 0 | 0 | 0 | 0 | 0 | 0 | 0 | 0 | 0 | 0 | 0 | 0 | 0 | 0 | 0 | 0 | 0 | 0 | 0 | 0 | 0 | 0 | 0 | 0 | 0 | 0
F8_Commercial_Grocery (WA)_New_Miscellaneous_Natural Gas_Miscellaneous_Baseline Forecast | F8 | Commercial | Grocery (WA) | New | Miscellaneous | Natural Gas | Miscellaneous | Baseline Forecast | Avg. Replacement Winter Demand (n/a) | 0 | 0 | 0 | 0 | 0 | 0 | 0 | 0 | 0 | 0 | 0 | 0 | 0 | 0 | 0 | 0 | 0 | 0 | 0 | 0 | 0 | 0 | 0 | 0 | 0 | 0 | 0
F1_Commercial_School (WA)_Existing_Space Heating_Natural Gas_Furnace_Baseline Forecast | F1 | Commercial | School (WA) | Existing | Space Heating | Natural Gas | Furnace | Baseline Forecast | Units | 1874248.0178 | 1840170.7811 | 1806713.1306 | 1773863.8009 | 1741611.7318 | 1709946.064 | 1678856.1355 | 1648331.4785 | 1618361.8153 | 1588937.055 | 1560047.2904 | 1531682.7942 | 1503834.0161 | 1476491.5794 | 1449646.278 | 1423289.0729 | 1397411.0898 | 1372003.6154 | 1347058.0952 | 1322566.1298 | 1298519.4729 | 1274910.0279 | 1251729.8456 | 1228971.1211 | 1206626.1917 | 1184687.5336 | 1163147.7603
F2_Commercial_School (WA)_Existing_Space Heating_Natural Gas_Furnace_Baseline Forecast | F2 | Commercial | School (WA) | Existing | Space Heating | Natural Gas | Furnace | Baseline Forecast | Usage (MMtherm) | 0.1734 | 0.16379 | 0.16055 | 0.15738 | 0.15428 | 0.15125 | 0.14828 | 0.14539 | 0.14257 | 0.13981 | 0.13711 | 0.13449 | 0.13192 | 0.12942 | 0.12697 | 0.12457 | 0.12223 | 0.11994 | 0.1177 | 0.11551 | 0.11336 | 0.11126 | 0.10919 | 0.10717 | 0.1052 | 0.10326 | 0.10135
F3_Commercial_School (WA)_Existing_Space Heating_Natural Gas_Furnace_Baseline Forecast | F3 | Commercial | School (WA) | Existing | Space Heating | Natural Gas | Furnace | Baseline Forecast | Summer Peak Demand (n/a) | 0 | 0 | 0 | 0 | 0 | 0 | 0 | 0 | 0 | 0 | 0 | 0 | 0 | 0 | 0 | 0 | 0 | 0 | 0 | 0 | 0 | 0 | 0 | 0 | 0 | 0 | 0
F4_Commercial_School (WA)_Existing_Space Heating_Natural Gas_Furnace_Baseline Forecast | F4 | Commercial | School (WA) | Existing | Space Heating | Natural Gas | Furnace | Baseline Forecast | Winter Peak Demand (n/a) | 0 | 0 | 0 | 0 | 0 | 0 | 0 | 0 | 0 | 0 | 0 | 0 | 0 | 0 | 0 | 0 | 0 | 0 | 0 | 0 | 0 | 0 | 0 | 0 | 0 | 0 | 0
F5_Commercial_School (WA)_Existing_Space Heating_Natural Gas_Furnace_Baseline Forecast | F5 | Commercial | School (WA) | Existing | Space Heating | Natural Gas | Furnace | Baseline Forecast | Turnover | 0 | 74350.3346 | 75487.0959 | 76335.8201 | 76930.4699 | 77301.304 | 77475.2766 | 77476.393 | 77326.0276 | 77043.2072 | 76644.8645 | 76146.064 | 73488.8065 | 71201.4931 | 69222.9786 | 67501.2101 | 65991.9756 | 64657.8151 | 63467.0772 | 62393.0986 | 61413.4946 | 60509.5431 | 59665.6529 | 74536.7527 | 72348.0295 | 70190.5722 | 68086.209
F6_Commercial_School (WA)_Existing_Space Heating_Natural Gas_Furnace_Baseline Forecast | F6 | Commercial | School (WA) | Existing | Space Heating | Natural Gas | Furnace | Baseline Forecast | Avg. Replacement Usage (therms) | 0.09021 | 0.086927 | 0.086927 | 0.086927 | 0.086927 | 0.086927 | 0.086927 | 0.086927 | 0.086927 | 0.086927 | 0.086927 | 0.086927 | 0.086927 | 0.086927 | 0.086927 | 0.086927 | 0.086927 | 0.086927 | 0.086927 | 0.086927 | 0.086927 | 0.086927 | 0.086927 | 0.086927 | 0.086927 | 0.086927 | 0.086927
F7_Commercial_School (WA)_Existing_Space Heating_Natural Gas_Furnace_Baseline Forecast | F7 | Commercial | School (WA) | Existing | Space Heating | Natural Gas | Furnace | Baseline Forecast | Avg. Replacement Summer Demand (n/a) | 0 | 0 | 0 | 0 | 0 | 0 | 0 | 0 | 0 | 0 | 0 | 0 | 0 | 0 | 0 | 0 | 0 | 0 | 0 | 0 | 0 | 0 | 0 | 0 | 0 | 0 | 0
F8_Commercial_School (WA)_Existing_Space Heating_Natural Gas_Furnace_Baseline Forecast | F8 | Commercial | School (WA) | Existing | Space Heating | Natural Gas | Furnace | Baseline Forecast | Avg. Replacement Winter Demand (n/a) | 0 | 0 | 0 | 0 | 0 | 0 | 0 | 0 | 0 | 0 | 0 | 0 | 0 | 0 | 0 | 0 | 0 | 0 | 0 | 0 | 0 | 0 | 0 | 0 | 0 | 0 | 0
F1_Commercial_School (WA)_Existing_Space Heating_Natural Gas_Boiler_Baseline Forecast | F1 | Commercial | School (WA) | Existing | Space Heating | Natural Gas | Boiler | Baseline Forecast | Units | 4567541.1326 | 4484494.9302 | 4402958.6588 | 4322904.865 | 4244306.5947 | 4167137.3839 | 4091371.2496 | 4016982.6815 | 3943946.6327 | 3872238.5121 | 3801834.1755 | 3732709.9178 | 3664842.4647 | 3598208.9654 | 3532786.9842 | 3468554.4936 | 3405489.8664 | 3343571.8688 | 3282779.653 | 3223092.7503 | 3164491.0639 | 3106954.8627 | 3050464.7743 | 2995001.7784 | 2940547.2006 | 2887082.7061 | 2834590.2932
F2_Commercial_School (WA)_Existing_Space Heating_Natural Gas_Boiler_Baseline Forecast | F2 | Commercial | School (WA) | Existing | Space Heating | Natural Gas | Boiler | Baseline Forecast | Usage (MMtherm) | 0.89042 | 0.83978 | 0.82169 | 0.80384 | 0.78622 | 0.76887 | 0.75185 | 0.73512 | 0.71873 | 0.70264 | 0.68696 | 0.67164 | 0.65665 | 0.64209 | 0.62789 | 0.61403 | 0.60053 | 0.58735 | 0.57465 | 0.56226 | 0.55016 | 0.53852 | 0.52717 | 0.51615 | 0.50547 | 0.4951 | 0.48505
F3_Commercial_School (WA)_Existing_Space Heating_Natural Gas_Boiler_Baseline Forecast | F3 | Commercial | School (WA) | Existing | Space Heating | Natural Gas | Boiler | Baseline Forecast | Summer Peak Demand (n/a) | 0 | 0 | 0 | 0 | 0 | 0 | 0 | 0 | 0 | 0 | 0 | 0 | 0 | 0 | 0 | 0 | 0 | 0 | 0 | 0 | 0 | 0 | 0 | 0 | 0 | 0 | 0
F4_Commercial_School (WA)_Existing_Space Heating_Natural Gas_Boiler_Baseline Forecast | F4 | Commercial | School (WA) | Existing | Space Heating | Natural Gas | Boiler | Baseline Forecast | Winter Peak Demand (n/a) | 0 | 0 | 0 | 0 | 0 | 0 | 0 | 0 | 0 | 0 | 0 | 0 | 0 | 0 | 0 | 0 | 0 | 0 | 0 | 0 | 0 | 0 | 0 | 0 | 0 | 0 | 0
F5_Commercial_School (WA)_Existing_Space Heating_Natural Gas_Boiler_Baseline Forecast | F5 | Commercial | School (WA) | Existing | Space Heating | Natural Gas | Boiler | Baseline Forecast | Turnover | 0 | 67946.8929 | 73989.1124 | 79139.5807 | 83498.5162 | 87155.2903 | 90189.5935 | 92672.4772 | 94667.2835 | 96230.4745 | 97412.3728 | 98257.8228 | 98806.7805 | 99094.8395 | 99153.7016 | 99011.5957 | 98693.6525 | 98222.2382 | 97617.2529 | 96896.3966 | 96075.4068 | 95168.2704 | 94187.4128 | 93143.867 | 92047.4238 | 90906.7666 | 89729.5915
F6_Commercial_School (WA)_Existing_Space Heating_Natural Gas_Boiler_Baseline Forecast | F6 | Commercial | School (WA) | Existing | Space Heating | Natural Gas | Boiler | Baseline Forecast | Avg. Replacement Usage (therms) | 0.17384 | 0.16751 | 0.16723 | 0.16762 | 0.16732 | 0.16732 | 0.16775 | 0.16742 | 0.16742 | 0.16707 | 0.16755 | 0.16755 | 0.16716 | 0.16771 | 0.16771 | 0.16727 | 0.16727 | 0.16681 | 0.16791 | 0.16742 | 0.16681 | 0.16791 | 0.16742 | 0.16742 | 0.16742 | 0.16742 | 0.16742
F7_Commercial_School (WA)_Existing_Space Heating_Natural Gas_Boiler_Baseline Forecast | F7 | Commercial | School (WA) | Existing | Space Heating | Natural Gas | Boiler | Baseline Forecast | Avg. Replacement Summer Demand (n/a) | 0 | 0 | 0 | 0 | 0 | 0 | 0 | 0 | 0 | 0 | 0 | 0 | 0 | 0 | 0 | 0 | 0 | 0 | 0 | 0 | 0 | 0 | 0 | 0 | 0 | 0 | 0
F8_Commercial_School (WA)_Existing_Space Heating_Natural Gas_Boiler_Baseline Forecast | F8 | Commercial | School (WA) | Existing | Space Heating | Natural Gas | Boiler | Baseline Forecast | Avg. Replacement Winter Demand (n/a) | 0 | 0 | 0 | 0 | 0 | 0 | 0 | 0 | 0 | 0 | 0 | 0 | 0 | 0 | 0 | 0 | 0 | 0 | 0 | 0 | 0 | 0 | 0 | 0 | 0 | 0 | 0
F1_Commercial_School (WA)_Existing_Space Heating_Natural Gas_Unit Heater_Baseline Forecast | F1 | Commercial | School (WA) | Existing | Space Heating | Natural Gas | Unit Heater | Baseline Forecast | Units | 312615.4402 | 306931.5231 | 301350.9499 | 295871.8417 | 290492.3537 | 285210.6746 | 280025.0259 | 274933.6618 | 269934.868 | 265026.9613 | 260208.2893 | 255477.2294 | 250832.1889 | 246271.6037 | 241793.9381 | 237397.6847 | 233081.3632 | 228843.5202 | 224682.7289 | 220597.5884 | 216586.7232 | 212648.7827 | 208782.4412 | 204986.3969 | 201259.3715 | 197600.1102 | 194007.3809
F2_Commercial_School (WA)_Existing_Space Heating_Natural Gas_Unit Heater_Baseline Forecast | F2 | Commercial | School (WA) | Existing | Space Heating | Natural Gas | Unit Heater | Baseline Forecast | Usage (MMtherm) | 0.014462 | 0.013682 | 0.013433 | 0.013189 | 0.012949 | 0.012714 | 0.012483 | 0.012256 | 0.012033 | 0.011814 | 0.011599 | 0.011388 | 0.011181 | 0.010978 | 0.010778 | 0.010582 | 0.01039 | 0.010201 | 0.010016 | 0.0098335 | 0.0096547 | 0.0094792 | 0.0093068 | 0.0091376 | 0.0089715 | 0.0088084 | 0.0086482
F3_Commercial_School (WA)_Existing_Space Heating_Natural Gas_Unit Heater_Baseline Forecast | F3 | Commercial | School (WA) | Existing | Space Heating | Natural Gas | Unit Heater | Baseline Forecast | Summer Peak Demand (n/a) | 0 | 0 | 0 | 0 | 0 | 0 | 0 | 0 | 0 | 0 | 0 | 0 | 0 | 0 | 0 | 0 | 0 | 0 | 0 | 0 | 0 | 0 | 0 | 0 | 0 | 0 | 0
F4_Commercial_School (WA)_Existing_Space Heating_Natural Gas_Unit Heater_Baseline Forecast | F4 | Commercial | School (WA) | Existing | Space Heating | Natural Gas | Unit Heater | Baseline Forecast | Winter Peak Demand (n/a) | 0 | 0 | 0 | 0 | 0 | 0 | 0 | 0 | 0 | 0 | 0 | 0 | 0 | 0 | 0 | 0 | 0 | 0 | 0 | 0 | 0 | 0 | 0 | 0 | 0 | 0 | 0
F5_Commercial_School (WA)_Existing_Space Heating_Natural Gas_Unit Heater_Baseline Forecast | F5 | Commercial | School (WA) | Existing | Space Heating | Natural Gas | Unit Heater | Baseline Forecast | Turnover | 0 | 258.3599 | 737.927 | 1405.7967 | 2232.8494 | 3193.3382 | 4264.52 | 5426.328 | 6661.0773 | 7953.2043 | 9070.0028 | 10030.9732 | 10853.5092 | 11553.1237 | 12143.6512 | 12637.4287 | 13045.4564 | 11661.3902 | 10458.5306 | 9430.1723 | 8568.3568 | 7864.2355 | 7308.3687 | 6890.971 | 6602.1096 | 6431.8638 | 6355.6059
F6_Commercial_School (WA)_Existing_Space Heating_Natural Gas_Unit Heater_Baseline Forecast | F6 | Commercial | School (WA) | Existing | Space Heating | Natural Gas | Unit Heater | Baseline Forecast | Avg. Replacement Usage (therms) | 0.04626 | 0.044577 | 0.044577 | 0.044577 | 0.044577 | 0.044577 | 0.044577 | 0.044577 | 0.044577 | 0.044577 | 0.044577 | 0.044577 | 0.044577 | 0.044577 | 0.044577 | 0.044577 | 0.044577 | 0.044577 | 0.044577 | 0.044577 | 0.044577 | 0.044577 | 0.044577 | 0.044577 | 0.044577 | 0.044577 | 0.044577
F7_Commercial_School (WA)_Existing_Space Heating_Natural Gas_Unit Heater_Baseline Forecast | F7 | Commercial | School (WA) | Existing | Space Heating | Natural Gas | Unit Heater | Baseline Forecast | Avg. Replacement Summer Demand (n/a) | 0 | 0 | 0 | 0 | 0 | 0 | 0 | 0 | 0 | 0 | 0 | 0 | 0 | 0 | 0 | 0 | 0 | 0 | 0 | 0 | 0 | 0 | 0 | 0 | 0 | 0 | 0
F8_Commercial_School (WA)_Existing_Space Heating_Natural Gas_Unit Heater_Baseline Forecast | F8 | Commercial | School (WA) | Existing | Space Heating | Natural Gas | Unit Heater | Baseline Forecast | Avg. Replacement Winter Demand (n/a) | 0 | 0 | 0 | 0 | 0 | 0 | 0 | 0 | 0 | 0 | 0 | 0 | 0 | 0 | 0 | 0 | 0 | 0 | 0 | 0 | 0 | 0 | 0 | 0 | 0 | 0 | 0
F1_Commercial_School (WA)_Existing_Water Heating_Natural Gas_Water Heater_Baseline Forecast | F1 | Commercial | School (WA) | Existing | Water Heating | Natural Gas | Water Heater | Baseline Forecast | Units | 5577975.2858 | 5476557.5533 | 5376983.7796 | 5279220.4382 | 5183234.612 | 5088993.9827 | 4996466.8194 | 4905621.9681 | 4816428.8414 | 4728857.408 | 4642878.1824 | 4558462.2154 | 4475581.0842 | 4394206.8827 | 4314312.2121 | 4235870.1719 | 4158854.3506 | 4083238.8169 | 4008998.1112 | 3936107.2364 | 3864541.6503 | 3794277.2567 | 3725290.3974 | 3657557.8448 | 3591056.793 | 3525764.8514 | 3461660.0359
F2_Commercial_School (WA)_Existing_Water Heating_Natural Gas_Water Heater_Baseline Forecast | F2 | Commercial | School (WA) | Existing | Water Heating | Natural Gas | Water Heater | Baseline Forecast | Usage (MMtherm) | 0.85629 | 0.83612 | 0.81618 | 0.79658 | 0.77737 | 0.75862 | 0.74039 | 0.72271 | 0.70562 | 0.68914 | 0.6733 | 0.6581 | 0.64349 | 0.62943 | 0.61588 | 0.60281 | 0.59017 | 0.57794 | 0.5661 | 0.55462 | 0.54347 | 0.53264 | 0.5221 | 0.51185 | 0.50187 | 0.49215 | 0.48266
F3_Commercial_School (WA)_Existing_Water Heating_Natural Gas_Water Heater_Baseline Forecast | F3 | Commercial | School (WA) | Existing | Water Heating | Natural Gas | Water Heater | Baseline Forecast | Summer Peak Demand (n/a) | 0 | 0 | 0 | 0 | 0 | 0 | 0 | 0 | 0 | 0 | 0 | 0 | 0 | 0 | 0 | 0 | 0 | 0 | 0 | 0 | 0 | 0 | 0 | 0 | 0 | 0 | 0
F4_Commercial_School (WA)_Existing_Water Heating_Natural Gas_Water Heater_Baseline Forecast | F4 | Commercial | School (WA) | Existing | Water Heating | Natural Gas | Water Heater | Baseline Forecast | Winter Peak Demand (n/a) | 0 | 0 | 0 | 0 | 0 | 0 | 0 | 0 | 0 | 0 | 0 | 0 | 0 | 0 | 0 | 0 | 0 | 0 | 0 | 0 | 0 | 0 | 0 | 0 | 0 | 0 | 0
F5_Commercial_School (WA)_Existing_Water Heating_Natural Gas_Water Heater_Baseline Forecast | F5 | Commercial | School (WA) | Existing | Water Heating | Natural Gas | Water Heater | Baseline Forecast | Turnover | 0 | 165956.2895 | 180714.0554 | 193293.7711 | 203940.2148 | 212871.6704 | 220282.7775 | 226347.075 | 231219.2721 | 235037.274 | 237923.9911 | 239988.9531 | 226534.4405 | 215621.8557 | 206816.2848 | 199747.7254 | 194102.1444 | 189613.7083 | 186058.037 | 183246.3511 | 181020.3988 | 179248.0618 | 177819.5538 | 210860.4172 | 208007.7807 | 204401.042 | 200293.9304
F6_Commercial_School (WA)_Existing_Water Heating_Natural Gas_Water Heater_Baseline Forecast | F6 | Commercial | School (WA) | Existing | Water Heating | Natural Gas | Water Heater | Baseline Forecast | Avg. Replacement Usage (therms) | 0.13788 | 0.13788 | 0.13788 | 0.13788 | 0.13788 | 0.13788 | 0.13788 | 0.13788 | 0.13788 | 0.13788 | 0.13788 | 0.13788 | 0.13788 | 0.13788 | 0.13788 | 0.13788 | 0.13788 | 0.13788 | 0.13788 | 0.13788 | 0.13788 | 0.13788 | 0.13788 | 0.13788 | 0.13788 | 0.13788 | 0.13788
F7_Commercial_School (WA)_Existing_Water Heating_Natural Gas_Water Heater_Baseline Forecast | F7 | Commercial | School (WA) | Existing | Water Heating | Natural Gas | Water Heater | Baseline Forecast | Avg. Replacement Summer Demand (n/a) | 0 | 0 | 0 | 0 | 0 | 0 | 0 | 0 | 0 | 0 | 0 | 0 | 0 | 0 | 0 | 0 | 0 | 0 | 0 | 0 | 0 | 0 | 0 | 0 | 0 | 0 | 0
F8_Commercial_School (WA)_Existing_Water Heating_Natural Gas_Water Heater_Baseline Forecast | F8 | Commercial | School (WA) | Existing | Water Heating | Natural Gas | Water Heater | Baseline Forecast | Avg. Replacement Winter Demand (n/a) | 0 | 0 | 0 | 0 | 0 | 0 | 0 | 0 | 0 | 0 | 0 | 0 | 0 | 0 | 0 | 0 | 0 | 0 | 0 | 0 | 0 | 0 | 0 | 0 | 0 | 0 | 0
F1_Commercial_School (WA)_Existing_Food Preparation_Natural Gas_Oven_Baseline Forecast | F1 | Commercial | School (WA) | Existing | Food Preparation | Natural Gas | Oven | Baseline Forecast | Units | 612486.4587 | 601350.3413 | 590416.6987 | 579681.8497 | 569142.1797 | 558794.14 | 548634.2466 | 538659.0785 | 528865.277 | 519249.5447 | 509808.6439 | 500539.3958 | 491438.6796 | 482503.4308 | 473730.6412 | 465117.3568 | 456660.6776 | 448357.7562 | 440205.797 | 432202.0552 | 424343.836 | 416628.4936 | 409053.43 | 401616.0949 | 394313.9841 | 387144.639 | 380105.6455
F2_Commercial_School (WA)_Existing_Food Preparation_Natural Gas_Oven_Baseline Forecast | F2 | Commercial | School (WA) | Existing | Food Preparation | Natural Gas | Oven | Baseline Forecast | Usage (MMtherm) | 0.010259 | 0.010073 | 0.0098896 | 0.0097098 | 0.0095332 | 0.0093599 | 0.0091897 | 0.0090226 | 0.0088586 | 0.0086975 | 0.0085394 | 0.0083841 | 0.0082317 | 0.008082 | 0.0079351 | 0.0077908 | 0.0076491 | 0.0075101 | 0.0073735 | 0.0072395 | 0.0071078 | 0.0069786 | 0.0068517 | 0.0067271 | 0.0066048 | 0.0064847 | 0.0063668
F3_Commercial_School (WA)_Existing_Food Preparation_Natural Gas_Oven_Baseline Forecast | F3 | Commercial | School (WA) | Existing | Food Preparation | Natural Gas | Oven | Baseline Forecast | Summer Peak Demand (n/a) | 0 | 0 | 0 | 0 | 0 | 0 | 0 | 0 | 0 | 0 | 0 | 0 | 0 | 0 | 0 | 0 | 0 | 0 | 0 | 0 | 0 | 0 | 0 | 0 | 0 | 0 | 0
F4_Commercial_School (WA)_Existing_Food Preparation_Natural Gas_Oven_Baseline Forecast | F4 | Commercial | School (WA) | Existing | Food Preparation | Natural Gas | Oven | Baseline Forecast | Winter Peak Demand (n/a) | 0 | 0 | 0 | 0 | 0 | 0 | 0 | 0 | 0 | 0 | 0 | 0 | 0 | 0 | 0 | 0 | 0 | 0 | 0 | 0 | 0 | 0 | 0 | 0 | 0 | 0 | 0
F5_Commercial_School (WA)_Existing_Food Preparation_Natural Gas_Oven_Baseline Forecast | F5 | Commercial | School (WA) | Existing | Food Preparation | Natural Gas | Oven | Baseline Forecast | Turnover | 0 | 24054.0137 | 30701.6683 | 35708.4019 | 39430.1702 | 42146.4892 | 44076.8365 | 45393.5331 | 46231.8625 | 46698.0174 | 40757.6392 | 37218.8827 | 35288.2651 | 34402.8958 | 34168.0428 | 39187.9848 | 39913.5943 | 40317.4692 | 40471.6554 | 39395.4019 | 37800.6939 | 36103.4726 | 34528.1258 | 33178.5718 | 31672.4648 | 31077.562 | 30991.7869
F6_Commercial_School (WA)_Existing_Food Preparation_Natural Gas_Oven_Baseline Forecast | F6 | Commercial | School (WA) | Existing | Food Preparation | Natural Gas | Oven | Baseline Forecast | Avg. Replacement Usage (therms) | 0.01675 | 0.01675 | 0.01675 | 0.01675 | 0.01675 | 0.01675 | 0.01675 | 0.01675 | 0.01675 | 0.01675 | 0.01675 | 0.01675 | 0.01675 | 0.01675 | 0.01675 | 0.01675 | 0.01675 | 0.01675 | 0.01675 | 0.01675 | 0.01675 | 0.01675 | 0.01675 | 0.01675 | 0.01675 | 0.01675 | 0.01675
F7_Commercial_School (WA)_Existing_Food Preparation_Natural Gas_Oven_Baseline Forecast | F7 | Commercial | School (WA) | Existing | Food Preparation | Natural Gas | Oven | Baseline Forecast | Avg. Replacement Summer Demand (n/a) | 0 | 0 | 0 | 0 | 0 | 0 | 0 | 0 | 0 | 0 | 0 | 0 | 0 | 0 | 0 | 0 | 0 | 0 | 0 | 0 | 0 | 0 | 0 | 0 | 0 | 0 | 0
F8_Commercial_School (WA)_Existing_Food Preparation_Natural Gas_Oven_Baseline Forecast | F8 | Commercial | School (WA) | Existing | Food Preparation | Natural Gas | Oven | Baseline Forecast | Avg. Replacement Winter Demand (n/a) | 0 | 0 | 0 | 0 | 0 | 0 | 0 | 0 | 0 | 0 | 0 | 0 | 0 | 0 | 0 | 0 | 0 | 0 | 0 | 0 | 0 | 0 | 0 | 0 | 0 | 0 | 0
F1_Commercial_School (WA)_Existing_Food Preparation_Natural Gas_Conveyor Oven_Baseline Forecast | F1 | Commercial | School (WA) | Existing | Food Preparation | Natural Gas | Conveyor Oven | Baseline Forecast | Units | 306243.2294 | 300675.1707 | 295208.3494 | 289840.9248 | 284571.0898 | 279397.07 | 274317.1233 | 269329.5392 | 264432.6385 | 259624.7724 | 254904.322 | 250269.6979 | 245719.3398 | 241251.7154 | 236865.3206 | 232558.6784 | 228330.3388 | 224178.8781 | 220102.8985 | 216101.0276 | 212171.918 | 208314.2468 | 204526.715 | 200808.0475 | 197156.9921 | 193572.3195 | 190052.8228
F2_Commercial_School (WA)_Existing_Food Preparation_Natural Gas_Conveyor Oven_Baseline Forecast | F2 | Commercial | School (WA) | Existing | Food Preparation | Natural Gas | Conveyor Oven | Baseline Forecast | Usage (MMtherm) | 0.0087771 | 0.0086176 | 0.0084609 | 0.008307 | 0.008156 | 0.0080077 | 0.0078621 | 0.0077192 | 0.0075788 | 0.007441 | 0.0073057 | 0.0071729 | 0.0070425 | 0.0069144 | 0.0067887 | 0.0066653 | 0.0065441 | 0.0064251 | 0.0063083 | 0.0061936 | 0.006081 | 0.0059704 | 0.0058619 | 0.0057553 | 0.0056507 | 0.0055479 | 0.005447
F3_Commercial_School (WA)_Existing_Food Preparation_Natural Gas_Conveyor Oven_Baseline Forecast | F3 | Commercial | School (WA) | Existing | Food Preparation | Natural Gas | Conveyor Oven | Baseline Forecast | Summer Peak Demand (n/a) | 0 | 0 | 0 | 0 | 0 | 0 | 0 | 0 | 0 | 0 | 0 | 0 | 0 | 0 | 0 | 0 | 0 | 0 | 0 | 0 | 0 | 0 | 0 | 0 | 0 | 0 | 0
F4_Commercial_School (WA)_Existing_Food Preparation_Natural Gas_Conveyor Oven_Baseline Forecast | F4 | Commercial | School (WA) | Existing | Food Preparation | Natural Gas | Conveyor Oven | Baseline Forecast | Winter Peak Demand (n/a) | 0 | 0 | 0 | 0 | 0 | 0 | 0 | 0 | 0 | 0 | 0 | 0 | 0 | 0 | 0 | 0 | 0 | 0 | 0 | 0 | 0 | 0 | 0 | 0 | 0 | 0 | 0
F5_Commercial_School (WA)_Existing_Food Preparation_Natural Gas_Conveyor Oven_Baseline Forecast | F5 | Commercial | School (WA) | Existing | Food Preparation | Natural Gas | Conveyor Oven | Baseline Forecast | Turnover | 0 | 0 | 0 | 0 | 0 | 1117.5883 | 3072.3518 | 5645.1471 | 8664.9287 | 11998.4031 | 14522.2867 | 16411.99 | 17805.259 | 18810.2559 | 19511.9074 | 19976.8899 | 20257.5458 | 15911.3814 | 12497.6669 | 9816.3492 | 7710.2961 | 6222.7385 | 5345.8181 | 5040.6845 | 5251.3166 | 5913.8362 | 7009.854
F6_Commercial_School (WA)_Existing_Food Preparation_Natural Gas_Conveyor Oven_Baseline Forecast | F6 | Commercial | School (WA) | Existing | Food Preparation | Natural Gas | Conveyor Oven | Baseline Forecast | Avg. Replacement Usage (therms) | 0.028661 | 0.028661 | 0.028661 | 0.028661 | 0.028661 | 0.028661 | 0.028661 | 0.028661 | 0.028661 | 0.028661 | 0.028661 | 0.028661 | 0.028661 | 0.028661 | 0.028661 | 0.028661 | 0.028661 | 0.028661 | 0.028661 | 0.028661 | 0.028661 | 0.028661 | 0.028661 | 0.028661 | 0.028661 | 0.028661 | 0.028661
F7_Commercial_School (WA)_Existing_Food Preparation_Natural Gas_Conveyor Oven_Baseline Forecast | F7 | Commercial | School (WA) | Existing | Food Preparation | Natural Gas | Conveyor Oven | Baseline Forecast | Avg. Replacement Summer Demand (n/a) | 0 | 0 | 0 | 0 | 0 | 0 | 0 | 0 | 0 | 0 | 0 | 0 | 0 | 0 | 0 | 0 | 0 | 0 | 0 | 0 | 0 | 0 | 0 | 0 | 0 | 0 | 0
F8_Commercial_School (WA)_Existing_Food Preparation_Natural Gas_Conveyor Oven_Baseline Forecast | F8 | Commercial | School (WA) | Existing | Food Preparation | Natural Gas | Conveyor Oven | Baseline Forecast | Avg. Replacement Winter Demand (n/a) | 0 | 0 | 0 | 0 | 0 | 0 | 0 | 0 | 0 | 0 | 0 | 0 | 0 | 0 | 0 | 0 | 0 | 0 | 0 | 0 | 0 | 0 | 0 | 0 | 0 | 0 | 0
F1_Commercial_School (WA)_Existing_Food Preparation_Natural Gas_Double Rack Oven_Baseline Forecast | F1 | Commercial | School (WA) | Existing | Food Preparation | Natural Gas | Double Rack Oven | Baseline Forecast | Units | 306243.2294 | 300675.1707 | 295208.3494 | 289840.9248 | 284571.0898 | 279397.07 | 274317.1233 | 269329.5392 | 264432.6385 | 259624.7724 | 254904.322 | 250269.6979 | 245719.3398 | 241251.7154 | 236865.3206 | 232558.6784 | 228330.3388 | 224178.8781 | 220102.8985 | 216101.0276 | 212171.918 | 208314.2468 | 204526.715 | 200808.0475 | 197156.9921 | 193572.3195 | 190052.8228
F2_Commercial_School (WA)_Existing_Food Preparation_Natural Gas_Double Rack Oven_Baseline Forecast | F2 | Commercial | School (WA) | Existing | Food Preparation | Natural Gas | Double Rack Oven | Baseline Forecast | Usage (MMtherm) | 0.013334 | 0.013092 | 0.012854 | 0.01262 | 0.01239 | 0.012165 | 0.011944 | 0.011727 | 0.011514 | 0.011304 | 0.011099 | 0.010897 | 0.010699 | 0.010504 | 0.010313 | 0.010126 | 0.0099417 | 0.0097609 | 0.0095835 | 0.0094092 | 0.0092381 | 0.0090702 | 0.0089053 | 0.0087433 | 0.0085844 | 0.0084283 | 0.0082751
F3_Commercial_School (WA)_Existing_Food Preparation_Natural Gas_Double Rack Oven_Baseline Forecast | F3 | Commercial | School (WA) | Existing | Food Preparation | Natural Gas | Double Rack Oven | Baseline Forecast | Summer Peak Demand (n/a) | 0 | 0 | 0 | 0 | 0 | 0 | 0 | 0 | 0 | 0 | 0 | 0 | 0 | 0 | 0 | 0 | 0 | 0 | 0 | 0 | 0 | 0 | 0 | 0 | 0 | 0 | 0
F4_Commercial_School (WA)_Existing_Food Preparation_Natural Gas_Double Rack Oven_Baseline Forecast | F4 | Commercial | School (WA) | Existing | Food Preparation | Natural Gas | Double Rack Oven | Baseline Forecast | Winter Peak Demand (n/a) | 0 | 0 | 0 | 0 | 0 | 0 | 0 | 0 | 0 | 0 | 0 | 0 | 0 | 0 | 0 | 0 | 0 | 0 | 0 | 0 | 0 | 0 | 0 | 0 | 0 | 0 | 0
F5_Commercial_School (WA)_Existing_Food Preparation_Natural Gas_Double Rack Oven_Baseline Forecast | F5 | Commercial | School (WA) | Existing | Food Preparation | Natural Gas | Double Rack Oven | Baseline Forecast | Turnover | 0 | 6681.6705 | 9111.3688 | 11172.1948 | 12912.1801 | 14373.2236 | 15591.8723 | 16600.0026 | 17425.4154 | 18092.355 | 16419.085 | 15187.647 | 14307.0611 | 13702.4512 | 13312.4175 | 13086.8176 | 12984.8933 | 12973.6926 | 13026.7411 | 14394.2538 | 14557.5341 | 14545.2208 | 14414.8045 | 14209.5113 | 13961.3264 | 13693.4384 | 13422.2066
F6_Commercial_School (WA)_Existing_Food Preparation_Natural Gas_Double Rack Oven_Baseline Forecast | F6 | Commercial | School (WA) | Existing | Food Preparation | Natural Gas | Double Rack Oven | Baseline Forecast | Avg. Replacement Usage (therms) | 0.043541 | 0.043541 | 0.043541 | 0.043541 | 0.043541 | 0.043541 | 0.043541 | 0.043541 | 0.043541 | 0.043541 | 0.043541 | 0.043541 | 0.043541 | 0.043541 | 0.043541 | 0.043541 | 0.043541 | 0.043541 | 0.043541 | 0.043541 | 0.043541 | 0.043541 | 0.043541 | 0.043541 | 0.043541 | 0.043541 | 0.043541
F7_Commercial_School (WA)_Existing_Food Preparation_Natural Gas_Double Rack Oven_Baseline Forecast | F7 | Commercial | School (WA) | Existing | Food Preparation | Natural Gas | Double Rack Oven | Baseline Forecast | Avg. Replacement Summer Demand (n/a) | 0 | 0 | 0 | 0 | 0 | 0 | 0 | 0 | 0 | 0 | 0 | 0 | 0 | 0 | 0 | 0 | 0 | 0 | 0 | 0 | 0 | 0 | 0 | 0 | 0 | 0 | 0
F8_Commercial_School (WA)_Existing_Food Preparation_Natural Gas_Double Rack Oven_Baseline Forecast | F8 | Commercial | School (WA) | Existing | Food Preparation | Natural Gas | Double Rack Oven | Baseline Forecast | Avg. Replacement Winter Demand (n/a) | 0 | 0 | 0 | 0 | 0 | 0 | 0 | 0 | 0 | 0 | 0 | 0 | 0 | 0 | 0 | 0 | 0 | 0 | 0 | 0 | 0 | 0 | 0 | 0 | 0 | 0 | 0
F1_Commercial_School (WA)_Existing_Food Preparation_Natural Gas_Fryer_Baseline Forecast | F1 | Commercial | School (WA) | Existing | Food Preparation | Natural Gas | Fryer | Baseline Forecast | Units | 792629.5348 | 778218.0887 | 764068.669 | 750176.5113 | 736536.9384 | 723145.3577 | 709997.2603 | 697088.2192 | 684413.8879 | 671969.9991 | 659752.3627 | 647756.8652 | 635979.4677 | 624416.2046 | 613063.1827 | 601916.5794 | 590972.6416 | 580227.6845 | 569678.0902 | 559320.3067 | 549150.8466 | 539166.2858 | 529363.2624 | 519738.4758 | 510288.6853 | 501010.7092 | 491901.4236
F2_Commercial_School (WA)_Existing_Food Preparation_Natural Gas_Fryer_Baseline Forecast | F2 | Commercial | School (WA) | Existing | Food Preparation | Natural Gas | Fryer | Baseline Forecast | Usage (MMtherm) | 0.02057 | 0.020196 | 0.019828 | 0.019468 | 0.019114 | 0.018766 | 0.018425 | 0.01809 | 0.017761 | 0.017438 | 0.017121 | 0.01681 | 0.016504 | 0.016204 | 0.01591 | 0.01562 | 0.015336 | 0.015058 | 0.014784 | 0.014515 | 0.014251 | 0.013992 | 0.013738 | 0.013488 | 0.013243 | 0.013002 | 0.012765
F3_Commercial_School (WA)_Existing_Food Preparation_Natural Gas_Fryer_Baseline Forecast | F3 | Commercial | School (WA) | Existing | Food Preparation | Natural Gas | Fryer | Baseline Forecast | Summer Peak Demand (n/a) | 0 | 0 | 0 | 0 | 0 | 0 | 0 | 0 | 0 | 0 | 0 | 0 | 0 | 0 | 0 | 0 | 0 | 0 | 0 | 0 | 0 | 0 | 0 | 0 | 0 | 0 | 0
F4_Commercial_School (WA)_Existing_Food Preparation_Natural Gas_Fryer_Baseline Forecast | F4 | Commercial | School (WA) | Existing | Food Preparation | Natural Gas | Fryer | Baseline Forecast | Winter Peak Demand (n/a) | 0 | 0 | 0 | 0 | 0 | 0 | 0 | 0 | 0 | 0 | 0 | 0 | 0 | 0 | 0 | 0 | 0 | 0 | 0 | 0 | 0 | 0 | 0 | 0 | 0 | 0 | 0
F5_Commercial_School (WA)_Existing_Food Preparation_Natural Gas_Fryer_Baseline Forecast | F5 | Commercial | School (WA) | Existing | Food Preparation | Natural Gas | Fryer | Baseline Forecast | Turnover | 0 | 23582.3663 | 25679.4429 | 27467.0188 | 28979.877 | 30249.0356 | 31302.1529 | 32163.8888 | 32856.2273 | 33398.7649 | 33808.967 | 34102.3978 | 32190.5134 | 30639.8366 | 29388.5661 | 28384.1248 | 27581.8885 | 26944.0823 | 26438.8219 | 26039.2817 | 25722.9742 | 25471.1254 | 25268.1346 | 29963.2368 | 29557.8775 | 29045.3605 | 28461.7405
F6_Commercial_School (WA)_Existing_Food Preparation_Natural Gas_Fryer_Baseline Forecast | F6 | Commercial | School (WA) | Existing | Food Preparation | Natural Gas | Fryer | Baseline Forecast | Avg. Replacement Usage (therms) | 0.025951 | 0.025951 | 0.025951 | 0.025951 | 0.025951 | 0.025951 | 0.025951 | 0.025951 | 0.025951 | 0.025951 | 0.025951 | 0.025951 | 0.025951 | 0.025951 | 0.025951 | 0.025951 | 0.025951 | 0.025951 | 0.025951 | 0.025951 | 0.025951 | 0.025951 | 0.025951 | 0.025951 | 0.025951 | 0.025951 | 0.025951
F7_Commercial_School (WA)_Existing_Food Preparation_Natural Gas_Fryer_Baseline Forecast | F7 | Commercial | School (WA) | Existing | Food Preparation | Natural Gas | Fryer | Baseline Forecast | Avg. Replacement Summer Demand (n/a) | 0 | 0 | 0 | 0 | 0 | 0 | 0 | 0 | 0 | 0 | 0 | 0 | 0 | 0 | 0 | 0 | 0 | 0 | 0 | 0 | 0 | 0 | 0 | 0 | 0 | 0 | 0
F8_Commercial_School (WA)_Existing_Food Preparation_Natural Gas_Fryer_Baseline Forecast | F8 | Commercial | School (WA) | Existing | Food Preparation | Natural Gas | Fryer | Baseline Forecast | Avg. Replacement Winter Demand (n/a) | 0 | 0 | 0 | 0 | 0 | 0 | 0 | 0 | 0 | 0 | 0 | 0 | 0 | 0 | 0 | 0 | 0 | 0 | 0 | 0 | 0 | 0 | 0 | 0 | 0 | 0 | 0
F1_Commercial_School (WA)_Existing_Food Preparation_Natural Gas_Broiler_Baseline Forecast | F1 | Commercial | School (WA) | Existing | Food Preparation | Natural Gas | Broiler | Baseline Forecast | Units | 1224972.9175 | 1202700.6826 | 1180833.3975 | 1159363.6993 | 1138284.3593 | 1117588.2801 | 1097268.4932 | 1077318.1569 | 1057730.5541 | 1038499.0895 | 1019617.2878 | 1001078.7917 | 982877.3591 | 965006.8617 | 947461.2824 | 930234.7136 | 913321.3552 | 896715.5124 | 880411.5939 | 864404.1104 | 848687.672 | 833256.9871 | 818106.8601 | 803232.1899 | 788627.9682 | 774289.2779 | 760211.291
F2_Commercial_School (WA)_Existing_Food Preparation_Natural Gas_Broiler_Baseline Forecast | F2 | Commercial | School (WA) | Existing | Food Preparation | Natural Gas | Broiler | Baseline Forecast | Usage (MMtherm) | 0.033972 | 0.033354 | 0.032747 | 0.032152 | 0.031567 | 0.030993 | 0.03043 | 0.029877 | 0.029333 | 0.0288 | 0.028276 | 0.027762 | 0.027258 | 0.026762 | 0.026275 | 0.025798 | 0.025329 | 0.024868 | 0.024416 | 0.023972 | 0.023536 | 0.023108 | 0.022688 | 0.022276 | 0.021871 | 0.021473 | 0.021083
F3_Commercial_School (WA)_Existing_Food Preparation_Natural Gas_Broiler_Baseline Forecast | F3 | Commercial | School (WA) | Existing | Food Preparation | Natural Gas | Broiler | Baseline Forecast | Summer Peak Demand (n/a) | 0 | 0 | 0 | 0 | 0 | 0 | 0 | 0 | 0 | 0 | 0 | 0 | 0 | 0 | 0 | 0 | 0 | 0 | 0 | 0 | 0 | 0 | 0 | 0 | 0 | 0 | 0
F4_Commercial_School (WA)_Existing_Food Preparation_Natural Gas_Broiler_Baseline Forecast | F4 | Commercial | School (WA) | Existing | Food Preparation | Natural Gas | Broiler | Baseline Forecast | Winter Peak Demand (n/a) | 0 | 0 | 0 | 0 | 0 | 0 | 0 | 0 | 0 | 0 | 0 | 0 | 0 | 0 | 0 | 0 | 0 | 0 | 0 | 0 | 0 | 0 | 0 | 0 | 0 | 0 | 0
F5_Commercial_School (WA)_Existing_Food Preparation_Natural Gas_Broiler_Baseline Forecast | F5 | Commercial | School (WA) | Existing | Food Preparation | Natural Gas | Broiler | Baseline Forecast | Turnover | 0 | 44544.4697 | 49808.8161 | 54204.3613 | 57845.2944 | 60831.2057 | 63248.9457 | 65174.248 | 66673.1451 | 67803.2044 | 63369.6616 | 59996.2736 | 57466.273 | 55601.2376 | 54254.8342 | 53307.5351 | 52662.1591 | 52240.1135 | 51978.231 | 61190.9383 | 60398.8639 | 59298.1758 | 58012.5668 | 56633.4313 | 55226.8536 | 53839.2419 | 52501.8527
F6_Commercial_School (WA)_Existing_Food Preparation_Natural Gas_Broiler_Baseline Forecast | F6 | Commercial | School (WA) | Existing | Food Preparation | Natural Gas | Broiler | Baseline Forecast | Avg. Replacement Usage (therms) | 0.027732 | 0.027732 | 0.027732 | 0.027732 | 0.027732 | 0.027732 | 0.027732 | 0.027732 | 0.027732 | 0.027732 | 0.027732 | 0.027732 | 0.027732 | 0.027732 | 0.027732 | 0.027732 | 0.027732 | 0.027732 | 0.027732 | 0.027732 | 0.027732 | 0.027732 | 0.027732 | 0.027732 | 0.027732 | 0.027732 | 0.027732
F7_Commercial_School (WA)_Existing_Food Preparation_Natural Gas_Broiler_Baseline Forecast | F7 | Commercial | School (WA) | Existing | Food Preparation | Natural Gas | Broiler | Baseline Forecast | Avg. Replacement Summer Demand (n/a) | 0 | 0 | 0 | 0 | 0 | 0 | 0 | 0 | 0 | 0 | 0 | 0 | 0 | 0 | 0 | 0 | 0 | 0 | 0 | 0 | 0 | 0 | 0 | 0 | 0 | 0 | 0
F8_Commercial_School (WA)_Existing_Food Preparation_Natural Gas_Broiler_Baseline Forecast | F8 | Commercial | School (WA) | Existing | Food Preparation | Natural Gas | Broiler | Baseline Forecast | Avg. Replacement Winter Demand (n/a) | 0 | 0 | 0 | 0 | 0 | 0 | 0 | 0 | 0 | 0 | 0 | 0 | 0 | 0 | 0 | 0 | 0 | 0 | 0 | 0 | 0 | 0 | 0 | 0 | 0 | 0 | 0
F1_Commercial_School (WA)_Existing_Food Preparation_Natural Gas_Griddle_Baseline Forecast | F1 | Commercial | School (WA) | Existing | Food Preparation | Natural Gas | Griddle | Baseline Forecast | Units | 1729373.5305 | 1697930.3754 | 1667058.9141 | 1636748.752 | 1606989.6838 | 1577771.6895 | 1549084.9315 | 1520919.751 | 1493266.6646 | 1466116.3616 | 1439459.7005 | 1413287.7059 | 1387591.5658 | 1362362.6283 | 1337592.3986 | 1313272.5369 | 1289394.8544 | 1265951.3116 | 1242934.015 | 1220335.2147 | 1198147.3017 | 1176362.8053 | 1154974.3907 | 1133974.8563 | 1113357.1316 | 1093114.2747 | 1073239.4697
F2_Commercial_School (WA)_Existing_Food Preparation_Natural Gas_Griddle_Baseline Forecast | F2 | Commercial | School (WA) | Existing | Food Preparation | Natural Gas | Griddle | Baseline Forecast | Usage (MMtherm) | 0.033427 | 0.032819 | 0.032222 | 0.031636 | 0.031061 | 0.030496 | 0.029942 | 0.029397 | 0.028863 | 0.028338 | 0.027823 | 0.027317 | 0.02682 | 0.026333 | 0.025854 | 0.025384 | 0.024922 | 0.024469 | 0.024024 | 0.023588 | 0.023159 | 0.022738 | 0.022324 | 0.021918 | 0.02152 | 0.021128 | 0.020744
F3_Commercial_School (WA)_Existing_Food Preparation_Natural Gas_Griddle_Baseline Forecast | F3 | Commercial | School (WA) | Existing | Food Preparation | Natural Gas | Griddle | Baseline Forecast | Summer Peak Demand (n/a) | 0 | 0 | 0 | 0 | 0 | 0 | 0 | 0 | 0 | 0 | 0 | 0 | 0 | 0 | 0 | 0 | 0 | 0 | 0 | 0 | 0 | 0 | 0 | 0 | 0 | 0 | 0
F4_Commercial_School (WA)_Existing_Food Preparation_Natural Gas_Griddle_Baseline Forecast | F4 | Commercial | School (WA) | Existing | Food Preparation | Natural Gas | Griddle | Baseline Forecast | Winter Peak Demand (n/a) | 0 | 0 | 0 | 0 | 0 | 0 | 0 | 0 | 0 | 0 | 0 | 0 | 0 | 0 | 0 | 0 | 0 | 0 | 0 | 0 | 0 | 0 | 0 | 0 | 0 | 0 | 0
F5_Commercial_School (WA)_Existing_Food Preparation_Natural Gas_Griddle_Baseline Forecast | F5 | Commercial | School (WA) | Existing | Food Preparation | Natural Gas | Griddle | Baseline Forecast | Turnover | 0 | 62886.3102 | 70318.3287 | 76523.8042 | 81663.9451 | 85879.3492 | 89292.6292 | 92010.7031 | 94126.7931 | 95722.171 | 89463.0517 | 84700.6215 | 81128.856 | 78495.8648 | 76595.0601 | 75257.6967 | 74346.5776 | 73750.7485 | 73381.032 | 86387.207 | 85268.9843 | 83715.0717 | 81900.0944 | 79953.0796 | 77967.3227 | 76008.3416 | 74120.2627
F6_Commercial_School (WA)_Existing_Food Preparation_Natural Gas_Griddle_Baseline Forecast | F6 | Commercial | School (WA) | Existing | Food Preparation | Natural Gas | Griddle | Baseline Forecast | Avg. Replacement Usage (therms) | 0.019329 | 0.019329 | 0.019329 | 0.019329 | 0.019329 | 0.019329 | 0.019329 | 0.019329 | 0.019329 | 0.019329 | 0.019329 | 0.019329 | 0.019329 | 0.019329 | 0.019329 | 0.019329 | 0.019329 | 0.019329 | 0.019329 | 0.019329 | 0.019329 | 0.019329 | 0.019329 | 0.019329 | 0.019329 | 0.019329 | 0.019329
F7_Commercial_School (WA)_Existing_Food Preparation_Natural Gas_Griddle_Baseline Forecast | F7 | Commercial | School (WA) | Existing | Food Preparation | Natural Gas | Griddle | Baseline Forecast | Avg. Replacement Summer Demand (n/a) | 0 | 0 | 0 | 0 | 0 | 0 | 0 | 0 | 0 | 0 | 0 | 0 | 0 | 0 | 0 | 0 | 0 | 0 | 0 | 0 | 0 | 0 | 0 | 0 | 0 | 0 | 0
F8_Commercial_School (WA)_Existing_Food Preparation_Natural Gas_Griddle_Baseline Forecast | F8 | Commercial | School (WA) | Existing | Food Preparation | Natural Gas | Griddle | Baseline Forecast | Avg. Replacement Winter Demand (n/a) | 0 | 0 | 0 | 0 | 0 | 0 | 0 | 0 | 0 | 0 | 0 | 0 | 0 | 0 | 0 | 0 | 0 | 0 | 0 | 0 | 0 | 0 | 0 | 0 | 0 | 0 | 0
F1_Commercial_School (WA)_Existing_Food Preparation_Natural Gas_Range_Baseline Forecast | F1 | Commercial | School (WA) | Existing | Food Preparation | Natural Gas | Range | Baseline Forecast | Units | 2137697.8364 | 2098830.603 | 2060670.0466 | 2023203.3184 | 1986417.8036 | 1950301.1162 | 1914841.0959 | 1880025.8033 | 1845843.5159 | 1812282.7247 | 1779332.1298 | 1746980.6365 | 1715217.3522 | 1684031.5821 | 1653412.8261 | 1623350.7747 | 1593835.3061 | 1564856.4823 | 1536404.5463 | 1508469.9182 | 1481043.1924 | 1454115.1344 | 1427676.6774 | 1401718.9196 | 1376233.1211 | 1351210.7007 | 1326643.2334
F2_Commercial_School (WA)_Existing_Food Preparation_Natural Gas_Range_Baseline Forecast | F2 | Commercial | School (WA) | Existing | Food Preparation | Natural Gas | Range | Baseline Forecast | Usage (MMtherm) | 0.04082 | 0.040078 | 0.039349 | 0.038634 | 0.037931 | 0.037241 | 0.036564 | 0.0359 | 0.035247 | 0.034606 | 0.033977 | 0.033359 | 0.032752 | 0.032157 | 0.031572 | 0.030998 | 0.030435 | 0.029881 | 0.029338 | 0.028805 | 0.028281 | 0.027767 | 0.027262 | 0.026766 | 0.026279 | 0.025802 | 0.025333
F3_Commercial_School (WA)_Existing_Food Preparation_Natural Gas_Range_Baseline Forecast | F3 | Commercial | School (WA) | Existing | Food Preparation | Natural Gas | Range | Baseline Forecast | Summer Peak Demand (n/a) | 0 | 0 | 0 | 0 | 0 | 0 | 0 | 0 | 0 | 0 | 0 | 0 | 0 | 0 | 0 | 0 | 0 | 0 | 0 | 0 | 0 | 0 | 0 | 0 | 0 | 0 | 0
F4_Commercial_School (WA)_Existing_Food Preparation_Natural Gas_Range_Baseline Forecast | F4 | Commercial | School (WA) | Existing | Food Preparation | Natural Gas | Range | Baseline Forecast | Winter Peak Demand (n/a) | 0 | 0 | 0 | 0 | 0 | 0 | 0 | 0 | 0 | 0 | 0 | 0 | 0 | 0 | 0 | 0 | 0 | 0 | 0 | 0 | 0 | 0 | 0 | 0 | 0 | 0 | 0
F5_Commercial_School (WA)_Existing_Food Preparation_Natural Gas_Range_Baseline Forecast | F5 | Commercial | School (WA) | Existing | Food Preparation | Natural Gas | Range | Baseline Forecast | Turnover | 0 | 83953.2241 | 107154.8424 | 124629.3244 | 137619.0254 | 147099.5114 | 153836.8018 | 158432.3313 | 161358.2651 | 162985.2372 | 142252.1525 | 129901.1984 | 123162.9645 | 120072.8519 | 119253.1691 | 136773.7509 | 139306.2704 | 140715.873 | 141254.013 | 137497.6771 | 131931.8335 | 126008.1984 | 120509.9294 | 115799.7214 | 110543.1123 | 108466.785 | 108167.4132
F6_Commercial_School (WA)_Existing_Food Preparation_Natural Gas_Range_Baseline Forecast | F6 | Commercial | School (WA) | Existing | Food Preparation | Natural Gas | Range | Baseline Forecast | Avg. Replacement Usage (therms) | 0.019095 | 0.019095 | 0.019095 | 0.019095 | 0.019095 | 0.019095 | 0.019095 | 0.019095 | 0.019095 | 0.019095 | 0.019095 | 0.019095 | 0.019095 | 0.019095 | 0.019095 | 0.019095 | 0.019095 | 0.019095 | 0.019095 | 0.019095 | 0.019095 | 0.019095 | 0.019095 | 0.019095 | 0.019095 | 0.019095 | 0.019095
F7_Commercial_School (WA)_Existing_Food Preparation_Natural Gas_Range_Baseline Forecast | F7 | Commercial | School (WA) | Existing | Food Preparation | Natural Gas | Range | Baseline Forecast | Avg. Replacement Summer Demand (n/a) | 0 | 0 | 0 | 0 | 0 | 0 | 0 | 0 | 0 | 0 | 0 | 0 | 0 | 0 | 0 | 0 | 0 | 0 | 0 | 0 | 0 | 0 | 0 | 0 | 0 | 0 | 0
F8_Commercial_School (WA)_Existing_Food Preparation_Natural Gas_Range_Baseline Forecast | F8 | Commercial | School (WA) | Existing | Food Preparation | Natural Gas | Range | Baseline Forecast | Avg. Replacement Winter Demand (n/a) | 0 | 0 | 0 | 0 | 0 | 0 | 0 | 0 | 0 | 0 | 0 | 0 | 0 | 0 | 0 | 0 | 0 | 0 | 0 | 0 | 0 | 0 | 0 | 0 | 0 | 0 | 0
F1_Commercial_School (WA)_Existing_Food Preparation_Natural Gas_Steamer_Baseline Forecast | F1 | Commercial | School (WA) | Existing | Food Preparation | Natural Gas | Steamer | Baseline Forecast | Units | 768610.458 | 754635.7224 | 740915.0729 | 727443.8898 | 714217.6372 | 701231.862 | 688482.1918 | 675964.3338 | 663674.0731 | 651607.2718 | 639759.8669 | 628127.8693 | 616707.3626 | 605494.5014 | 594485.5105 | 583676.683 | 573064.3797 | 562645.0274 | 552415.1178 | 542371.2065 | 532509.9119 | 522827.9135 | 513321.9514 | 503988.825 | 494825.3918 | 485828.5665 | 476995.3199
F2_Commercial_School (WA)_Existing_Food Preparation_Natural Gas_Steamer_Baseline Forecast | F2 | Commercial | School (WA) | Existing | Food Preparation | Natural Gas | Steamer | Baseline Forecast | Usage (MMtherm) | 0.01696 | 0.016652 | 0.016349 | 0.016052 | 0.01576 | 0.015474 | 0.015192 | 0.014916 | 0.014645 | 0.014379 | 0.014117 | 0.013861 | 0.013609 | 0.013361 | 0.013118 | 0.01288 | 0.012645 | 0.012416 | 0.01219 | 0.011968 | 0.011751 | 0.011537 | 0.011327 | 0.011121 | 0.010919 | 0.01072 | 0.010526
F3_Commercial_School (WA)_Existing_Food Preparation_Natural Gas_Steamer_Baseline Forecast | F3 | Commercial | School (WA) | Existing | Food Preparation | Natural Gas | Steamer | Baseline Forecast | Summer Peak Demand (n/a) | 0 | 0 | 0 | 0 | 0 | 0 | 0 | 0 | 0 | 0 | 0 | 0 | 0 | 0 | 0 | 0 | 0 | 0 | 0 | 0 | 0 | 0 | 0 | 0 | 0 | 0 | 0
F4_Commercial_School (WA)_Existing_Food Preparation_Natural Gas_Steamer_Baseline Forecast | F4 | Commercial | School (WA) | Existing | Food Preparation | Natural Gas | Steamer | Baseline Forecast | Winter Peak Demand (n/a) | 0 | 0 | 0 | 0 | 0 | 0 | 0 | 0 | 0 | 0 | 0 | 0 | 0 | 0 | 0 | 0 | 0 | 0 | 0 | 0 | 0 | 0 | 0 | 0 | 0 | 0 | 0
F5_Commercial_School (WA)_Existing_Food Preparation_Natural Gas_Steamer_Baseline Forecast | F5 | Commercial | School (WA) | Existing | Food Preparation | Natural Gas | Steamer | Baseline Forecast | Turnover | 0 | 27949.4712 | 31252.5905 | 34010.5797 | 36295.0867 | 38168.5996 | 39685.613 | 40893.6458 | 41834.1303 | 42543.1871 | 39761.3563 | 37644.7207 | 36057.2694 | 34887.051 | 34042.2489 | 33447.8652 | 33042.9234 | 32778.1104 | 32613.792 | 38394.3142 | 37897.3263 | 37206.6985 | 36400.0419 | 35534.702 | 34652.1434 | 33781.4851 | 32942.339
F6_Commercial_School (WA)_Existing_Food Preparation_Natural Gas_Steamer_Baseline Forecast | F6 | Commercial | School (WA) | Existing | Food Preparation | Natural Gas | Steamer | Baseline Forecast | Avg. Replacement Usage (therms) | 0.022066 | 0.022066 | 0.022066 | 0.022066 | 0.022066 | 0.022066 | 0.022066 | 0.022066 | 0.022066 | 0.022066 | 0.022066 | 0.022066 | 0.022066 | 0.022066 | 0.022066 | 0.022066 | 0.022066 | 0.022066 | 0.022066 | 0.022066 | 0.022066 | 0.022066 | 0.022066 | 0.022066 | 0.022066 | 0.022066 | 0.022066
F7_Commercial_School (WA)_Existing_Food Preparation_Natural Gas_Steamer_Baseline Forecast | F7 | Commercial | School (WA) | Existing | Food Preparation | Natural Gas | Steamer | Baseline Forecast | Avg. Replacement Summer Demand (n/a) | 0 | 0 | 0 | 0 | 0 | 0 | 0 | 0 | 0 | 0 | 0 | 0 | 0 | 0 | 0 | 0 | 0 | 0 | 0 | 0 | 0 | 0 | 0 | 0 | 0 | 0 | 0
F8_Commercial_School (WA)_Existing_Food Preparation_Natural Gas_Steamer_Baseline Forecast | F8 | Commercial | School (WA) | Existing | Food Preparation | Natural Gas | Steamer | Baseline Forecast | Avg. Replacement Winter Demand (n/a) | 0 | 0 | 0 | 0 | 0 | 0 | 0 | 0 | 0 | 0 | 0 | 0 | 0 | 0 | 0 | 0 | 0 | 0 | 0 | 0 | 0 | 0 | 0 | 0 | 0 | 0 | 0
F1_Commercial_School (WA)_Existing_Food Preparation_Natural Gas_Food Prep Other_Baseline Forecast | F1 | Commercial | School (WA) | Existing | Food Preparation | Natural Gas | Food Prep Other | Baseline Forecast | Units | 96076.3073 | 94329.4653 | 92614.3841 | 90930.4862 | 89277.2047 | 87653.9828 | 86060.274 | 84495.5417 | 82959.2591 | 81450.909 | 79969.9834 | 78515.9837 | 77088.4203 | 75686.8127 | 74310.6888 | 72959.5854 | 71633.0475 | 70330.6284 | 69051.8897 | 67796.4008 | 66563.739 | 65353.4892 | 64165.2439 | 62998.6031 | 61853.174 | 60728.5708 | 59624.415
F2_Commercial_School (WA)_Existing_Food Preparation_Natural Gas_Food Prep Other_Baseline Forecast | F2 | Commercial | School (WA) | Existing | Food Preparation | Natural Gas | Food Prep Other | Baseline Forecast | Usage (MMtherm) | 0.00076564 | 0.00075172 | 0.00073805 | 0.00072463 | 0.00071146 | 0.00069852 | 0.00068582 | 0.00067335 | 0.00066111 | 0.00064909 | 0.00063729 | 0.0006257 | 0.00061432 | 0.00060316 | 0.00059219 | 0.00058142 | 0.00057085 | 0.00056047 | 0.00055028 | 0.00054028 | 0.00053045 | 0.00052081 | 0.00051134 | 0.00050204 | 0.00049291 | 0.00048395 | 0.00047515
F3_Commercial_School (WA)_Existing_Food Preparation_Natural Gas_Food Prep Other_Baseline Forecast | F3 | Commercial | School (WA) | Existing | Food Preparation | Natural Gas | Food Prep Other | Baseline Forecast | Summer Peak Demand (n/a) | 0 | 0 | 0 | 0 | 0 | 0 | 0 | 0 | 0 | 0 | 0 | 0 | 0 | 0 | 0 | 0 | 0 | 0 | 0 | 0 | 0 | 0 | 0 | 0 | 0 | 0 | 0
F4_Commercial_School (WA)_Existing_Food Preparation_Natural Gas_Food Prep Other_Baseline Forecast | F4 | Commercial | School (WA) | Existing | Food Preparation | Natural Gas | Food Prep Other | Baseline Forecast | Winter Peak Demand (n/a) | 0 | 0 | 0 | 0 | 0 | 0 | 0 | 0 | 0 | 0 | 0 | 0 | 0 | 0 | 0 | 0 | 0 | 0 | 0 | 0 | 0 | 0 | 0 | 0 | 0 | 0 | 0
F5_Commercial_School (WA)_Existing_Food Preparation_Natural Gas_Food Prep Other_Baseline Forecast | F5 | Commercial | School (WA) | Existing | Food Preparation | Natural Gas | Food Prep Other | Baseline Forecast | Turnover | 0 | 3773.1786 | 4815.948 | 5601.318 | 6185.1247 | 6611.214 | 6914.0136 | 7120.5542 | 7252.0569 | 7325.1792 | 6393.3552 | 5838.2561 | 5535.4141 | 5396.5327 | 5359.693 | 6147.1349 | 6260.956 | 6324.3089 | 6348.495 | 6179.6709 | 5929.5206 | 5663.2898 | 5416.1766 | 5204.4819 | 4968.2298 | 4874.9117 | 4861.4568
F6_Commercial_School (WA)_Existing_Food Preparation_Natural Gas_Food Prep Other_Baseline Forecast | F6 | Commercial | School (WA) | Existing | Food Preparation | Natural Gas | Food Prep Other | Baseline Forecast | Avg. Replacement Usage (therms) | 0.0079691 | 0.0079691 | 0.0079691 | 0.0079691 | 0.0079691 | 0.0079691 | 0.0079691 | 0.0079691 | 0.0079691 | 0.0079691 | 0.0079691 | 0.0079691 | 0.0079691 | 0.0079691 | 0.0079691 | 0.0079691 | 0.0079691 | 0.0079691 | 0.0079691 | 0.0079691 | 0.0079691 | 0.0079691 | 0.0079691 | 0.0079691 | 0.0079691 | 0.0079691 | 0.0079691
F7_Commercial_School (WA)_Existing_Food Preparation_Natural Gas_Food Prep Other_Baseline Forecast | F7 | Commercial | School (WA) | Existing | Food Preparation | Natural Gas | Food Prep Other | Baseline Forecast | Avg. Replacement Summer Demand (n/a) | 0 | 0 | 0 | 0 | 0 | 0 | 0 | 0 | 0 | 0 | 0 | 0 | 0 | 0 | 0 | 0 | 0 | 0 | 0 | 0 | 0 | 0 | 0 | 0 | 0 | 0 | 0
F8_Commercial_School (WA)_Existing_Food Preparation_Natural Gas_Food Prep Other_Baseline Forecast | F8 | Commercial | School (WA) | Existing | Food Preparation | Natural Gas | Food Prep Other | Baseline Forecast | Avg. Replacement Winter Demand (n/a) | 0 | 0 | 0 | 0 | 0 | 0 | 0 | 0 | 0 | 0 | 0 | 0 | 0 | 0 | 0 | 0 | 0 | 0 | 0 | 0 | 0 | 0 | 0 | 0 | 0 | 0 | 0
F1_Commercial_School (WA)_Existing_Miscellaneous_Natural Gas_Pool Heater_Baseline Forecast | F1 | Commercial | School (WA) | Existing | Miscellaneous | Natural Gas | Pool Heater | Baseline Forecast | Units | 22250.082 | 21845.5351 | 21448.3435 | 21058.3737 | 20675.4941 | 20299.5761 | 19930.4929 | 19568.1203 | 19212.3363 | 18863.0211 | 18520.057 | 18183.3287 | 17852.7228 | 17528.1278 | 17209.4346 | 16896.5357 | 16589.326 | 16287.7019 | 15991.5619 | 15700.8062 | 15415.337 | 15135.0581 | 14859.8753 | 14589.6957 | 14324.4285 | 14063.9844 | 13808.2756
F2_Commercial_School (WA)_Existing_Miscellaneous_Natural Gas_Pool Heater_Baseline Forecast | F2 | Commercial | School (WA) | Existing | Miscellaneous | Natural Gas | Pool Heater | Baseline Forecast | Usage (MMtherm) | 1.2143e-05 | 1.1923e-05 | 1.1706e-05 | 1.1493e-05 | 1.1284e-05 | 1.1079e-05 | 1.0877e-05 | 1.068e-05 | 1.0486e-05 | 1.0295e-05 | 1.0108e-05 | 9.9239e-06 | 9.7435e-06 | 9.5663e-06 | 9.3924e-06 | 9.2216e-06 | 9.054e-06 | 8.8894e-06 | 8.7277e-06 | 8.569e-06 | 8.4132e-06 | 8.2603e-06 | 8.1101e-06 | 7.9626e-06 | 7.8179e-06 | 7.6757e-06 | 7.5362e-06
F3_Commercial_School (WA)_Existing_Miscellaneous_Natural Gas_Pool Heater_Baseline Forecast | F3 | Commercial | School (WA) | Existing | Miscellaneous | Natural Gas | Pool Heater | Baseline Forecast | Summer Peak Demand (n/a) | 0 | 0 | 0 | 0 | 0 | 0 | 0 | 0 | 0 | 0 | 0 | 0 | 0 | 0 | 0 | 0 | 0 | 0 | 0 | 0 | 0 | 0 | 0 | 0 | 0 | 0 | 0
F4_Commercial_School (WA)_Existing_Miscellaneous_Natural Gas_Pool Heater_Baseline Forecast | F4 | Commercial | School (WA) | Existing | Miscellaneous | Natural Gas | Pool Heater | Baseline Forecast | Winter Peak Demand (n/a) | 0 | 0 | 0 | 0 | 0 | 0 | 0 | 0 | 0 | 0 | 0 | 0 | 0 | 0 | 0 | 0 | 0 | 0 | 0 | 0 | 0 | 0 | 0 | 0 | 0 | 0 | 0
F5_Commercial_School (WA)_Existing_Miscellaneous_Natural Gas_Pool Heater_Baseline Forecast | F5 | Commercial | School (WA) | Existing | Miscellaneous | Natural Gas | Pool Heater | Baseline Forecast | Turnover | 0 | 2621.4642 | 2488.0079 | 2375.3845 | 2279.2665 | 2196.2517 | 2203.3877 | 2184.6413 | 2149.3667 | 2104.1218 | 2053.4364 | 2586.9255 | 2411.8183 | 2271.8594 | 2156.827 | 2059.7035 | 2100.1033 | 2094.2649 | 2060.4603 | 2010.6033 | 1952.3544 | 2041.2388 | 1957.4903 | 1892.5161 | 1837.2681 | 1786.6962 | 1792.8147
F6_Commercial_School (WA)_Existing_Miscellaneous_Natural Gas_Pool Heater_Baseline Forecast | F6 | Commercial | School (WA) | Existing | Miscellaneous | Natural Gas | Pool Heater | Baseline Forecast | Avg. Replacement Usage (therms) | 0.00054577 | 0.00054577 | 0.00054577 | 0.00054577 | 0.00054577 | 0.00054577 | 0.00054577 | 0.00054577 | 0.00054577 | 0.00054577 | 0.00054577 | 0.00054577 | 0.00054577 | 0.00054577 | 0.00054577 | 0.00054577 | 0.00054577 | 0.00054577 | 0.00054577 | 0.00054577 | 0.00054577 | 0.00054577 | 0.00054577 | 0.00054577 | 0.00054577 | 0.00054577 | 0.00054577
F7_Commercial_School (WA)_Existing_Miscellaneous_Natural Gas_Pool Heater_Baseline Forecast | F7 | Commercial | School (WA) | Existing | Miscellaneous | Natural Gas | Pool Heater | Baseline Forecast | Avg. Replacement Summer Demand (n/a) | 0 | 0 | 0 | 0 | 0 | 0 | 0 | 0 | 0 | 0 | 0 | 0 | 0 | 0 | 0 | 0 | 0 | 0 | 0 | 0 | 0 | 0 | 0 | 0 | 0 | 0 | 0
F8_Commercial_School (WA)_Existing_Miscellaneous_Natural Gas_Pool Heater_Baseline Forecast | F8 | Commercial | School (WA) | Existing | Miscellaneous | Natural Gas | Pool Heater | Baseline Forecast | Avg. Replacement Winter Demand (n/a) | 0 | 0 | 0 | 0 | 0 | 0 | 0 | 0 | 0 | 0 | 0 | 0 | 0 | 0 | 0 | 0 | 0 | 0 | 0 | 0 | 0 | 0 | 0 | 0 | 0 | 0 | 0
F1_Commercial_School (WA)_Existing_Miscellaneous_Natural Gas_Miscellaneous_Baseline Forecast | F1 | Commercial | School (WA) | Existing | Miscellaneous | Natural Gas | Miscellaneous | Baseline Forecast | Units | 7325818.428 | 7192621.7293 | 7061846.7888 | 6933449.5744 | 6807386.8549 | 6683616.1848 | 6562095.8906 | 6442785.0562 | 6325643.5097 | 6210631.8095 | 6097711.2312 | 5986843.7542 | 5877992.0496 | 5771119.4669 | 5666190.022 | 5563168.3853 | 5462019.8692 | 5362710.417 | 5265206.5913 | 5169475.5623 | 5075485.0976 | 4983203.5503 | 4892599.8494 | 4803643.4885 | 4716304.516 | 4630553.5248 | 4546361.6425
F2_Commercial_School (WA)_Existing_Miscellaneous_Natural Gas_Miscellaneous_Baseline Forecast | F2 | Commercial | School (WA) | Existing | Miscellaneous | Natural Gas | Miscellaneous | Baseline Forecast | Usage (MMtherm) | 0.021831 | 0.021434 | 0.021044 | 0.020662 | 0.020286 | 0.019917 | 0.019555 | 0.019199 | 0.01885 | 0.018508 | 0.018171 | 0.017841 | 0.017516 | 0.017198 | 0.016885 | 0.016578 | 0.016277 | 0.015981 | 0.01569 | 0.015405 | 0.015125 | 0.01485 | 0.01458 | 0.014315 | 0.014055 | 0.013799 | 0.013548
F3_Commercial_School (WA)_Existing_Miscellaneous_Natural Gas_Miscellaneous_Baseline Forecast | F3 | Commercial | School (WA) | Existing | Miscellaneous | Natural Gas | Miscellaneous | Baseline Forecast | Summer Peak Demand (n/a) | 0 | 0 | 0 | 0 | 0 | 0 | 0 | 0 | 0 | 0 | 0 | 0 | 0 | 0 | 0 | 0 | 0 | 0 | 0 | 0 | 0 | 0 | 0 | 0 | 0 | 0 | 0
F4_Commercial_School (WA)_Existing_Miscellaneous_Natural Gas_Miscellaneous_Baseline Forecast | F4 | Commercial | School (WA) | Existing | Miscellaneous | Natural Gas | Miscellaneous | Baseline Forecast | Winter Peak Demand (n/a) | 0 | 0 | 0 | 0 | 0 | 0 | 0 | 0 | 0 | 0 | 0 | 0 | 0 | 0 | 0 | 0 | 0 | 0 | 0 | 0 | 0 | 0 | 0 | 0 | 0 | 0 | 0
F5_Commercial_School (WA)_Existing_Miscellaneous_Natural Gas_Miscellaneous_Baseline Forecast | F5 | Commercial | School (WA) | Existing | Miscellaneous | Natural Gas | Miscellaneous | Baseline Forecast | Turnover | 0 | 616510.4339 | 720596.6111 | 804522.7203 | 760408.6441 | 737357.1208 | 729305.2096 | 716564.5789 | 702725.895 | 689991.169 | 677551.5463 | 814724.0709 | 806889.43 | 794184.0708 | 771356.8349 | 756000.5383 | 744895.4499 | 731290.9127 | 717443.1692 | 704494.7174 | 691773.8417 | 715424.3407 | 699015.52 | 682270.841 | 668866.182 | 657077.9636 | 645856.7772
F6_Commercial_School (WA)_Existing_Miscellaneous_Natural Gas_Miscellaneous_Baseline Forecast | F6 | Commercial | School (WA) | Existing | Miscellaneous | Natural Gas | Miscellaneous | Baseline Forecast | Avg. Replacement Usage (therms) | 0.00298 | 0.00298 | 0.00298 | 0.00298 | 0.00298 | 0.00298 | 0.00298 | 0.00298 | 0.00298 | 0.00298 | 0.00298 | 0.00298 | 0.00298 | 0.00298 | 0.00298 | 0.00298 | 0.00298 | 0.00298 | 0.00298 | 0.00298 | 0.00298 | 0.00298 | 0.00298 | 0.00298 | 0.00298 | 0.00298 | 0.00298
F7_Commercial_School (WA)_Existing_Miscellaneous_Natural Gas_Miscellaneous_Baseline Forecast | F7 | Commercial | School (WA) | Existing | Miscellaneous | Natural Gas | Miscellaneous | Baseline Forecast | Avg. Replacement Summer Demand (n/a) | 0 | 0 | 0 | 0 | 0 | 0 | 0 | 0 | 0 | 0 | 0 | 0 | 0 | 0 | 0 | 0 | 0 | 0 | 0 | 0 | 0 | 0 | 0 | 0 | 0 | 0 | 0
F8_Commercial_School (WA)_Existing_Miscellaneous_Natural Gas_Miscellaneous_Baseline Forecast | F8 | Commercial | School (WA) | Existing | Miscellaneous | Natural Gas | Miscellaneous | Baseline Forecast | Avg. Replacement Winter Demand (n/a) | 0 | 0 | 0 | 0 | 0 | 0 | 0 | 0 | 0 | 0 | 0 | 0 | 0 | 0 | 0 | 0 | 0 | 0 | 0 | 0 | 0 | 0 | 0 | 0 | 0 | 0 | 0
F1_Commercial_School (WA)_New_Space Heating_Natural Gas_Furnace_Baseline Forecast | F1 | Commercial | School (WA) | New | Space Heating | Natural Gas | Furnace | Baseline Forecast | Units | 0 | 44065.8148 | 85244.7616 | 126672.1484 | 168035.1381 | 208560.9673 | 248375.2291 | 287352.5636 | 325691.3179 | 363412.0311 | 400503.714 | 436349.1954 | 471658.0622 | 506397.8977 | 540473.4251 | 573883.235 | 606824.2713 | 639200.764 | 671000.3714 | 702210.5958 | 732933.7187 | 763574.8718 | 793650.9344 | 823201.0561 | 852274.693 | 880973.4034 | 906807.4295
F2_Commercial_School (WA)_New_Space Heating_Natural Gas_Furnace_Baseline Forecast | F2 | Commercial | School (WA) | New | Space Heating | Natural Gas | Furnace | Baseline Forecast | Usage (MMtherm) | 0 | 0.0039287 | 0.0076001 | 0.011294 | 0.014981 | 0.018594 | 0.022144 | 0.025619 | 0.029037 | 0.0324 | 0.035707 | 0.038903 | 0.042051 | 0.045148 | 0.048186 | 0.051165 | 0.054102 | 0.056988 | 0.059823 | 0.062606 | 0.065345 | 0.068077 | 0.070758 | 0.073393 | 0.075985 | 0.078544 | 0.080847
F3_Commercial_School (WA)_New_Space Heating_Natural Gas_Furnace_Baseline Forecast | F3 | Commercial | School (WA) | New | Space Heating | Natural Gas | Furnace | Baseline Forecast | Summer Peak Demand (n/a) | 0 | 0 | 0 | 0 | 0 | 0 | 0 | 0 | 0 | 0 | 0 | 0 | 0 | 0 | 0 | 0 | 0 | 0 | 0 | 0 | 0 | 0 | 0 | 0 | 0 | 0 | 0
F4_Commercial_School (WA)_New_Space Heating_Natural Gas_Furnace_Baseline Forecast | F4 | Commercial | School (WA) | New | Space Heating | Natural Gas | Furnace | Baseline Forecast | Winter Peak Demand (n/a) | 0 | 0 | 0 | 0 | 0 | 0 | 0 | 0 | 0 | 0 | 0 | 0 | 0 | 0 | 0 | 0 | 0 | 0 | 0 | 0 | 0 | 0 | 0 | 0 | 0 | 0 | 0
F5_Commercial_School (WA)_New_Space Heating_Natural Gas_Furnace_Baseline Forecast | F5 | Commercial | School (WA) | New | Space Heating | Natural Gas | Furnace | Baseline Forecast | Turnover | 0 | 44065.8148 | 41178.9468 | 41427.3868 | 41362.9897 | 40525.8292 | 39814.2618 | 38977.3345 | 38338.7543 | 37720.7132 | 37091.6828 | 35845.4815 | 39314.8499 | 42125.179 | 44555.6021 | 46697.4223 | 48704.8502 | 50326.7111 | 51661.3817 | 52751.7243 | 53735.4602 | 54933.431 | 55418.6317 | 70203.6247 | 68941.0836 | 69071.5136 | 66761.2758
F6_Commercial_School (WA)_New_Space Heating_Natural Gas_Furnace_Baseline Forecast | F6 | Commercial | School (WA) | New | Space Heating | Natural Gas | Furnace | Baseline Forecast | Avg. Replacement Usage (therms) | 0.092522 | 0.089156 | 0.089156 | 0.089156 | 0.089156 | 0.089156 | 0.089156 | 0.089156 | 0.089156 | 0.089156 | 0.089156 | 0.089156 | 0.089156 | 0.089156 | 0.089156 | 0.089156 | 0.089156 | 0.089156 | 0.089156 | 0.089156 | 0.089156 | 0.089156 | 0.089156 | 0.089156 | 0.089156 | 0.089156 | 0.089156
F7_Commercial_School (WA)_New_Space Heating_Natural Gas_Furnace_Baseline Forecast | F7 | Commercial | School (WA) | New | Space Heating | Natural Gas | Furnace | Baseline Forecast | Avg. Replacement Summer Demand (n/a) | 0 | 0 | 0 | 0 | 0 | 0 | 0 | 0 | 0 | 0 | 0 | 0 | 0 | 0 | 0 | 0 | 0 | 0 | 0 | 0 | 0 | 0 | 0 | 0 | 0 | 0 | 0
F8_Commercial_School (WA)_New_Space Heating_Natural Gas_Furnace_Baseline Forecast | F8 | Commercial | School (WA) | New | Space Heating | Natural Gas | Furnace | Baseline Forecast | Avg. Replacement Winter Demand (n/a) | 0 | 0 | 0 | 0 | 0 | 0 | 0 | 0 | 0 | 0 | 0 | 0 | 0 | 0 | 0 | 0 | 0 | 0 | 0 | 0 | 0 | 0 | 0 | 0 | 0 | 0 | 0
F1_Commercial_School (WA)_New_Space Heating_Natural Gas_Boiler_Baseline Forecast | F1 | Commercial | School (WA) | New | Space Heating | Natural Gas | Boiler | Baseline Forecast | Units | 0 | 107388.3604 | 207741.4255 | 308699.9386 | 409501.5162 | 508262.9341 | 605290.2628 | 700278.0002 | 793709.5181 | 885634.8703 | 976027.276 | 1063382.6897 | 1149430.3737 | 1234091.3289 | 1317133.3659 | 1398553.0496 | 1478830.3324 | 1557731.823 | 1635227.4443 | 1711286.74 | 1786158.9691 | 1860831.4384 | 1934126.7823 | 2006140.4086 | 2076992.8418 | 2146931.5793 | 2209889.083
F2_Commercial_School (WA)_New_Space Heating_Natural Gas_Boiler_Baseline Forecast | F2 | Commercial | School (WA) | New | Space Heating | Natural Gas | Boiler | Baseline Forecast | Usage (MMtherm) | 0 | 0.020173 | 0.039024 | 0.05799 | 0.076925 | 0.095478 | 0.11275 | 0.12967 | 0.1463 | 0.16267 | 0.17876 | 0.19405 | 0.20911 | 0.22393 | 0.23847 | 0.25272 | 0.26678 | 0.28059 | 0.29415 | 0.30747 | 0.32057 | 0.33364 | 0.34647 | 0.35908 | 0.37148 | 0.38372 | 0.39475
F3_Commercial_School (WA)_New_Space Heating_Natural Gas_Boiler_Baseline Forecast | F3 | Commercial | School (WA) | New | Space Heating | Natural Gas | Boiler | Baseline Forecast | Summer Peak Demand (n/a) | 0 | 0 | 0 | 0 | 0 | 0 | 0 | 0 | 0 | 0 | 0 | 0 | 0 | 0 | 0 | 0 | 0 | 0 | 0 | 0 | 0 | 0 | 0 | 0 | 0 | 0 | 0
F4_Commercial_School (WA)_New_Space Heating_Natural Gas_Boiler_Baseline Forecast | F4 | Commercial | School (WA) | New | Space Heating | Natural Gas | Boiler | Baseline Forecast | Winter Peak Demand (n/a) | 0 | 0 | 0 | 0 | 0 | 0 | 0 | 0 | 0 | 0 | 0 | 0 | 0 | 0 | 0 | 0 | 0 | 0 | 0 | 0 | 0 | 0 | 0 | 0 | 0 | 0 | 0
F5_Commercial_School (WA)_New_Space Heating_Natural Gas_Boiler_Baseline Forecast | F5 | Commercial | School (WA) | New | Space Heating | Natural Gas | Boiler | Baseline Forecast | Turnover | 0 | 107388.3604 | 100353.0651 | 100958.5131 | 100801.5775 | 98761.4179 | 97027.3287 | 94987.7374 | 93431.5179 | 91925.3522 | 90392.4056 | 87355.4137 | 86047.684 | 84660.9553 | 83042.037 | 81419.6837 | 80277.2828 | 78901.4906 | 77495.6213 | 76059.2956 | 74872.2292 | 74672.4693 | 73295.3439 | 72013.6263 | 70852.4332 | 69938.7374 | 62957.5038
F6_Commercial_School (WA)_New_Space Heating_Natural Gas_Boiler_Baseline Forecast | F6 | Commercial | School (WA) | New | Space Heating | Natural Gas | Boiler | Baseline Forecast | Avg. Replacement Usage (therms) | 0.19494 | 0.18785 | 0.18785 | 0.18785 | 0.18785 | 0.18785 | 0.17804 | 0.17804 | 0.17804 | 0.17804 | 0.17804 | 0.17505 | 0.17505 | 0.17505 | 0.17505 | 0.17505 | 0.17505 | 0.17505 | 0.17505 | 0.17505 | 0.17505 | 0.17505 | 0.17505 | 0.17505 | 0.17505 | 0.17505 | 0.17505
F7_Commercial_School (WA)_New_Space Heating_Natural Gas_Boiler_Baseline Forecast | F7 | Commercial | School (WA) | New | Space Heating | Natural Gas | Boiler | Baseline Forecast | Avg. Replacement Summer Demand (n/a) | 0 | 0 | 0 | 0 | 0 | 0 | 0 | 0 | 0 | 0 | 0 | 0 | 0 | 0 | 0 | 0 | 0 | 0 | 0 | 0 | 0 | 0 | 0 | 0 | 0 | 0 | 0
F8_Commercial_School (WA)_New_Space Heating_Natural Gas_Boiler_Baseline Forecast | F8 | Commercial | School (WA) | New | Space Heating | Natural Gas | Boiler | Baseline Forecast | Avg. Replacement Winter Demand (n/a) | 0 | 0 | 0 | 0 | 0 | 0 | 0 | 0 | 0 | 0 | 0 | 0 | 0 | 0 | 0 | 0 | 0 | 0 | 0 | 0 | 0 | 0 | 0 | 0 | 0 | 0 | 0
F1_Commercial_School (WA)_New_Space Heating_Natural Gas_Unit Heater_Baseline Forecast | F1 | Commercial | School (WA) | New | Space Heating | Natural Gas | Unit Heater | Baseline Forecast | Units | 0 | 7349.9633 | 14218.411 | 21128.2973 | 28027.4426 | 34786.9535 | 41427.7784 | 47929.008 | 54323.7254 | 60615.3567 | 66802.0687 | 72780.9204 | 78670.2674 | 84464.7027 | 90148.3347 | 95720.9283 | 101215.3327 | 106615.574 | 111919.5936 | 117125.307 | 122249.7743 | 127360.5694 | 132377.1101 | 137305.9265 | 142155.2675 | 146942.0726 | 151251.0623
F2_Commercial_School (WA)_New_Space Heating_Natural Gas_Unit Heater_Baseline Forecast | F2 | Commercial | School (WA) | New | Space Heating | Natural Gas | Unit Heater | Baseline Forecast | Usage (MMtherm) | 0 | 0.00032764 | 0.00063381 | 0.00094183 | 0.0012494 | 0.0015507 | 0.0018467 | 0.0021365 | 0.0024216 | 0.002702 | 0.0029778 | 0.0032443 | 0.0035069 | 0.0037652 | 0.0040185 | 0.0042669 | 0.0045118 | 0.0047526 | 0.004989 | 0.0052211 | 0.0054495 | 0.0056773 | 0.0059009 | 0.0061206 | 0.0063368 | 0.0065502 | 0.0067423
F3_Commercial_School (WA)_New_Space Heating_Natural Gas_Unit Heater_Baseline Forecast | F3 | Commercial | School (WA) | New | Space Heating | Natural Gas | Unit Heater | Baseline Forecast | Summer Peak Demand (n/a) | 0 | 0 | 0 | 0 | 0 | 0 | 0 | 0 | 0 | 0 | 0 | 0 | 0 | 0 | 0 | 0 | 0 | 0 | 0 | 0 | 0 | 0 | 0 | 0 | 0 | 0 | 0
F4_Commercial_School (WA)_New_Space Heating_Natural Gas_Unit Heater_Baseline Forecast | F4 | Commercial | School (WA) | New | Space Heating | Natural Gas | Unit Heater | Baseline Forecast | Winter Peak Demand (n/a) | 0 | 0 | 0 | 0 | 0 | 0 | 0 | 0 | 0 | 0 | 0 | 0 | 0 | 0 | 0 | 0 | 0 | 0 | 0 | 0 | 0 | 0 | 0 | 0 | 0 | 0 | 0
F5_Commercial_School (WA)_New_Space Heating_Natural Gas_Unit Heater_Baseline Forecast | F5 | Commercial | School (WA) | New | Space Heating | Natural Gas | Unit Heater | Baseline Forecast | Turnover | 0 | 7349.9633 | 6868.4478 | 6909.8863 | 6899.1452 | 6759.5109 | 6640.8249 | 6501.2295 | 6394.7175 | 6291.6312 | 6186.712 | 5978.8517 | 5889.347 | 5794.4353 | 5683.632 | 5572.5936 | 5494.4044 | 6068.4198 | 6535.8589 | 6953.7388 | 7340.7763 | 7740.1225 | 8010.5497 | 8241.6636 | 8442.3583 | 8625.1509 | 8360.8233
F6_Commercial_School (WA)_New_Space Heating_Natural Gas_Unit Heater_Baseline Forecast | F6 | Commercial | School (WA) | New | Space Heating | Natural Gas | Unit Heater | Baseline Forecast | Avg. Replacement Usage (therms) | 0.04626 | 0.044577 | 0.044577 | 0.044577 | 0.044577 | 0.044577 | 0.044577 | 0.044577 | 0.044577 | 0.044577 | 0.044577 | 0.044577 | 0.044577 | 0.044577 | 0.044577 | 0.044577 | 0.044577 | 0.044577 | 0.044577 | 0.044577 | 0.044577 | 0.044577 | 0.044577 | 0.044577 | 0.044577 | 0.044577 | 0.044577
F7_Commercial_School (WA)_New_Space Heating_Natural Gas_Unit Heater_Baseline Forecast | F7 | Commercial | School (WA) | New | Space Heating | Natural Gas | Unit Heater | Baseline Forecast | Avg. Replacement Summer Demand (n/a) | 0 | 0 | 0 | 0 | 0 | 0 | 0 | 0 | 0 | 0 | 0 | 0 | 0 | 0 | 0 | 0 | 0 | 0 | 0 | 0 | 0 | 0 | 0 | 0 | 0 | 0 | 0
F8_Commercial_School (WA)_New_Space Heating_Natural Gas_Unit Heater_Baseline Forecast | F8 | Commercial | School (WA) | New | Space Heating | Natural Gas | Unit Heater | Baseline Forecast | Avg. Replacement Winter Demand (n/a) | 0 | 0 | 0 | 0 | 0 | 0 | 0 | 0 | 0 | 0 | 0 | 0 | 0 | 0 | 0 | 0 | 0 | 0 | 0 | 0 | 0 | 0 | 0 | 0 | 0 | 0 | 0
F1_Commercial_School (WA)_New_Water Heating_Natural Gas_Water Heater_Baseline Forecast | F1 | Commercial | School (WA) | New | Water Heating | Natural Gas | Water Heater | Baseline Forecast | Units | 0 | 144259.3647 | 279067.9173 | 414689.794 | 550100.8524 | 682771.2773 | 813112.2263 | 940713.3053 | 1066223.8483 | 1189711.0947 | 1311139.0685 | 1428487.3215 | 1544078.8455 | 1657807.5176 | 1769361.4276 | 1878735.9615 | 1986575.8594 | 2092567.597 | 2196670.7703 | 2298844.4661 | 2399423.525 | 2499734.2378 | 2598194.9995 | 2694933.9751 | 2790113.0705 | 2884064.7595 | 2968638.2595
F2_Commercial_School (WA)_New_Water Heating_Natural Gas_Water Heater_Baseline Forecast | F2 | Commercial | School (WA) | New | Water Heating | Natural Gas | Water Heater | Baseline Forecast | Usage (MMtherm) | 0 | 0.020397 | 0.039459 | 0.058635 | 0.077781 | 0.09654 | 0.11497 | 0.13301 | 0.15076 | 0.16822 | 0.18539 | 0.20198 | 0.21832 | 0.2344 | 0.25018 | 0.26564 | 0.28089 | 0.29588 | 0.3106 | 0.32504 | 0.33926 | 0.35345 | 0.36737 | 0.38105 | 0.39451 | 0.40779 | 0.41975
F3_Commercial_School (WA)_New_Water Heating_Natural Gas_Water Heater_Baseline Forecast | F3 | Commercial | School (WA) | New | Water Heating | Natural Gas | Water Heater | Baseline Forecast | Summer Peak Demand (n/a) | 0 | 0 | 0 | 0 | 0 | 0 | 0 | 0 | 0 | 0 | 0 | 0 | 0 | 0 | 0 | 0 | 0 | 0 | 0 | 0 | 0 | 0 | 0 | 0 | 0 | 0 | 0
F4_Commercial_School (WA)_New_Water Heating_Natural Gas_Water Heater_Baseline Forecast | F4 | Commercial | School (WA) | New | Water Heating | Natural Gas | Water Heater | Baseline Forecast | Winter Peak Demand (n/a) | 0 | 0 | 0 | 0 | 0 | 0 | 0 | 0 | 0 | 0 | 0 | 0 | 0 | 0 | 0 | 0 | 0 | 0 | 0 | 0 | 0 | 0 | 0 | 0 | 0 | 0 | 0
F5_Commercial_School (WA)_New_Water Heating_Natural Gas_Water Heater_Baseline Forecast | F5 | Commercial | School (WA) | New | Water Heating | Natural Gas | Water Heater | Baseline Forecast | Turnover | 0 | 144259.3647 | 134808.5525 | 135621.8767 | 135411.0584 | 132670.4249 | 130340.949 | 127601.079 | 125510.543 | 123487.2463 | 121427.9738 | 117348.253 | 128706.0117 | 137906.2566 | 145862.7939 | 152874.5244 | 159446.2916 | 164755.8182 | 169125.1628 | 172694.6448 | 175915.1257 | 179836.9531 | 181425.3666 | 229827.3698 | 225694.1569 | 226121.1491 | 218558.0655
F6_Commercial_School (WA)_New_Water Heating_Natural Gas_Water Heater_Baseline Forecast | F6 | Commercial | School (WA) | New | Water Heating | Natural Gas | Water Heater | Baseline Forecast | Avg. Replacement Usage (therms) | 0.14139 | 0.14139 | 0.14139 | 0.14139 | 0.14139 | 0.14139 | 0.14139 | 0.14139 | 0.14139 | 0.14139 | 0.14139 | 0.14139 | 0.14139 | 0.14139 | 0.14139 | 0.14139 | 0.14139 | 0.14139 | 0.14139 | 0.14139 | 0.14139 | 0.14139 | 0.14139 | 0.14139 | 0.14139 | 0.14139 | 0.14139
F7_Commercial_School (WA)_New_Water Heating_Natural Gas_Water Heater_Baseline Forecast | F7 | Commercial | School (WA) | New | Water Heating | Natural Gas | Water Heater | Baseline Forecast | Avg. Replacement Summer Demand (n/a) | 0 | 0 | 0 | 0 | 0 | 0 | 0 | 0 | 0 | 0 | 0 | 0 | 0 | 0 | 0 | 0 | 0 | 0 | 0 | 0 | 0 | 0 | 0 | 0 | 0 | 0 | 0
F8_Commercial_School (WA)_New_Water Heating_Natural Gas_Water Heater_Baseline Forecast | F8 | Commercial | School (WA) | New | Water Heating | Natural Gas | Water Heater | Baseline Forecast | Avg. Replacement Winter Demand (n/a) | 0 | 0 | 0 | 0 | 0 | 0 | 0 | 0 | 0 | 0 | 0 | 0 | 0 | 0 | 0 | 0 | 0 | 0 | 0 | 0 | 0 | 0 | 0 | 0 | 0 | 0 | 0
F1_Commercial_School (WA)_New_Food Preparation_Natural Gas_Oven_Baseline Forecast | F1 | Commercial | School (WA) | New | Food Preparation | Natural Gas | Oven | Baseline Forecast | Units | 0 | 14400.2899 | 27857.1788 | 41395.2555 | 54912.2879 | 68155.7441 | 81166.6669 | 93904.0898 | 106432.8307 | 118759.6017 | 130880.8115 | 142594.7745 | 154133.3769 | 165486.0254 | 176621.5842 | 187539.5929 | 198304.4109 | 208884.7413 | 219276.5511 | 229475.7562 | 239515.781 | 249529.019 | 259357.5907 | 269014.29 | 278515.2785 | 287893.7446 | 296336.059
F2_Commercial_School (WA)_New_Food Preparation_Natural Gas_Oven_Baseline Forecast | F2 | Commercial | School (WA) | New | Food Preparation | Natural Gas | Oven | Baseline Forecast | Usage (MMtherm) | 0 | 0.00024121 | 0.00046661 | 0.00069338 | 0.00091979 | 0.0011416 | 0.0013596 | 0.0015729 | 0.0017828 | 0.0019892 | 0.0021923 | 0.0023885 | 0.0025818 | 0.0027719 | 0.0029584 | 0.0031413 | 0.0033216 | 0.0034989 | 0.0036729 | 0.0038438 | 0.0040119 | 0.0041797 | 0.0043443 | 0.004506 | 0.0046652 | 0.0048223 | 0.0049637
F3_Commercial_School (WA)_New_Food Preparation_Natural Gas_Oven_Baseline Forecast | F3 | Commercial | School (WA) | New | Food Preparation | Natural Gas | Oven | Baseline Forecast | Summer Peak Demand (n/a) | 0 | 0 | 0 | 0 | 0 | 0 | 0 | 0 | 0 | 0 | 0 | 0 | 0 | 0 | 0 | 0 | 0 | 0 | 0 | 0 | 0 | 0 | 0 | 0 | 0 | 0 | 0
F4_Commercial_School (WA)_New_Food Preparation_Natural Gas_Oven_Baseline Forecast | F4 | Commercial | School (WA) | New | Food Preparation | Natural Gas | Oven | Baseline Forecast | Winter Peak Demand (n/a) | 0 | 0 | 0 | 0 | 0 | 0 | 0 | 0 | 0 | 0 | 0 | 0 | 0 | 0 | 0 | 0 | 0 | 0 | 0 | 0 | 0 | 0 | 0 | 0 | 0 | 0 | 0
F5_Commercial_School (WA)_New_Food Preparation_Natural Gas_Oven_Baseline Forecast | F5 | Commercial | School (WA) | New | Food Preparation | Natural Gas | Oven | Baseline Forecast | Turnover | 0 | 14400.2899 | 13456.8889 | 13538.0767 | 13517.0324 | 13243.4562 | 13010.9228 | 12737.4229 | 12528.7409 | 12326.771 | 15001.2678 | 16709.3872 | 18242.5571 | 19419.2186 | 20237.5063 | 24576.7008 | 23991.9492 | 23689.0666 | 23338.6362 | 23485.2035 | 23949.7438 | 24717.8281 | 25421.3829 | 26125.5042 | 28292.4759 | 29657.8191 | 29805.5215
F6_Commercial_School (WA)_New_Food Preparation_Natural Gas_Oven_Baseline Forecast | F6 | Commercial | School (WA) | New | Food Preparation | Natural Gas | Oven | Baseline Forecast | Avg. Replacement Usage (therms) | 0.01675 | 0.01675 | 0.01675 | 0.01675 | 0.01675 | 0.01675 | 0.01675 | 0.01675 | 0.01675 | 0.01675 | 0.01675 | 0.01675 | 0.01675 | 0.01675 | 0.01675 | 0.01675 | 0.01675 | 0.01675 | 0.01675 | 0.01675 | 0.01675 | 0.01675 | 0.01675 | 0.01675 | 0.01675 | 0.01675 | 0.01675
F7_Commercial_School (WA)_New_Food Preparation_Natural Gas_Oven_Baseline Forecast | F7 | Commercial | School (WA) | New | Food Preparation | Natural Gas | Oven | Baseline Forecast | Avg. Replacement Summer Demand (n/a) | 0 | 0 | 0 | 0 | 0 | 0 | 0 | 0 | 0 | 0 | 0 | 0 | 0 | 0 | 0 | 0 | 0 | 0 | 0 | 0 | 0 | 0 | 0 | 0 | 0 | 0 | 0
F8_Commercial_School (WA)_New_Food Preparation_Natural Gas_Oven_Baseline Forecast | F8 | Commercial | School (WA) | New | Food Preparation | Natural Gas | Oven | Baseline Forecast | Avg. Replacement Winter Demand (n/a) | 0 | 0 | 0 | 0 | 0 | 0 | 0 | 0 | 0 | 0 | 0 | 0 | 0 | 0 | 0 | 0 | 0 | 0 | 0 | 0 | 0 | 0 | 0 | 0 | 0 | 0 | 0
F1_Commercial_School (WA)_New_Food Preparation_Natural Gas_Conveyor Oven_Baseline Forecast | F1 | Commercial | School (WA) | New | Food Preparation | Natural Gas | Conveyor Oven | Baseline Forecast | Units | 0 | 7200.145 | 13928.5894 | 20697.6278 | 27456.1439 | 34077.872 | 40583.3334 | 46952.0449 | 53216.4153 | 59379.8008 | 65440.4057 | 71297.3873 | 77066.6885 | 82743.0127 | 88310.7921 | 93769.7965 | 99152.2054 | 104442.3707 | 109638.2756 | 114737.8781 | 119757.8905 | 124764.5095 | 129678.7954 | 134507.145 | 139257.6392 | 143946.8723 | 148168.0295
F2_Commercial_School (WA)_New_Food Preparation_Natural Gas_Conveyor Oven_Baseline Forecast | F2 | Commercial | School (WA) | New | Food Preparation | Natural Gas | Conveyor Oven | Baseline Forecast | Usage (MMtherm) | 0 | 0.00020636 | 0.0003992 | 0.00059321 | 0.00078691 | 0.0009767 | 0.0011631 | 0.0013457 | 0.0015252 | 0.0017019 | 0.0018756 | 0.0020434 | 0.0022088 | 0.0023715 | 0.002531 | 0.0026875 | 0.0028418 | 0.0029934 | 0.0031423 | 0.0032885 | 0.0034323 | 0.0035758 | 0.0037167 | 0.0038551 | 0.0039912 | 0.0041256 | 0.0042466
F3_Commercial_School (WA)_New_Food Preparation_Natural Gas_Conveyor Oven_Baseline Forecast | F3 | Commercial | School (WA) | New | Food Preparation | Natural Gas | Conveyor Oven | Baseline Forecast | Summer Peak Demand (n/a) | 0 | 0 | 0 | 0 | 0 | 0 | 0 | 0 | 0 | 0 | 0 | 0 | 0 | 0 | 0 | 0 | 0 | 0 | 0 | 0 | 0 | 0 | 0 | 0 | 0 | 0 | 0
F4_Commercial_School (WA)_New_Food Preparation_Natural Gas_Conveyor Oven_Baseline Forecast | F4 | Commercial | School (WA) | New | Food Preparation | Natural Gas | Conveyor Oven | Baseline Forecast | Winter Peak Demand (n/a) | 0 | 0 | 0 | 0 | 0 | 0 | 0 | 0 | 0 | 0 | 0 | 0 | 0 | 0 | 0 | 0 | 0 | 0 | 0 | 0 | 0 | 0 | 0 | 0 | 0 | 0 | 0
F5_Commercial_School (WA)_New_Food Preparation_Natural Gas_Conveyor Oven_Baseline Forecast | F5 | Commercial | School (WA) | New | Food Preparation | Natural Gas | Conveyor Oven | Baseline Forecast | Turnover | 0 | 7200.145 | 6728.4444 | 6769.0384 | 6758.5162 | 6621.7281 | 6505.4614 | 6368.7114 | 6264.3705 | 6163.3855 | 6060.6049 | 5856.9815 | 5769.3012 | 5676.3242 | 5567.7794 | 5459.0043 | 5382.409 | 6730.1942 | 7693.617 | 8451.5799 | 9053.2975 | 9557.5927 | 11743.6319 | 11441.9153 | 11304.8623 | 11162.6463 | 10576.1506
F6_Commercial_School (WA)_New_Food Preparation_Natural Gas_Conveyor Oven_Baseline Forecast | F6 | Commercial | School (WA) | New | Food Preparation | Natural Gas | Conveyor Oven | Baseline Forecast | Avg. Replacement Usage (therms) | 0.028661 | 0.028661 | 0.028661 | 0.028661 | 0.028661 | 0.028661 | 0.028661 | 0.028661 | 0.028661 | 0.028661 | 0.028661 | 0.028661 | 0.028661 | 0.028661 | 0.028661 | 0.028661 | 0.028661 | 0.028661 | 0.028661 | 0.028661 | 0.028661 | 0.028661 | 0.028661 | 0.028661 | 0.028661 | 0.028661 | 0.028661
F7_Commercial_School (WA)_New_Food Preparation_Natural Gas_Conveyor Oven_Baseline Forecast | F7 | Commercial | School (WA) | New | Food Preparation | Natural Gas | Conveyor Oven | Baseline Forecast | Avg. Replacement Summer Demand (n/a) | 0 | 0 | 0 | 0 | 0 | 0 | 0 | 0 | 0 | 0 | 0 | 0 | 0 | 0 | 0 | 0 | 0 | 0 | 0 | 0 | 0 | 0 | 0 | 0 | 0 | 0 | 0
F8_Commercial_School (WA)_New_Food Preparation_Natural Gas_Conveyor Oven_Baseline Forecast | F8 | Commercial | School (WA) | New | Food Preparation | Natural Gas | Conveyor Oven | Baseline Forecast | Avg. Replacement Winter Demand (n/a) | 0 | 0 | 0 | 0 | 0 | 0 | 0 | 0 | 0 | 0 | 0 | 0 | 0 | 0 | 0 | 0 | 0 | 0 | 0 | 0 | 0 | 0 | 0 | 0 | 0 | 0 | 0
F1_Commercial_School (WA)_New_Food Preparation_Natural Gas_Double Rack Oven_Baseline Forecast | F1 | Commercial | School (WA) | New | Food Preparation | Natural Gas | Double Rack Oven | Baseline Forecast | Units | 0 | 7200.145 | 13928.5894 | 20697.6278 | 27456.1439 | 34077.872 | 40583.3334 | 46952.0449 | 53216.4153 | 59379.8008 | 65440.4057 | 71297.3873 | 77066.6885 | 82743.0127 | 88310.7921 | 93769.7965 | 99152.2054 | 104442.3707 | 109638.2756 | 114737.8781 | 119757.8905 | 124764.5095 | 129678.7954 | 134507.145 | 139257.6392 | 143946.8723 | 148168.0295
F2_Commercial_School (WA)_New_Food Preparation_Natural Gas_Double Rack Oven_Baseline Forecast | F2 | Commercial | School (WA) | New | Food Preparation | Natural Gas | Double Rack Oven | Baseline Forecast | Usage (MMtherm) | 0 | 0.0003135 | 0.00060646 | 0.00090119 | 0.0011955 | 0.0014838 | 0.001767 | 0.0020443 | 0.0023171 | 0.0025854 | 0.0028493 | 0.0031043 | 0.0033555 | 0.0036027 | 0.0038451 | 0.0040828 | 0.0043172 | 0.0045475 | 0.0047737 | 0.0049958 | 0.0052144 | 0.0054324 | 0.0056463 | 0.0058566 | 0.0060634 | 0.0062676 | 0.0064514
F3_Commercial_School (WA)_New_Food Preparation_Natural Gas_Double Rack Oven_Baseline Forecast | F3 | Commercial | School (WA) | New | Food Preparation | Natural Gas | Double Rack Oven | Baseline Forecast | Summer Peak Demand (n/a) | 0 | 0 | 0 | 0 | 0 | 0 | 0 | 0 | 0 | 0 | 0 | 0 | 0 | 0 | 0 | 0 | 0 | 0 | 0 | 0 | 0 | 0 | 0 | 0 | 0 | 0 | 0
F4_Commercial_School (WA)_New_Food Preparation_Natural Gas_Double Rack Oven_Baseline Forecast | F4 | Commercial | School (WA) | New | Food Preparation | Natural Gas | Double Rack Oven | Baseline Forecast | Winter Peak Demand (n/a) | 0 | 0 | 0 | 0 | 0 | 0 | 0 | 0 | 0 | 0 | 0 | 0 | 0 | 0 | 0 | 0 | 0 | 0 | 0 | 0 | 0 | 0 | 0 | 0 | 0 | 0 | 0
F5_Commercial_School (WA)_New_Food Preparation_Natural Gas_Double Rack Oven_Baseline Forecast | F5 | Commercial | School (WA) | New | Food Preparation | Natural Gas | Double Rack Oven | Baseline Forecast | Turnover | 0 | 7200.145 | 6728.4444 | 6769.0384 | 6758.5162 | 6621.7281 | 6505.4614 | 6368.7114 | 6264.3705 | 6163.3855 | 6860.621 | 7315.7119 | 7818.0658 | 8248.3945 | 8589.8117 | 8868.0843 | 9120.3369 | 9308.809 | 9452.8533 | 11863.1048 | 11699.6129 | 11825.2164 | 11888.5093 | 11939.9596 | 12021.4641 | 12123.5765 | 11831.6432
F6_Commercial_School (WA)_New_Food Preparation_Natural Gas_Double Rack Oven_Baseline Forecast | F6 | Commercial | School (WA) | New | Food Preparation | Natural Gas | Double Rack Oven | Baseline Forecast | Avg. Replacement Usage (therms) | 0.043541 | 0.043541 | 0.043541 | 0.043541 | 0.043541 | 0.043541 | 0.043541 | 0.043541 | 0.043541 | 0.043541 | 0.043541 | 0.043541 | 0.043541 | 0.043541 | 0.043541 | 0.043541 | 0.043541 | 0.043541 | 0.043541 | 0.043541 | 0.043541 | 0.043541 | 0.043541 | 0.043541 | 0.043541 | 0.043541 | 0.043541
F7_Commercial_School (WA)_New_Food Preparation_Natural Gas_Double Rack Oven_Baseline Forecast | F7 | Commercial | School (WA) | New | Food Preparation | Natural Gas | Double Rack Oven | Baseline Forecast | Avg. Replacement Summer Demand (n/a) | 0 | 0 | 0 | 0 | 0 | 0 | 0 | 0 | 0 | 0 | 0 | 0 | 0 | 0 | 0 | 0 | 0 | 0 | 0 | 0 | 0 | 0 | 0 | 0 | 0 | 0 | 0
F8_Commercial_School (WA)_New_Food Preparation_Natural Gas_Double Rack Oven_Baseline Forecast | F8 | Commercial | School (WA) | New | Food Preparation | Natural Gas | Double Rack Oven | Baseline Forecast | Avg. Replacement Winter Demand (n/a) | 0 | 0 | 0 | 0 | 0 | 0 | 0 | 0 | 0 | 0 | 0 | 0 | 0 | 0 | 0 | 0 | 0 | 0 | 0 | 0 | 0 | 0 | 0 | 0 | 0 | 0 | 0
F1_Commercial_School (WA)_New_Food Preparation_Natural Gas_Fryer_Baseline Forecast | F1 | Commercial | School (WA) | New | Food Preparation | Natural Gas | Fryer | Baseline Forecast | Units | 0 | 18635.6693 | 36050.4667 | 53570.3307 | 71062.9608 | 88201.5512 | 105039.216 | 121522.9397 | 137736.6044 | 153688.8963 | 169375.1678 | 184534.4141 | 199466.7231 | 214158.3858 | 228569.109 | 242698.2967 | 256629.2376 | 270321.4299 | 283769.6544 | 296968.6256 | 309961.599 | 322919.9069 | 335639.235 | 348136.1399 | 360431.5368 | 372568.3753 | 383493.7234
F2_Commercial_School (WA)_New_Food Preparation_Natural Gas_Fryer_Baseline Forecast | F2 | Commercial | School (WA) | New | Food Preparation | Natural Gas | Fryer | Baseline Forecast | Usage (MMtherm) | 0 | 0.00048362 | 0.00093555 | 0.0013902 | 0.0018442 | 0.0022889 | 0.0027259 | 0.0031537 | 0.0035744 | 0.0039884 | 0.0043955 | 0.0047889 | 0.0051764 | 0.0055576 | 0.0059316 | 0.0062983 | 0.0066598 | 0.0070151 | 0.0073641 | 0.0077067 | 0.0080438 | 0.0083801 | 0.0087102 | 0.0090345 | 0.0093536 | 0.0096686 | 0.0099521
F3_Commercial_School (WA)_New_Food Preparation_Natural Gas_Fryer_Baseline Forecast | F3 | Commercial | School (WA) | New | Food Preparation | Natural Gas | Fryer | Baseline Forecast | Summer Peak Demand (n/a) | 0 | 0 | 0 | 0 | 0 | 0 | 0 | 0 | 0 | 0 | 0 | 0 | 0 | 0 | 0 | 0 | 0 | 0 | 0 | 0 | 0 | 0 | 0 | 0 | 0 | 0 | 0
F4_Commercial_School (WA)_New_Food Preparation_Natural Gas_Fryer_Baseline Forecast | F4 | Commercial | School (WA) | New | Food Preparation | Natural Gas | Fryer | Baseline Forecast | Winter Peak Demand (n/a) | 0 | 0 | 0 | 0 | 0 | 0 | 0 | 0 | 0 | 0 | 0 | 0 | 0 | 0 | 0 | 0 | 0 | 0 | 0 | 0 | 0 | 0 | 0 | 0 | 0 | 0 | 0
F5_Commercial_School (WA)_New_Food Preparation_Natural Gas_Fryer_Baseline Forecast | F5 | Commercial | School (WA) | New | Food Preparation | Natural Gas | Fryer | Baseline Forecast | Turnover | 0 | 18635.6693 | 17414.7974 | 17519.864 | 17492.6301 | 17138.5904 | 16837.6648 | 16483.7237 | 16213.6647 | 15952.2918 | 15686.2715 | 15159.2463 | 16626.4608 | 17814.964 | 18842.803 | 19748.5902 | 20597.5423 | 21283.4359 | 21847.8753 | 22308.987 | 22725.0142 | 23231.6425 | 23436.8365 | 29689.4893 | 29155.5538 | 29210.7134 | 28233.7014
F6_Commercial_School (WA)_New_Food Preparation_Natural Gas_Fryer_Baseline Forecast | F6 | Commercial | School (WA) | New | Food Preparation | Natural Gas | Fryer | Baseline Forecast | Avg. Replacement Usage (therms) | 0.025951 | 0.025951 | 0.025951 | 0.025951 | 0.025951 | 0.025951 | 0.025951 | 0.025951 | 0.025951 | 0.025951 | 0.025951 | 0.025951 | 0.025951 | 0.025951 | 0.025951 | 0.025951 | 0.025951 | 0.025951 | 0.025951 | 0.025951 | 0.025951 | 0.025951 | 0.025951 | 0.025951 | 0.025951 | 0.025951 | 0.025951
F7_Commercial_School (WA)_New_Food Preparation_Natural Gas_Fryer_Baseline Forecast | F7 | Commercial | School (WA) | New | Food Preparation | Natural Gas | Fryer | Baseline Forecast | Avg. Replacement Summer Demand (n/a) | 0 | 0 | 0 | 0 | 0 | 0 | 0 | 0 | 0 | 0 | 0 | 0 | 0 | 0 | 0 | 0 | 0 | 0 | 0 | 0 | 0 | 0 | 0 | 0 | 0 | 0 | 0
F8_Commercial_School (WA)_New_Food Preparation_Natural Gas_Fryer_Baseline Forecast | F8 | Commercial | School (WA) | New | Food Preparation | Natural Gas | Fryer | Baseline Forecast | Avg. Replacement Winter Demand (n/a) | 0 | 0 | 0 | 0 | 0 | 0 | 0 | 0 | 0 | 0 | 0 | 0 | 0 | 0 | 0 | 0 | 0 | 0 | 0 | 0 | 0 | 0 | 0 | 0 | 0 | 0 | 0
F1_Commercial_School (WA)_New_Food Preparation_Natural Gas_Broiler_Baseline Forecast | F1 | Commercial | School (WA) | New | Food Preparation | Natural Gas | Broiler | Baseline Forecast | Units | 0 | 28800.5799 | 55714.3576 | 82790.511 | 109824.5757 | 136311.4882 | 162333.3338 | 187808.1795 | 212865.6614 | 237519.2033 | 261761.6229 | 285189.549 | 308266.7539 | 330972.0508 | 353243.1685 | 375079.1859 | 396608.8217 | 417769.4826 | 438553.1022 | 458951.5123 | 479031.5621 | 499058.038 | 518715.1814 | 538028.5799 | 557030.5569 | 575787.4891 | 592672.118
F2_Commercial_School (WA)_New_Food Preparation_Natural Gas_Broiler_Baseline Forecast | F2 | Commercial | School (WA) | New | Food Preparation | Natural Gas | Broiler | Baseline Forecast | Usage (MMtherm) | 0 | 0.00079871 | 0.0015451 | 0.002296 | 0.0030457 | 0.0037803 | 0.0045019 | 0.0052084 | 0.0059033 | 0.006587 | 0.0072593 | 0.007909 | 0.008549 | 0.0091787 | 0.0097963 | 0.010402 | 0.010999 | 0.011586 | 0.012162 | 0.012728 | 0.013285 | 0.01384 | 0.014385 | 0.014921 | 0.015448 | 0.015968 | 0.016436
F3_Commercial_School (WA)_New_Food Preparation_Natural Gas_Broiler_Baseline Forecast | F3 | Commercial | School (WA) | New | Food Preparation | Natural Gas | Broiler | Baseline Forecast | Summer Peak Demand (n/a) | 0 | 0 | 0 | 0 | 0 | 0 | 0 | 0 | 0 | 0 | 0 | 0 | 0 | 0 | 0 | 0 | 0 | 0 | 0 | 0 | 0 | 0 | 0 | 0 | 0 | 0 | 0
F4_Commercial_School (WA)_New_Food Preparation_Natural Gas_Broiler_Baseline Forecast | F4 | Commercial | School (WA) | New | Food Preparation | Natural Gas | Broiler | Baseline Forecast | Winter Peak Demand (n/a) | 0 | 0 | 0 | 0 | 0 | 0 | 0 | 0 | 0 | 0 | 0 | 0 | 0 | 0 | 0 | 0 | 0 | 0 | 0 | 0 | 0 | 0 | 0 | 0 | 0 | 0 | 0
F5_Commercial_School (WA)_New_Food Preparation_Natural Gas_Broiler_Baseline Forecast | F5 | Commercial | School (WA) | New | Food Preparation | Natural Gas | Broiler | Baseline Forecast | Turnover | 0 | 28800.5799 | 26913.7778 | 27076.1534 | 27034.0647 | 26486.9125 | 26021.8456 | 25474.8458 | 25057.4819 | 24653.5419 | 27442.4841 | 29262.8475 | 31272.2632 | 32993.5781 | 34359.2469 | 35472.3373 | 36481.3475 | 37235.2359 | 37811.4131 | 47452.4191 | 46798.4518 | 47300.8655 | 47554.0374 | 47759.8382 | 48085.8565 | 48494.306 | 47326.573
F6_Commercial_School (WA)_New_Food Preparation_Natural Gas_Broiler_Baseline Forecast | F6 | Commercial | School (WA) | New | Food Preparation | Natural Gas | Broiler | Baseline Forecast | Avg. Replacement Usage (therms) | 0.027732 | 0.027732 | 0.027732 | 0.027732 | 0.027732 | 0.027732 | 0.027732 | 0.027732 | 0.027732 | 0.027732 | 0.027732 | 0.027732 | 0.027732 | 0.027732 | 0.027732 | 0.027732 | 0.027732 | 0.027732 | 0.027732 | 0.027732 | 0.027732 | 0.027732 | 0.027732 | 0.027732 | 0.027732 | 0.027732 | 0.027732
F7_Commercial_School (WA)_New_Food Preparation_Natural Gas_Broiler_Baseline Forecast | F7 | Commercial | School (WA) | New | Food Preparation | Natural Gas | Broiler | Baseline Forecast | Avg. Replacement Summer Demand (n/a) | 0 | 0 | 0 | 0 | 0 | 0 | 0 | 0 | 0 | 0 | 0 | 0 | 0 | 0 | 0 | 0 | 0 | 0 | 0 | 0 | 0 | 0 | 0 | 0 | 0 | 0 | 0
F8_Commercial_School (WA)_New_Food Preparation_Natural Gas_Broiler_Baseline Forecast | F8 | Commercial | School (WA) | New | Food Preparation | Natural Gas | Broiler | Baseline Forecast | Avg. Replacement Winter Demand (n/a) | 0 | 0 | 0 | 0 | 0 | 0 | 0 | 0 | 0 | 0 | 0 | 0 | 0 | 0 | 0 | 0 | 0 | 0 | 0 | 0 | 0 | 0 | 0 | 0 | 0 | 0 | 0
F1_Commercial_School (WA)_New_Food Preparation_Natural Gas_Griddle_Baseline Forecast | F1 | Commercial | School (WA) | New | Food Preparation | Natural Gas | Griddle | Baseline Forecast | Units | 0 | 40659.6421 | 78655.5637 | 116880.7214 | 155046.4598 | 192439.748 | 229176.4712 | 265140.9593 | 300516.2278 | 335321.2282 | 369545.8206 | 402620.5398 | 435200.1232 | 467254.6599 | 498696.2379 | 529523.5565 | 559918.3365 | 589792.2108 | 619133.7914 | 647931.5468 | 676279.8523 | 704552.5242 | 732303.7856 | 759569.7599 | 786396.0804 | 812876.4552 | 836713.5784
F2_Commercial_School (WA)_New_Food Preparation_Natural Gas_Griddle_Baseline Forecast | F2 | Commercial | School (WA) | New | Food Preparation | Natural Gas | Griddle | Baseline Forecast | Usage (MMtherm) | 0 | 0.0007859 | 0.0015203 | 0.0022592 | 0.0029968 | 0.0037196 | 0.0044297 | 0.0051248 | 0.0058086 | 0.0064813 | 0.0071428 | 0.0077821 | 0.0084119 | 0.0090314 | 0.0096392 | 0.010235 | 0.010823 | 0.0114 | 0.011967 | 0.012524 | 0.013072 | 0.013618 | 0.014154 | 0.014682 | 0.0152 | 0.015712 | 0.016173
F3_Commercial_School (WA)_New_Food Preparation_Natural Gas_Griddle_Baseline Forecast | F3 | Commercial | School (WA) | New | Food Preparation | Natural Gas | Griddle | Baseline Forecast | Summer Peak Demand (n/a) | 0 | 0 | 0 | 0 | 0 | 0 | 0 | 0 | 0 | 0 | 0 | 0 | 0 | 0 | 0 | 0 | 0 | 0 | 0 | 0 | 0 | 0 | 0 | 0 | 0 | 0 | 0
F4_Commercial_School (WA)_New_Food Preparation_Natural Gas_Griddle_Baseline Forecast | F4 | Commercial | School (WA) | New | Food Preparation | Natural Gas | Griddle | Baseline Forecast | Winter Peak Demand (n/a) | 0 | 0 | 0 | 0 | 0 | 0 | 0 | 0 | 0 | 0 | 0 | 0 | 0 | 0 | 0 | 0 | 0 | 0 | 0 | 0 | 0 | 0 | 0 | 0 | 0 | 0 | 0
F5_Commercial_School (WA)_New_Food Preparation_Natural Gas_Griddle_Baseline Forecast | F5 | Commercial | School (WA) | New | Food Preparation | Natural Gas | Griddle | Baseline Forecast | Turnover | 0 | 40659.6421 | 37995.9215 | 38225.1577 | 38165.7384 | 37393.2882 | 36736.7231 | 35964.4881 | 35375.2685 | 34805.0004 | 38742.3304 | 41312.2553 | 44149.0775 | 46579.1691 | 48507.1721 | 50078.5938 | 51503.0788 | 52567.3919 | 53380.8185 | 66991.6505 | 66068.4025 | 66777.6925 | 67135.1116 | 67425.6539 | 67885.9151 | 68462.5497 | 66813.9854
F6_Commercial_School (WA)_New_Food Preparation_Natural Gas_Griddle_Baseline Forecast | F6 | Commercial | School (WA) | New | Food Preparation | Natural Gas | Griddle | Baseline Forecast | Avg. Replacement Usage (therms) | 0.019329 | 0.019329 | 0.019329 | 0.019329 | 0.019329 | 0.019329 | 0.019329 | 0.019329 | 0.019329 | 0.019329 | 0.019329 | 0.019329 | 0.019329 | 0.019329 | 0.019329 | 0.019329 | 0.019329 | 0.019329 | 0.019329 | 0.019329 | 0.019329 | 0.019329 | 0.019329 | 0.019329 | 0.019329 | 0.019329 | 0.019329
F7_Commercial_School (WA)_New_Food Preparation_Natural Gas_Griddle_Baseline Forecast | F7 | Commercial | School (WA) | New | Food Preparation | Natural Gas | Griddle | Baseline Forecast | Avg. Replacement Summer Demand (n/a) | 0 | 0 | 0 | 0 | 0 | 0 | 0 | 0 | 0 | 0 | 0 | 0 | 0 | 0 | 0 | 0 | 0 | 0 | 0 | 0 | 0 | 0 | 0 | 0 | 0 | 0 | 0
F8_Commercial_School (WA)_New_Food Preparation_Natural Gas_Griddle_Baseline Forecast | F8 | Commercial | School (WA) | New | Food Preparation | Natural Gas | Griddle | Baseline Forecast | Avg. Replacement Winter Demand (n/a) | 0 | 0 | 0 | 0 | 0 | 0 | 0 | 0 | 0 | 0 | 0 | 0 | 0 | 0 | 0 | 0 | 0 | 0 | 0 | 0 | 0 | 0 | 0 | 0 | 0 | 0 | 0
F1_Commercial_School (WA)_New_Food Preparation_Natural Gas_Range_Baseline Forecast | F1 | Commercial | School (WA) | New | Food Preparation | Natural Gas | Range | Baseline Forecast | Units | 0 | 50259.8354 | 97227.0162 | 144477.5584 | 191654.6517 | 237876.9108 | 283287.5824 | 327743.6858 | 371471.4483 | 414494.296 | 456799.6949 | 497683.7228 | 537955.7078 | 577578.6768 | 616443.9607 | 654549.9518 | 692121.2771 | 729048.705 | 765318.1588 | 800915.3843 | 835957.0397 | 870905.2035 | 905208.846 | 938912.6198 | 972072.9327 | 1004805.6183 | 1034270.9511
F2_Commercial_School (WA)_New_Food Preparation_Natural Gas_Range_Baseline Forecast | F2 | Commercial | School (WA) | New | Food Preparation | Natural Gas | Range | Baseline Forecast | Usage (MMtherm) | 0 | 0.00095972 | 0.0018566 | 0.0027588 | 0.0036597 | 0.0045423 | 0.0054094 | 0.0062583 | 0.0070933 | 0.0079149 | 0.0087227 | 0.0095034 | 0.010272 | 0.011029 | 0.011771 | 0.012499 | 0.013216 | 0.013921 | 0.014614 | 0.015294 | 0.015963 | 0.01663 | 0.017285 | 0.017929 | 0.018562 | 0.019187 | 0.01975
F3_Commercial_School (WA)_New_Food Preparation_Natural Gas_Range_Baseline Forecast | F3 | Commercial | School (WA) | New | Food Preparation | Natural Gas | Range | Baseline Forecast | Summer Peak Demand (n/a) | 0 | 0 | 0 | 0 | 0 | 0 | 0 | 0 | 0 | 0 | 0 | 0 | 0 | 0 | 0 | 0 | 0 | 0 | 0 | 0 | 0 | 0 | 0 | 0 | 0 | 0 | 0
F4_Commercial_School (WA)_New_Food Preparation_Natural Gas_Range_Baseline Forecast | F4 | Commercial | School (WA) | New | Food Preparation | Natural Gas | Range | Baseline Forecast | Winter Peak Demand (n/a) | 0 | 0 | 0 | 0 | 0 | 0 | 0 | 0 | 0 | 0 | 0 | 0 | 0 | 0 | 0 | 0 | 0 | 0 | 0 | 0 | 0 | 0 | 0 | 0 | 0 | 0 | 0
F5_Commercial_School (WA)_New_Food Preparation_Natural Gas_Range_Baseline Forecast | F5 | Commercial | School (WA) | New | Food Preparation | Natural Gas | Range | Baseline Forecast | Turnover | 0 | 50259.8354 | 46967.1808 | 47250.5422 | 47177.0933 | 46222.259 | 45410.6717 | 44456.1034 | 43727.7625 | 43022.8477 | 52357.3661 | 58319.0377 | 63670.1013 | 67776.8807 | 70632.865 | 85777.5047 | 83736.6072 | 82679.4874 | 81456.4167 | 81967.965 | 83589.3018 | 86270.0669 | 88725.6108 | 91183.1323 | 98746.2886 | 103511.604 | 104027.1143
F6_Commercial_School (WA)_New_Food Preparation_Natural Gas_Range_Baseline Forecast | F6 | Commercial | School (WA) | New | Food Preparation | Natural Gas | Range | Baseline Forecast | Avg. Replacement Usage (therms) | 0.019095 | 0.019095 | 0.019095 | 0.019095 | 0.019095 | 0.019095 | 0.019095 | 0.019095 | 0.019095 | 0.019095 | 0.019095 | 0.019095 | 0.019095 | 0.019095 | 0.019095 | 0.019095 | 0.019095 | 0.019095 | 0.019095 | 0.019095 | 0.019095 | 0.019095 | 0.019095 | 0.019095 | 0.019095 | 0.019095 | 0.019095
F7_Commercial_School (WA)_New_Food Preparation_Natural Gas_Range_Baseline Forecast | F7 | Commercial | School (WA) | New | Food Preparation | Natural Gas | Range | Baseline Forecast | Avg. Replacement Summer Demand (n/a) | 0 | 0 | 0 | 0 | 0 | 0 | 0 | 0 | 0 | 0 | 0 | 0 | 0 | 0 | 0 | 0 | 0 | 0 | 0 | 0 | 0 | 0 | 0 | 0 | 0 | 0 | 0
F8_Commercial_School (WA)_New_Food Preparation_Natural Gas_Range_Baseline Forecast | F8 | Commercial | School (WA) | New | Food Preparation | Natural Gas | Range | Baseline Forecast | Avg. Replacement Winter Demand (n/a) | 0 | 0 | 0 | 0 | 0 | 0 | 0 | 0 | 0 | 0 | 0 | 0 | 0 | 0 | 0 | 0 | 0 | 0 | 0 | 0 | 0 | 0 | 0 | 0 | 0 | 0 | 0
F1_Commercial_School (WA)_New_Food Preparation_Natural Gas_Steamer_Baseline Forecast | F1 | Commercial | School (WA) | New | Food Preparation | Natural Gas | Steamer | Baseline Forecast | Units | 0 | 18070.9521 | 34958.0283 | 51946.9873 | 68909.5377 | 85528.7769 | 101856.2094 | 117840.4264 | 133562.7679 | 149031.657 | 164242.5869 | 178942.4621 | 193422.277 | 207668.7377 | 221642.7724 | 235343.8029 | 248852.594 | 262129.8715 | 275170.5739 | 287969.5764 | 300568.8232 | 313134.4552 | 325468.3491 | 337586.5599 | 349509.3691 | 361278.4246 | 371872.7015
F2_Commercial_School (WA)_New_Food Preparation_Natural Gas_Steamer_Baseline Forecast | F2 | Commercial | School (WA) | New | Food Preparation | Natural Gas | Steamer | Baseline Forecast | Usage (MMtherm) | 0 | 0.00039876 | 0.0007714 | 0.0011463 | 0.0015206 | 0.0018873 | 0.0022476 | 0.0026003 | 0.0029473 | 0.0032886 | 0.0036242 | 0.0039486 | 0.0042681 | 0.0045825 | 0.0048909 | 0.0051932 | 0.0054913 | 0.0057843 | 0.006072 | 0.0063545 | 0.0066325 | 0.0069098 | 0.0071819 | 0.0074493 | 0.0077124 | 0.0079721 | 0.0082059
F3_Commercial_School (WA)_New_Food Preparation_Natural Gas_Steamer_Baseline Forecast | F3 | Commercial | School (WA) | New | Food Preparation | Natural Gas | Steamer | Baseline Forecast | Summer Peak Demand (n/a) | 0 | 0 | 0 | 0 | 0 | 0 | 0 | 0 | 0 | 0 | 0 | 0 | 0 | 0 | 0 | 0 | 0 | 0 | 0 | 0 | 0 | 0 | 0 | 0 | 0 | 0 | 0
F4_Commercial_School (WA)_New_Food Preparation_Natural Gas_Steamer_Baseline Forecast | F4 | Commercial | School (WA) | New | Food Preparation | Natural Gas | Steamer | Baseline Forecast | Winter Peak Demand (n/a) | 0 | 0 | 0 | 0 | 0 | 0 | 0 | 0 | 0 | 0 | 0 | 0 | 0 | 0 | 0 | 0 | 0 | 0 | 0 | 0 | 0 | 0 | 0 | 0 | 0 | 0 | 0
F5_Commercial_School (WA)_New_Food Preparation_Natural Gas_Steamer_Baseline Forecast | F5 | Commercial | School (WA) | New | Food Preparation | Natural Gas | Steamer | Baseline Forecast | Turnover | 0 | 18070.9521 | 16887.0762 | 16988.959 | 16962.5504 | 16619.2392 | 16327.4325 | 15984.2169 | 15722.3416 | 15468.8891 | 17218.8135 | 18361.0024 | 19621.8122 | 20701.853 | 21558.7432 | 22257.1528 | 22890.2573 | 23363.2853 | 23724.8082 | 29774.0669 | 29363.7345 | 29678.9745 | 29837.8274 | 29966.9573 | 30171.5178 | 30427.7999 | 29695.1046
F6_Commercial_School (WA)_New_Food Preparation_Natural Gas_Steamer_Baseline Forecast | F6 | Commercial | School (WA) | New | Food Preparation | Natural Gas | Steamer | Baseline Forecast | Avg. Replacement Usage (therms) | 0.022066 | 0.022066 | 0.022066 | 0.022066 | 0.022066 | 0.022066 | 0.022066 | 0.022066 | 0.022066 | 0.022066 | 0.022066 | 0.022066 | 0.022066 | 0.022066 | 0.022066 | 0.022066 | 0.022066 | 0.022066 | 0.022066 | 0.022066 | 0.022066 | 0.022066 | 0.022066 | 0.022066 | 0.022066 | 0.022066 | 0.022066
F7_Commercial_School (WA)_New_Food Preparation_Natural Gas_Steamer_Baseline Forecast | F7 | Commercial | School (WA) | New | Food Preparation | Natural Gas | Steamer | Baseline Forecast | Avg. Replacement Summer Demand (n/a) | 0 | 0 | 0 | 0 | 0 | 0 | 0 | 0 | 0 | 0 | 0 | 0 | 0 | 0 | 0 | 0 | 0 | 0 | 0 | 0 | 0 | 0 | 0 | 0 | 0 | 0 | 0
F8_Commercial_School (WA)_New_Food Preparation_Natural Gas_Steamer_Baseline Forecast | F8 | Commercial | School (WA) | New | Food Preparation | Natural Gas | Steamer | Baseline Forecast | Avg. Replacement Winter Demand (n/a) | 0 | 0 | 0 | 0 | 0 | 0 | 0 | 0 | 0 | 0 | 0 | 0 | 0 | 0 | 0 | 0 | 0 | 0 | 0 | 0 | 0 | 0 | 0 | 0 | 0 | 0 | 0
F1_Commercial_School (WA)_New_Food Preparation_Natural Gas_Food Prep Other_Baseline Forecast | F1 | Commercial | School (WA) | New | Food Preparation | Natural Gas | Food Prep Other | Baseline Forecast | Units | 0 | 2258.869 | 4369.7535 | 6493.3734 | 8613.6922 | 10691.0971 | 12732.0262 | 14730.0533 | 16695.346 | 18628.9571 | 20530.3234 | 22367.8078 | 24177.7846 | 25958.5922 | 27705.3465 | 29417.9754 | 31106.5743 | 32766.2339 | 34396.3217 | 35996.197 | 37571.1029 | 39141.8069 | 40683.5436 | 42198.32 | 43688.6711 | 45159.8031 | 46484.0877
F2_Commercial_School (WA)_New_Food Preparation_Natural Gas_Food Prep Other_Baseline Forecast | F2 | Commercial | School (WA) | New | Food Preparation | Natural Gas | Food Prep Other | Baseline Forecast | Usage (MMtherm) | 0 | 1.8001e-05 | 3.4823e-05 | 5.1746e-05 | 6.8643e-05 | 8.5198e-05 | 0.00010146 | 0.00011739 | 0.00013305 | 0.00014846 | 0.00016361 | 0.00017825 | 0.00019268 | 0.00020687 | 0.00022079 | 0.00023443 | 0.00024789 | 0.00026112 | 0.00027411 | 0.00028686 | 0.00029941 | 0.00031192 | 0.00032421 | 0.00033628 | 0.00034816 | 0.00035988 | 0.00037044
F3_Commercial_School (WA)_New_Food Preparation_Natural Gas_Food Prep Other_Baseline Forecast | F3 | Commercial | School (WA) | New | Food Preparation | Natural Gas | Food Prep Other | Baseline Forecast | Summer Peak Demand (n/a) | 0 | 0 | 0 | 0 | 0 | 0 | 0 | 0 | 0 | 0 | 0 | 0 | 0 | 0 | 0 | 0 | 0 | 0 | 0 | 0 | 0 | 0 | 0 | 0 | 0 | 0 | 0
F4_Commercial_School (WA)_New_Food Preparation_Natural Gas_Food Prep Other_Baseline Forecast | F4 | Commercial | School (WA) | New | Food Preparation | Natural Gas | Food Prep Other | Baseline Forecast | Winter Peak Demand (n/a) | 0 | 0 | 0 | 0 | 0 | 0 | 0 | 0 | 0 | 0 | 0 | 0 | 0 | 0 | 0 | 0 | 0 | 0 | 0 | 0 | 0 | 0 | 0 | 0 | 0 | 0 | 0
F5_Commercial_School (WA)_New_Food Preparation_Natural Gas_Food Prep Other_Baseline Forecast | F5 | Commercial | School (WA) | New | Food Preparation | Natural Gas | Food Prep Other | Baseline Forecast | Turnover | 0 | 2258.869 | 2110.8845 | 2123.6199 | 2120.3188 | 2077.4049 | 2040.9291 | 1998.0271 | 1965.2927 | 1933.6111 | 2353.14 | 2621.0803 | 2861.5776 | 3046.1519 | 3174.5108 | 3855.1687 | 3763.443 | 3715.932 | 3660.9625 | 3683.9535 | 3756.8226 | 3877.3064 | 3987.6679 | 4098.1183 | 4438.0354 | 4652.2069 | 4675.3759
F6_Commercial_School (WA)_New_Food Preparation_Natural Gas_Food Prep Other_Baseline Forecast | F6 | Commercial | School (WA) | New | Food Preparation | Natural Gas | Food Prep Other | Baseline Forecast | Avg. Replacement Usage (therms) | 0.0079691 | 0.0079691 | 0.0079691 | 0.0079691 | 0.0079691 | 0.0079691 | 0.0079691 | 0.0079691 | 0.0079691 | 0.0079691 | 0.0079691 | 0.0079691 | 0.0079691 | 0.0079691 | 0.0079691 | 0.0079691 | 0.0079691 | 0.0079691 | 0.0079691 | 0.0079691 | 0.0079691 | 0.0079691 | 0.0079691 | 0.0079691 | 0.0079691 | 0.0079691 | 0.0079691
F7_Commercial_School (WA)_New_Food Preparation_Natural Gas_Food Prep Other_Baseline Forecast | F7 | Commercial | School (WA) | New | Food Preparation | Natural Gas | Food Prep Other | Baseline Forecast | Avg. Replacement Summer Demand (n/a) | 0 | 0 | 0 | 0 | 0 | 0 | 0 | 0 | 0 | 0 | 0 | 0 | 0 | 0 | 0 | 0 | 0 | 0 | 0 | 0 | 0 | 0 | 0 | 0 | 0 | 0 | 0
F8_Commercial_School (WA)_New_Food Preparation_Natural Gas_Food Prep Other_Baseline Forecast | F8 | Commercial | School (WA) | New | Food Preparation | Natural Gas | Food Prep Other | Baseline Forecast | Avg. Replacement Winter Demand (n/a) | 0 | 0 | 0 | 0 | 0 | 0 | 0 | 0 | 0 | 0 | 0 | 0 | 0 | 0 | 0 | 0 | 0 | 0 | 0 | 0 | 0 | 0 | 0 | 0 | 0 | 0 | 0
F1_Commercial_School (WA)_New_Miscellaneous_Natural Gas_Pool Heater_Baseline Forecast | F1 | Commercial | School (WA) | New | Miscellaneous | Natural Gas | Pool Heater | Baseline Forecast | Units | 0 | 523.1261 | 1011.9808 | 1503.7848 | 1994.8244 | 2475.9256 | 2948.5795 | 3411.2978 | 3866.4352 | 4314.2356 | 4754.5684 | 5180.1071 | 5599.2753 | 6011.6882 | 6416.2149 | 6812.8385 | 7203.8971 | 7588.2537 | 7965.7618 | 8336.2731 | 8701.0018 | 9064.7574 | 9421.8045 | 9772.6079 | 10117.7548 | 10458.4507 | 10765.1386
F2_Commercial_School (WA)_New_Miscellaneous_Natural Gas_Pool Heater_Baseline Forecast | F2 | Commercial | School (WA) | New | Miscellaneous | Natural Gas | Pool Heater | Baseline Forecast | Usage (MMtherm) | 0 | 2.8551e-07 | 5.5231e-07 | 8.2072e-07 | 1.0887e-06 | 1.3513e-06 | 1.6092e-06 | 1.8618e-06 | 2.1102e-06 | 2.3546e-06 | 2.5949e-06 | 2.8272e-06 | 3.0559e-06 | 3.281e-06 | 3.5018e-06 | 3.7182e-06 | 3.9317e-06 | 4.1414e-06 | 4.3475e-06 | 4.5497e-06 | 4.7488e-06 | 4.9473e-06 | 5.1421e-06 | 5.3336e-06 | 5.522e-06 | 5.7079e-06 | 5.8753e-06
F3_Commercial_School (WA)_New_Miscellaneous_Natural Gas_Pool Heater_Baseline Forecast | F3 | Commercial | School (WA) | New | Miscellaneous | Natural Gas | Pool Heater | Baseline Forecast | Summer Peak Demand (n/a) | 0 | 0 | 0 | 0 | 0 | 0 | 0 | 0 | 0 | 0 | 0 | 0 | 0 | 0 | 0 | 0 | 0 | 0 | 0 | 0 | 0 | 0 | 0 | 0 | 0 | 0 | 0
F4_Commercial_School (WA)_New_Miscellaneous_Natural Gas_Pool Heater_Baseline Forecast | F4 | Commercial | School (WA) | New | Miscellaneous | Natural Gas | Pool Heater | Baseline Forecast | Winter Peak Demand (n/a) | 0 | 0 | 0 | 0 | 0 | 0 | 0 | 0 | 0 | 0 | 0 | 0 | 0 | 0 | 0 | 0 | 0 | 0 | 0 | 0 | 0 | 0 | 0 | 0 | 0 | 0 | 0
F5_Commercial_School (WA)_New_Miscellaneous_Natural Gas_Pool Heater_Baseline Forecast | F5 | Commercial | School (WA) | New | Miscellaneous | Natural Gas | Pool Heater | Baseline Forecast | Turnover | 0 | 523.1261 | 488.8547 | 491.804 | 491.0396 | 481.1012 | 577.2791 | 644.1894 | 698.6751 | 740.8384 | 770.9836 | 942.6494 | 952.7106 | 979.7551 | 1006.3676 | 1029.6878 | 1111.2523 | 1168.5938 | 1215.132 | 1252.9368 | 1284.509 | 1366.8315 | 1395.8641 | 1431.973 | 1467.6462 | 1501.7104 | 1530.2474
F6_Commercial_School (WA)_New_Miscellaneous_Natural Gas_Pool Heater_Baseline Forecast | F6 | Commercial | School (WA) | New | Miscellaneous | Natural Gas | Pool Heater | Baseline Forecast | Avg. Replacement Usage (therms) | 0.00054577 | 0.00054577 | 0.00054577 | 0.00054577 | 0.00054577 | 0.00054577 | 0.00054577 | 0.00054577 | 0.00054577 | 0.00054577 | 0.00054577 | 0.00054577 | 0.00054577 | 0.00054577 | 0.00054577 | 0.00054577 | 0.00054577 | 0.00054577 | 0.00054577 | 0.00054577 | 0.00054577 | 0.00054577 | 0.00054577 | 0.00054577 | 0.00054577 | 0.00054577 | 0.00054577
F7_Commercial_School (WA)_New_Miscellaneous_Natural Gas_Pool Heater_Baseline Forecast | F7 | Commercial | School (WA) | New | Miscellaneous | Natural Gas | Pool Heater | Baseline Forecast | Avg. Replacement Summer Demand (n/a) | 0 | 0 | 0 | 0 | 0 | 0 | 0 | 0 | 0 | 0 | 0 | 0 | 0 | 0 | 0 | 0 | 0 | 0 | 0 | 0 | 0 | 0 | 0 | 0 | 0 | 0 | 0
F8_Commercial_School (WA)_New_Miscellaneous_Natural Gas_Pool Heater_Baseline Forecast | F8 | Commercial | School (WA) | New | Miscellaneous | Natural Gas | Pool Heater | Baseline Forecast | Avg. Replacement Winter Demand (n/a) | 0 | 0 | 0 | 0 | 0 | 0 | 0 | 0 | 0 | 0 | 0 | 0 | 0 | 0 | 0 | 0 | 0 | 0 | 0 | 0 | 0 | 0 | 0 | 0 | 0 | 0 | 0
F1_Commercial_School (WA)_New_Miscellaneous_Natural Gas_Miscellaneous_Baseline Forecast | F1 | Commercial | School (WA) | New | Miscellaneous | Natural Gas | Miscellaneous | Baseline Forecast | Units | 0 | 172238.7619 | 333193.7073 | 495119.7227 | 656794.0313 | 815196.1549 | 970816.996 | 1123166.5637 | 1273020.1317 | 1420457.9806 | 1565437.1568 | 1705545.3422 | 1843556.0772 | 1979342.6565 | 2112532.6743 | 2243120.6214 | 2371876.2867 | 2498425.3374 | 2622719.5328 | 2744710.0247 | 2864796.5966 | 2984562.7762 | 3102120.2027 | 3217621.8994 | 3331261.1739 | 3443434.984 | 3544411.6863
F2_Commercial_School (WA)_New_Miscellaneous_Natural Gas_Miscellaneous_Baseline Forecast | F2 | Commercial | School (WA) | New | Miscellaneous | Natural Gas | Miscellaneous | Baseline Forecast | Usage (MMtherm) | 0 | 0.00051327 | 0.00099292 | 0.0014755 | 0.0019572 | 0.0024293 | 0.002893 | 0.003347 | 0.0037936 | 0.004233 | 0.004665 | 0.0050825 | 0.0054938 | 0.0058984 | 0.0062953 | 0.0066845 | 0.0070682 | 0.0074453 | 0.0078157 | 0.0081792 | 0.0085371 | 0.008894 | 0.0092443 | 0.0095885 | 0.0099271 | 0.010261 | 0.010562
F3_Commercial_School (WA)_New_Miscellaneous_Natural Gas_Miscellaneous_Baseline Forecast | F3 | Commercial | School (WA) | New | Miscellaneous | Natural Gas | Miscellaneous | Baseline Forecast | Summer Peak Demand (n/a) | 0 | 0 | 0 | 0 | 0 | 0 | 0 | 0 | 0 | 0 | 0 | 0 | 0 | 0 | 0 | 0 | 0 | 0 | 0 | 0 | 0 | 0 | 0 | 0 | 0 | 0 | 0
F4_Commercial_School (WA)_New_Miscellaneous_Natural Gas_Miscellaneous_Baseline Forecast | F4 | Commercial | School (WA) | New | Miscellaneous | Natural Gas | Miscellaneous | Baseline Forecast | Winter Peak Demand (n/a) | 0 | 0 | 0 | 0 | 0 | 0 | 0 | 0 | 0 | 0 | 0 | 0 | 0 | 0 | 0 | 0 | 0 | 0 | 0 | 0 | 0 | 0 | 0 | 0 | 0 | 0 | 0
F5_Commercial_School (WA)_New_Miscellaneous_Natural Gas_Miscellaneous_Baseline Forecast | F5 | Commercial | School (WA) | New | Miscellaneous | Natural Gas | Miscellaneous | Baseline Forecast | Turnover | 0 | 172238.7619 | 160954.9454 | 161926.0155 | 186279.8459 | 202486.1479 | 216539.4355 | 231176.9124 | 246346.456 | 261080.2436 | 275412.2164 | 337283.28 | 341027.5161 | 349428.4936 | 371590.647 | 388371.3821 | 403725.7775 | 419586.8298 | 435370.8158 | 450595.5005 | 465864.7063 | 496369.8453 | 505822.2644 | 517299.9149 | 535404.827 | 550836.6515 | 555347.0243
F6_Commercial_School (WA)_New_Miscellaneous_Natural Gas_Miscellaneous_Baseline Forecast | F6 | Commercial | School (WA) | New | Miscellaneous | Natural Gas | Miscellaneous | Baseline Forecast | Avg. Replacement Usage (therms) | 0.00298 | 0.00298 | 0.00298 | 0.00298 | 0.00298 | 0.00298 | 0.00298 | 0.00298 | 0.00298 | 0.00298 | 0.00298 | 0.00298 | 0.00298 | 0.00298 | 0.00298 | 0.00298 | 0.00298 | 0.00298 | 0.00298 | 0.00298 | 0.00298 | 0.00298 | 0.00298 | 0.00298 | 0.00298 | 0.00298 | 0.00298
F7_Commercial_School (WA)_New_Miscellaneous_Natural Gas_Miscellaneous_Baseline Forecast | F7 | Commercial | School (WA) | New | Miscellaneous | Natural Gas | Miscellaneous | Baseline Forecast | Avg. Replacement Summer Demand (n/a) | 0 | 0 | 0 | 0 | 0 | 0 | 0 | 0 | 0 | 0 | 0 | 0 | 0 | 0 | 0 | 0 | 0 | 0 | 0 | 0 | 0 | 0 | 0 | 0 | 0 | 0 | 0
F8_Commercial_School (WA)_New_Miscellaneous_Natural Gas_Miscellaneous_Baseline Forecast | F8 | Commercial | School (WA) | New | Miscellaneous | Natural Gas | Miscellaneous | Baseline Forecast | Avg. Replacement Winter Demand (n/a) | 0 | 0 | 0 | 0 | 0 | 0 | 0 | 0 | 0 | 0 | 0 | 0 | 0 | 0 | 0 | 0 | 0 | 0 | 0 | 0 | 0 | 0 | 0 | 0 | 0 | 0 | 0
F1_Commercial_College (WA)_Existing_Space Heating_Natural Gas_Furnace_Baseline Forecast | F1 | Commercial | College (WA) | Existing | Space Heating | Natural Gas | Furnace | Baseline Forecast | Units | 327696.493 | 321738.3749 | 315888.5863 | 310145.1574 | 304506.1546 | 298969.679 | 293533.8667 | 288196.8873 | 282956.9439 | 277812.2722 | 272761.14 | 267801.8465 | 262932.722 | 258152.1271 | 253458.4521 | 248850.1166 | 244325.569 | 239883.2859 | 235521.7716 | 231239.5576 | 227035.202 | 222907.2892 | 218854.4294 | 214875.258 | 210968.4351 | 207132.6454 | 203366.5973
F2_Commercial_College (WA)_Existing_Space Heating_Natural Gas_Furnace_Baseline Forecast | F2 | Commercial | College (WA) | Existing | Space Heating | Natural Gas | Furnace | Baseline Forecast | Usage (MMtherm) | 0.077447 | 0.073151 | 0.071704 | 0.070289 | 0.068904 | 0.06755 | 0.066227 | 0.064935 | 0.063673 | 0.062441 | 0.061239 | 0.060065 | 0.05892 | 0.057801 | 0.056707 | 0.055638 | 0.054593 | 0.05357 | 0.052569 | 0.051589 | 0.050629 | 0.049689 | 0.048769 | 0.047867 | 0.046983 | 0.046116 | 0.045267
F3_Commercial_College (WA)_Existing_Space Heating_Natural Gas_Furnace_Baseline Forecast | F3 | Commercial | College (WA) | Existing | Space Heating | Natural Gas | Furnace | Baseline Forecast | Summer Peak Demand (n/a) | 0 | 0 | 0 | 0 | 0 | 0 | 0 | 0 | 0 | 0 | 0 | 0 | 0 | 0 | 0 | 0 | 0 | 0 | 0 | 0 | 0 | 0 | 0 | 0 | 0 | 0 | 0
F4_Commercial_College (WA)_Existing_Space Heating_Natural Gas_Furnace_Baseline Forecast | F4 | Commercial | College (WA) | Existing | Space Heating | Natural Gas | Furnace | Baseline Forecast | Winter Peak Demand (n/a) | 0 | 0 | 0 | 0 | 0 | 0 | 0 | 0 | 0 | 0 | 0 | 0 | 0 | 0 | 0 | 0 | 0 | 0 | 0 | 0 | 0 | 0 | 0 | 0 | 0 | 0 | 0
F5_Commercial_College (WA)_Existing_Space Heating_Natural Gas_Furnace_Baseline Forecast | F5 | Commercial | College (WA) | Existing | Space Heating | Natural Gas | Furnace | Baseline Forecast | Turnover | 0 | 12999.5303 | 13198.2834 | 13346.6757 | 13450.6452 | 13515.4825 | 13545.9001 | 13546.0953 | 13519.8052 | 13470.3564 | 13400.7095 | 13313.4985 | 12848.8994 | 12448.9819 | 12103.0552 | 11802.0185 | 11538.1416 | 11304.8748 | 11096.6843 | 10908.9082 | 10737.6327 | 10579.5844 | 10432.0373 | 13032.1239 | 12649.4441 | 12272.2309 | 11904.3006
F6_Commercial_College (WA)_Existing_Space Heating_Natural Gas_Furnace_Baseline Forecast | F6 | Commercial | College (WA) | Existing | Space Heating | Natural Gas | Furnace | Baseline Forecast | Avg. Replacement Usage (therms) | 0.23044 | 0.22205 | 0.22205 | 0.22205 | 0.22205 | 0.22205 | 0.22205 | 0.22205 | 0.22205 | 0.22205 | 0.22205 | 0.22205 | 0.22205 | 0.22205 | 0.22205 | 0.22205 | 0.22205 | 0.22205 | 0.22205 | 0.22205 | 0.22205 | 0.22205 | 0.22205 | 0.22205 | 0.22205 | 0.22205 | 0.22205
F7_Commercial_College (WA)_Existing_Space Heating_Natural Gas_Furnace_Baseline Forecast | F7 | Commercial | College (WA) | Existing | Space Heating | Natural Gas | Furnace | Baseline Forecast | Avg. Replacement Summer Demand (n/a) | 0 | 0 | 0 | 0 | 0 | 0 | 0 | 0 | 0 | 0 | 0 | 0 | 0 | 0 | 0 | 0 | 0 | 0 | 0 | 0 | 0 | 0 | 0 | 0 | 0 | 0 | 0
F8_Commercial_College (WA)_Existing_Space Heating_Natural Gas_Furnace_Baseline Forecast | F8 | Commercial | College (WA) | Existing | Space Heating | Natural Gas | Furnace | Baseline Forecast | Avg. Replacement Winter Demand (n/a) | 0 | 0 | 0 | 0 | 0 | 0 | 0 | 0 | 0 | 0 | 0 | 0 | 0 | 0 | 0 | 0 | 0 | 0 | 0 | 0 | 0 | 0 | 0 | 0 | 0 | 0 | 0
F1_Commercial_College (WA)_Existing_Space Heating_Natural Gas_Boiler_Baseline Forecast | F1 | Commercial | College (WA) | Existing | Space Heating | Natural Gas | Boiler | Baseline Forecast | Units | 2795056.4986 | 2744237.2895 | 2694342.0661 | 2645354.0285 | 2597256.6825 | 2550033.8337 | 2503669.5822 | 2458148.3171 | 2413454.7113 | 2369573.7166 | 2326490.5581 | 2284190.7298 | 2242659.9892 | 2201884.3531 | 2161850.0921 | 2122543.7268 | 2083952.0227 | 2046061.9859 | 2008860.8589 | 1972336.116 | 1936475.4593 | 1901266.8146 | 1866698.3271 | 1832758.3575 | 1799435.4783 | 1766718.4696 | 1734596.3156
F2_Commercial_College (WA)_Existing_Space Heating_Natural Gas_Boiler_Baseline Forecast | F2 | Commercial | College (WA) | Existing | Space Heating | Natural Gas | Boiler | Baseline Forecast | Usage (MMtherm) | 1.3919 | 1.3127 | 1.2844 | 1.2565 | 1.229 | 1.2019 | 1.1753 | 1.1491 | 1.1235 | 1.0983 | 1.0738 | 1.0499 | 1.0265 | 1.0037 | 0.9815 | 0.95983 | 0.93873 | 0.91814 | 0.89828 | 0.87891 | 0.85999 | 0.84179 | 0.82405 | 0.80683 | 0.79013 | 0.77393 | 0.75822
F3_Commercial_College (WA)_Existing_Space Heating_Natural Gas_Boiler_Baseline Forecast | F3 | Commercial | College (WA) | Existing | Space Heating | Natural Gas | Boiler | Baseline Forecast | Summer Peak Demand (n/a) | 0 | 0 | 0 | 0 | 0 | 0 | 0 | 0 | 0 | 0 | 0 | 0 | 0 | 0 | 0 | 0 | 0 | 0 | 0 | 0 | 0 | 0 | 0 | 0 | 0 | 0 | 0
F4_Commercial_College (WA)_Existing_Space Heating_Natural Gas_Boiler_Baseline Forecast | F4 | Commercial | College (WA) | Existing | Space Heating | Natural Gas | Boiler | Baseline Forecast | Winter Peak Demand (n/a) | 0 | 0 | 0 | 0 | 0 | 0 | 0 | 0 | 0 | 0 | 0 | 0 | 0 | 0 | 0 | 0 | 0 | 0 | 0 | 0 | 0 | 0 | 0 | 0 | 0 | 0 | 0
F5_Commercial_College (WA)_Existing_Space Heating_Natural Gas_Boiler_Baseline Forecast | F5 | Commercial | College (WA) | Existing | Space Heating | Natural Gas | Boiler | Baseline Forecast | Turnover | 0 | 41579.3529 | 45276.8226 | 48428.5949 | 51095.9975 | 53333.7202 | 55190.5286 | 56709.9019 | 57930.6017 | 58887.1792 | 59610.4288 | 60127.7927 | 60463.7212 | 60639.9958 | 60676.0158 | 60589.0557 | 60394.4939 | 60106.0171 | 59735.803 | 59294.6829 | 58792.2872 | 58237.1751 | 57636.9501 | 56998.3637 | 56327.4073 | 55629.3948 | 54909.0354
F6_Commercial_College (WA)_Existing_Space Heating_Natural Gas_Boiler_Baseline Forecast | F6 | Commercial | College (WA) | Existing | Space Heating | Natural Gas | Boiler | Baseline Forecast | Avg. Replacement Usage (therms) | 0.44406 | 0.42791 | 0.42719 | 0.42818 | 0.42741 | 0.42741 | 0.42851 | 0.42767 | 0.42767 | 0.42677 | 0.42799 | 0.42799 | 0.427 | 0.4284 | 0.4284 | 0.42729 | 0.42729 | 0.4261 | 0.42892 | 0.42767 | 0.4261 | 0.42892 | 0.42767 | 0.42767 | 0.42767 | 0.42767 | 0.42767
F7_Commercial_College (WA)_Existing_Space Heating_Natural Gas_Boiler_Baseline Forecast | F7 | Commercial | College (WA) | Existing | Space Heating | Natural Gas | Boiler | Baseline Forecast | Avg. Replacement Summer Demand (n/a) | 0 | 0 | 0 | 0 | 0 | 0 | 0 | 0 | 0 | 0 | 0 | 0 | 0 | 0 | 0 | 0 | 0 | 0 | 0 | 0 | 0 | 0 | 0 | 0 | 0 | 0 | 0
F8_Commercial_College (WA)_Existing_Space Heating_Natural Gas_Boiler_Baseline Forecast | F8 | Commercial | College (WA) | Existing | Space Heating | Natural Gas | Boiler | Baseline Forecast | Avg. Replacement Winter Demand (n/a) | 0 | 0 | 0 | 0 | 0 | 0 | 0 | 0 | 0 | 0 | 0 | 0 | 0 | 0 | 0 | 0 | 0 | 0 | 0 | 0 | 0 | 0 | 0 | 0 | 0 | 0 | 0
F1_Commercial_College (WA)_Existing_Space Heating_Natural Gas_Unit Heater_Baseline Forecast | F1 | Commercial | College (WA) | Existing | Space Heating | Natural Gas | Unit Heater | Baseline Forecast | Units | 0 | 0 | 0 | 0 | 0 | 0 | 0 | 0 | 0 | 0 | 0 | 0 | 0 | 0 | 0 | 0 | 0 | 0 | 0 | 0 | 0 | 0 | 0 | 0 | 0 | 0 | 0
F2_Commercial_College (WA)_Existing_Space Heating_Natural Gas_Unit Heater_Baseline Forecast | F2 | Commercial | College (WA) | Existing | Space Heating | Natural Gas | Unit Heater | Baseline Forecast | Usage (MMtherm) | 0 | 0 | 0 | 0 | 0 | 0 | 0 | 0 | 0 | 0 | 0 | 0 | 0 | 0 | 0 | 0 | 0 | 0 | 0 | 0 | 0 | 0 | 0 | 0 | 0 | 0 | 0
F3_Commercial_College (WA)_Existing_Space Heating_Natural Gas_Unit Heater_Baseline Forecast | F3 | Commercial | College (WA) | Existing | Space Heating | Natural Gas | Unit Heater | Baseline Forecast | Summer Peak Demand (n/a) | 0 | 0 | 0 | 0 | 0 | 0 | 0 | 0 | 0 | 0 | 0 | 0 | 0 | 0 | 0 | 0 | 0 | 0 | 0 | 0 | 0 | 0 | 0 | 0 | 0 | 0 | 0
F4_Commercial_College (WA)_Existing_Space Heating_Natural Gas_Unit Heater_Baseline Forecast | F4 | Commercial | College (WA) | Existing | Space Heating | Natural Gas | Unit Heater | Baseline Forecast | Winter Peak Demand (n/a) | 0 | 0 | 0 | 0 | 0 | 0 | 0 | 0 | 0 | 0 | 0 | 0 | 0 | 0 | 0 | 0 | 0 | 0 | 0 | 0 | 0 | 0 | 0 | 0 | 0 | 0 | 0
F5_Commercial_College (WA)_Existing_Space Heating_Natural Gas_Unit Heater_Baseline Forecast | F5 | Commercial | College (WA) | Existing | Space Heating | Natural Gas | Unit Heater | Baseline Forecast | Turnover | 0 | 0 | 0 | 0 | 0 | 0 | 0 | 0 | 0 | 0 | 0 | 0 | 0 | 0 | 0 | 0 | 0 | 0 | 0 | 0 | 0 | 0 | 0 | 0 | 0 | 0 | 0
F6_Commercial_College (WA)_Existing_Space Heating_Natural Gas_Unit Heater_Baseline Forecast | F6 | Commercial | College (WA) | Existing | Space Heating | Natural Gas | Unit Heater | Baseline Forecast | Avg. Replacement Usage (therms) | 0.11817 | 0.11387 | 0.11387 | 0.11387 | 0.11387 | 0.11387 | 0.11387 | 0.11387 | 0.11387 | 0.11387 | 0.11387 | 0.11387 | 0.11387 | 0.11387 | 0.11387 | 0.11387 | 0.11387 | 0.11387 | 0.11387 | 0.11387 | 0.11387 | 0.11387 | 0.11387 | 0.11387 | 0.11387 | 0.11387 | 0.11387
F7_Commercial_College (WA)_Existing_Space Heating_Natural Gas_Unit Heater_Baseline Forecast | F7 | Commercial | College (WA) | Existing | Space Heating | Natural Gas | Unit Heater | Baseline Forecast | Avg. Replacement Summer Demand (n/a) | 0 | 0 | 0 | 0 | 0 | 0 | 0 | 0 | 0 | 0 | 0 | 0 | 0 | 0 | 0 | 0 | 0 | 0 | 0 | 0 | 0 | 0 | 0 | 0 | 0 | 0 | 0
F8_Commercial_College (WA)_Existing_Space Heating_Natural Gas_Unit Heater_Baseline Forecast | F8 | Commercial | College (WA) | Existing | Space Heating | Natural Gas | Unit Heater | Baseline Forecast | Avg. Replacement Winter Demand (n/a) | 0 | 0 | 0 | 0 | 0 | 0 | 0 | 0 | 0 | 0 | 0 | 0 | 0 | 0 | 0 | 0 | 0 | 0 | 0 | 0 | 0 | 0 | 0 | 0 | 0 | 0 | 0
F1_Commercial_College (WA)_Existing_Water Heating_Natural Gas_Water Heater_Baseline Forecast | F1 | Commercial | College (WA) | Existing | Water Heating | Natural Gas | Water Heater | Baseline Forecast | Units | 2624399.0431 | 2576682.6969 | 2529833.9206 | 2483836.9402 | 2438676.2686 | 2394336.7 | 2350803.3055 | 2308061.4272 | 2266096.674 | 2224894.9163 | 2184442.2814 | 2144725.149 | 2105730.1463 | 2067444.1437 | 2029854.2502 | 1992947.8092 | 1956712.3945 | 1921135.8055 | 1886206.0636 | 1851911.4079 | 1818240.2914 | 1785181.377 | 1752723.5338 | 1720855.8332 | 1689567.5453 | 1658848.1354 | 1628687.2602
F2_Commercial_College (WA)_Existing_Water Heating_Natural Gas_Water Heater_Baseline Forecast | F2 | Commercial | College (WA) | Existing | Water Heating | Natural Gas | Water Heater | Baseline Forecast | Usage (MMtherm) | 0.52232 | 0.51002 | 0.49786 | 0.4859 | 0.47418 | 0.46275 | 0.45162 | 0.44084 | 0.43042 | 0.42037 | 0.4107 | 0.40143 | 0.39252 | 0.38394 | 0.37568 | 0.3677 | 0.35999 | 0.35254 | 0.34531 | 0.33831 | 0.33151 | 0.3249 | 0.31847 | 0.31222 | 0.30613 | 0.3002 | 0.29441
F3_Commercial_College (WA)_Existing_Water Heating_Natural Gas_Water Heater_Baseline Forecast | F3 | Commercial | College (WA) | Existing | Water Heating | Natural Gas | Water Heater | Baseline Forecast | Summer Peak Demand (n/a) | 0 | 0 | 0 | 0 | 0 | 0 | 0 | 0 | 0 | 0 | 0 | 0 | 0 | 0 | 0 | 0 | 0 | 0 | 0 | 0 | 0 | 0 | 0 | 0 | 0 | 0 | 0
F4_Commercial_College (WA)_Existing_Water Heating_Natural Gas_Water Heater_Baseline Forecast | F4 | Commercial | College (WA) | Existing | Water Heating | Natural Gas | Water Heater | Baseline Forecast | Winter Peak Demand (n/a) | 0 | 0 | 0 | 0 | 0 | 0 | 0 | 0 | 0 | 0 | 0 | 0 | 0 | 0 | 0 | 0 | 0 | 0 | 0 | 0 | 0 | 0 | 0 | 0 | 0 | 0 | 0
F5_Commercial_College (WA)_Existing_Water Heating_Natural Gas_Water Heater_Baseline Forecast | F5 | Commercial | College (WA) | Existing | Water Heating | Natural Gas | Water Heater | Baseline Forecast | Turnover | 0 | 78081.2938 | 85024.7213 | 90943.3911 | 95952.4697 | 100154.6582 | 103641.5331 | 106494.7435 | 108787.0787 | 110583.4223 | 111941.6029 | 112913.1534 | 106582.8976 | 101448.6015 | 97305.6409 | 93979.9322 | 91323.7252 | 89211.9468 | 87539.0279 | 86216.149 | 85168.8537 | 84334.9814 | 83662.8782 | 99208.3774 | 97866.2315 | 96169.2857 | 94236.9179
F6_Commercial_College (WA)_Existing_Water Heating_Natural Gas_Water Heater_Baseline Forecast | F6 | Commercial | College (WA) | Existing | Water Heating | Natural Gas | Water Heater | Baseline Forecast | Avg. Replacement Usage (therms) | 0.17875 | 0.17875 | 0.17875 | 0.17875 | 0.17875 | 0.17875 | 0.17875 | 0.17875 | 0.17875 | 0.17875 | 0.17875 | 0.17875 | 0.17875 | 0.17875 | 0.17875 | 0.17875 | 0.17875 | 0.17875 | 0.17875 | 0.17875 | 0.17875 | 0.17875 | 0.17875 | 0.17875 | 0.17875 | 0.17875 | 0.17875
F7_Commercial_College (WA)_Existing_Water Heating_Natural Gas_Water Heater_Baseline Forecast | F7 | Commercial | College (WA) | Existing | Water Heating | Natural Gas | Water Heater | Baseline Forecast | Avg. Replacement Summer Demand (n/a) | 0 | 0 | 0 | 0 | 0 | 0 | 0 | 0 | 0 | 0 | 0 | 0 | 0 | 0 | 0 | 0 | 0 | 0 | 0 | 0 | 0 | 0 | 0 | 0 | 0 | 0 | 0
F8_Commercial_College (WA)_Existing_Water Heating_Natural Gas_Water Heater_Baseline Forecast | F8 | Commercial | College (WA) | Existing | Water Heating | Natural Gas | Water Heater | Baseline Forecast | Avg. Replacement Winter Demand (n/a) | 0 | 0 | 0 | 0 | 0 | 0 | 0 | 0 | 0 | 0 | 0 | 0 | 0 | 0 | 0 | 0 | 0 | 0 | 0 | 0 | 0 | 0 | 0 | 0 | 0 | 0 | 0
F1_Commercial_College (WA)_Existing_Food Preparation_Natural Gas_Oven_Baseline Forecast | F1 | Commercial | College (WA) | Existing | Food Preparation | Natural Gas | Oven | Baseline Forecast | Units | 288170.6702 | 282931.2034 | 277786.9997 | 272736.327 | 267777.4847 | 262908.8032 | 258128.6431 | 253435.395 | 248827.4788 | 244303.3428 | 239861.4638 | 235500.3463 | 231218.5218 | 227014.5487 | 222887.0115 | 218834.5203 | 214855.7109 | 210949.2434 | 207113.8026 | 203348.0971 | 199650.859 | 196020.8434 | 192456.828 | 188957.613 | 185522.02 | 182148.8924 | 178837.0943
F2_Commercial_College (WA)_Existing_Food Preparation_Natural Gas_Oven_Baseline Forecast | F2 | Commercial | College (WA) | Existing | Food Preparation | Natural Gas | Oven | Baseline Forecast | Usage (MMtherm) | 0.0035277 | 0.0034636 | 0.0034006 | 0.0033388 | 0.003278 | 0.0032184 | 0.0031599 | 0.0031025 | 0.0030461 | 0.0029907 | 0.0029363 | 0.0028829 | 0.0028305 | 0.002779 | 0.0027285 | 0.0026789 | 0.0026302 | 0.0025824 | 0.0025354 | 0.0024893 | 0.0024441 | 0.0023996 | 0.002356 | 0.0023132 | 0.0022711 | 0.0022298 | 0.0021893
F3_Commercial_College (WA)_Existing_Food Preparation_Natural Gas_Oven_Baseline Forecast | F3 | Commercial | College (WA) | Existing | Food Preparation | Natural Gas | Oven | Baseline Forecast | Summer Peak Demand (n/a) | 0 | 0 | 0 | 0 | 0 | 0 | 0 | 0 | 0 | 0 | 0 | 0 | 0 | 0 | 0 | 0 | 0 | 0 | 0 | 0 | 0 | 0 | 0 | 0 | 0 | 0 | 0
F4_Commercial_College (WA)_Existing_Food Preparation_Natural Gas_Oven_Baseline Forecast | F4 | Commercial | College (WA) | Existing | Food Preparation | Natural Gas | Oven | Baseline Forecast | Winter Peak Demand (n/a) | 0 | 0 | 0 | 0 | 0 | 0 | 0 | 0 | 0 | 0 | 0 | 0 | 0 | 0 | 0 | 0 | 0 | 0 | 0 | 0 | 0 | 0 | 0 | 0 | 0 | 0 | 0
F5_Commercial_College (WA)_Existing_Food Preparation_Natural Gas_Oven_Baseline Forecast | F5 | Commercial | College (WA) | Existing | Food Preparation | Natural Gas | Oven | Baseline Forecast | Turnover | 0 | 11317.2481 | 14444.924 | 16800.5577 | 18551.6241 | 19829.6336 | 20737.8487 | 21357.3454 | 21751.7736 | 21971.0963 | 19176.1892 | 17511.2286 | 16602.8863 | 16186.3261 | 16075.8294 | 18437.6776 | 18779.0719 | 18969.0922 | 19041.6358 | 18535.2659 | 17784.9667 | 16986.4358 | 16245.2459 | 15610.2901 | 14901.677 | 14621.7794 | 14581.4228
F6_Commercial_College (WA)_Existing_Food Preparation_Natural Gas_Oven_Baseline Forecast | F6 | Commercial | College (WA) | Existing | Food Preparation | Natural Gas | Oven | Baseline Forecast | Avg. Replacement Usage (therms) | 0.012242 | 0.012242 | 0.012242 | 0.012242 | 0.012242 | 0.012242 | 0.012242 | 0.012242 | 0.012242 | 0.012242 | 0.012242 | 0.012242 | 0.012242 | 0.012242 | 0.012242 | 0.012242 | 0.012242 | 0.012242 | 0.012242 | 0.012242 | 0.012242 | 0.012242 | 0.012242 | 0.012242 | 0.012242 | 0.012242 | 0.012242
F7_Commercial_College (WA)_Existing_Food Preparation_Natural Gas_Oven_Baseline Forecast | F7 | Commercial | College (WA) | Existing | Food Preparation | Natural Gas | Oven | Baseline Forecast | Avg. Replacement Summer Demand (n/a) | 0 | 0 | 0 | 0 | 0 | 0 | 0 | 0 | 0 | 0 | 0 | 0 | 0 | 0 | 0 | 0 | 0 | 0 | 0 | 0 | 0 | 0 | 0 | 0 | 0 | 0 | 0
F8_Commercial_College (WA)_Existing_Food Preparation_Natural Gas_Oven_Baseline Forecast | F8 | Commercial | College (WA) | Existing | Food Preparation | Natural Gas | Oven | Baseline Forecast | Avg. Replacement Winter Demand (n/a) | 0 | 0 | 0 | 0 | 0 | 0 | 0 | 0 | 0 | 0 | 0 | 0 | 0 | 0 | 0 | 0 | 0 | 0 | 0 | 0 | 0 | 0 | 0 | 0 | 0 | 0 | 0
F1_Commercial_College (WA)_Existing_Food Preparation_Natural Gas_Conveyor Oven_Baseline Forecast | F1 | Commercial | College (WA) | Existing | Food Preparation | Natural Gas | Conveyor Oven | Baseline Forecast | Units | 144085.3351 | 141465.6017 | 138893.4999 | 136368.1635 | 133888.7423 | 131454.4016 | 129064.3215 | 126717.6975 | 124413.7394 | 122151.6714 | 119930.7319 | 117750.1732 | 115609.2609 | 113507.2744 | 111443.5057 | 109417.2602 | 107427.8554 | 105474.6217 | 103556.9013 | 101674.0486 | 99825.4295 | 98010.4217 | 96228.414 | 94478.8065 | 92761.01 | 91074.4462 | 89418.5472
F2_Commercial_College (WA)_Existing_Food Preparation_Natural Gas_Conveyor Oven_Baseline Forecast | F2 | Commercial | College (WA) | Existing | Food Preparation | Natural Gas | Conveyor Oven | Baseline Forecast | Usage (MMtherm) | 0.0030181 | 0.0029632 | 0.0029093 | 0.0028564 | 0.0028045 | 0.0027535 | 0.0027034 | 0.0026543 | 0.002606 | 0.0025586 | 0.0025121 | 0.0024664 | 0.0024216 | 0.0023776 | 0.0023343 | 0.0022919 | 0.0022502 | 0.0022093 | 0.0021691 | 0.0021297 | 0.002091 | 0.002053 | 0.0020156 | 0.001979 | 0.001943 | 0.0019077 | 0.001873
F3_Commercial_College (WA)_Existing_Food Preparation_Natural Gas_Conveyor Oven_Baseline Forecast | F3 | Commercial | College (WA) | Existing | Food Preparation | Natural Gas | Conveyor Oven | Baseline Forecast | Summer Peak Demand (n/a) | 0 | 0 | 0 | 0 | 0 | 0 | 0 | 0 | 0 | 0 | 0 | 0 | 0 | 0 | 0 | 0 | 0 | 0 | 0 | 0 | 0 | 0 | 0 | 0 | 0 | 0 | 0
F4_Commercial_College (WA)_Existing_Food Preparation_Natural Gas_Conveyor Oven_Baseline Forecast | F4 | Commercial | College (WA) | Existing | Food Preparation | Natural Gas | Conveyor Oven | Baseline Forecast | Winter Peak Demand (n/a) | 0 | 0 | 0 | 0 | 0 | 0 | 0 | 0 | 0 | 0 | 0 | 0 | 0 | 0 | 0 | 0 | 0 | 0 | 0 | 0 | 0 | 0 | 0 | 0 | 0 | 0 | 0
F5_Commercial_College (WA)_Existing_Food Preparation_Natural Gas_Conveyor Oven_Baseline Forecast | F5 | Commercial | College (WA) | Existing | Food Preparation | Natural Gas | Conveyor Oven | Baseline Forecast | Turnover | 0 | 0 | 0 | 0 | 0 | 525.8176 | 1445.5204 | 2656.0029 | 4076.7894 | 5645.1662 | 6832.6361 | 7721.7285 | 8377.252 | 8850.0961 | 9180.2184 | 9398.9894 | 9531.0361 | 7486.1956 | 5880.0664 | 4618.5249 | 3627.6413 | 2927.7557 | 2515.1707 | 2371.6074 | 2470.7084 | 2782.4193 | 3298.0881
F6_Commercial_College (WA)_Existing_Food Preparation_Natural Gas_Conveyor Oven_Baseline Forecast | F6 | Commercial | College (WA) | Existing | Food Preparation | Natural Gas | Conveyor Oven | Baseline Forecast | Avg. Replacement Usage (therms) | 0.020946 | 0.020946 | 0.020946 | 0.020946 | 0.020946 | 0.020946 | 0.020946 | 0.020946 | 0.020946 | 0.020946 | 0.020946 | 0.020946 | 0.020946 | 0.020946 | 0.020946 | 0.020946 | 0.020946 | 0.020946 | 0.020946 | 0.020946 | 0.020946 | 0.020946 | 0.020946 | 0.020946 | 0.020946 | 0.020946 | 0.020946
F7_Commercial_College (WA)_Existing_Food Preparation_Natural Gas_Conveyor Oven_Baseline Forecast | F7 | Commercial | College (WA) | Existing | Food Preparation | Natural Gas | Conveyor Oven | Baseline Forecast | Avg. Replacement Summer Demand (n/a) | 0 | 0 | 0 | 0 | 0 | 0 | 0 | 0 | 0 | 0 | 0 | 0 | 0 | 0 | 0 | 0 | 0 | 0 | 0 | 0 | 0 | 0 | 0 | 0 | 0 | 0 | 0
F8_Commercial_College (WA)_Existing_Food Preparation_Natural Gas_Conveyor Oven_Baseline Forecast | F8 | Commercial | College (WA) | Existing | Food Preparation | Natural Gas | Conveyor Oven | Baseline Forecast | Avg. Replacement Winter Demand (n/a) | 0 | 0 | 0 | 0 | 0 | 0 | 0 | 0 | 0 | 0 | 0 | 0 | 0 | 0 | 0 | 0 | 0 | 0 | 0 | 0 | 0 | 0 | 0 | 0 | 0 | 0 | 0
F1_Commercial_College (WA)_Existing_Food Preparation_Natural Gas_Double Rack Oven_Baseline Forecast | F1 | Commercial | College (WA) | Existing | Food Preparation | Natural Gas | Double Rack Oven | Baseline Forecast | Units | 144085.3351 | 141465.6017 | 138893.4999 | 136368.1635 | 133888.7423 | 131454.4016 | 129064.3215 | 126717.6975 | 124413.7394 | 122151.6714 | 119930.7319 | 117750.1732 | 115609.2609 | 113507.2744 | 111443.5057 | 109417.2602 | 107427.8554 | 105474.6217 | 103556.9013 | 101674.0486 | 99825.4295 | 98010.4217 | 96228.414 | 94478.8065 | 92761.01 | 91074.4462 | 89418.5472
F2_Commercial_College (WA)_Existing_Food Preparation_Natural Gas_Double Rack Oven_Baseline Forecast | F2 | Commercial | College (WA) | Existing | Food Preparation | Natural Gas | Double Rack Oven | Baseline Forecast | Usage (MMtherm) | 0.004585 | 0.0045016 | 0.0044198 | 0.0043394 | 0.0042605 | 0.0041831 | 0.004107 | 0.0040323 | 0.003959 | 0.003887 | 0.0038164 | 0.003747 | 0.0036788 | 0.003612 | 0.0035463 | 0.0034818 | 0.0034185 | 0.0033563 | 0.0032953 | 0.0032354 | 0.0031766 | 0.0031188 | 0.0030621 | 0.0030064 | 0.0029518 | 0.0028981 | 0.0028454
F3_Commercial_College (WA)_Existing_Food Preparation_Natural Gas_Double Rack Oven_Baseline Forecast | F3 | Commercial | College (WA) | Existing | Food Preparation | Natural Gas | Double Rack Oven | Baseline Forecast | Summer Peak Demand (n/a) | 0 | 0 | 0 | 0 | 0 | 0 | 0 | 0 | 0 | 0 | 0 | 0 | 0 | 0 | 0 | 0 | 0 | 0 | 0 | 0 | 0 | 0 | 0 | 0 | 0 | 0 | 0
F4_Commercial_College (WA)_Existing_Food Preparation_Natural Gas_Double Rack Oven_Baseline Forecast | F4 | Commercial | College (WA) | Existing | Food Preparation | Natural Gas | Double Rack Oven | Baseline Forecast | Winter Peak Demand (n/a) | 0 | 0 | 0 | 0 | 0 | 0 | 0 | 0 | 0 | 0 | 0 | 0 | 0 | 0 | 0 | 0 | 0 | 0 | 0 | 0 | 0 | 0 | 0 | 0 | 0 | 0 | 0
F5_Commercial_College (WA)_Existing_Food Preparation_Natural Gas_Double Rack Oven_Baseline Forecast | F5 | Commercial | College (WA) | Existing | Food Preparation | Natural Gas | Double Rack Oven | Baseline Forecast | Turnover | 0 | 3143.68 | 4286.8364 | 5256.4409 | 6075.092 | 6762.5029 | 7335.8688 | 7810.1872 | 8198.5382 | 8512.3287 | 7725.0667 | 7145.6835 | 6731.3739 | 6446.9091 | 6263.401 | 6157.2578 | 6109.3031 | 6104.0332 | 6128.9922 | 6772.3975 | 6849.2198 | 6843.4264 | 6782.0665 | 6685.4774 | 6568.7081 | 6442.6687 | 6315.056
F6_Commercial_College (WA)_Existing_Food Preparation_Natural Gas_Double Rack Oven_Baseline Forecast | F6 | Commercial | College (WA) | Existing | Food Preparation | Natural Gas | Double Rack Oven | Baseline Forecast | Avg. Replacement Usage (therms) | 0.031821 | 0.031821 | 0.031821 | 0.031821 | 0.031821 | 0.031821 | 0.031821 | 0.031821 | 0.031821 | 0.031821 | 0.031821 | 0.031821 | 0.031821 | 0.031821 | 0.031821 | 0.031821 | 0.031821 | 0.031821 | 0.031821 | 0.031821 | 0.031821 | 0.031821 | 0.031821 | 0.031821 | 0.031821 | 0.031821 | 0.031821
F7_Commercial_College (WA)_Existing_Food Preparation_Natural Gas_Double Rack Oven_Baseline Forecast | F7 | Commercial | College (WA) | Existing | Food Preparation | Natural Gas | Double Rack Oven | Baseline Forecast | Avg. Replacement Summer Demand (n/a) | 0 | 0 | 0 | 0 | 0 | 0 | 0 | 0 | 0 | 0 | 0 | 0 | 0 | 0 | 0 | 0 | 0 | 0 | 0 | 0 | 0 | 0 | 0 | 0 | 0 | 0 | 0
F8_Commercial_College (WA)_Existing_Food Preparation_Natural Gas_Double Rack Oven_Baseline Forecast | F8 | Commercial | College (WA) | Existing | Food Preparation | Natural Gas | Double Rack Oven | Baseline Forecast | Avg. Replacement Winter Demand (n/a) | 0 | 0 | 0 | 0 | 0 | 0 | 0 | 0 | 0 | 0 | 0 | 0 | 0 | 0 | 0 | 0 | 0 | 0 | 0 | 0 | 0 | 0 | 0 | 0 | 0 | 0 | 0
F1_Commercial_College (WA)_Existing_Food Preparation_Natural Gas_Fryer_Baseline Forecast | F1 | Commercial | College (WA) | Existing | Food Preparation | Natural Gas | Fryer | Baseline Forecast | Units | 372926.7496 | 366146.2633 | 359489.0585 | 352952.8938 | 346535.5684 | 340234.9217 | 334048.8322 | 327975.2171 | 322012.0313 | 316157.2671 | 310408.9532 | 304765.154 | 299223.9694 | 293783.5336 | 288442.0148 | 283197.6146 | 278048.567 | 272993.1385 | 268029.6269 | 263156.361 | 258371.6999 | 253674.0326 | 249061.7775 | 244533.3815 | 240087.32 | 235722.096 | 231436.2397
F2_Commercial_College (WA)_Existing_Food Preparation_Natural Gas_Fryer_Baseline Forecast | F2 | Commercial | College (WA) | Existing | Food Preparation | Natural Gas | Fryer | Baseline Forecast | Usage (MMtherm) | 0.0070729 | 0.0069443 | 0.0068181 | 0.0066941 | 0.0065724 | 0.0064529 | 0.0063356 | 0.0062204 | 0.0061073 | 0.0059963 | 0.0058872 | 0.0057802 | 0.0056751 | 0.0055719 | 0.0054706 | 0.0053711 | 0.0052735 | 0.0051776 | 0.0050835 | 0.004991 | 0.0049003 | 0.0048112 | 0.0047237 | 0.0046378 | 0.0045535 | 0.0044707 | 0.0043894
F3_Commercial_College (WA)_Existing_Food Preparation_Natural Gas_Fryer_Baseline Forecast | F3 | Commercial | College (WA) | Existing | Food Preparation | Natural Gas | Fryer | Baseline Forecast | Summer Peak Demand (n/a) | 0 | 0 | 0 | 0 | 0 | 0 | 0 | 0 | 0 | 0 | 0 | 0 | 0 | 0 | 0 | 0 | 0 | 0 | 0 | 0 | 0 | 0 | 0 | 0 | 0 | 0 | 0
F4_Commercial_College (WA)_Existing_Food Preparation_Natural Gas_Fryer_Baseline Forecast | F4 | Commercial | College (WA) | Existing | Food Preparation | Natural Gas | Fryer | Baseline Forecast | Winter Peak Demand (n/a) | 0 | 0 | 0 | 0 | 0 | 0 | 0 | 0 | 0 | 0 | 0 | 0 | 0 | 0 | 0 | 0 | 0 | 0 | 0 | 0 | 0 | 0 | 0 | 0 | 0 | 0 | 0
F5_Commercial_College (WA)_Existing_Food Preparation_Natural Gas_Fryer_Baseline Forecast | F5 | Commercial | College (WA) | Existing | Food Preparation | Natural Gas | Fryer | Baseline Forecast | Turnover | 0 | 11095.3413 | 12082.0014 | 12923.0436 | 13634.833 | 14231.9634 | 14727.4479 | 15132.8887 | 15458.6292 | 15713.8894 | 15906.8867 | 16044.9438 | 15145.4154 | 14415.8326 | 13827.1184 | 13354.5357 | 12977.089 | 12677.0056 | 12439.284 | 12251.3031 | 12102.4826 | 11983.9895 | 11888.4837 | 14097.497 | 13906.7783 | 13665.6425 | 13391.0533
F6_Commercial_College (WA)_Existing_Food Preparation_Natural Gas_Fryer_Baseline Forecast | F6 | Commercial | College (WA) | Existing | Food Preparation | Natural Gas | Fryer | Baseline Forecast | Avg. Replacement Usage (therms) | 0.018966 | 0.018966 | 0.018966 | 0.018966 | 0.018966 | 0.018966 | 0.018966 | 0.018966 | 0.018966 | 0.018966 | 0.018966 | 0.018966 | 0.018966 | 0.018966 | 0.018966 | 0.018966 | 0.018966 | 0.018966 | 0.018966 | 0.018966 | 0.018966 | 0.018966 | 0.018966 | 0.018966 | 0.018966 | 0.018966 | 0.018966
F7_Commercial_College (WA)_Existing_Food Preparation_Natural Gas_Fryer_Baseline Forecast | F7 | Commercial | College (WA) | Existing | Food Preparation | Natural Gas | Fryer | Baseline Forecast | Avg. Replacement Summer Demand (n/a) | 0 | 0 | 0 | 0 | 0 | 0 | 0 | 0 | 0 | 0 | 0 | 0 | 0 | 0 | 0 | 0 | 0 | 0 | 0 | 0 | 0 | 0 | 0 | 0 | 0 | 0 | 0
F8_Commercial_College (WA)_Existing_Food Preparation_Natural Gas_Fryer_Baseline Forecast | F8 | Commercial | College (WA) | Existing | Food Preparation | Natural Gas | Fryer | Baseline Forecast | Avg. Replacement Winter Demand (n/a) | 0 | 0 | 0 | 0 | 0 | 0 | 0 | 0 | 0 | 0 | 0 | 0 | 0 | 0 | 0 | 0 | 0 | 0 | 0 | 0 | 0 | 0 | 0 | 0 | 0 | 0 | 0
F1_Commercial_College (WA)_Existing_Food Preparation_Natural Gas_Broiler_Baseline Forecast | F1 | Commercial | College (WA) | Existing | Food Preparation | Natural Gas | Broiler | Baseline Forecast | Units | 576341.3403 | 565862.4069 | 555573.9995 | 545472.654 | 535554.9694 | 525817.6063 | 516257.2862 | 506870.7901 | 497654.9575 | 488606.6856 | 479722.9277 | 471000.6926 | 462437.0437 | 454029.0974 | 445774.0229 | 437669.0407 | 429711.4218 | 421898.4868 | 414227.6052 | 406696.1942 | 399301.718 | 392041.6867 | 384913.6561 | 377915.226 | 371044.04 | 364297.7848 | 357674.1887
F2_Commercial_College (WA)_Existing_Food Preparation_Natural Gas_Broiler_Baseline Forecast | F2 | Commercial | College (WA) | Existing | Food Preparation | Natural Gas | Broiler | Baseline Forecast | Usage (MMtherm) | 0.011681 | 0.011469 | 0.01126 | 0.011056 | 0.010855 | 0.010657 | 0.010463 | 0.010273 | 0.010086 | 0.0099031 | 0.009723 | 0.0095462 | 0.0093727 | 0.0092022 | 0.0090349 | 0.0088707 | 0.0087094 | 0.008551 | 0.0083955 | 0.0082429 | 0.008093 | 0.0079459 | 0.0078014 | 0.0076596 | 0.0075203 | 0.0073836 | 0.0072493
F3_Commercial_College (WA)_Existing_Food Preparation_Natural Gas_Broiler_Baseline Forecast | F3 | Commercial | College (WA) | Existing | Food Preparation | Natural Gas | Broiler | Baseline Forecast | Summer Peak Demand (n/a) | 0 | 0 | 0 | 0 | 0 | 0 | 0 | 0 | 0 | 0 | 0 | 0 | 0 | 0 | 0 | 0 | 0 | 0 | 0 | 0 | 0 | 0 | 0 | 0 | 0 | 0 | 0
F4_Commercial_College (WA)_Existing_Food Preparation_Natural Gas_Broiler_Baseline Forecast | F4 | Commercial | College (WA) | Existing | Food Preparation | Natural Gas | Broiler | Baseline Forecast | Winter Peak Demand (n/a) | 0 | 0 | 0 | 0 | 0 | 0 | 0 | 0 | 0 | 0 | 0 | 0 | 0 | 0 | 0 | 0 | 0 | 0 | 0 | 0 | 0 | 0 | 0 | 0 | 0 | 0 | 0
F5_Commercial_College (WA)_Existing_Food Preparation_Natural Gas_Broiler_Baseline Forecast | F5 | Commercial | College (WA) | Existing | Food Preparation | Natural Gas | Broiler | Baseline Forecast | Turnover | 0 | 20957.8669 | 23434.7057 | 25502.7795 | 27215.8136 | 28620.6643 | 29758.1943 | 30664.0358 | 31369.2566 | 31900.9418 | 29814.9903 | 28227.8344 | 27037.4866 | 26160.0002 | 25526.5267 | 25080.829 | 24777.184 | 24578.6144 | 24455.4005 | 28789.916 | 28417.2504 | 27899.3842 | 27294.5141 | 26645.6403 | 25983.8551 | 25330.9934 | 24701.7609
F6_Commercial_College (WA)_Existing_Food Preparation_Natural Gas_Broiler_Baseline Forecast | F6 | Commercial | College (WA) | Existing | Food Preparation | Natural Gas | Broiler | Baseline Forecast | Avg. Replacement Usage (therms) | 0.020268 | 0.020268 | 0.020268 | 0.020268 | 0.020268 | 0.020268 | 0.020268 | 0.020268 | 0.020268 | 0.020268 | 0.020268 | 0.020268 | 0.020268 | 0.020268 | 0.020268 | 0.020268 | 0.020268 | 0.020268 | 0.020268 | 0.020268 | 0.020268 | 0.020268 | 0.020268 | 0.020268 | 0.020268 | 0.020268 | 0.020268
F7_Commercial_College (WA)_Existing_Food Preparation_Natural Gas_Broiler_Baseline Forecast | F7 | Commercial | College (WA) | Existing | Food Preparation | Natural Gas | Broiler | Baseline Forecast | Avg. Replacement Summer Demand (n/a) | 0 | 0 | 0 | 0 | 0 | 0 | 0 | 0 | 0 | 0 | 0 | 0 | 0 | 0 | 0 | 0 | 0 | 0 | 0 | 0 | 0 | 0 | 0 | 0 | 0 | 0 | 0
F8_Commercial_College (WA)_Existing_Food Preparation_Natural Gas_Broiler_Baseline Forecast | F8 | Commercial | College (WA) | Existing | Food Preparation | Natural Gas | Broiler | Baseline Forecast | Avg. Replacement Winter Demand (n/a) | 0 | 0 | 0 | 0 | 0 | 0 | 0 | 0 | 0 | 0 | 0 | 0 | 0 | 0 | 0 | 0 | 0 | 0 | 0 | 0 | 0 | 0 | 0 | 0 | 0 | 0 | 0
F1_Commercial_College (WA)_Existing_Food Preparation_Natural Gas_Griddle_Baseline Forecast | F1 | Commercial | College (WA) | Existing | Food Preparation | Natural Gas | Griddle | Baseline Forecast | Units | 813658.3628 | 798864.5744 | 784339.7639 | 770079.041 | 756077.6038 | 742330.7383 | 728833.8158 | 715582.2919 | 702571.7048 | 689797.6738 | 677255.8979 | 664942.1543 | 652852.2969 | 640982.2552 | 629328.0323 | 617885.7045 | 606651.4189 | 595621.3932 | 584791.9133 | 574159.333 | 563720.0724 | 553470.6166 | 543407.5145 | 533527.3778 | 523826.88 | 514302.755 | 504951.7958
F2_Commercial_College (WA)_Existing_Food Preparation_Natural Gas_Griddle_Baseline Forecast | F2 | Commercial | College (WA) | Existing | Food Preparation | Natural Gas | Griddle | Baseline Forecast | Usage (MMtherm) | 0.011494 | 0.011285 | 0.01108 | 0.010878 | 0.01068 | 0.010486 | 0.010296 | 0.010108 | 0.0099246 | 0.0097442 | 0.009567 | 0.0093931 | 0.0092223 | 0.0090546 | 0.00889 | 0.0087284 | 0.0085697 | 0.0084139 | 0.0082609 | 0.0081107 | 0.0079632 | 0.0078184 | 0.0076763 | 0.0075367 | 0.0073997 | 0.0072651 | 0.007133
F3_Commercial_College (WA)_Existing_Food Preparation_Natural Gas_Griddle_Baseline Forecast | F3 | Commercial | College (WA) | Existing | Food Preparation | Natural Gas | Griddle | Baseline Forecast | Summer Peak Demand (n/a) | 0 | 0 | 0 | 0 | 0 | 0 | 0 | 0 | 0 | 0 | 0 | 0 | 0 | 0 | 0 | 0 | 0 | 0 | 0 | 0 | 0 | 0 | 0 | 0 | 0 | 0 | 0
F4_Commercial_College (WA)_Existing_Food Preparation_Natural Gas_Griddle_Baseline Forecast | F4 | Commercial | College (WA) | Existing | Food Preparation | Natural Gas | Griddle | Baseline Forecast | Winter Peak Demand (n/a) | 0 | 0 | 0 | 0 | 0 | 0 | 0 | 0 | 0 | 0 | 0 | 0 | 0 | 0 | 0 | 0 | 0 | 0 | 0 | 0 | 0 | 0 | 0 | 0 | 0 | 0 | 0
F5_Commercial_College (WA)_Existing_Food Preparation_Natural Gas_Griddle_Baseline Forecast | F5 | Commercial | College (WA) | Existing | Food Preparation | Natural Gas | Griddle | Baseline Forecast | Turnover | 0 | 29587.5768 | 33084.2905 | 36003.9241 | 38422.325 | 40405.6437 | 42011.5685 | 43290.4035 | 44286.0094 | 45036.6237 | 42091.7511 | 39851.0604 | 38170.5693 | 36931.765 | 36037.4494 | 35408.2292 | 34979.5539 | 34699.2204 | 34525.2713 | 40644.5873 | 40118.4712 | 39387.366 | 38533.4316 | 37617.3745 | 36683.0896 | 35761.4024 | 34873.0743
F6_Commercial_College (WA)_Existing_Food Preparation_Natural Gas_Griddle_Baseline Forecast | F6 | Commercial | College (WA) | Existing | Food Preparation | Natural Gas | Griddle | Baseline Forecast | Avg. Replacement Usage (therms) | 0.014126 | 0.014126 | 0.014126 | 0.014126 | 0.014126 | 0.014126 | 0.014126 | 0.014126 | 0.014126 | 0.014126 | 0.014126 | 0.014126 | 0.014126 | 0.014126 | 0.014126 | 0.014126 | 0.014126 | 0.014126 | 0.014126 | 0.014126 | 0.014126 | 0.014126 | 0.014126 | 0.014126 | 0.014126 | 0.014126 | 0.014126
F7_Commercial_College (WA)_Existing_Food Preparation_Natural Gas_Griddle_Baseline Forecast | F7 | Commercial | College (WA) | Existing | Food Preparation | Natural Gas | Griddle | Baseline Forecast | Avg. Replacement Summer Demand (n/a) | 0 | 0 | 0 | 0 | 0 | 0 | 0 | 0 | 0 | 0 | 0 | 0 | 0 | 0 | 0 | 0 | 0 | 0 | 0 | 0 | 0 | 0 | 0 | 0 | 0 | 0 | 0
F8_Commercial_College (WA)_Existing_Food Preparation_Natural Gas_Griddle_Baseline Forecast | F8 | Commercial | College (WA) | Existing | Food Preparation | Natural Gas | Griddle | Baseline Forecast | Avg. Replacement Winter Demand (n/a) | 0 | 0 | 0 | 0 | 0 | 0 | 0 | 0 | 0 | 0 | 0 | 0 | 0 | 0 | 0 | 0 | 0 | 0 | 0 | 0 | 0 | 0 | 0 | 0 | 0 | 0 | 0
F1_Commercial_College (WA)_Existing_Food Preparation_Natural Gas_Range_Baseline Forecast | F1 | Commercial | College (WA) | Existing | Food Preparation | Natural Gas | Range | Baseline Forecast | Units | 1005772.1429 | 987485.3767 | 969531.0971 | 951903.259 | 934595.927 | 917603.2738 | 900919.5779 | 884539.2219 | 868456.6906 | 852666.569 | 837163.5404 | 821942.3852 | 806997.9781 | 792325.2876 | 777919.3733 | 763775.3847 | 749888.5595 | 736254.2221 | 722867.7817 | 709724.7311 | 696820.6451 | 684151.1788 | 671712.0665 | 659499.1198 | 647508.2267 | 635735.3499 | 624176.5253
F2_Commercial_College (WA)_Existing_Food Preparation_Natural Gas_Range_Baseline Forecast | F2 | Commercial | College (WA) | Existing | Food Preparation | Natural Gas | Range | Baseline Forecast | Usage (MMtherm) | 0.014036 | 0.013781 | 0.01353 | 0.013284 | 0.013043 | 0.012806 | 0.012573 | 0.012344 | 0.01212 | 0.011899 | 0.011683 | 0.011471 | 0.011262 | 0.011057 | 0.010856 | 0.010659 | 0.010465 | 0.010275 | 0.010088 | 0.0099046 | 0.0097245 | 0.0095477 | 0.0093741 | 0.0092037 | 0.0090363 | 0.008872 | 0.0087107
F3_Commercial_College (WA)_Existing_Food Preparation_Natural Gas_Range_Baseline Forecast | F3 | Commercial | College (WA) | Existing | Food Preparation | Natural Gas | Range | Baseline Forecast | Summer Peak Demand (n/a) | 0 | 0 | 0 | 0 | 0 | 0 | 0 | 0 | 0 | 0 | 0 | 0 | 0 | 0 | 0 | 0 | 0 | 0 | 0 | 0 | 0 | 0 | 0 | 0 | 0 | 0 | 0
F4_Commercial_College (WA)_Existing_Food Preparation_Natural Gas_Range_Baseline Forecast | F4 | Commercial | College (WA) | Existing | Food Preparation | Natural Gas | Range | Baseline Forecast | Winter Peak Demand (n/a) | 0 | 0 | 0 | 0 | 0 | 0 | 0 | 0 | 0 | 0 | 0 | 0 | 0 | 0 | 0 | 0 | 0 | 0 | 0 | 0 | 0 | 0 | 0 | 0 | 0 | 0 | 0
F5_Commercial_College (WA)_Existing_Food Preparation_Natural Gas_Range_Baseline Forecast | F5 | Commercial | College (WA) | Existing | Food Preparation | Natural Gas | Range | Baseline Forecast | Turnover | 0 | 39499.4151 | 50415.617 | 58637.2408 | 64748.8058 | 69209.3093 | 72379.1582 | 74541.3232 | 75917.9549 | 76683.4342 | 66928.6603 | 61117.6212 | 57947.3285 | 56493.4517 | 56107.7966 | 64351.1099 | 65542.643 | 66205.8513 | 66459.0425 | 64691.7123 | 62073.0211 | 59285.9915 | 56699.0937 | 54482.9732 | 52009.7747 | 51032.877 | 50892.0246
F6_Commercial_College (WA)_Existing_Food Preparation_Natural Gas_Range_Baseline Forecast | F6 | Commercial | College (WA) | Existing | Food Preparation | Natural Gas | Range | Baseline Forecast | Avg. Replacement Usage (therms) | 0.013956 | 0.013956 | 0.013956 | 0.013956 | 0.013956 | 0.013956 | 0.013956 | 0.013956 | 0.013956 | 0.013956 | 0.013956 | 0.013956 | 0.013956 | 0.013956 | 0.013956 | 0.013956 | 0.013956 | 0.013956 | 0.013956 | 0.013956 | 0.013956 | 0.013956 | 0.013956 | 0.013956 | 0.013956 | 0.013956 | 0.013956
F7_Commercial_College (WA)_Existing_Food Preparation_Natural Gas_Range_Baseline Forecast | F7 | Commercial | College (WA) | Existing | Food Preparation | Natural Gas | Range | Baseline Forecast | Avg. Replacement Summer Demand (n/a) | 0 | 0 | 0 | 0 | 0 | 0 | 0 | 0 | 0 | 0 | 0 | 0 | 0 | 0 | 0 | 0 | 0 | 0 | 0 | 0 | 0 | 0 | 0 | 0 | 0 | 0 | 0
F8_Commercial_College (WA)_Existing_Food Preparation_Natural Gas_Range_Baseline Forecast | F8 | Commercial | College (WA) | Existing | Food Preparation | Natural Gas | Range | Baseline Forecast | Avg. Replacement Winter Demand (n/a) | 0 | 0 | 0 | 0 | 0 | 0 | 0 | 0 | 0 | 0 | 0 | 0 | 0 | 0 | 0 | 0 | 0 | 0 | 0 | 0 | 0 | 0 | 0 | 0 | 0 | 0 | 0
F1_Commercial_College (WA)_Existing_Food Preparation_Natural Gas_Steamer_Baseline Forecast | F1 | Commercial | College (WA) | Existing | Food Preparation | Natural Gas | Steamer | Baseline Forecast | Units | 361625.939 | 355050.9219 | 348595.4506 | 342257.3515 | 336034.4906 | 329924.7726 | 323926.1404 | 318036.5742 | 312254.091 | 306576.7439 | 301002.6213 | 295529.8463 | 290156.5764 | 284881.0023 | 279701.3477 | 274615.8687 | 269622.8529 | 264720.6192 | 259907.517 | 255181.9258 | 250542.2544 | 245986.9407 | 241514.4509 | 237123.279 | 232811.9467 | 228579.0022 | 224423.0203
F2_Commercial_College (WA)_Existing_Food Preparation_Natural Gas_Steamer_Baseline Forecast | F2 | Commercial | College (WA) | Existing | Food Preparation | Natural Gas | Steamer | Baseline Forecast | Usage (MMtherm) | 0.0058319 | 0.0057259 | 0.0056218 | 0.0055196 | 0.0054192 | 0.0053207 | 0.005224 | 0.005129 | 0.0050357 | 0.0049442 | 0.0048543 | 0.004766 | 0.0046794 | 0.0045943 | 0.0045107 | 0.0044287 | 0.0043482 | 0.0042691 | 0.0041915 | 0.0041153 | 0.0040405 | 0.003967 | 0.0038949 | 0.0038241 | 0.0037546 | 0.0036863 | 0.0036193
F3_Commercial_College (WA)_Existing_Food Preparation_Natural Gas_Steamer_Baseline Forecast | F3 | Commercial | College (WA) | Existing | Food Preparation | Natural Gas | Steamer | Baseline Forecast | Summer Peak Demand (n/a) | 0 | 0 | 0 | 0 | 0 | 0 | 0 | 0 | 0 | 0 | 0 | 0 | 0 | 0 | 0 | 0 | 0 | 0 | 0 | 0 | 0 | 0 | 0 | 0 | 0 | 0 | 0
F4_Commercial_College (WA)_Existing_Food Preparation_Natural Gas_Steamer_Baseline Forecast | F4 | Commercial | College (WA) | Existing | Food Preparation | Natural Gas | Steamer | Baseline Forecast | Winter Peak Demand (n/a) | 0 | 0 | 0 | 0 | 0 | 0 | 0 | 0 | 0 | 0 | 0 | 0 | 0 | 0 | 0 | 0 | 0 | 0 | 0 | 0 | 0 | 0 | 0 | 0 | 0 | 0 | 0
F5_Commercial_College (WA)_Existing_Food Preparation_Natural Gas_Steamer_Baseline Forecast | F5 | Commercial | College (WA) | Existing | Food Preparation | Natural Gas | Steamer | Baseline Forecast | Turnover | 0 | 13150.0341 | 14704.1291 | 16001.744 | 17076.5889 | 17958.0639 | 18671.8082 | 19240.1794 | 19682.6708 | 20016.2772 | 18707.4449 | 17711.5824 | 16964.6975 | 16414.1178 | 16016.6442 | 15736.9907 | 15546.4684 | 15421.8757 | 15344.565 | 18064.261 | 17830.4316 | 17505.496 | 17125.9696 | 16718.8331 | 16303.5954 | 15893.9566 | 15499.1441
F6_Commercial_College (WA)_Existing_Food Preparation_Natural Gas_Steamer_Baseline Forecast | F6 | Commercial | College (WA) | Existing | Food Preparation | Natural Gas | Steamer | Baseline Forecast | Avg. Replacement Usage (therms) | 0.016127 | 0.016127 | 0.016127 | 0.016127 | 0.016127 | 0.016127 | 0.016127 | 0.016127 | 0.016127 | 0.016127 | 0.016127 | 0.016127 | 0.016127 | 0.016127 | 0.016127 | 0.016127 | 0.016127 | 0.016127 | 0.016127 | 0.016127 | 0.016127 | 0.016127 | 0.016127 | 0.016127 | 0.016127 | 0.016127 | 0.016127
F7_Commercial_College (WA)_Existing_Food Preparation_Natural Gas_Steamer_Baseline Forecast | F7 | Commercial | College (WA) | Existing | Food Preparation | Natural Gas | Steamer | Baseline Forecast | Avg. Replacement Summer Demand (n/a) | 0 | 0 | 0 | 0 | 0 | 0 | 0 | 0 | 0 | 0 | 0 | 0 | 0 | 0 | 0 | 0 | 0 | 0 | 0 | 0 | 0 | 0 | 0 | 0 | 0 | 0 | 0
F8_Commercial_College (WA)_Existing_Food Preparation_Natural Gas_Steamer_Baseline Forecast | F8 | Commercial | College (WA) | Existing | Food Preparation | Natural Gas | Steamer | Baseline Forecast | Avg. Replacement Winter Demand (n/a) | 0 | 0 | 0 | 0 | 0 | 0 | 0 | 0 | 0 | 0 | 0 | 0 | 0 | 0 | 0 | 0 | 0 | 0 | 0 | 0 | 0 | 0 | 0 | 0 | 0 | 0 | 0
F1_Commercial_College (WA)_Existing_Food Preparation_Natural Gas_Food Prep Other_Baseline Forecast | F1 | Commercial | College (WA) | Existing | Food Preparation | Natural Gas | Food Prep Other | Baseline Forecast | Units | 45203.2424 | 44381.3652 | 43574.4313 | 42782.1689 | 42004.3113 | 41240.5966 | 40490.7675 | 39754.5718 | 39031.7614 | 38322.093 | 37625.3277 | 36941.2308 | 36269.5721 | 35610.1253 | 34962.6685 | 34326.9836 | 33702.8566 | 33090.0774 | 32488.4396 | 31897.7407 | 31317.7818 | 30748.3676 | 30189.3064 | 29640.4099 | 29101.4933 | 28572.3753 | 28052.8775
F2_Commercial_College (WA)_Existing_Food Preparation_Natural Gas_Food Prep Other_Baseline Forecast | F2 | Commercial | College (WA) | Existing | Food Preparation | Natural Gas | Food Prep Other | Baseline Forecast | Usage (MMtherm) | 0.00026327 | 0.00025848 | 0.00025378 | 0.00024917 | 0.00024464 | 0.00024019 | 0.00023582 | 0.00023154 | 0.00022733 | 0.00022319 | 0.00021913 | 0.00021515 | 0.00021124 | 0.0002074 | 0.00020363 | 0.00019992 | 0.00019629 | 0.00019272 | 0.00018922 | 0.00018578 | 0.0001824 | 0.00017908 | 0.00017583 | 0.00017263 | 0.00016949 | 0.00016641 | 0.00016338
F3_Commercial_College (WA)_Existing_Food Preparation_Natural Gas_Food Prep Other_Baseline Forecast | F3 | Commercial | College (WA) | Existing | Food Preparation | Natural Gas | Food Prep Other | Baseline Forecast | Summer Peak Demand (n/a) | 0 | 0 | 0 | 0 | 0 | 0 | 0 | 0 | 0 | 0 | 0 | 0 | 0 | 0 | 0 | 0 | 0 | 0 | 0 | 0 | 0 | 0 | 0 | 0 | 0 | 0 | 0
F4_Commercial_College (WA)_Existing_Food Preparation_Natural Gas_Food Prep Other_Baseline Forecast | F4 | Commercial | College (WA) | Existing | Food Preparation | Natural Gas | Food Prep Other | Baseline Forecast | Winter Peak Demand (n/a) | 0 | 0 | 0 | 0 | 0 | 0 | 0 | 0 | 0 | 0 | 0 | 0 | 0 | 0 | 0 | 0 | 0 | 0 | 0 | 0 | 0 | 0 | 0 | 0 | 0 | 0 | 0
F5_Commercial_College (WA)_Existing_Food Preparation_Natural Gas_Food Prep Other_Baseline Forecast | F5 | Commercial | College (WA) | Existing | Food Preparation | Natural Gas | Food Prep Other | Baseline Forecast | Turnover | 0 | 1775.2546 | 2265.8704 | 2635.3816 | 2910.0587 | 3110.5308 | 3252.9959 | 3350.1718 | 3412.0429 | 3446.4465 | 3008.0297 | 2746.8594 | 2604.3743 | 2539.0315 | 2521.6987 | 2892.1847 | 2945.7368 | 2975.5439 | 2986.9233 | 2907.4927 | 2789.7987 | 2664.5389 | 2548.2739 | 2448.673 | 2337.518 | 2293.6125 | 2287.282
F6_Commercial_College (WA)_Existing_Food Preparation_Natural Gas_Food Prep Other_Baseline Forecast | F6 | Commercial | College (WA) | Existing | Food Preparation | Natural Gas | Food Prep Other | Baseline Forecast | Avg. Replacement Usage (therms) | 0.0058241 | 0.0058241 | 0.0058241 | 0.0058241 | 0.0058241 | 0.0058241 | 0.0058241 | 0.0058241 | 0.0058241 | 0.0058241 | 0.0058241 | 0.0058241 | 0.0058241 | 0.0058241 | 0.0058241 | 0.0058241 | 0.0058241 | 0.0058241 | 0.0058241 | 0.0058241 | 0.0058241 | 0.0058241 | 0.0058241 | 0.0058241 | 0.0058241 | 0.0058241 | 0.0058241
F7_Commercial_College (WA)_Existing_Food Preparation_Natural Gas_Food Prep Other_Baseline Forecast | F7 | Commercial | College (WA) | Existing | Food Preparation | Natural Gas | Food Prep Other | Baseline Forecast | Avg. Replacement Summer Demand (n/a) | 0 | 0 | 0 | 0 | 0 | 0 | 0 | 0 | 0 | 0 | 0 | 0 | 0 | 0 | 0 | 0 | 0 | 0 | 0 | 0 | 0 | 0 | 0 | 0 | 0 | 0 | 0
F8_Commercial_College (WA)_Existing_Food Preparation_Natural Gas_Food Prep Other_Baseline Forecast | F8 | Commercial | College (WA) | Existing | Food Preparation | Natural Gas | Food Prep Other | Baseline Forecast | Avg. Replacement Winter Demand (n/a) | 0 | 0 | 0 | 0 | 0 | 0 | 0 | 0 | 0 | 0 | 0 | 0 | 0 | 0 | 0 | 0 | 0 | 0 | 0 | 0 | 0 | 0 | 0 | 0 | 0 | 0 | 0
F1_Commercial_College (WA)_Existing_Miscellaneous_Natural Gas_Pool Heater_Baseline Forecast | F1 | Commercial | College (WA) | Existing | Miscellaneous | Natural Gas | Pool Heater | Baseline Forecast | Units | 41874.0428 | 41112.6966 | 40365.193 | 39631.2804 | 38910.7117 | 38203.2442 | 37508.6398 | 36826.6645 | 36157.0888 | 35499.6872 | 34854.2383 | 34220.5249 | 33598.3335 | 32987.4547 | 32387.6828 | 31798.8159 | 31220.6556 | 30653.0073 | 30095.6799 | 29548.4857 | 29011.2405 | 28483.7634 | 27965.8768 | 27457.4063 | 26958.1807 | 26468.032 | 25986.7951
F2_Commercial_College (WA)_Existing_Miscellaneous_Natural Gas_Pool Heater_Baseline Forecast | F2 | Commercial | College (WA) | Existing | Miscellaneous | Natural Gas | Pool Heater | Baseline Forecast | Usage (MMtherm) | 0.00029474 | 0.00028938 | 0.00028412 | 0.00027895 | 0.00027388 | 0.0002689 | 0.00026401 | 0.00025921 | 0.0002545 | 0.00024987 | 0.00024533 | 0.00024087 | 0.00023649 | 0.00023219 | 0.00022797 | 0.00022382 | 0.00021975 | 0.00021576 | 0.00021183 | 0.00020798 | 0.0002042 | 0.00020049 | 0.00019684 | 0.00019326 | 0.00018975 | 0.0001863 | 0.00018291
F3_Commercial_College (WA)_Existing_Miscellaneous_Natural Gas_Pool Heater_Baseline Forecast | F3 | Commercial | College (WA) | Existing | Miscellaneous | Natural Gas | Pool Heater | Baseline Forecast | Summer Peak Demand (n/a) | 0 | 0 | 0 | 0 | 0 | 0 | 0 | 0 | 0 | 0 | 0 | 0 | 0 | 0 | 0 | 0 | 0 | 0 | 0 | 0 | 0 | 0 | 0 | 0 | 0 | 0 | 0
F4_Commercial_College (WA)_Existing_Miscellaneous_Natural Gas_Pool Heater_Baseline Forecast | F4 | Commercial | College (WA) | Existing | Miscellaneous | Natural Gas | Pool Heater | Baseline Forecast | Winter Peak Demand (n/a) | 0 | 0 | 0 | 0 | 0 | 0 | 0 | 0 | 0 | 0 | 0 | 0 | 0 | 0 | 0 | 0 | 0 | 0 | 0 | 0 | 0 | 0 | 0 | 0 | 0 | 0 | 0
F5_Commercial_College (WA)_Existing_Miscellaneous_Natural Gas_Pool Heater_Baseline Forecast | F5 | Commercial | College (WA) | Existing | Miscellaneous | Natural Gas | Pool Heater | Baseline Forecast | Turnover | 0 | 4933.5236 | 4682.3624 | 4470.4084 | 4289.5169 | 4133.2854 | 4146.7152 | 4111.4349 | 4045.0491 | 3959.8993 | 3864.5109 | 4868.5227 | 4538.9758 | 4275.577 | 4059.089 | 3876.3054 | 3952.3366 | 3941.3489 | 3877.7297 | 3783.9001 | 3674.2773 | 3841.5552 | 3683.9429 | 3561.6632 | 3457.6881 | 3362.5131 | 3374.028
F6_Commercial_College (WA)_Existing_Miscellaneous_Natural Gas_Pool Heater_Baseline Forecast | F6 | Commercial | College (WA) | Existing | Miscellaneous | Natural Gas | Pool Heater | Baseline Forecast | Avg. Replacement Usage (therms) | 0.0070387 | 0.0070387 | 0.0070387 | 0.0070387 | 0.0070387 | 0.0070387 | 0.0070387 | 0.0070387 | 0.0070387 | 0.0070387 | 0.0070387 | 0.0070387 | 0.0070387 | 0.0070387 | 0.0070387 | 0.0070387 | 0.0070387 | 0.0070387 | 0.0070387 | 0.0070387 | 0.0070387 | 0.0070387 | 0.0070387 | 0.0070387 | 0.0070387 | 0.0070387 | 0.0070387
F7_Commercial_College (WA)_Existing_Miscellaneous_Natural Gas_Pool Heater_Baseline Forecast | F7 | Commercial | College (WA) | Existing | Miscellaneous | Natural Gas | Pool Heater | Baseline Forecast | Avg. Replacement Summer Demand (n/a) | 0 | 0 | 0 | 0 | 0 | 0 | 0 | 0 | 0 | 0 | 0 | 0 | 0 | 0 | 0 | 0 | 0 | 0 | 0 | 0 | 0 | 0 | 0 | 0 | 0 | 0 | 0
F8_Commercial_College (WA)_Existing_Miscellaneous_Natural Gas_Pool Heater_Baseline Forecast | F8 | Commercial | College (WA) | Existing | Miscellaneous | Natural Gas | Pool Heater | Baseline Forecast | Avg. Replacement Winter Demand (n/a) | 0 | 0 | 0 | 0 | 0 | 0 | 0 | 0 | 0 | 0 | 0 | 0 | 0 | 0 | 0 | 0 | 0 | 0 | 0 | 0 | 0 | 0 | 0 | 0 | 0 | 0 | 0
F1_Commercial_College (WA)_Existing_Miscellaneous_Natural Gas_Miscellaneous_Baseline Forecast | F1 | Commercial | College (WA) | Existing | Miscellaneous | Natural Gas | Miscellaneous | Baseline Forecast | Units | 3446747.2313 | 3384079.0998 | 3322550.3889 | 3262140.3818 | 3202828.7385 | 3144595.4887 | 3087421.0253 | 3031286.0976 | 2976171.8049 | 2922059.5903 | 2868931.2341 | 2816768.848 | 2765554.8689 | 2715272.0531 | 2665903.4704 | 2617432.4982 | 2569842.8164 | 2523118.4015 | 2477243.5215 | 2432202.7302 | 2387980.8624 | 2344563.0285 | 2301934.6098 | 2260081.2533 | 2218988.8669 | 2178643.6147 | 2139031.9127
F2_Commercial_College (WA)_Existing_Miscellaneous_Natural Gas_Miscellaneous_Baseline Forecast | F2 | Commercial | College (WA) | Existing | Miscellaneous | Natural Gas | Miscellaneous | Baseline Forecast | Usage (MMtherm) | 0.09527 | 0.093538 | 0.091838 | 0.090168 | 0.088528 | 0.086919 | 0.085338 | 0.083787 | 0.082263 | 0.080768 | 0.079299 | 0.077857 | 0.076442 | 0.075052 | 0.073687 | 0.072348 | 0.071032 | 0.069741 | 0.068473 | 0.067228 | 0.066005 | 0.064805 | 0.063627 | 0.06247 | 0.061334 | 0.060219 | 0.059124
F3_Commercial_College (WA)_Existing_Miscellaneous_Natural Gas_Miscellaneous_Baseline Forecast | F3 | Commercial | College (WA) | Existing | Miscellaneous | Natural Gas | Miscellaneous | Baseline Forecast | Summer Peak Demand (n/a) | 0 | 0 | 0 | 0 | 0 | 0 | 0 | 0 | 0 | 0 | 0 | 0 | 0 | 0 | 0 | 0 | 0 | 0 | 0 | 0 | 0 | 0 | 0 | 0 | 0 | 0 | 0
F4_Commercial_College (WA)_Existing_Miscellaneous_Natural Gas_Miscellaneous_Baseline Forecast | F4 | Commercial | College (WA) | Existing | Miscellaneous | Natural Gas | Miscellaneous | Baseline Forecast | Winter Peak Demand (n/a) | 0 | 0 | 0 | 0 | 0 | 0 | 0 | 0 | 0 | 0 | 0 | 0 | 0 | 0 | 0 | 0 | 0 | 0 | 0 | 0 | 0 | 0 | 0 | 0 | 0 | 0 | 0
F5_Commercial_College (WA)_Existing_Miscellaneous_Natural Gas_Miscellaneous_Baseline Forecast | F5 | Commercial | College (WA) | Existing | Miscellaneous | Natural Gas | Miscellaneous | Baseline Forecast | Turnover | 0 | 290063.9228 | 339035.754 | 378522.4117 | 357767.0419 | 346921.4586 | 343133.0897 | 337138.7105 | 330627.7048 | 324636.1038 | 318783.3468 | 383322.077 | 379635.9323 | 373658.1481 | 362918.0905 | 355693.0584 | 350468.1906 | 344067.3494 | 337552.0812 | 331459.9236 | 325474.839 | 336602.2363 | 328881.9989 | 321003.7425 | 314696.9425 | 309150.6668 | 303871.1757
F6_Commercial_College (WA)_Existing_Miscellaneous_Natural Gas_Miscellaneous_Baseline Forecast | F6 | Commercial | College (WA) | Existing | Miscellaneous | Natural Gas | Miscellaneous | Baseline Forecast | Avg. Replacement Usage (therms) | 0.027641 | 0.027641 | 0.027641 | 0.027641 | 0.027641 | 0.027641 | 0.027641 | 0.027641 | 0.027641 | 0.027641 | 0.027641 | 0.027641 | 0.027641 | 0.027641 | 0.027641 | 0.027641 | 0.027641 | 0.027641 | 0.027641 | 0.027641 | 0.027641 | 0.027641 | 0.027641 | 0.027641 | 0.027641 | 0.027641 | 0.027641
F7_Commercial_College (WA)_Existing_Miscellaneous_Natural Gas_Miscellaneous_Baseline Forecast | F7 | Commercial | College (WA) | Existing | Miscellaneous | Natural Gas | Miscellaneous | Baseline Forecast | Avg. Replacement Summer Demand (n/a) | 0 | 0 | 0 | 0 | 0 | 0 | 0 | 0 | 0 | 0 | 0 | 0 | 0 | 0 | 0 | 0 | 0 | 0 | 0 | 0 | 0 | 0 | 0 | 0 | 0 | 0 | 0
F8_Commercial_College (WA)_Existing_Miscellaneous_Natural Gas_Miscellaneous_Baseline Forecast | F8 | Commercial | College (WA) | Existing | Miscellaneous | Natural Gas | Miscellaneous | Baseline Forecast | Avg. Replacement Winter Demand (n/a) | 0 | 0 | 0 | 0 | 0 | 0 | 0 | 0 | 0 | 0 | 0 | 0 | 0 | 0 | 0 | 0 | 0 | 0 | 0 | 0 | 0 | 0 | 0 | 0 | 0 | 0 | 0
F1_Commercial_College (WA)_New_Space Heating_Natural Gas_Furnace_Baseline Forecast | F1 | Commercial | College (WA) | New | Space Heating | Natural Gas | Furnace | Baseline Forecast | Units | 0 | 7704.5369 | 14904.3292 | 22147.5591 | 29379.5298 | 36465.13 | 43426.3186 | 50241.1775 | 56944.386 | 63539.5353 | 70024.7039 | 76291.9847 | 82465.4429 | 88539.4108 | 94497.23 | 100338.6541 | 106098.117 | 111758.8743 | 117318.7681 | 122775.6132 | 128147.2926 | 133504.6404 | 138763.1868 | 143929.7769 | 149013.0577 | 154030.7857 | 158547.6477
F2_Commercial_College (WA)_New_Space Heating_Natural Gas_Furnace_Baseline Forecast | F2 | Commercial | College (WA) | New | Space Heating | Natural Gas | Furnace | Baseline Forecast | Usage (MMtherm) | 0 | 0.0017547 | 0.0033944 | 0.005044 | 0.006691 | 0.0083047 | 0.0098901 | 0.011442 | 0.012969 | 0.014471 | 0.015948 | 0.017375 | 0.018781 | 0.020164 | 0.021521 | 0.022852 | 0.024163 | 0.025452 | 0.026719 | 0.027961 | 0.029185 | 0.030405 | 0.031603 | 0.032779 | 0.033937 | 0.03508 | 0.036108
F3_Commercial_College (WA)_New_Space Heating_Natural Gas_Furnace_Baseline Forecast | F3 | Commercial | College (WA) | New | Space Heating | Natural Gas | Furnace | Baseline Forecast | Summer Peak Demand (n/a) | 0 | 0 | 0 | 0 | 0 | 0 | 0 | 0 | 0 | 0 | 0 | 0 | 0 | 0 | 0 | 0 | 0 | 0 | 0 | 0 | 0 | 0 | 0 | 0 | 0 | 0 | 0
F4_Commercial_College (WA)_New_Space Heating_Natural Gas_Furnace_Baseline Forecast | F4 | Commercial | College (WA) | New | Space Heating | Natural Gas | Furnace | Baseline Forecast | Winter Peak Demand (n/a) | 0 | 0 | 0 | 0 | 0 | 0 | 0 | 0 | 0 | 0 | 0 | 0 | 0 | 0 | 0 | 0 | 0 | 0 | 0 | 0 | 0 | 0 | 0 | 0 | 0 | 0 | 0
F5_Commercial_College (WA)_New_Space Heating_Natural Gas_Furnace_Baseline Forecast | F5 | Commercial | College (WA) | New | Space Heating | Natural Gas | Furnace | Baseline Forecast | Turnover | 0 | 7704.5369 | 7199.7923 | 7243.2299 | 7231.9707 | 7085.6002 | 6961.1886 | 6814.8589 | 6703.2085 | 6595.1493 | 6485.1686 | 6267.2808 | 6873.8706 | 7365.233 | 7790.1721 | 8164.6513 | 8515.6332 | 8799.2019 | 9032.5578 | 9223.195 | 9395.193 | 9604.6481 | 9689.4814 | 12274.513 | 12053.7683 | 12076.5729 | 11672.6472
F6_Commercial_College (WA)_New_Space Heating_Natural Gas_Furnace_Baseline Forecast | F6 | Commercial | College (WA) | New | Space Heating | Natural Gas | Furnace | Baseline Forecast | Avg. Replacement Usage (therms) | 0.23634 | 0.22774 | 0.22774 | 0.22774 | 0.22774 | 0.22774 | 0.22774 | 0.22774 | 0.22774 | 0.22774 | 0.22774 | 0.22774 | 0.22774 | 0.22774 | 0.22774 | 0.22774 | 0.22774 | 0.22774 | 0.22774 | 0.22774 | 0.22774 | 0.22774 | 0.22774 | 0.22774 | 0.22774 | 0.22774 | 0.22774
F7_Commercial_College (WA)_New_Space Heating_Natural Gas_Furnace_Baseline Forecast | F7 | Commercial | College (WA) | New | Space Heating | Natural Gas | Furnace | Baseline Forecast | Avg. Replacement Summer Demand (n/a) | 0 | 0 | 0 | 0 | 0 | 0 | 0 | 0 | 0 | 0 | 0 | 0 | 0 | 0 | 0 | 0 | 0 | 0 | 0 | 0 | 0 | 0 | 0 | 0 | 0 | 0 | 0
F8_Commercial_College (WA)_New_Space Heating_Natural Gas_Furnace_Baseline Forecast | F8 | Commercial | College (WA) | New | Space Heating | Natural Gas | Furnace | Baseline Forecast | Avg. Replacement Winter Demand (n/a) | 0 | 0 | 0 | 0 | 0 | 0 | 0 | 0 | 0 | 0 | 0 | 0 | 0 | 0 | 0 | 0 | 0 | 0 | 0 | 0 | 0 | 0 | 0 | 0 | 0 | 0 | 0
F1_Commercial_College (WA)_New_Space Heating_Natural Gas_Boiler_Baseline Forecast | F1 | Commercial | College (WA) | New | Space Heating | Natural Gas | Boiler | Baseline Forecast | Units | 0 | 65715.1246 | 127125.0777 | 188905.5281 | 250589.9434 | 311025.9055 | 370400.7109 | 428527.4108 | 485701.7993 | 541954.5063 | 597269.1436 | 650725.327 | 703381.2597 | 755188.599 | 806005.259 | 855829.1379 | 904953.9371 | 953236.8354 | 1000659.4275 | 1047203.0759 | 1093020.3121 | 1138715.3074 | 1183567.5859 | 1227635.5315 | 1270992.8978 | 1313791.138 | 1352317.2892
F2_Commercial_College (WA)_New_Space Heating_Natural Gas_Boiler_Baseline Forecast | F2 | Commercial | College (WA) | New | Space Heating | Natural Gas | Boiler | Baseline Forecast | Usage (MMtherm) | 0 | 0.031534 | 0.061002 | 0.090648 | 0.12025 | 0.14925 | 0.17625 | 0.20269 | 0.22869 | 0.25428 | 0.27943 | 0.30334 | 0.32688 | 0.35005 | 0.37277 | 0.39505 | 0.41702 | 0.43861 | 0.45981 | 0.48062 | 0.50111 | 0.52154 | 0.5416 | 0.5613 | 0.58069 | 0.59983 | 0.61705
F3_Commercial_College (WA)_New_Space Heating_Natural Gas_Boiler_Baseline Forecast | F3 | Commercial | College (WA) | New | Space Heating | Natural Gas | Boiler | Baseline Forecast | Summer Peak Demand (n/a) | 0 | 0 | 0 | 0 | 0 | 0 | 0 | 0 | 0 | 0 | 0 | 0 | 0 | 0 | 0 | 0 | 0 | 0 | 0 | 0 | 0 | 0 | 0 | 0 | 0 | 0 | 0
F4_Commercial_College (WA)_New_Space Heating_Natural Gas_Boiler_Baseline Forecast | F4 | Commercial | College (WA) | New | Space Heating | Natural Gas | Boiler | Baseline Forecast | Winter Peak Demand (n/a) | 0 | 0 | 0 | 0 | 0 | 0 | 0 | 0 | 0 | 0 | 0 | 0 | 0 | 0 | 0 | 0 | 0 | 0 | 0 | 0 | 0 | 0 | 0 | 0 | 0 | 0 | 0
F5_Commercial_College (WA)_New_Space Heating_Natural Gas_Boiler_Baseline Forecast | F5 | Commercial | College (WA) | New | Space Heating | Natural Gas | Boiler | Baseline Forecast | Turnover | 0 | 65715.1246 | 61409.9531 | 61780.4504 | 61684.4154 | 60435.9621 | 59374.8053 | 58126.6999 | 57174.3885 | 56252.707 | 55314.6372 | 53456.1835 | 52655.9327 | 51807.3393 | 50816.6601 | 49823.8789 | 49124.7992 | 48282.8983 | 47422.5921 | 46543.6484 | 45817.2362 | 45694.9953 | 44852.2786 | 44067.9456 | 43357.3662 | 42798.2402 | 38526.1511
F6_Commercial_College (WA)_New_Space Heating_Natural Gas_Boiler_Baseline Forecast | F6 | Commercial | College (WA) | New | Space Heating | Natural Gas | Boiler | Baseline Forecast | Avg. Replacement Usage (therms) | 0.49798 | 0.47986 | 0.47986 | 0.47986 | 0.47986 | 0.47986 | 0.45481 | 0.45481 | 0.45481 | 0.45481 | 0.45481 | 0.44715 | 0.44715 | 0.44715 | 0.44715 | 0.44715 | 0.44715 | 0.44715 | 0.44715 | 0.44715 | 0.44715 | 0.44715 | 0.44715 | 0.44715 | 0.44715 | 0.44715 | 0.44715
F7_Commercial_College (WA)_New_Space Heating_Natural Gas_Boiler_Baseline Forecast | F7 | Commercial | College (WA) | New | Space Heating | Natural Gas | Boiler | Baseline Forecast | Avg. Replacement Summer Demand (n/a) | 0 | 0 | 0 | 0 | 0 | 0 | 0 | 0 | 0 | 0 | 0 | 0 | 0 | 0 | 0 | 0 | 0 | 0 | 0 | 0 | 0 | 0 | 0 | 0 | 0 | 0 | 0
F8_Commercial_College (WA)_New_Space Heating_Natural Gas_Boiler_Baseline Forecast | F8 | Commercial | College (WA) | New | Space Heating | Natural Gas | Boiler | Baseline Forecast | Avg. Replacement Winter Demand (n/a) | 0 | 0 | 0 | 0 | 0 | 0 | 0 | 0 | 0 | 0 | 0 | 0 | 0 | 0 | 0 | 0 | 0 | 0 | 0 | 0 | 0 | 0 | 0 | 0 | 0 | 0 | 0
F1_Commercial_College (WA)_New_Space Heating_Natural Gas_Unit Heater_Baseline Forecast | F1 | Commercial | College (WA) | New | Space Heating | Natural Gas | Unit Heater | Baseline Forecast | Units | 0 | 0 | 0 | 0 | 0 | 0 | 0 | 0 | 0 | 0 | 0 | 0 | 0 | 0 | 0 | 0 | 0 | 0 | 0 | 0 | 0 | 0 | 0 | 0 | 0 | 0 | 0
F2_Commercial_College (WA)_New_Space Heating_Natural Gas_Unit Heater_Baseline Forecast | F2 | Commercial | College (WA) | New | Space Heating | Natural Gas | Unit Heater | Baseline Forecast | Usage (MMtherm) | 0 | 0 | 0 | 0 | 0 | 0 | 0 | 0 | 0 | 0 | 0 | 0 | 0 | 0 | 0 | 0 | 0 | 0 | 0 | 0 | 0 | 0 | 0 | 0 | 0 | 0 | 0
F3_Commercial_College (WA)_New_Space Heating_Natural Gas_Unit Heater_Baseline Forecast | F3 | Commercial | College (WA) | New | Space Heating | Natural Gas | Unit Heater | Baseline Forecast | Summer Peak Demand (n/a) | 0 | 0 | 0 | 0 | 0 | 0 | 0 | 0 | 0 | 0 | 0 | 0 | 0 | 0 | 0 | 0 | 0 | 0 | 0 | 0 | 0 | 0 | 0 | 0 | 0 | 0 | 0
F4_Commercial_College (WA)_New_Space Heating_Natural Gas_Unit Heater_Baseline Forecast | F4 | Commercial | College (WA) | New | Space Heating | Natural Gas | Unit Heater | Baseline Forecast | Winter Peak Demand (n/a) | 0 | 0 | 0 | 0 | 0 | 0 | 0 | 0 | 0 | 0 | 0 | 0 | 0 | 0 | 0 | 0 | 0 | 0 | 0 | 0 | 0 | 0 | 0 | 0 | 0 | 0 | 0
F5_Commercial_College (WA)_New_Space Heating_Natural Gas_Unit Heater_Baseline Forecast | F5 | Commercial | College (WA) | New | Space Heating | Natural Gas | Unit Heater | Baseline Forecast | Turnover | 0 | 0 | 0 | 0 | 0 | 0 | 0 | 0 | 0 | 0 | 0 | 0 | 0 | 0 | 0 | 0 | 0 | 0 | 0 | 0 | 0 | 0 | 0 | 0 | 0 | 0 | 0
F6_Commercial_College (WA)_New_Space Heating_Natural Gas_Unit Heater_Baseline Forecast | F6 | Commercial | College (WA) | New | Space Heating | Natural Gas | Unit Heater | Baseline Forecast | Avg. Replacement Usage (therms) | 0.11817 | 0.11387 | 0.11387 | 0.11387 | 0.11387 | 0.11387 | 0.11387 | 0.11387 | 0.11387 | 0.11387 | 0.11387 | 0.11387 | 0.11387 | 0.11387 | 0.11387 | 0.11387 | 0.11387 | 0.11387 | 0.11387 | 0.11387 | 0.11387 | 0.11387 | 0.11387 | 0.11387 | 0.11387 | 0.11387 | 0.11387
F7_Commercial_College (WA)_New_Space Heating_Natural Gas_Unit Heater_Baseline Forecast | F7 | Commercial | College (WA) | New | Space Heating | Natural Gas | Unit Heater | Baseline Forecast | Avg. Replacement Summer Demand (n/a) | 0 | 0 | 0 | 0 | 0 | 0 | 0 | 0 | 0 | 0 | 0 | 0 | 0 | 0 | 0 | 0 | 0 | 0 | 0 | 0 | 0 | 0 | 0 | 0 | 0 | 0 | 0
F8_Commercial_College (WA)_New_Space Heating_Natural Gas_Unit Heater_Baseline Forecast | F8 | Commercial | College (WA) | New | Space Heating | Natural Gas | Unit Heater | Baseline Forecast | Avg. Replacement Winter Demand (n/a) | 0 | 0 | 0 | 0 | 0 | 0 | 0 | 0 | 0 | 0 | 0 | 0 | 0 | 0 | 0 | 0 | 0 | 0 | 0 | 0 | 0 | 0 | 0 | 0 | 0 | 0 | 0
F1_Commercial_College (WA)_New_Water Heating_Natural Gas_Water Heater_Baseline Forecast | F1 | Commercial | College (WA) | New | Water Heating | Natural Gas | Water Heater | Baseline Forecast | Units | 0 | 64787.9017 | 125331.3767 | 186240.1213 | 247054.186 | 306637.4128 | 365174.4554 | 422481.0031 | 478848.6762 | 534307.6725 | 588841.8349 | 641543.7658 | 693456.7373 | 744533.0888 | 794632.7394 | 843753.6166 | 892185.2779 | 939786.9174 | 986540.3893 | 1032427.3192 | 1077598.0864 | 1122648.3374 | 1166867.7623 | 1210313.9209 | 1253059.5263 | 1295253.8947 | 1333236.4521
F2_Commercial_College (WA)_New_Water Heating_Natural Gas_Water Heater_Baseline Forecast | F2 | Commercial | College (WA) | New | Water Heating | Natural Gas | Water Heater | Baseline Forecast | Usage (MMtherm) | 0 | 0.011877 | 0.022975 | 0.03414 | 0.045289 | 0.056211 | 0.066942 | 0.077447 | 0.08778 | 0.097946 | 0.10794 | 0.1176 | 0.12712 | 0.13648 | 0.14567 | 0.15467 | 0.16355 | 0.17228 | 0.18085 | 0.18926 | 0.19754 | 0.2058 | 0.2139 | 0.22187 | 0.2297 | 0.23744 | 0.2444
F3_Commercial_College (WA)_New_Water Heating_Natural Gas_Water Heater_Baseline Forecast | F3 | Commercial | College (WA) | New | Water Heating | Natural Gas | Water Heater | Baseline Forecast | Summer Peak Demand (n/a) | 0 | 0 | 0 | 0 | 0 | 0 | 0 | 0 | 0 | 0 | 0 | 0 | 0 | 0 | 0 | 0 | 0 | 0 | 0 | 0 | 0 | 0 | 0 | 0 | 0 | 0 | 0
F4_Commercial_College (WA)_New_Water Heating_Natural Gas_Water Heater_Baseline Forecast | F4 | Commercial | College (WA) | New | Water Heating | Natural Gas | Water Heater | Baseline Forecast | Winter Peak Demand (n/a) | 0 | 0 | 0 | 0 | 0 | 0 | 0 | 0 | 0 | 0 | 0 | 0 | 0 | 0 | 0 | 0 | 0 | 0 | 0 | 0 | 0 | 0 | 0 | 0 | 0 | 0 | 0
F5_Commercial_College (WA)_New_Water Heating_Natural Gas_Water Heater_Baseline Forecast | F5 | Commercial | College (WA) | New | Water Heating | Natural Gas | Water Heater | Baseline Forecast | Turnover | 0 | 64787.9017 | 60543.475 | 60908.7447 | 60814.0647 | 59583.2268 | 58537.0426 | 57306.5476 | 56367.6731 | 55458.9963 | 54534.1624 | 52701.9309 | 57802.7807 | 61934.6758 | 65508.013 | 68657.0308 | 71608.458 | 73993.0039 | 75955.3076 | 77558.3872 | 79004.728 | 80766.0484 | 81479.4161 | 103217.0983 | 101360.8432 | 101552.6084 | 98155.974
F6_Commercial_College (WA)_New_Water Heating_Natural Gas_Water Heater_Baseline Forecast | F6 | Commercial | College (WA) | New | Water Heating | Natural Gas | Water Heater | Baseline Forecast | Avg. Replacement Usage (therms) | 0.18331 | 0.18331 | 0.18331 | 0.18331 | 0.18331 | 0.18331 | 0.18331 | 0.18331 | 0.18331 | 0.18331 | 0.18331 | 0.18331 | 0.18331 | 0.18331 | 0.18331 | 0.18331 | 0.18331 | 0.18331 | 0.18331 | 0.18331 | 0.18331 | 0.18331 | 0.18331 | 0.18331 | 0.18331 | 0.18331 | 0.18331
F7_Commercial_College (WA)_New_Water Heating_Natural Gas_Water Heater_Baseline Forecast | F7 | Commercial | College (WA) | New | Water Heating | Natural Gas | Water Heater | Baseline Forecast | Avg. Replacement Summer Demand (n/a) | 0 | 0 | 0 | 0 | 0 | 0 | 0 | 0 | 0 | 0 | 0 | 0 | 0 | 0 | 0 | 0 | 0 | 0 | 0 | 0 | 0 | 0 | 0 | 0 | 0 | 0 | 0
F8_Commercial_College (WA)_New_Water Heating_Natural Gas_Water Heater_Baseline Forecast | F8 | Commercial | College (WA) | New | Water Heating | Natural Gas | Water Heater | Baseline Forecast | Avg. Replacement Winter Demand (n/a) | 0 | 0 | 0 | 0 | 0 | 0 | 0 | 0 | 0 | 0 | 0 | 0 | 0 | 0 | 0 | 0 | 0 | 0 | 0 | 0 | 0 | 0 | 0 | 0 | 0 | 0 | 0
F1_Commercial_College (WA)_New_Food Preparation_Natural Gas_Oven_Baseline Forecast | F1 | Commercial | College (WA) | New | Food Preparation | Natural Gas | Oven | Baseline Forecast | Units | 0 | 6775.2375 | 13106.6112 | 19476.1833 | 25835.8541 | 32066.8093 | 38188.359 | 44181.229 | 50075.9155 | 55875.5765 | 61578.5225 | 67089.8616 | 72518.6947 | 77860.0378 | 83099.2417 | 88236.0898 | 93300.8627 | 98278.8354 | 103168.1105 | 107966.7664 | 112690.5291 | 117401.6888 | 122025.9643 | 126569.3749 | 131039.5247 | 135452.0286 | 139424.0795
F2_Commercial_College (WA)_New_Food Preparation_Natural Gas_Oven_Baseline Forecast | F2 | Commercial | College (WA) | New | Food Preparation | Natural Gas | Oven | Baseline Forecast | Usage (MMtherm) | 0 | 8.294e-05 | 0.00016045 | 0.00023842 | 0.00031627 | 0.00039255 | 0.00046749 | 0.00054085 | 0.00061301 | 0.00068401 | 0.00075382 | 0.00082129 | 0.00088775 | 0.00095314 | 0.0010173 | 0.0010802 | 0.0011422 | 0.0012031 | 0.001263 | 0.0013217 | 0.0013795 | 0.0014372 | 0.0014938 | 0.0015494 | 0.0016041 | 0.0016582 | 0.0017068
F3_Commercial_College (WA)_New_Food Preparation_Natural Gas_Oven_Baseline Forecast | F3 | Commercial | College (WA) | New | Food Preparation | Natural Gas | Oven | Baseline Forecast | Summer Peak Demand (n/a) | 0 | 0 | 0 | 0 | 0 | 0 | 0 | 0 | 0 | 0 | 0 | 0 | 0 | 0 | 0 | 0 | 0 | 0 | 0 | 0 | 0 | 0 | 0 | 0 | 0 | 0 | 0
F4_Commercial_College (WA)_New_Food Preparation_Natural Gas_Oven_Baseline Forecast | F4 | Commercial | College (WA) | New | Food Preparation | Natural Gas | Oven | Baseline Forecast | Winter Peak Demand (n/a) | 0 | 0 | 0 | 0 | 0 | 0 | 0 | 0 | 0 | 0 | 0 | 0 | 0 | 0 | 0 | 0 | 0 | 0 | 0 | 0 | 0 | 0 | 0 | 0 | 0 | 0 | 0
F5_Commercial_College (WA)_New_Food Preparation_Natural Gas_Oven_Baseline Forecast | F5 | Commercial | College (WA) | New | Food Preparation | Natural Gas | Oven | Baseline Forecast | Turnover | 0 | 6775.2375 | 6331.3737 | 6369.5721 | 6359.6708 | 6230.9552 | 6121.5498 | 5992.8699 | 5894.6865 | 5799.661 | 7057.9934 | 7861.6519 | 8582.9978 | 9136.6089 | 9521.6076 | 11563.1688 | 11288.0473 | 11145.5431 | 10980.668 | 11049.6268 | 11268.1899 | 11629.5683 | 11960.586 | 12291.8702 | 13311.4155 | 13953.8001 | 14023.2931
F6_Commercial_College (WA)_New_Food Preparation_Natural Gas_Oven_Baseline Forecast | F6 | Commercial | College (WA) | New | Food Preparation | Natural Gas | Oven | Baseline Forecast | Avg. Replacement Usage (therms) | 0.012242 | 0.012242 | 0.012242 | 0.012242 | 0.012242 | 0.012242 | 0.012242 | 0.012242 | 0.012242 | 0.012242 | 0.012242 | 0.012242 | 0.012242 | 0.012242 | 0.012242 | 0.012242 | 0.012242 | 0.012242 | 0.012242 | 0.012242 | 0.012242 | 0.012242 | 0.012242 | 0.012242 | 0.012242 | 0.012242 | 0.012242
F7_Commercial_College (WA)_New_Food Preparation_Natural Gas_Oven_Baseline Forecast | F7 | Commercial | College (WA) | New | Food Preparation | Natural Gas | Oven | Baseline Forecast | Avg. Replacement Summer Demand (n/a) | 0 | 0 | 0 | 0 | 0 | 0 | 0 | 0 | 0 | 0 | 0 | 0 | 0 | 0 | 0 | 0 | 0 | 0 | 0 | 0 | 0 | 0 | 0 | 0 | 0 | 0 | 0
F8_Commercial_College (WA)_New_Food Preparation_Natural Gas_Oven_Baseline Forecast | F8 | Commercial | College (WA) | New | Food Preparation | Natural Gas | Oven | Baseline Forecast | Avg. Replacement Winter Demand (n/a) | 0 | 0 | 0 | 0 | 0 | 0 | 0 | 0 | 0 | 0 | 0 | 0 | 0 | 0 | 0 | 0 | 0 | 0 | 0 | 0 | 0 | 0 | 0 | 0 | 0 | 0 | 0
F1_Commercial_College (WA)_New_Food Preparation_Natural Gas_Conveyor Oven_Baseline Forecast | F1 | Commercial | College (WA) | New | Food Preparation | Natural Gas | Conveyor Oven | Baseline Forecast | Units | 0 | 3387.6187 | 6553.3056 | 9738.0916 | 12917.9271 | 16033.4046 | 19094.1795 | 22090.6145 | 25037.9577 | 27937.7883 | 30789.2612 | 33544.9308 | 36259.3474 | 38930.0189 | 41549.6209 | 44118.0449 | 46650.4313 | 49139.4177 | 51584.0553 | 53983.3832 | 56345.2646 | 58700.8444 | 61012.9821 | 63284.6875 | 65519.7624 | 67726.0143 | 69712.0398
F2_Commercial_College (WA)_New_Food Preparation_Natural Gas_Conveyor Oven_Baseline Forecast | F2 | Commercial | College (WA) | New | Food Preparation | Natural Gas | Conveyor Oven | Baseline Forecast | Usage (MMtherm) | 0 | 7.0958e-05 | 0.00013727 | 0.00020398 | 0.00027058 | 0.00033584 | 0.00039995 | 0.00046272 | 0.00052445 | 0.00058519 | 0.00064492 | 0.00070264 | 0.0007595 | 0.00081544 | 0.00087031 | 0.00092411 | 0.00097716 | 0.0010293 | 0.0010805 | 0.0011308 | 0.0011802 | 0.0012296 | 0.001278 | 0.0013256 | 0.0013724 | 0.0014186 | 0.0014602
F3_Commercial_College (WA)_New_Food Preparation_Natural Gas_Conveyor Oven_Baseline Forecast | F3 | Commercial | College (WA) | New | Food Preparation | Natural Gas | Conveyor Oven | Baseline Forecast | Summer Peak Demand (n/a) | 0 | 0 | 0 | 0 | 0 | 0 | 0 | 0 | 0 | 0 | 0 | 0 | 0 | 0 | 0 | 0 | 0 | 0 | 0 | 0 | 0 | 0 | 0 | 0 | 0 | 0 | 0
F4_Commercial_College (WA)_New_Food Preparation_Natural Gas_Conveyor Oven_Baseline Forecast | F4 | Commercial | College (WA) | New | Food Preparation | Natural Gas | Conveyor Oven | Baseline Forecast | Winter Peak Demand (n/a) | 0 | 0 | 0 | 0 | 0 | 0 | 0 | 0 | 0 | 0 | 0 | 0 | 0 | 0 | 0 | 0 | 0 | 0 | 0 | 0 | 0 | 0 | 0 | 0 | 0 | 0 | 0
F5_Commercial_College (WA)_New_Food Preparation_Natural Gas_Conveyor Oven_Baseline Forecast | F5 | Commercial | College (WA) | New | Food Preparation | Natural Gas | Conveyor Oven | Baseline Forecast | Turnover | 0 | 3387.6187 | 3165.6869 | 3184.786 | 3179.8354 | 3115.4776 | 3060.7749 | 2996.435 | 2947.3433 | 2899.8305 | 2851.473 | 2755.6696 | 2714.4166 | 2670.6715 | 2619.602 | 2568.424 | 2532.3864 | 3166.5101 | 3619.7939 | 3976.4103 | 4259.5143 | 4496.7817 | 5525.2981 | 5383.3425 | 5318.86 | 5251.9484 | 4976.0062
F6_Commercial_College (WA)_New_Food Preparation_Natural Gas_Conveyor Oven_Baseline Forecast | F6 | Commercial | College (WA) | New | Food Preparation | Natural Gas | Conveyor Oven | Baseline Forecast | Avg. Replacement Usage (therms) | 0.020946 | 0.020946 | 0.020946 | 0.020946 | 0.020946 | 0.020946 | 0.020946 | 0.020946 | 0.020946 | 0.020946 | 0.020946 | 0.020946 | 0.020946 | 0.020946 | 0.020946 | 0.020946 | 0.020946 | 0.020946 | 0.020946 | 0.020946 | 0.020946 | 0.020946 | 0.020946 | 0.020946 | 0.020946 | 0.020946 | 0.020946
F7_Commercial_College (WA)_New_Food Preparation_Natural Gas_Conveyor Oven_Baseline Forecast | F7 | Commercial | College (WA) | New | Food Preparation | Natural Gas | Conveyor Oven | Baseline Forecast | Avg. Replacement Summer Demand (n/a) | 0 | 0 | 0 | 0 | 0 | 0 | 0 | 0 | 0 | 0 | 0 | 0 | 0 | 0 | 0 | 0 | 0 | 0 | 0 | 0 | 0 | 0 | 0 | 0 | 0 | 0 | 0
F8_Commercial_College (WA)_New_Food Preparation_Natural Gas_Conveyor Oven_Baseline Forecast | F8 | Commercial | College (WA) | New | Food Preparation | Natural Gas | Conveyor Oven | Baseline Forecast | Avg. Replacement Winter Demand (n/a) | 0 | 0 | 0 | 0 | 0 | 0 | 0 | 0 | 0 | 0 | 0 | 0 | 0 | 0 | 0 | 0 | 0 | 0 | 0 | 0 | 0 | 0 | 0 | 0 | 0 | 0 | 0
F1_Commercial_College (WA)_New_Food Preparation_Natural Gas_Double Rack Oven_Baseline Forecast | F1 | Commercial | College (WA) | New | Food Preparation | Natural Gas | Double Rack Oven | Baseline Forecast | Units | 0 | 3387.6187 | 6553.3056 | 9738.0916 | 12917.9271 | 16033.4046 | 19094.1795 | 22090.6145 | 25037.9577 | 27937.7883 | 30789.2612 | 33544.9308 | 36259.3474 | 38930.0189 | 41549.6209 | 44118.0449 | 46650.4313 | 49139.4177 | 51584.0553 | 53983.3832 | 56345.2646 | 58700.8444 | 61012.9821 | 63284.6875 | 65519.7624 | 67726.0143 | 69712.0398
F2_Commercial_College (WA)_New_Food Preparation_Natural Gas_Double Rack Oven_Baseline Forecast | F2 | Commercial | College (WA) | New | Food Preparation | Natural Gas | Double Rack Oven | Baseline Forecast | Usage (MMtherm) | 0 | 0.0001078 | 0.00020853 | 0.00030988 | 0.00041107 | 0.0005102 | 0.0006076 | 0.00070295 | 0.00079674 | 0.00088902 | 0.00097976 | 0.0010674 | 0.0011538 | 0.0012388 | 0.0013222 | 0.0014039 | 0.0014845 | 0.0015637 | 0.0016415 | 0.0017178 | 0.001793 | 0.0018679 | 0.0019415 | 0.0020138 | 0.0020849 | 0.0021551 | 0.0022183
F3_Commercial_College (WA)_New_Food Preparation_Natural Gas_Double Rack Oven_Baseline Forecast | F3 | Commercial | College (WA) | New | Food Preparation | Natural Gas | Double Rack Oven | Baseline Forecast | Summer Peak Demand (n/a) | 0 | 0 | 0 | 0 | 0 | 0 | 0 | 0 | 0 | 0 | 0 | 0 | 0 | 0 | 0 | 0 | 0 | 0 | 0 | 0 | 0 | 0 | 0 | 0 | 0 | 0 | 0
F4_Commercial_College (WA)_New_Food Preparation_Natural Gas_Double Rack Oven_Baseline Forecast | F4 | Commercial | College (WA) | New | Food Preparation | Natural Gas | Double Rack Oven | Baseline Forecast | Winter Peak Demand (n/a) | 0 | 0 | 0 | 0 | 0 | 0 | 0 | 0 | 0 | 0 | 0 | 0 | 0 | 0 | 0 | 0 | 0 | 0 | 0 | 0 | 0 | 0 | 0 | 0 | 0 | 0 | 0
F5_Commercial_College (WA)_New_Food Preparation_Natural Gas_Double Rack Oven_Baseline Forecast | F5 | Commercial | College (WA) | New | Food Preparation | Natural Gas | Double Rack Oven | Baseline Forecast | Turnover | 0 | 3387.6187 | 3165.6869 | 3184.786 | 3179.8354 | 3115.4776 | 3060.7749 | 2996.435 | 2947.3433 | 2899.8305 | 3227.875 | 3441.9922 | 3678.3462 | 3880.813 | 4041.4474 | 4172.3727 | 4291.0558 | 4379.7307 | 4447.5025 | 5581.5093 | 5504.5875 | 5563.6831 | 5593.462 | 5617.6689 | 5656.0163 | 5704.0594 | 5566.7068
F6_Commercial_College (WA)_New_Food Preparation_Natural Gas_Double Rack Oven_Baseline Forecast | F6 | Commercial | College (WA) | New | Food Preparation | Natural Gas | Double Rack Oven | Baseline Forecast | Avg. Replacement Usage (therms) | 0.031821 | 0.031821 | 0.031821 | 0.031821 | 0.031821 | 0.031821 | 0.031821 | 0.031821 | 0.031821 | 0.031821 | 0.031821 | 0.031821 | 0.031821 | 0.031821 | 0.031821 | 0.031821 | 0.031821 | 0.031821 | 0.031821 | 0.031821 | 0.031821 | 0.031821 | 0.031821 | 0.031821 | 0.031821 | 0.031821 | 0.031821
F7_Commercial_College (WA)_New_Food Preparation_Natural Gas_Double Rack Oven_Baseline Forecast | F7 | Commercial | College (WA) | New | Food Preparation | Natural Gas | Double Rack Oven | Baseline Forecast | Avg. Replacement Summer Demand (n/a) | 0 | 0 | 0 | 0 | 0 | 0 | 0 | 0 | 0 | 0 | 0 | 0 | 0 | 0 | 0 | 0 | 0 | 0 | 0 | 0 | 0 | 0 | 0 | 0 | 0 | 0 | 0
F8_Commercial_College (WA)_New_Food Preparation_Natural Gas_Double Rack Oven_Baseline Forecast | F8 | Commercial | College (WA) | New | Food Preparation | Natural Gas | Double Rack Oven | Baseline Forecast | Avg. Replacement Winter Demand (n/a) | 0 | 0 | 0 | 0 | 0 | 0 | 0 | 0 | 0 | 0 | 0 | 0 | 0 | 0 | 0 | 0 | 0 | 0 | 0 | 0 | 0 | 0 | 0 | 0 | 0 | 0 | 0
F1_Commercial_College (WA)_New_Food Preparation_Natural Gas_Fryer_Baseline Forecast | F1 | Commercial | College (WA) | New | Food Preparation | Natural Gas | Fryer | Baseline Forecast | Units | 0 | 8767.9544 | 16961.4969 | 25204.4725 | 33434.6347 | 41498.2238 | 49420.2293 | 57175.7081 | 64804.1259 | 72309.5696 | 79689.8526 | 86822.1738 | 93847.7226 | 100760.0489 | 107540.1952 | 114187.8809 | 120742.2929 | 127184.3753 | 133511.6725 | 139721.6977 | 145834.8024 | 151931.5973 | 157915.9538 | 163795.6616 | 169580.5614 | 175290.8605 | 180431.1617
F2_Commercial_College (WA)_New_Food Preparation_Natural Gas_Fryer_Baseline Forecast | F2 | Commercial | College (WA) | New | Food Preparation | Natural Gas | Fryer | Baseline Forecast | Usage (MMtherm) | 0 | 0.00016629 | 0.00032169 | 0.00047803 | 0.00063412 | 0.00078706 | 0.00093731 | 0.0010844 | 0.0012291 | 0.0013714 | 0.0015114 | 0.0016467 | 0.0017799 | 0.001911 | 0.0020396 | 0.0021657 | 0.00229 | 0.0024122 | 0.0025322 | 0.00265 | 0.0027659 | 0.0028815 | 0.002995 | 0.0031066 | 0.0032163 | 0.0033246 | 0.0034221
F3_Commercial_College (WA)_New_Food Preparation_Natural Gas_Fryer_Baseline Forecast | F3 | Commercial | College (WA) | New | Food Preparation | Natural Gas | Fryer | Baseline Forecast | Summer Peak Demand (n/a) | 0 | 0 | 0 | 0 | 0 | 0 | 0 | 0 | 0 | 0 | 0 | 0 | 0 | 0 | 0 | 0 | 0 | 0 | 0 | 0 | 0 | 0 | 0 | 0 | 0 | 0 | 0
F4_Commercial_College (WA)_New_Food Preparation_Natural Gas_Fryer_Baseline Forecast | F4 | Commercial | College (WA) | New | Food Preparation | Natural Gas | Fryer | Baseline Forecast | Winter Peak Demand (n/a) | 0 | 0 | 0 | 0 | 0 | 0 | 0 | 0 | 0 | 0 | 0 | 0 | 0 | 0 | 0 | 0 | 0 | 0 | 0 | 0 | 0 | 0 | 0 | 0 | 0 | 0 | 0
F5_Commercial_College (WA)_New_Food Preparation_Natural Gas_Fryer_Baseline Forecast | F5 | Commercial | College (WA) | New | Food Preparation | Natural Gas | Fryer | Baseline Forecast | Turnover | 0 | 8767.9544 | 8193.5425 | 8242.9756 | 8230.1623 | 8063.589 | 7922.0056 | 7755.4787 | 7628.4178 | 7505.4437 | 7380.283 | 7132.3212 | 7822.6356 | 8381.8182 | 8865.4093 | 9291.576 | 9691.0021 | 10013.7104 | 10279.2752 | 10496.2251 | 10691.963 | 10930.3282 | 11026.8705 | 13968.7007 | 13717.4877 | 13743.4399 | 13283.7625
F6_Commercial_College (WA)_New_Food Preparation_Natural Gas_Fryer_Baseline Forecast | F6 | Commercial | College (WA) | New | Food Preparation | Natural Gas | Fryer | Baseline Forecast | Avg. Replacement Usage (therms) | 0.018966 | 0.018966 | 0.018966 | 0.018966 | 0.018966 | 0.018966 | 0.018966 | 0.018966 | 0.018966 | 0.018966 | 0.018966 | 0.018966 | 0.018966 | 0.018966 | 0.018966 | 0.018966 | 0.018966 | 0.018966 | 0.018966 | 0.018966 | 0.018966 | 0.018966 | 0.018966 | 0.018966 | 0.018966 | 0.018966 | 0.018966
F7_Commercial_College (WA)_New_Food Preparation_Natural Gas_Fryer_Baseline Forecast | F7 | Commercial | College (WA) | New | Food Preparation | Natural Gas | Fryer | Baseline Forecast | Avg. Replacement Summer Demand (n/a) | 0 | 0 | 0 | 0 | 0 | 0 | 0 | 0 | 0 | 0 | 0 | 0 | 0 | 0 | 0 | 0 | 0 | 0 | 0 | 0 | 0 | 0 | 0 | 0 | 0 | 0 | 0
F8_Commercial_College (WA)_New_Food Preparation_Natural Gas_Fryer_Baseline Forecast | F8 | Commercial | College (WA) | New | Food Preparation | Natural Gas | Fryer | Baseline Forecast | Avg. Replacement Winter Demand (n/a) | 0 | 0 | 0 | 0 | 0 | 0 | 0 | 0 | 0 | 0 | 0 | 0 | 0 | 0 | 0 | 0 | 0 | 0 | 0 | 0 | 0 | 0 | 0 | 0 | 0 | 0 | 0
F1_Commercial_College (WA)_New_Food Preparation_Natural Gas_Broiler_Baseline Forecast | F1 | Commercial | College (WA) | New | Food Preparation | Natural Gas | Broiler | Baseline Forecast | Units | 0 | 13550.4749 | 26213.2224 | 38952.3665 | 51671.7082 | 64133.6185 | 76376.7181 | 88362.4579 | 100151.831 | 111751.1531 | 123157.0449 | 134179.7231 | 145037.3895 | 155720.0756 | 166198.4835 | 176472.1796 | 186601.7253 | 196557.6709 | 206336.2211 | 215933.5329 | 225381.0583 | 234803.3776 | 244051.9285 | 253138.7498 | 262079.0494 | 270904.0571 | 278848.159
F2_Commercial_College (WA)_New_Food Preparation_Natural Gas_Broiler_Baseline Forecast | F2 | Commercial | College (WA) | New | Food Preparation | Natural Gas | Broiler | Baseline Forecast | Usage (MMtherm) | 0 | 0.00027464 | 0.00053129 | 0.00078948 | 0.0010473 | 0.0012999 | 0.001548 | 0.0017909 | 0.0020299 | 0.002265 | 0.0024961 | 0.0027195 | 0.0029396 | 0.0031561 | 0.0033685 | 0.0035767 | 0.003782 | 0.0039838 | 0.004182 | 0.0043765 | 0.004568 | 0.004759 | 0.0049464 | 0.0051306 | 0.0053118 | 0.0054907 | 0.0056517
F3_Commercial_College (WA)_New_Food Preparation_Natural Gas_Broiler_Baseline Forecast | F3 | Commercial | College (WA) | New | Food Preparation | Natural Gas | Broiler | Baseline Forecast | Summer Peak Demand (n/a) | 0 | 0 | 0 | 0 | 0 | 0 | 0 | 0 | 0 | 0 | 0 | 0 | 0 | 0 | 0 | 0 | 0 | 0 | 0 | 0 | 0 | 0 | 0 | 0 | 0 | 0 | 0
F4_Commercial_College (WA)_New_Food Preparation_Natural Gas_Broiler_Baseline Forecast | F4 | Commercial | College (WA) | New | Food Preparation | Natural Gas | Broiler | Baseline Forecast | Winter Peak Demand (n/a) | 0 | 0 | 0 | 0 | 0 | 0 | 0 | 0 | 0 | 0 | 0 | 0 | 0 | 0 | 0 | 0 | 0 | 0 | 0 | 0 | 0 | 0 | 0 | 0 | 0 | 0 | 0
F5_Commercial_College (WA)_New_Food Preparation_Natural Gas_Broiler_Baseline Forecast | F5 | Commercial | College (WA) | New | Food Preparation | Natural Gas | Broiler | Baseline Forecast | Turnover | 0 | 13550.4749 | 12662.7475 | 12739.1441 | 12719.3417 | 12461.9103 | 12243.0995 | 11985.7399 | 11789.373 | 11599.3221 | 12911.5002 | 13767.9687 | 14713.385 | 15523.2518 | 16165.7896 | 16689.4909 | 17164.2233 | 17518.9226 | 17790.0101 | 22326.0371 | 22018.35 | 22254.7322 | 22373.8478 | 22470.6757 | 22624.0651 | 22816.2378 | 22266.8274
F6_Commercial_College (WA)_New_Food Preparation_Natural Gas_Broiler_Baseline Forecast | F6 | Commercial | College (WA) | New | Food Preparation | Natural Gas | Broiler | Baseline Forecast | Avg. Replacement Usage (therms) | 0.020268 | 0.020268 | 0.020268 | 0.020268 | 0.020268 | 0.020268 | 0.020268 | 0.020268 | 0.020268 | 0.020268 | 0.020268 | 0.020268 | 0.020268 | 0.020268 | 0.020268 | 0.020268 | 0.020268 | 0.020268 | 0.020268 | 0.020268 | 0.020268 | 0.020268 | 0.020268 | 0.020268 | 0.020268 | 0.020268 | 0.020268
F7_Commercial_College (WA)_New_Food Preparation_Natural Gas_Broiler_Baseline Forecast | F7 | Commercial | College (WA) | New | Food Preparation | Natural Gas | Broiler | Baseline Forecast | Avg. Replacement Summer Demand (n/a) | 0 | 0 | 0 | 0 | 0 | 0 | 0 | 0 | 0 | 0 | 0 | 0 | 0 | 0 | 0 | 0 | 0 | 0 | 0 | 0 | 0 | 0 | 0 | 0 | 0 | 0 | 0
F8_Commercial_College (WA)_New_Food Preparation_Natural Gas_Broiler_Baseline Forecast | F8 | Commercial | College (WA) | New | Food Preparation | Natural Gas | Broiler | Baseline Forecast | Avg. Replacement Winter Demand (n/a) | 0 | 0 | 0 | 0 | 0 | 0 | 0 | 0 | 0 | 0 | 0 | 0 | 0 | 0 | 0 | 0 | 0 | 0 | 0 | 0 | 0 | 0 | 0 | 0 | 0 | 0 | 0
F1_Commercial_College (WA)_New_Food Preparation_Natural Gas_Griddle_Baseline Forecast | F1 | Commercial | College (WA) | New | Food Preparation | Natural Gas | Griddle | Baseline Forecast | Units | 0 | 19130.0822 | 37006.9022 | 54991.5763 | 72948.294 | 90541.5791 | 107825.9549 | 124746.9994 | 141390.8202 | 157766.3337 | 173868.7693 | 189430.1974 | 204758.6675 | 219840.1068 | 234633.1531 | 249137.1947 | 263437.7299 | 277493.1824 | 291298.1945 | 304847.3405 | 318185.0235 | 331487.1213 | 344543.8991 | 357372.3527 | 369993.9521 | 382452.7865 | 393667.9892
F2_Commercial_College (WA)_New_Food Preparation_Natural Gas_Griddle_Baseline Forecast | F2 | Commercial | College (WA) | New | Food Preparation | Natural Gas | Griddle | Baseline Forecast | Usage (MMtherm) | 0 | 0.00027023 | 0.00052277 | 0.00077682 | 0.0010305 | 0.001279 | 0.0015232 | 0.0017622 | 0.0019973 | 0.0022286 | 0.0024561 | 0.0026759 | 0.0028925 | 0.0031055 | 0.0033145 | 0.0035194 | 0.0037214 | 0.0039199 | 0.0041149 | 0.0043063 | 0.0044947 | 0.0046826 | 0.0048671 | 0.0050483 | 0.0052266 | 0.0054026 | 0.005561
F3_Commercial_College (WA)_New_Food Preparation_Natural Gas_Griddle_Baseline Forecast | F3 | Commercial | College (WA) | New | Food Preparation | Natural Gas | Griddle | Baseline Forecast | Summer Peak Demand (n/a) | 0 | 0 | 0 | 0 | 0 | 0 | 0 | 0 | 0 | 0 | 0 | 0 | 0 | 0 | 0 | 0 | 0 | 0 | 0 | 0 | 0 | 0 | 0 | 0 | 0 | 0 | 0
F4_Commercial_College (WA)_New_Food Preparation_Natural Gas_Griddle_Baseline Forecast | F4 | Commercial | College (WA) | New | Food Preparation | Natural Gas | Griddle | Baseline Forecast | Winter Peak Demand (n/a) | 0 | 0 | 0 | 0 | 0 | 0 | 0 | 0 | 0 | 0 | 0 | 0 | 0 | 0 | 0 | 0 | 0 | 0 | 0 | 0 | 0 | 0 | 0 | 0 | 0 | 0 | 0
F5_Commercial_College (WA)_New_Food Preparation_Natural Gas_Griddle_Baseline Forecast | F5 | Commercial | College (WA) | New | Food Preparation | Natural Gas | Griddle | Baseline Forecast | Turnover | 0 | 19130.0822 | 17876.82 | 17984.6741 | 17956.7177 | 17593.2851 | 17284.3758 | 16921.0445 | 16643.8208 | 16375.5135 | 18228.0003 | 19437.1323 | 20771.8376 | 21915.179 | 22822.2912 | 23561.6343 | 24231.8447 | 24732.5967 | 25115.3083 | 31519.1112 | 31084.7294 | 31418.4455 | 31586.6087 | 31723.3069 | 31939.8566 | 32211.1592 | 31435.521
F6_Commercial_College (WA)_New_Food Preparation_Natural Gas_Griddle_Baseline Forecast | F6 | Commercial | College (WA) | New | Food Preparation | Natural Gas | Griddle | Baseline Forecast | Avg. Replacement Usage (therms) | 0.014126 | 0.014126 | 0.014126 | 0.014126 | 0.014126 | 0.014126 | 0.014126 | 0.014126 | 0.014126 | 0.014126 | 0.014126 | 0.014126 | 0.014126 | 0.014126 | 0.014126 | 0.014126 | 0.014126 | 0.014126 | 0.014126 | 0.014126 | 0.014126 | 0.014126 | 0.014126 | 0.014126 | 0.014126 | 0.014126 | 0.014126
F7_Commercial_College (WA)_New_Food Preparation_Natural Gas_Griddle_Baseline Forecast | F7 | Commercial | College (WA) | New | Food Preparation | Natural Gas | Griddle | Baseline Forecast | Avg. Replacement Summer Demand (n/a) | 0 | 0 | 0 | 0 | 0 | 0 | 0 | 0 | 0 | 0 | 0 | 0 | 0 | 0 | 0 | 0 | 0 | 0 | 0 | 0 | 0 | 0 | 0 | 0 | 0 | 0 | 0
F8_Commercial_College (WA)_New_Food Preparation_Natural Gas_Griddle_Baseline Forecast | F8 | Commercial | College (WA) | New | Food Preparation | Natural Gas | Griddle | Baseline Forecast | Avg. Replacement Winter Demand (n/a) | 0 | 0 | 0 | 0 | 0 | 0 | 0 | 0 | 0 | 0 | 0 | 0 | 0 | 0 | 0 | 0 | 0 | 0 | 0 | 0 | 0 | 0 | 0 | 0 | 0 | 0 | 0
F1_Commercial_College (WA)_New_Food Preparation_Natural Gas_Range_Baseline Forecast | F1 | Commercial | College (WA) | New | Food Preparation | Natural Gas | Range | Baseline Forecast | Units | 0 | 23646.9072 | 45744.643 | 67975.6985 | 90172.1967 | 111919.452 | 133284.8609 | 154201.1521 | 174774.7639 | 195016.7181 | 214921.1176 | 234156.7718 | 253104.464 | 271746.7986 | 290032.6476 | 307961.2546 | 325638.305 | 343012.4061 | 360076.9348 | 376825.1848 | 393312.0429 | 409754.9139 | 425894.5419 | 441751.9359 | 457353.6353 | 472754.1389 | 486617.3755
F2_Commercial_College (WA)_New_Food Preparation_Natural Gas_Range_Baseline Forecast | F2 | Commercial | College (WA) | New | Food Preparation | Natural Gas | Range | Baseline Forecast | Usage (MMtherm) | 0 | 0.00033001 | 0.00063839 | 0.00094864 | 0.0012584 | 0.0015619 | 0.0018601 | 0.002152 | 0.0024391 | 0.0027216 | 0.0029993 | 0.0032678 | 0.0035322 | 0.0037924 | 0.0040476 | 0.0042978 | 0.0045445 | 0.0047869 | 0.0050251 | 0.0052588 | 0.0054889 | 0.0057183 | 0.0059436 | 0.0061649 | 0.0063826 | 0.0065975 | 0.006791
F3_Commercial_College (WA)_New_Food Preparation_Natural Gas_Range_Baseline Forecast | F3 | Commercial | College (WA) | New | Food Preparation | Natural Gas | Range | Baseline Forecast | Summer Peak Demand (n/a) | 0 | 0 | 0 | 0 | 0 | 0 | 0 | 0 | 0 | 0 | 0 | 0 | 0 | 0 | 0 | 0 | 0 | 0 | 0 | 0 | 0 | 0 | 0 | 0 | 0 | 0 | 0
F4_Commercial_College (WA)_New_Food Preparation_Natural Gas_Range_Baseline Forecast | F4 | Commercial | College (WA) | New | Food Preparation | Natural Gas | Range | Baseline Forecast | Winter Peak Demand (n/a) | 0 | 0 | 0 | 0 | 0 | 0 | 0 | 0 | 0 | 0 | 0 | 0 | 0 | 0 | 0 | 0 | 0 | 0 | 0 | 0 | 0 | 0 | 0 | 0 | 0 | 0 | 0
F5_Commercial_College (WA)_New_Food Preparation_Natural Gas_Range_Baseline Forecast | F5 | Commercial | College (WA) | New | Food Preparation | Natural Gas | Range | Baseline Forecast | Turnover | 0 | 23646.9072 | 22097.7358 | 22231.0554 | 22196.4982 | 21747.2553 | 21365.409 | 20916.2912 | 20573.6118 | 20241.9542 | 24633.781 | 27438.7065 | 29956.3452 | 31888.5567 | 33232.2777 | 40357.7265 | 39397.4983 | 38900.1307 | 38324.6843 | 38565.3643 | 39328.1921 | 40589.4737 | 41744.7902 | 42901.0372 | 46459.4503 | 48701.4984 | 48944.0424
F6_Commercial_College (WA)_New_Food Preparation_Natural Gas_Range_Baseline Forecast | F6 | Commercial | College (WA) | New | Food Preparation | Natural Gas | Range | Baseline Forecast | Avg. Replacement Usage (therms) | 0.013956 | 0.013956 | 0.013956 | 0.013956 | 0.013956 | 0.013956 | 0.013956 | 0.013956 | 0.013956 | 0.013956 | 0.013956 | 0.013956 | 0.013956 | 0.013956 | 0.013956 | 0.013956 | 0.013956 | 0.013956 | 0.013956 | 0.013956 | 0.013956 | 0.013956 | 0.013956 | 0.013956 | 0.013956 | 0.013956 | 0.013956
F7_Commercial_College (WA)_New_Food Preparation_Natural Gas_Range_Baseline Forecast | F7 | Commercial | College (WA) | New | Food Preparation | Natural Gas | Range | Baseline Forecast | Avg. Replacement Summer Demand (n/a) | 0 | 0 | 0 | 0 | 0 | 0 | 0 | 0 | 0 | 0 | 0 | 0 | 0 | 0 | 0 | 0 | 0 | 0 | 0 | 0 | 0 | 0 | 0 | 0 | 0 | 0 | 0
F8_Commercial_College (WA)_New_Food Preparation_Natural Gas_Range_Baseline Forecast | F8 | Commercial | College (WA) | New | Food Preparation | Natural Gas | Range | Baseline Forecast | Avg. Replacement Winter Demand (n/a) | 0 | 0 | 0 | 0 | 0 | 0 | 0 | 0 | 0 | 0 | 0 | 0 | 0 | 0 | 0 | 0 | 0 | 0 | 0 | 0 | 0 | 0 | 0 | 0 | 0 | 0 | 0
F1_Commercial_College (WA)_New_Food Preparation_Natural Gas_Steamer_Baseline Forecast | F1 | Commercial | College (WA) | New | Food Preparation | Natural Gas | Steamer | Baseline Forecast | Units | 0 | 8502.2588 | 16447.5121 | 24440.7006 | 32421.464 | 40240.7018 | 47922.6466 | 55443.1109 | 62840.3645 | 70118.3705 | 77275.0086 | 84191.1988 | 91003.8522 | 97706.7141 | 104281.4014 | 110727.6421 | 117083.4355 | 123330.3033 | 129465.8642 | 135487.7069 | 141415.566 | 147327.6095 | 153130.6218 | 158832.1567 | 164441.7565 | 169979.0162 | 174963.5508
F2_Commercial_College (WA)_New_Food Preparation_Natural Gas_Steamer_Baseline Forecast | F2 | Commercial | College (WA) | New | Food Preparation | Natural Gas | Steamer | Baseline Forecast | Usage (MMtherm) | 0 | 0.00013712 | 0.00026525 | 0.00039416 | 0.00052286 | 0.00064896 | 0.00077285 | 0.00089413 | 0.0010134 | 0.0011308 | 0.0012462 | 0.0013578 | 0.0014676 | 0.0015757 | 0.0016817 | 0.0017857 | 0.0018882 | 0.0019889 | 0.0020879 | 0.002185 | 0.0022806 | 0.002376 | 0.0024695 | 0.0025615 | 0.002652 | 0.0027413 | 0.0028216
F3_Commercial_College (WA)_New_Food Preparation_Natural Gas_Steamer_Baseline Forecast | F3 | Commercial | College (WA) | New | Food Preparation | Natural Gas | Steamer | Baseline Forecast | Summer Peak Demand (n/a) | 0 | 0 | 0 | 0 | 0 | 0 | 0 | 0 | 0 | 0 | 0 | 0 | 0 | 0 | 0 | 0 | 0 | 0 | 0 | 0 | 0 | 0 | 0 | 0 | 0 | 0 | 0
F4_Commercial_College (WA)_New_Food Preparation_Natural Gas_Steamer_Baseline Forecast | F4 | Commercial | College (WA) | New | Food Preparation | Natural Gas | Steamer | Baseline Forecast | Winter Peak Demand (n/a) | 0 | 0 | 0 | 0 | 0 | 0 | 0 | 0 | 0 | 0 | 0 | 0 | 0 | 0 | 0 | 0 | 0 | 0 | 0 | 0 | 0 | 0 | 0 | 0 | 0 | 0 | 0
F5_Commercial_College (WA)_New_Food Preparation_Natural Gas_Steamer_Baseline Forecast | F5 | Commercial | College (WA) | New | Food Preparation | Natural Gas | Steamer | Baseline Forecast | Turnover | 0 | 8502.2588 | 7945.2533 | 7993.1885 | 7980.7634 | 7819.2378 | 7681.9448 | 7520.4642 | 7397.2537 | 7278.006 | 8101.3334 | 8638.7255 | 9231.9278 | 9740.0796 | 10143.2405 | 10471.8375 | 10769.7088 | 10992.2652 | 11162.3593 | 14008.4939 | 13815.4353 | 13963.7535 | 14038.4928 | 14099.2475 | 14195.4918 | 14316.0708 | 13971.3427
F6_Commercial_College (WA)_New_Food Preparation_Natural Gas_Steamer_Baseline Forecast | F6 | Commercial | College (WA) | New | Food Preparation | Natural Gas | Steamer | Baseline Forecast | Avg. Replacement Usage (therms) | 0.016127 | 0.016127 | 0.016127 | 0.016127 | 0.016127 | 0.016127 | 0.016127 | 0.016127 | 0.016127 | 0.016127 | 0.016127 | 0.016127 | 0.016127 | 0.016127 | 0.016127 | 0.016127 | 0.016127 | 0.016127 | 0.016127 | 0.016127 | 0.016127 | 0.016127 | 0.016127 | 0.016127 | 0.016127 | 0.016127 | 0.016127
F7_Commercial_College (WA)_New_Food Preparation_Natural Gas_Steamer_Baseline Forecast | F7 | Commercial | College (WA) | New | Food Preparation | Natural Gas | Steamer | Baseline Forecast | Avg. Replacement Summer Demand (n/a) | 0 | 0 | 0 | 0 | 0 | 0 | 0 | 0 | 0 | 0 | 0 | 0 | 0 | 0 | 0 | 0 | 0 | 0 | 0 | 0 | 0 | 0 | 0 | 0 | 0 | 0 | 0
F8_Commercial_College (WA)_New_Food Preparation_Natural Gas_Steamer_Baseline Forecast | F8 | Commercial | College (WA) | New | Food Preparation | Natural Gas | Steamer | Baseline Forecast | Avg. Replacement Winter Demand (n/a) | 0 | 0 | 0 | 0 | 0 | 0 | 0 | 0 | 0 | 0 | 0 | 0 | 0 | 0 | 0 | 0 | 0 | 0 | 0 | 0 | 0 | 0 | 0 | 0 | 0 | 0 | 0
F1_Commercial_College (WA)_New_Food Preparation_Natural Gas_Food Prep Other_Baseline Forecast | F1 | Commercial | College (WA) | New | Food Preparation | Natural Gas | Food Prep Other | Baseline Forecast | Units | 0 | 1062.7823 | 2055.939 | 3055.0876 | 4052.683 | 5030.0877 | 5990.3308 | 6930.3889 | 7855.0456 | 8764.7963 | 9659.3761 | 10523.8999 | 11375.4815 | 12213.3393 | 13035.1752 | 13840.9553 | 14635.4294 | 15416.2879 | 16183.233 | 16935.9634 | 17676.9457 | 18415.9512 | 19141.3277 | 19854.0196 | 20555.2196 | 21247.377 | 21870.4438
F2_Commercial_College (WA)_New_Food Preparation_Natural Gas_Food Prep Other_Baseline Forecast | F2 | Commercial | College (WA) | New | Food Preparation | Natural Gas | Food Prep Other | Baseline Forecast | Usage (MMtherm) | 0 | 6.1898e-06 | 1.1974e-05 | 1.7793e-05 | 2.3603e-05 | 2.9296e-05 | 3.4888e-05 | 4.0363e-05 | 4.5749e-05 | 5.1047e-05 | 5.6257e-05 | 6.1292e-05 | 6.6252e-05 | 7.1132e-05 | 7.5918e-05 | 8.0611e-05 | 8.5239e-05 | 8.9786e-05 | 9.4253e-05 | 9.8637e-05 | 0.00010295 | 0.00010726 | 0.00011148 | 0.00011563 | 0.00011972 | 0.00012375 | 0.00012738
F3_Commercial_College (WA)_New_Food Preparation_Natural Gas_Food Prep Other_Baseline Forecast | F3 | Commercial | College (WA) | New | Food Preparation | Natural Gas | Food Prep Other | Baseline Forecast | Summer Peak Demand (n/a) | 0 | 0 | 0 | 0 | 0 | 0 | 0 | 0 | 0 | 0 | 0 | 0 | 0 | 0 | 0 | 0 | 0 | 0 | 0 | 0 | 0 | 0 | 0 | 0 | 0 | 0 | 0
F4_Commercial_College (WA)_New_Food Preparation_Natural Gas_Food Prep Other_Baseline Forecast | F4 | Commercial | College (WA) | New | Food Preparation | Natural Gas | Food Prep Other | Baseline Forecast | Winter Peak Demand (n/a) | 0 | 0 | 0 | 0 | 0 | 0 | 0 | 0 | 0 | 0 | 0 | 0 | 0 | 0 | 0 | 0 | 0 | 0 | 0 | 0 | 0 | 0 | 0 | 0 | 0 | 0 | 0
F5_Commercial_College (WA)_New_Food Preparation_Natural Gas_Food Prep Other_Baseline Forecast | F5 | Commercial | College (WA) | New | Food Preparation | Natural Gas | Food Prep Other | Baseline Forecast | Turnover | 0 | 1062.7823 | 993.1567 | 999.1486 | 997.5954 | 977.4047 | 960.2431 | 940.058 | 924.6567 | 909.7508 | 1107.1362 | 1233.2003 | 1346.3526 | 1433.1936 | 1493.5855 | 1813.8304 | 1770.6741 | 1748.3205 | 1722.4577 | 1733.2748 | 1767.5592 | 1824.246 | 1876.1703 | 1928.1365 | 2088.0652 | 2188.8314 | 2199.7322
F6_Commercial_College (WA)_New_Food Preparation_Natural Gas_Food Prep Other_Baseline Forecast | F6 | Commercial | College (WA) | New | Food Preparation | Natural Gas | Food Prep Other | Baseline Forecast | Avg. Replacement Usage (therms) | 0.0058241 | 0.0058241 | 0.0058241 | 0.0058241 | 0.0058241 | 0.0058241 | 0.0058241 | 0.0058241 | 0.0058241 | 0.0058241 | 0.0058241 | 0.0058241 | 0.0058241 | 0.0058241 | 0.0058241 | 0.0058241 | 0.0058241 | 0.0058241 | 0.0058241 | 0.0058241 | 0.0058241 | 0.0058241 | 0.0058241 | 0.0058241 | 0.0058241 | 0.0058241 | 0.0058241
F7_Commercial_College (WA)_New_Food Preparation_Natural Gas_Food Prep Other_Baseline Forecast | F7 | Commercial | College (WA) | New | Food Preparation | Natural Gas | Food Prep Other | Baseline Forecast | Avg. Replacement Summer Demand (n/a) | 0 | 0 | 0 | 0 | 0 | 0 | 0 | 0 | 0 | 0 | 0 | 0 | 0 | 0 | 0 | 0 | 0 | 0 | 0 | 0 | 0 | 0 | 0 | 0 | 0 | 0 | 0
F8_Commercial_College (WA)_New_Food Preparation_Natural Gas_Food Prep Other_Baseline Forecast | F8 | Commercial | College (WA) | New | Food Preparation | Natural Gas | Food Prep Other | Baseline Forecast | Avg. Replacement Winter Demand (n/a) | 0 | 0 | 0 | 0 | 0 | 0 | 0 | 0 | 0 | 0 | 0 | 0 | 0 | 0 | 0 | 0 | 0 | 0 | 0 | 0 | 0 | 0 | 0 | 0 | 0 | 0 | 0
F1_Commercial_College (WA)_New_Miscellaneous_Natural Gas_Pool Heater_Baseline Forecast | F1 | Commercial | College (WA) | New | Miscellaneous | Natural Gas | Pool Heater | Baseline Forecast | Units | 0 | 984.5089 | 1904.52 | 2830.0817 | 3754.2046 | 4659.6239 | 5549.1455 | 6419.9687 | 7276.5248 | 8119.2728 | 8947.9671 | 9748.8191 | 10537.6822 | 11313.832 | 12075.1401 | 12821.5748 | 13557.5363 | 14280.8849 | 14991.3448 | 15688.6369 | 16375.0462 | 17059.6242 | 17731.5771 | 18391.7795 | 19041.3364 | 19682.5168 | 20259.695
F2_Commercial_College (WA)_New_Miscellaneous_Natural Gas_Pool Heater_Baseline Forecast | F2 | Commercial | College (WA) | New | Miscellaneous | Natural Gas | Pool Heater | Baseline Forecast | Usage (MMtherm) | 0 | 6.9296e-06 | 1.3405e-05 | 1.992e-05 | 2.6425e-05 | 3.2798e-05 | 3.9059e-05 | 4.5188e-05 | 5.1217e-05 | 5.7149e-05 | 6.2982e-05 | 6.8619e-05 | 7.4171e-05 | 7.9634e-05 | 8.4993e-05 | 9.0247e-05 | 9.5427e-05 | 0.00010052 | 0.00010552 | 0.00011043 | 0.00011526 | 0.00012008 | 0.00012481 | 0.00012945 | 0.00013403 | 0.00013854 | 0.0001426
F3_Commercial_College (WA)_New_Miscellaneous_Natural Gas_Pool Heater_Baseline Forecast | F3 | Commercial | College (WA) | New | Miscellaneous | Natural Gas | Pool Heater | Baseline Forecast | Summer Peak Demand (n/a) | 0 | 0 | 0 | 0 | 0 | 0 | 0 | 0 | 0 | 0 | 0 | 0 | 0 | 0 | 0 | 0 | 0 | 0 | 0 | 0 | 0 | 0 | 0 | 0 | 0 | 0 | 0
F4_Commercial_College (WA)_New_Miscellaneous_Natural Gas_Pool Heater_Baseline Forecast | F4 | Commercial | College (WA) | New | Miscellaneous | Natural Gas | Pool Heater | Baseline Forecast | Winter Peak Demand (n/a) | 0 | 0 | 0 | 0 | 0 | 0 | 0 | 0 | 0 | 0 | 0 | 0 | 0 | 0 | 0 | 0 | 0 | 0 | 0 | 0 | 0 | 0 | 0 | 0 | 0 | 0 | 0
F5_Commercial_College (WA)_New_Miscellaneous_Natural Gas_Pool Heater_Baseline Forecast | F5 | Commercial | College (WA) | New | Miscellaneous | Natural Gas | Pool Heater | Baseline Forecast | Turnover | 0 | 984.5089 | 920.0111 | 925.5617 | 924.1229 | 905.4193 | 1086.4234 | 1212.3468 | 1314.8874 | 1394.2376 | 1450.9699 | 1774.0402 | 1792.9753 | 1843.8722 | 1893.9562 | 1937.8442 | 2091.3462 | 2199.2615 | 2286.8451 | 2357.9926 | 2417.4107 | 2572.3392 | 2626.9779 | 2694.9338 | 2762.0697 | 2826.1777 | 2879.8836
F6_Commercial_College (WA)_New_Miscellaneous_Natural Gas_Pool Heater_Baseline Forecast | F6 | Commercial | College (WA) | New | Miscellaneous | Natural Gas | Pool Heater | Baseline Forecast | Avg. Replacement Usage (therms) | 0.0070387 | 0.0070387 | 0.0070387 | 0.0070387 | 0.0070387 | 0.0070387 | 0.0070387 | 0.0070387 | 0.0070387 | 0.0070387 | 0.0070387 | 0.0070387 | 0.0070387 | 0.0070387 | 0.0070387 | 0.0070387 | 0.0070387 | 0.0070387 | 0.0070387 | 0.0070387 | 0.0070387 | 0.0070387 | 0.0070387 | 0.0070387 | 0.0070387 | 0.0070387 | 0.0070387
F7_Commercial_College (WA)_New_Miscellaneous_Natural Gas_Pool Heater_Baseline Forecast | F7 | Commercial | College (WA) | New | Miscellaneous | Natural Gas | Pool Heater | Baseline Forecast | Avg. Replacement Summer Demand (n/a) | 0 | 0 | 0 | 0 | 0 | 0 | 0 | 0 | 0 | 0 | 0 | 0 | 0 | 0 | 0 | 0 | 0 | 0 | 0 | 0 | 0 | 0 | 0 | 0 | 0 | 0 | 0
F8_Commercial_College (WA)_New_Miscellaneous_Natural Gas_Pool Heater_Baseline Forecast | F8 | Commercial | College (WA) | New | Miscellaneous | Natural Gas | Pool Heater | Baseline Forecast | Avg. Replacement Winter Demand (n/a) | 0 | 0 | 0 | 0 | 0 | 0 | 0 | 0 | 0 | 0 | 0 | 0 | 0 | 0 | 0 | 0 | 0 | 0 | 0 | 0 | 0 | 0 | 0 | 0 | 0 | 0 | 0
F1_Commercial_College (WA)_New_Miscellaneous_Natural Gas_Miscellaneous_Baseline Forecast | F1 | Commercial | College (WA) | New | Miscellaneous | Natural Gas | Miscellaneous | Baseline Forecast | Units | 0 | 81037.1539 | 156765.3498 | 232950.4274 | 309017.0786 | 383544.1893 | 456762.7257 | 528442.1504 | 598947.2245 | 668315.7192 | 736527.4255 | 802447.3639 | 867380.4664 | 931267.1189 | 993932.1071 | 1055372.8388 | 1115951.4946 | 1175491.9534 | 1233971.5183 | 1291367.2065 | 1347867.1134 | 1404216.2779 | 1459526.2393 | 1513868.9939 | 1567335.4917 | 1620112.4985 | 1667621.3431
F2_Commercial_College (WA)_New_Miscellaneous_Natural Gas_Miscellaneous_Baseline Forecast | F2 | Commercial | College (WA) | New | Miscellaneous | Natural Gas | Miscellaneous | Baseline Forecast | Usage (MMtherm) | 0 | 0.0022399 | 0.0043331 | 0.0064389 | 0.0085414 | 0.010601 | 0.012625 | 0.014607 | 0.016555 | 0.018473 | 0.020358 | 0.02218 | 0.023975 | 0.025741 | 0.027473 | 0.029171 | 0.030846 | 0.032491 | 0.034108 | 0.035694 | 0.037256 | 0.038814 | 0.040342 | 0.041844 | 0.043322 | 0.044781 | 0.046094
F3_Commercial_College (WA)_New_Miscellaneous_Natural Gas_Miscellaneous_Baseline Forecast | F3 | Commercial | College (WA) | New | Miscellaneous | Natural Gas | Miscellaneous | Baseline Forecast | Summer Peak Demand (n/a) | 0 | 0 | 0 | 0 | 0 | 0 | 0 | 0 | 0 | 0 | 0 | 0 | 0 | 0 | 0 | 0 | 0 | 0 | 0 | 0 | 0 | 0 | 0 | 0 | 0 | 0 | 0
F4_Commercial_College (WA)_New_Miscellaneous_Natural Gas_Miscellaneous_Baseline Forecast | F4 | Commercial | College (WA) | New | Miscellaneous | Natural Gas | Miscellaneous | Baseline Forecast | Winter Peak Demand (n/a) | 0 | 0 | 0 | 0 | 0 | 0 | 0 | 0 | 0 | 0 | 0 | 0 | 0 | 0 | 0 | 0 | 0 | 0 | 0 | 0 | 0 | 0 | 0 | 0 | 0 | 0 | 0
F5_Commercial_College (WA)_New_Miscellaneous_Natural Gas_Miscellaneous_Baseline Forecast | F5 | Commercial | College (WA) | New | Miscellaneous | Natural Gas | Miscellaneous | Baseline Forecast | Turnover | 0 | 81037.1539 | 75728.1958 | 76185.0776 | 87643.3875 | 95268.3412 | 101880.3165 | 108767.1488 | 115904.3148 | 122836.4606 | 129579.5553 | 158689.4656 | 160451.103 | 164403.7051 | 174830.846 | 182726.0666 | 189950.2041 | 197412.7203 | 204838.9772 | 212002.0868 | 219186.1431 | 233538.6014 | 237985.8997 | 243386.0554 | 251904.2921 | 259164.8595 | 261286.9589
F6_Commercial_College (WA)_New_Miscellaneous_Natural Gas_Miscellaneous_Baseline Forecast | F6 | Commercial | College (WA) | New | Miscellaneous | Natural Gas | Miscellaneous | Baseline Forecast | Avg. Replacement Usage (therms) | 0.027641 | 0.027641 | 0.027641 | 0.027641 | 0.027641 | 0.027641 | 0.027641 | 0.027641 | 0.027641 | 0.027641 | 0.027641 | 0.027641 | 0.027641 | 0.027641 | 0.027641 | 0.027641 | 0.027641 | 0.027641 | 0.027641 | 0.027641 | 0.027641 | 0.027641 | 0.027641 | 0.027641 | 0.027641 | 0.027641 | 0.027641
F7_Commercial_College (WA)_New_Miscellaneous_Natural Gas_Miscellaneous_Baseline Forecast | F7 | Commercial | College (WA) | New | Miscellaneous | Natural Gas | Miscellaneous | Baseline Forecast | Avg. Replacement Summer Demand (n/a) | 0 | 0 | 0 | 0 | 0 | 0 | 0 | 0 | 0 | 0 | 0 | 0 | 0 | 0 | 0 | 0 | 0 | 0 | 0 | 0 | 0 | 0 | 0 | 0 | 0 | 0 | 0
F8_Commercial_College (WA)_New_Miscellaneous_Natural Gas_Miscellaneous_Baseline Forecast | F8 | Commercial | College (WA) | New | Miscellaneous | Natural Gas | Miscellaneous | Baseline Forecast | Avg. Replacement Winter Demand (n/a) | 0 | 0 | 0 | 0 | 0 | 0 | 0 | 0 | 0 | 0 | 0 | 0 | 0 | 0 | 0 | 0 | 0 | 0 | 0 | 0 | 0 | 0 | 0 | 0 | 0 | 0 | 0
F1_Commercial_Health (WA)_Existing_Space Heating_Natural Gas_Furnace_Baseline Forecast | F1 | Commercial | Health (WA) | Existing | Space Heating | Natural Gas | Furnace | Baseline Forecast | Units | 791085.5791 | 776159.4361 | 761514.9185 | 747146.7124 | 733049.6047 | 719218.48 | 705648.32 | 692334.2008 | 679271.2914 | 666454.8519 | 653880.232 | 641542.8692 | 629438.2867 | 617562.0927 | 605909.9777 | 594477.714 | 583261.1533 | 572256.2259 | 561458.9386 | 550865.3737 | 540471.6874 | 530274.1084 | 520268.9366 | 510452.5415 | 500821.3615 | 491371.9019 | 482100.7339
F2_Commercial_Health (WA)_Existing_Space Heating_Natural Gas_Furnace_Baseline Forecast | F2 | Commercial | Health (WA) | Existing | Space Heating | Natural Gas | Furnace | Baseline Forecast | Usage (MMtherm) | 0.19687 | 0.18582 | 0.18202 | 0.1783 | 0.17466 | 0.17111 | 0.16764 | 0.16426 | 0.16095 | 0.15773 | 0.15458 | 0.15125 | 0.14801 | 0.14485 | 0.14178 | 0.13878 | 0.13584 | 0.13299 | 0.13019 | 0.12746 | 0.12479 | 0.12218 | 0.11965 | 0.11714 | 0.1147 | 0.11232 | 0.11002
F3_Commercial_Health (WA)_Existing_Space Heating_Natural Gas_Furnace_Baseline Forecast | F3 | Commercial | Health (WA) | Existing | Space Heating | Natural Gas | Furnace | Baseline Forecast | Summer Peak Demand (n/a) | 0 | 0 | 0 | 0 | 0 | 0 | 0 | 0 | 0 | 0 | 0 | 0 | 0 | 0 | 0 | 0 | 0 | 0 | 0 | 0 | 0 | 0 | 0 | 0 | 0 | 0 | 0
F4_Commercial_Health (WA)_Existing_Space Heating_Natural Gas_Furnace_Baseline Forecast | F4 | Commercial | Health (WA) | Existing | Space Heating | Natural Gas | Furnace | Baseline Forecast | Winter Peak Demand (n/a) | 0 | 0 | 0 | 0 | 0 | 0 | 0 | 0 | 0 | 0 | 0 | 0 | 0 | 0 | 0 | 0 | 0 | 0 | 0 | 0 | 0 | 0 | 0 | 0 | 0 | 0 | 0
F5_Commercial_Health (WA)_Existing_Space Heating_Natural Gas_Furnace_Baseline Forecast | F5 | Commercial | Health (WA) | Existing | Space Heating | Natural Gas | Furnace | Baseline Forecast | Turnover | 0 | 31359.9772 | 31817.1982 | 32152.4443 | 32380.2656 | 32513.6141 | 32564.0164 | 32541.7292 | 32455.8761 | 32314.571 | 32125.0273 | 31893.6561 | 30759.1582 | 29780.9643 | 28933.1915 | 28193.8264 | 27544.1894 | 26968.4692 | 26453.3192 | 25987.5078 | 25561.6152 | 25167.7713 | 24799.4293 | 30958.803 | 30028.7188 | 29112.8876 | 28220.328
F6_Commercial_Health (WA)_Existing_Space Heating_Natural Gas_Furnace_Baseline Forecast | F6 | Commercial | Health (WA) | Existing | Space Heating | Natural Gas | Furnace | Baseline Forecast | Avg. Replacement Usage (therms) | 0.24264 | 0.23381 | 0.23381 | 0.23381 | 0.23381 | 0.23381 | 0.23381 | 0.23381 | 0.23381 | 0.23381 | 0.23381 | 0.22564 | 0.22561 | 0.22563 | 0.2256 | 0.22562 | 0.22559 | 0.22564 | 0.22559 | 0.22561 | 0.22564 | 0.22559 | 0.22561 | 0.22561 | 0.22561 | 0.22561 | 0.22561
F7_Commercial_Health (WA)_Existing_Space Heating_Natural Gas_Furnace_Baseline Forecast | F7 | Commercial | Health (WA) | Existing | Space Heating | Natural Gas | Furnace | Baseline Forecast | Avg. Replacement Summer Demand (n/a) | 0 | 0 | 0 | 0 | 0 | 0 | 0 | 0 | 0 | 0 | 0 | 0 | 0 | 0 | 0 | 0 | 0 | 0 | 0 | 0 | 0 | 0 | 0 | 0 | 0 | 0 | 0
F8_Commercial_Health (WA)_Existing_Space Heating_Natural Gas_Furnace_Baseline Forecast | F8 | Commercial | Health (WA) | Existing | Space Heating | Natural Gas | Furnace | Baseline Forecast | Avg. Replacement Winter Demand (n/a) | 0 | 0 | 0 | 0 | 0 | 0 | 0 | 0 | 0 | 0 | 0 | 0 | 0 | 0 | 0 | 0 | 0 | 0 | 0 | 0 | 0 | 0 | 0 | 0 | 0 | 0 | 0
F1_Commercial_Health (WA)_Existing_Space Heating_Natural Gas_Boiler_Baseline Forecast | F1 | Commercial | Health (WA) | Existing | Space Heating | Natural Gas | Boiler | Baseline Forecast | Units | 4458532.1116 | 4374408.8643 | 4291872.848 | 4210894.115 | 4131443.2826 | 4053491.5226 | 3977010.5504 | 3901972.6155 | 3828350.4907 | 3756117.4626 | 3685247.3218 | 3615714.3534 | 3547493.3279 | 3480559.4915 | 3414888.5577 | 3350456.6981 | 3287240.534 | 3225217.1277 | 3164363.9744 | 3104658.9937 | 3046080.5221 | 2988607.3047 | 2932218.4877 | 2876893.6105 | 2822612.599 | 2769355.7575 | 2717103.7621
F2_Commercial_Health (WA)_Existing_Space Heating_Natural Gas_Boiler_Baseline Forecast | F2 | Commercial | Health (WA) | Existing | Space Heating | Natural Gas | Boiler | Baseline Forecast | Usage (MMtherm) | 2.249 | 2.1179 | 2.0691 | 2.0208 | 1.9731 | 1.9262 | 1.8802 | 1.835 | 1.7908 | 1.7474 | 1.7051 | 1.664 | 1.6239 | 1.5847 | 1.5466 | 1.5097 | 1.4738 | 1.4389 | 1.4051 | 1.3722 | 1.3405 | 1.3098 | 1.2799 | 1.251 | 1.2231 | 1.1961 | 1.17
F3_Commercial_Health (WA)_Existing_Space Heating_Natural Gas_Boiler_Baseline Forecast | F3 | Commercial | Health (WA) | Existing | Space Heating | Natural Gas | Boiler | Baseline Forecast | Summer Peak Demand (n/a) | 0 | 0 | 0 | 0 | 0 | 0 | 0 | 0 | 0 | 0 | 0 | 0 | 0 | 0 | 0 | 0 | 0 | 0 | 0 | 0 | 0 | 0 | 0 | 0 | 0 | 0 | 0
F4_Commercial_Health (WA)_Existing_Space Heating_Natural Gas_Boiler_Baseline Forecast | F4 | Commercial | Health (WA) | Existing | Space Heating | Natural Gas | Boiler | Baseline Forecast | Winter Peak Demand (n/a) | 0 | 0 | 0 | 0 | 0 | 0 | 0 | 0 | 0 | 0 | 0 | 0 | 0 | 0 | 0 | 0 | 0 | 0 | 0 | 0 | 0 | 0 | 0 | 0 | 0 | 0 | 0
F5_Commercial_Health (WA)_Existing_Space Heating_Natural Gas_Boiler_Baseline Forecast | F5 | Commercial | Health (WA) | Existing | Space Heating | Natural Gas | Boiler | Baseline Forecast | Turnover | 0 | 66278.9222 | 72122.3812 | 77088.9957 | 81278.149 | 84778.3977 | 87668.6428 | 90019.1754 | 91892.6079 | 93344.706 | 94425.1299 | 95178.0953 | 95642.9636 | 95854.7676 | 95844.6808 | 95640.436 | 95266.6981 | 94745.3973 | 94096.0256 | 93335.902 | 92480.4082 | 91543.1993 | 90536.3916 | 89470.7301 | 88355.738 | 87199.8495 | 86010.529
F6_Commercial_Health (WA)_Existing_Space Heating_Natural Gas_Boiler_Baseline Forecast | F6 | Commercial | Health (WA) | Existing | Space Heating | Natural Gas | Boiler | Baseline Forecast | Avg. Replacement Usage (therms) | 0.43557 | 0.41991 | 0.41991 | 0.41991 | 0.41882 | 0.42012 | 0.42012 | 0.41897 | 0.41897 | 0.41775 | 0.41914 | 0.41914 | 0.41914 | 0.41784 | 0.41784 | 0.41933 | 0.41794 | 0.41794 | 0.41794 | 0.41646 | 0.41794 | 0.41794 | 0.41646 | 0.41646 | 0.41646 | 0.41646 | 0.41646
F7_Commercial_Health (WA)_Existing_Space Heating_Natural Gas_Boiler_Baseline Forecast | F7 | Commercial | Health (WA) | Existing | Space Heating | Natural Gas | Boiler | Baseline Forecast | Avg. Replacement Summer Demand (n/a) | 0 | 0 | 0 | 0 | 0 | 0 | 0 | 0 | 0 | 0 | 0 | 0 | 0 | 0 | 0 | 0 | 0 | 0 | 0 | 0 | 0 | 0 | 0 | 0 | 0 | 0 | 0
F8_Commercial_Health (WA)_Existing_Space Heating_Natural Gas_Boiler_Baseline Forecast | F8 | Commercial | Health (WA) | Existing | Space Heating | Natural Gas | Boiler | Baseline Forecast | Avg. Replacement Winter Demand (n/a) | 0 | 0 | 0 | 0 | 0 | 0 | 0 | 0 | 0 | 0 | 0 | 0 | 0 | 0 | 0 | 0 | 0 | 0 | 0 | 0 | 0 | 0 | 0 | 0 | 0 | 0 | 0
F1_Commercial_Health (WA)_Existing_Space Heating_Natural Gas_Unit Heater_Baseline Forecast | F1 | Commercial | Health (WA) | Existing | Space Heating | Natural Gas | Unit Heater | Baseline Forecast | Units | 0 | 0 | 0 | 0 | 0 | 0 | 0 | 0 | 0 | 0 | 0 | 0 | 0 | 0 | 0 | 0 | 0 | 0 | 0 | 0 | 0 | 0 | 0 | 0 | 0 | 0 | 0
F2_Commercial_Health (WA)_Existing_Space Heating_Natural Gas_Unit Heater_Baseline Forecast | F2 | Commercial | Health (WA) | Existing | Space Heating | Natural Gas | Unit Heater | Baseline Forecast | Usage (MMtherm) | 0 | 0 | 0 | 0 | 0 | 0 | 0 | 0 | 0 | 0 | 0 | 0 | 0 | 0 | 0 | 0 | 0 | 0 | 0 | 0 | 0 | 0 | 0 | 0 | 0 | 0 | 0
F3_Commercial_Health (WA)_Existing_Space Heating_Natural Gas_Unit Heater_Baseline Forecast | F3 | Commercial | Health (WA) | Existing | Space Heating | Natural Gas | Unit Heater | Baseline Forecast | Summer Peak Demand (n/a) | 0 | 0 | 0 | 0 | 0 | 0 | 0 | 0 | 0 | 0 | 0 | 0 | 0 | 0 | 0 | 0 | 0 | 0 | 0 | 0 | 0 | 0 | 0 | 0 | 0 | 0 | 0
F4_Commercial_Health (WA)_Existing_Space Heating_Natural Gas_Unit Heater_Baseline Forecast | F4 | Commercial | Health (WA) | Existing | Space Heating | Natural Gas | Unit Heater | Baseline Forecast | Winter Peak Demand (n/a) | 0 | 0 | 0 | 0 | 0 | 0 | 0 | 0 | 0 | 0 | 0 | 0 | 0 | 0 | 0 | 0 | 0 | 0 | 0 | 0 | 0 | 0 | 0 | 0 | 0 | 0 | 0
F5_Commercial_Health (WA)_Existing_Space Heating_Natural Gas_Unit Heater_Baseline Forecast | F5 | Commercial | Health (WA) | Existing | Space Heating | Natural Gas | Unit Heater | Baseline Forecast | Turnover | 0 | 0 | 0 | 0 | 0 | 0 | 0 | 0 | 0 | 0 | 0 | 0 | 0 | 0 | 0 | 0 | 0 | 0 | 0 | 0 | 0 | 0 | 0 | 0 | 0 | 0 | 0
F6_Commercial_Health (WA)_Existing_Space Heating_Natural Gas_Unit Heater_Baseline Forecast | F6 | Commercial | Health (WA) | Existing | Space Heating | Natural Gas | Unit Heater | Baseline Forecast | Avg. Replacement Usage (therms) | 0.12443 | 0.1199 | 0.1199 | 0.1199 | 0.1199 | 0.1199 | 0.1199 | 0.1199 | 0.1199 | 0.1199 | 0.1199 | 0.1199 | 0.1199 | 0.1199 | 0.1199 | 0.1199 | 0.1199 | 0.1199 | 0.1199 | 0.1199 | 0.1199 | 0.1199 | 0.1199 | 0.1199 | 0.1199 | 0.1199 | 0.1199
F7_Commercial_Health (WA)_Existing_Space Heating_Natural Gas_Unit Heater_Baseline Forecast | F7 | Commercial | Health (WA) | Existing | Space Heating | Natural Gas | Unit Heater | Baseline Forecast | Avg. Replacement Summer Demand (n/a) | 0 | 0 | 0 | 0 | 0 | 0 | 0 | 0 | 0 | 0 | 0 | 0 | 0 | 0 | 0 | 0 | 0 | 0 | 0 | 0 | 0 | 0 | 0 | 0 | 0 | 0 | 0
F8_Commercial_Health (WA)_Existing_Space Heating_Natural Gas_Unit Heater_Baseline Forecast | F8 | Commercial | Health (WA) | Existing | Space Heating | Natural Gas | Unit Heater | Baseline Forecast | Avg. Replacement Winter Demand (n/a) | 0 | 0 | 0 | 0 | 0 | 0 | 0 | 0 | 0 | 0 | 0 | 0 | 0 | 0 | 0 | 0 | 0 | 0 | 0 | 0 | 0 | 0 | 0 | 0 | 0 | 0 | 0
F1_Commercial_Health (WA)_Existing_Water Heating_Natural Gas_Water Heater_Baseline Forecast | F1 | Commercial | Health (WA) | Existing | Water Heating | Natural Gas | Water Heater | Baseline Forecast | Units | 4837617.4229 | 4746341.6224 | 4656788.0069 | 4568924.0823 | 4482717.9675 | 4398138.3832 | 4315154.6401 | 4233736.6281 | 4153854.8049 | 4075480.1859 | 3998584.3334 | 3923139.3459 | 3849117.8488 | 3776492.9838 | 3705238.3992 | 3635328.2407 | 3566737.1418 | 3499440.2146 | 3433413.0408 | 3368631.6626 | 3305072.5747 | 3242712.7148 | 3181529.456 | 3121500.5983 | 3062604.3606 | 3004819.3727 | 2948124.6675
F2_Commercial_Health (WA)_Existing_Water Heating_Natural Gas_Water Heater_Baseline Forecast | F2 | Commercial | Health (WA) | Existing | Water Heating | Natural Gas | Water Heater | Baseline Forecast | Usage (MMtherm) | 2.458 | 2.3984 | 2.3396 | 2.2818 | 2.2252 | 2.1701 | 2.1164 | 2.0645 | 2.0142 | 1.9658 | 1.9193 | 1.8747 | 1.8318 | 1.7905 | 1.7507 | 1.7124 | 1.6753 | 1.6394 | 1.6047 | 1.5711 | 1.5384 | 1.5067 | 1.4759 | 1.4459 | 1.4167 | 1.3883 | 1.3606
F3_Commercial_Health (WA)_Existing_Water Heating_Natural Gas_Water Heater_Baseline Forecast | F3 | Commercial | Health (WA) | Existing | Water Heating | Natural Gas | Water Heater | Baseline Forecast | Summer Peak Demand (n/a) | 0 | 0 | 0 | 0 | 0 | 0 | 0 | 0 | 0 | 0 | 0 | 0 | 0 | 0 | 0 | 0 | 0 | 0 | 0 | 0 | 0 | 0 | 0 | 0 | 0 | 0 | 0
F4_Commercial_Health (WA)_Existing_Water Heating_Natural Gas_Water Heater_Baseline Forecast | F4 | Commercial | Health (WA) | Existing | Water Heating | Natural Gas | Water Heater | Baseline Forecast | Winter Peak Demand (n/a) | 0 | 0 | 0 | 0 | 0 | 0 | 0 | 0 | 0 | 0 | 0 | 0 | 0 | 0 | 0 | 0 | 0 | 0 | 0 | 0 | 0 | 0 | 0 | 0 | 0 | 0 | 0
F5_Commercial_Health (WA)_Existing_Water Heating_Natural Gas_Water Heater_Baseline Forecast | F5 | Commercial | Health (WA) | Existing | Water Heating | Natural Gas | Water Heater | Baseline Forecast | Turnover | 0 | 143828.534 | 156509.1286 | 167286.9273 | 176377.597 | 183973.3094 | 190245.2841 | 195346.0557 | 199411.4967 | 202562.6214 | 204907.1946 | 206541.1668 | 194825.5974 | 185310.8984 | 177618.9581 | 171428.4238 | 166466.8366 | 162503.803 | 159345.0715 | 156827.3991 | 154814.1046 | 153191.2219 | 151864.1738 | 179956.3934 | 177397.7893 | 174199.9926 | 170580.4356
F6_Commercial_Health (WA)_Existing_Water Heating_Natural Gas_Water Heater_Baseline Forecast | F6 | Commercial | Health (WA) | Existing | Water Heating | Natural Gas | Water Heater | Baseline Forecast | Avg. Replacement Usage (therms) | 0.45636 | 0.45636 | 0.45636 | 0.45636 | 0.45636 | 0.45636 | 0.45636 | 0.45636 | 0.45636 | 0.45636 | 0.45636 | 0.45636 | 0.45636 | 0.45636 | 0.45636 | 0.45636 | 0.45636 | 0.45636 | 0.45636 | 0.45636 | 0.45636 | 0.45636 | 0.45636 | 0.45636 | 0.45636 | 0.45636 | 0.45636
F7_Commercial_Health (WA)_Existing_Water Heating_Natural Gas_Water Heater_Baseline Forecast | F7 | Commercial | Health (WA) | Existing | Water Heating | Natural Gas | Water Heater | Baseline Forecast | Avg. Replacement Summer Demand (n/a) | 0 | 0 | 0 | 0 | 0 | 0 | 0 | 0 | 0 | 0 | 0 | 0 | 0 | 0 | 0 | 0 | 0 | 0 | 0 | 0 | 0 | 0 | 0 | 0 | 0 | 0 | 0
F8_Commercial_Health (WA)_Existing_Water Heating_Natural Gas_Water Heater_Baseline Forecast | F8 | Commercial | Health (WA) | Existing | Water Heating | Natural Gas | Water Heater | Baseline Forecast | Avg. Replacement Winter Demand (n/a) | 0 | 0 | 0 | 0 | 0 | 0 | 0 | 0 | 0 | 0 | 0 | 0 | 0 | 0 | 0 | 0 | 0 | 0 | 0 | 0 | 0 | 0 | 0 | 0 | 0 | 0 | 0
F1_Commercial_Health (WA)_Existing_Food Preparation_Natural Gas_Oven_Baseline Forecast | F1 | Commercial | Health (WA) | Existing | Food Preparation | Natural Gas | Oven | Baseline Forecast | Units | 113398.601 | 111259.0047 | 109159.7782 | 107100.1598 | 105079.402 | 103096.7718 | 101151.5497 | 99243.0299 | 97370.5199 | 95533.3403 | 93730.8244 | 91962.3183 | 90227.1802 | 88524.7806 | 86854.5017 | 85215.7375 | 83607.8934 | 82030.386 | 80482.6429 | 78964.1024 | 77474.2137 | 76012.4361 | 74578.2392 | 73171.1026 | 71790.5157 | 70435.9777 | 69106.997
F2_Commercial_Health (WA)_Existing_Food Preparation_Natural Gas_Oven_Baseline Forecast | F2 | Commercial | Health (WA) | Existing | Food Preparation | Natural Gas | Oven | Baseline Forecast | Usage (MMtherm) | 0.022788 | 0.022358 | 0.021936 | 0.021522 | 0.021116 | 0.020718 | 0.020327 | 0.019943 | 0.019567 | 0.019198 | 0.018835 | 0.01848 | 0.018131 | 0.017789 | 0.017454 | 0.017124 | 0.016801 | 0.016484 | 0.016173 | 0.015868 | 0.015569 | 0.015275 | 0.014987 | 0.014704 | 0.014426 | 0.014154 | 0.013887
F3_Commercial_Health (WA)_Existing_Food Preparation_Natural Gas_Oven_Baseline Forecast | F3 | Commercial | Health (WA) | Existing | Food Preparation | Natural Gas | Oven | Baseline Forecast | Summer Peak Demand (n/a) | 0 | 0 | 0 | 0 | 0 | 0 | 0 | 0 | 0 | 0 | 0 | 0 | 0 | 0 | 0 | 0 | 0 | 0 | 0 | 0 | 0 | 0 | 0 | 0 | 0 | 0 | 0
F4_Commercial_Health (WA)_Existing_Food Preparation_Natural Gas_Oven_Baseline Forecast | F4 | Commercial | Health (WA) | Existing | Food Preparation | Natural Gas | Oven | Baseline Forecast | Winter Peak Demand (n/a) | 0 | 0 | 0 | 0 | 0 | 0 | 0 | 0 | 0 | 0 | 0 | 0 | 0 | 0 | 0 | 0 | 0 | 0 | 0 | 0 | 0 | 0 | 0 | 0 | 0 | 0 | 0
F5_Commercial_Health (WA)_Existing_Food Preparation_Natural Gas_Oven_Baseline Forecast | F5 | Commercial | Health (WA) | Existing | Food Preparation | Natural Gas | Oven | Baseline Forecast | Turnover | 0 | 4450.3602 | 5676.3085 | 6597.3698 | 7279.901 | 7775.9709 | 8126.4346 | 8363.3451 | 8511.8473 | 8591.6639 | 7493.4923 | 6838.0926 | 6478.8564 | 6311.8905 | 6264.4213 | 7179.7644 | 7307.5956 | 7376.3808 | 7399.4159 | 7197.6117 | 6901.4294 | 6586.9544 | 6295.1356 | 6044.859 | 5766.4264 | 5654.1619 | 5634.6159
F6_Commercial_Health (WA)_Existing_Food Preparation_Natural Gas_Oven_Baseline Forecast | F6 | Commercial | Health (WA) | Existing | Food Preparation | Natural Gas | Oven | Baseline Forecast | Avg. Replacement Usage (therms) | 0.20095 | 0.20095 | 0.20095 | 0.20095 | 0.20095 | 0.20095 | 0.20095 | 0.20095 | 0.20095 | 0.20095 | 0.20095 | 0.20095 | 0.20095 | 0.20095 | 0.20095 | 0.20095 | 0.20095 | 0.20095 | 0.20095 | 0.20095 | 0.20095 | 0.20095 | 0.20095 | 0.20095 | 0.20095 | 0.20095 | 0.20095
F7_Commercial_Health (WA)_Existing_Food Preparation_Natural Gas_Oven_Baseline Forecast | F7 | Commercial | Health (WA) | Existing | Food Preparation | Natural Gas | Oven | Baseline Forecast | Avg. Replacement Summer Demand (n/a) | 0 | 0 | 0 | 0 | 0 | 0 | 0 | 0 | 0 | 0 | 0 | 0 | 0 | 0 | 0 | 0 | 0 | 0 | 0 | 0 | 0 | 0 | 0 | 0 | 0 | 0 | 0
F8_Commercial_Health (WA)_Existing_Food Preparation_Natural Gas_Oven_Baseline Forecast | F8 | Commercial | Health (WA) | Existing | Food Preparation | Natural Gas | Oven | Baseline Forecast | Avg. Replacement Winter Demand (n/a) | 0 | 0 | 0 | 0 | 0 | 0 | 0 | 0 | 0 | 0 | 0 | 0 | 0 | 0 | 0 | 0 | 0 | 0 | 0 | 0 | 0 | 0 | 0 | 0 | 0 | 0 | 0
F1_Commercial_Health (WA)_Existing_Food Preparation_Natural Gas_Conveyor Oven_Baseline Forecast | F1 | Commercial | Health (WA) | Existing | Food Preparation | Natural Gas | Conveyor Oven | Baseline Forecast | Units | 56699.3005 | 55629.5024 | 54579.8891 | 53550.0799 | 52539.701 | 51548.3859 | 50575.7748 | 49621.5149 | 48685.2599 | 47766.6701 | 46865.4122 | 45981.1591 | 45113.5901 | 44262.3903 | 43427.2509 | 42607.8688 | 41803.9467 | 41015.193 | 40241.3214 | 39482.0512 | 38737.1069 | 38006.218 | 37289.1196 | 36585.5513 | 35895.2579 | 35217.9889 | 34553.4985
F2_Commercial_Health (WA)_Existing_Food Preparation_Natural Gas_Conveyor Oven_Baseline Forecast | F2 | Commercial | Health (WA) | Existing | Food Preparation | Natural Gas | Conveyor Oven | Baseline Forecast | Usage (MMtherm) | 0.019496 | 0.019128 | 0.018767 | 0.018413 | 0.018065 | 0.017725 | 0.01739 | 0.017062 | 0.01674 | 0.016424 | 0.016114 | 0.01581 | 0.015512 | 0.015219 | 0.014932 | 0.01465 | 0.014374 | 0.014103 | 0.013837 | 0.013576 | 0.013319 | 0.013068 | 0.012822 | 0.01258 | 0.012342 | 0.012109 | 0.011881
F3_Commercial_Health (WA)_Existing_Food Preparation_Natural Gas_Conveyor Oven_Baseline Forecast | F3 | Commercial | Health (WA) | Existing | Food Preparation | Natural Gas | Conveyor Oven | Baseline Forecast | Summer Peak Demand (n/a) | 0 | 0 | 0 | 0 | 0 | 0 | 0 | 0 | 0 | 0 | 0 | 0 | 0 | 0 | 0 | 0 | 0 | 0 | 0 | 0 | 0 | 0 | 0 | 0 | 0 | 0 | 0
F4_Commercial_Health (WA)_Existing_Food Preparation_Natural Gas_Conveyor Oven_Baseline Forecast | F4 | Commercial | Health (WA) | Existing | Food Preparation | Natural Gas | Conveyor Oven | Baseline Forecast | Winter Peak Demand (n/a) | 0 | 0 | 0 | 0 | 0 | 0 | 0 | 0 | 0 | 0 | 0 | 0 | 0 | 0 | 0 | 0 | 0 | 0 | 0 | 0 | 0 | 0 | 0 | 0 | 0 | 0 | 0
F5_Commercial_Health (WA)_Existing_Food Preparation_Natural Gas_Conveyor Oven_Baseline Forecast | F5 | Commercial | Health (WA) | Existing | Food Preparation | Natural Gas | Conveyor Oven | Baseline Forecast | Turnover | 0 | 0 | 0 | 0 | 0 | 206.1935 | 566.4487 | 1040.067 | 1595.3186 | 2207.508 | 2669.9938 | 3015.3164 | 3269.0107 | 3451.1128 | 3577.343 | 3660.0341 | 3708.8605 | 2911.1056 | 2284.9432 | 1793.4649 | 1407.7007 | 1135.3172 | 974.6446 | 918.3707 | 956.0775 | 1075.9463 | 1274.4614
F6_Commercial_Health (WA)_Existing_Food Preparation_Natural Gas_Conveyor Oven_Baseline Forecast | F6 | Commercial | Health (WA) | Existing | Food Preparation | Natural Gas | Conveyor Oven | Baseline Forecast | Avg. Replacement Usage (therms) | 0.34384 | 0.34384 | 0.34384 | 0.34384 | 0.34384 | 0.34384 | 0.34384 | 0.34384 | 0.34384 | 0.34384 | 0.34384 | 0.34384 | 0.34384 | 0.34384 | 0.34384 | 0.34384 | 0.34384 | 0.34384 | 0.34384 | 0.34384 | 0.34384 | 0.34384 | 0.34384 | 0.34384 | 0.34384 | 0.34384 | 0.34384
F7_Commercial_Health (WA)_Existing_Food Preparation_Natural Gas_Conveyor Oven_Baseline Forecast | F7 | Commercial | Health (WA) | Existing | Food Preparation | Natural Gas | Conveyor Oven | Baseline Forecast | Avg. Replacement Summer Demand (n/a) | 0 | 0 | 0 | 0 | 0 | 0 | 0 | 0 | 0 | 0 | 0 | 0 | 0 | 0 | 0 | 0 | 0 | 0 | 0 | 0 | 0 | 0 | 0 | 0 | 0 | 0 | 0
F8_Commercial_Health (WA)_Existing_Food Preparation_Natural Gas_Conveyor Oven_Baseline Forecast | F8 | Commercial | Health (WA) | Existing | Food Preparation | Natural Gas | Conveyor Oven | Baseline Forecast | Avg. Replacement Winter Demand (n/a) | 0 | 0 | 0 | 0 | 0 | 0 | 0 | 0 | 0 | 0 | 0 | 0 | 0 | 0 | 0 | 0 | 0 | 0 | 0 | 0 | 0 | 0 | 0 | 0 | 0 | 0 | 0
F1_Commercial_Health (WA)_Existing_Food Preparation_Natural Gas_Double Rack Oven_Baseline Forecast | F1 | Commercial | Health (WA) | Existing | Food Preparation | Natural Gas | Double Rack Oven | Baseline Forecast | Units | 56699.3005 | 55629.5024 | 54579.8891 | 53550.0799 | 52539.701 | 51548.3859 | 50575.7748 | 49621.5149 | 48685.2599 | 47766.6701 | 46865.4122 | 45981.1591 | 45113.5901 | 44262.3903 | 43427.2509 | 42607.8688 | 41803.9467 | 41015.193 | 40241.3214 | 39482.0512 | 38737.1069 | 38006.218 | 37289.1196 | 36585.5513 | 35895.2579 | 35217.9889 | 34553.4985
F2_Commercial_Health (WA)_Existing_Food Preparation_Natural Gas_Double Rack Oven_Baseline Forecast | F2 | Commercial | Health (WA) | Existing | Food Preparation | Natural Gas | Double Rack Oven | Baseline Forecast | Usage (MMtherm) | 0.029617 | 0.029059 | 0.02851 | 0.027972 | 0.027445 | 0.026927 | 0.026419 | 0.02592 | 0.025431 | 0.024951 | 0.024481 | 0.024019 | 0.023566 | 0.023121 | 0.022685 | 0.022257 | 0.021837 | 0.021425 | 0.02102 | 0.020624 | 0.020235 | 0.019853 | 0.019478 | 0.019111 | 0.01875 | 0.018396 | 0.018049
F3_Commercial_Health (WA)_Existing_Food Preparation_Natural Gas_Double Rack Oven_Baseline Forecast | F3 | Commercial | Health (WA) | Existing | Food Preparation | Natural Gas | Double Rack Oven | Baseline Forecast | Summer Peak Demand (n/a) | 0 | 0 | 0 | 0 | 0 | 0 | 0 | 0 | 0 | 0 | 0 | 0 | 0 | 0 | 0 | 0 | 0 | 0 | 0 | 0 | 0 | 0 | 0 | 0 | 0 | 0 | 0
F4_Commercial_Health (WA)_Existing_Food Preparation_Natural Gas_Double Rack Oven_Baseline Forecast | F4 | Commercial | Health (WA) | Existing | Food Preparation | Natural Gas | Double Rack Oven | Baseline Forecast | Winter Peak Demand (n/a) | 0 | 0 | 0 | 0 | 0 | 0 | 0 | 0 | 0 | 0 | 0 | 0 | 0 | 0 | 0 | 0 | 0 | 0 | 0 | 0 | 0 | 0 | 0 | 0 | 0 | 0 | 0
F5_Commercial_Health (WA)_Existing_Food Preparation_Natural Gas_Double Rack Oven_Baseline Forecast | F5 | Commercial | Health (WA) | Existing | Food Preparation | Natural Gas | Double Rack Oven | Baseline Forecast | Turnover | 0 | 1236.2112 | 1684.5645 | 2064.1389 | 2383.9459 | 2651.8405 | 2874.6693 | 3058.3993 | 3208.2306 | 3328.6945 | 3018.7295 | 2790.3722 | 2626.7484 | 2513.9852 | 2440.719 | 2397.6805 | 2377.3441 | 2373.6335 | 2381.6737 | 2629.8564 | 2657.8294 | 2653.7255 | 2628.0937 | 2588.8544 | 2541.8597 | 2491.3446 | 2440.291
F6_Commercial_Health (WA)_Existing_Food Preparation_Natural Gas_Double Rack Oven_Baseline Forecast | F6 | Commercial | Health (WA) | Existing | Food Preparation | Natural Gas | Double Rack Oven | Baseline Forecast | Avg. Replacement Usage (therms) | 0.52236 | 0.52236 | 0.52236 | 0.52236 | 0.52236 | 0.52236 | 0.52236 | 0.52236 | 0.52236 | 0.52236 | 0.52236 | 0.52236 | 0.52236 | 0.52236 | 0.52236 | 0.52236 | 0.52236 | 0.52236 | 0.52236 | 0.52236 | 0.52236 | 0.52236 | 0.52236 | 0.52236 | 0.52236 | 0.52236 | 0.52236
F7_Commercial_Health (WA)_Existing_Food Preparation_Natural Gas_Double Rack Oven_Baseline Forecast | F7 | Commercial | Health (WA) | Existing | Food Preparation | Natural Gas | Double Rack Oven | Baseline Forecast | Avg. Replacement Summer Demand (n/a) | 0 | 0 | 0 | 0 | 0 | 0 | 0 | 0 | 0 | 0 | 0 | 0 | 0 | 0 | 0 | 0 | 0 | 0 | 0 | 0 | 0 | 0 | 0 | 0 | 0 | 0 | 0
F8_Commercial_Health (WA)_Existing_Food Preparation_Natural Gas_Double Rack Oven_Baseline Forecast | F8 | Commercial | Health (WA) | Existing | Food Preparation | Natural Gas | Double Rack Oven | Baseline Forecast | Avg. Replacement Winter Demand (n/a) | 0 | 0 | 0 | 0 | 0 | 0 | 0 | 0 | 0 | 0 | 0 | 0 | 0 | 0 | 0 | 0 | 0 | 0 | 0 | 0 | 0 | 0 | 0 | 0 | 0 | 0 | 0
F1_Commercial_Health (WA)_Existing_Food Preparation_Natural Gas_Fryer_Baseline Forecast | F1 | Commercial | Health (WA) | Existing | Food Preparation | Natural Gas | Fryer | Baseline Forecast | Units | 1312674.7141 | 1287907.2667 | 1263607.1296 | 1239765.4856 | 1216373.684 | 1193423.2371 | 1170905.8176 | 1148813.255 | 1127137.5332 | 1105870.7873 | 1085005.3007 | 1064533.5026 | 1044447.9648 | 1024741.3994 | 1005406.656 | 986436.7191 | 967824.7056 | 949563.8621 | 931647.5628 | 914069.3069 | 896822.7162 | 879901.5329 | 863299.6172 | 847010.9451 | 831029.6065 | 815349.8026 | 799965.8441
F2_Commercial_Health (WA)_Existing_Food Preparation_Natural Gas_Fryer_Baseline Forecast | F2 | Commercial | Health (WA) | Existing | Food Preparation | Natural Gas | Fryer | Baseline Forecast | Usage (MMtherm) | 0.40868 | 0.40097 | 0.39341 | 0.38598 | 0.3787 | 0.37155 | 0.36454 | 0.35767 | 0.35092 | 0.3443 | 0.3378 | 0.33143 | 0.32517 | 0.31904 | 0.31302 | 0.30711 | 0.30132 | 0.29563 | 0.29005 | 0.28458 | 0.27921 | 0.27394 | 0.26878 | 0.2637 | 0.25873 | 0.25385 | 0.24906
F3_Commercial_Health (WA)_Existing_Food Preparation_Natural Gas_Fryer_Baseline Forecast | F3 | Commercial | Health (WA) | Existing | Food Preparation | Natural Gas | Fryer | Baseline Forecast | Summer Peak Demand (n/a) | 0 | 0 | 0 | 0 | 0 | 0 | 0 | 0 | 0 | 0 | 0 | 0 | 0 | 0 | 0 | 0 | 0 | 0 | 0 | 0 | 0 | 0 | 0 | 0 | 0 | 0 | 0
F4_Commercial_Health (WA)_Existing_Food Preparation_Natural Gas_Fryer_Baseline Forecast | F4 | Commercial | Health (WA) | Existing | Food Preparation | Natural Gas | Fryer | Baseline Forecast | Winter Peak Demand (n/a) | 0 | 0 | 0 | 0 | 0 | 0 | 0 | 0 | 0 | 0 | 0 | 0 | 0 | 0 | 0 | 0 | 0 | 0 | 0 | 0 | 0 | 0 | 0 | 0 | 0 | 0 | 0
F5_Commercial_Health (WA)_Existing_Food Preparation_Natural Gas_Fryer_Baseline Forecast | F5 | Commercial | Health (WA) | Existing | Food Preparation | Natural Gas | Fryer | Baseline Forecast | Turnover | 0 | 39027.4929 | 42468.3388 | 45392.866 | 47859.5952 | 49920.6717 | 51622.5555 | 53006.6364 | 54109.7831 | 54964.8325 | 55601.0262 | 56044.4002 | 52865.4114 | 50283.623 | 48196.4353 | 46516.6501 | 45170.3366 | 44094.9778 | 43237.8644 | 42554.7006 | 42008.3985 | 41568.0336 | 41207.9426 | 48830.6922 | 48136.4217 | 47268.708 | 46286.5508
F6_Commercial_Health (WA)_Existing_Food Preparation_Natural Gas_Fryer_Baseline Forecast | F6 | Commercial | Health (WA) | Existing | Food Preparation | Natural Gas | Fryer | Baseline Forecast | Avg. Replacement Usage (therms) | 0.31134 | 0.31134 | 0.31134 | 0.31134 | 0.31134 | 0.31134 | 0.31134 | 0.31134 | 0.31134 | 0.31134 | 0.31134 | 0.31134 | 0.31134 | 0.31134 | 0.31134 | 0.31134 | 0.31134 | 0.31134 | 0.31134 | 0.31134 | 0.31134 | 0.31134 | 0.31134 | 0.31134 | 0.31134 | 0.31134 | 0.31134
F7_Commercial_Health (WA)_Existing_Food Preparation_Natural Gas_Fryer_Baseline Forecast | F7 | Commercial | Health (WA) | Existing | Food Preparation | Natural Gas | Fryer | Baseline Forecast | Avg. Replacement Summer Demand (n/a) | 0 | 0 | 0 | 0 | 0 | 0 | 0 | 0 | 0 | 0 | 0 | 0 | 0 | 0 | 0 | 0 | 0 | 0 | 0 | 0 | 0 | 0 | 0 | 0 | 0 | 0 | 0
F8_Commercial_Health (WA)_Existing_Food Preparation_Natural Gas_Fryer_Baseline Forecast | F8 | Commercial | Health (WA) | Existing | Food Preparation | Natural Gas | Fryer | Baseline Forecast | Avg. Replacement Winter Demand (n/a) | 0 | 0 | 0 | 0 | 0 | 0 | 0 | 0 | 0 | 0 | 0 | 0 | 0 | 0 | 0 | 0 | 0 | 0 | 0 | 0 | 0 | 0 | 0 | 0 | 0 | 0 | 0
F1_Commercial_Health (WA)_Existing_Food Preparation_Natural Gas_Broiler_Baseline Forecast | F1 | Commercial | Health (WA) | Existing | Food Preparation | Natural Gas | Broiler | Baseline Forecast | Units | 295523.6267 | 289947.7093 | 284476.9978 | 279109.5072 | 273843.2901 | 268676.4356 | 263607.0689 | 258633.3506 | 253753.4761 | 248965.6746 | 244268.2091 | 239659.3749 | 235137.4999 | 230700.9433 | 226348.0953 | 222077.3766 | 217887.2374 | 213776.1574 | 209742.645 | 205785.2366 | 201902.4963 | 198093.0153 | 194355.4112 | 190688.328 | 187090.435 | 183560.4268 | 180097.0225
F2_Commercial_Health (WA)_Existing_Food Preparation_Natural Gas_Broiler_Baseline Forecast | F2 | Commercial | Health (WA) | Existing | Food Preparation | Natural Gas | Broiler | Baseline Forecast | Usage (MMtherm) | 0.098323 | 0.096467 | 0.094647 | 0.092862 | 0.091109 | 0.08939 | 0.087704 | 0.086049 | 0.084425 | 0.082832 | 0.08127 | 0.079736 | 0.078232 | 0.076756 | 0.075307 | 0.073887 | 0.072492 | 0.071125 | 0.069783 | 0.068466 | 0.067174 | 0.065907 | 0.064663 | 0.063443 | 0.062246 | 0.061072 | 0.059919
F3_Commercial_Health (WA)_Existing_Food Preparation_Natural Gas_Broiler_Baseline Forecast | F3 | Commercial | Health (WA) | Existing | Food Preparation | Natural Gas | Broiler | Baseline Forecast | Summer Peak Demand (n/a) | 0 | 0 | 0 | 0 | 0 | 0 | 0 | 0 | 0 | 0 | 0 | 0 | 0 | 0 | 0 | 0 | 0 | 0 | 0 | 0 | 0 | 0 | 0 | 0 | 0 | 0 | 0
F4_Commercial_Health (WA)_Existing_Food Preparation_Natural Gas_Broiler_Baseline Forecast | F4 | Commercial | Health (WA) | Existing | Food Preparation | Natural Gas | Broiler | Baseline Forecast | Winter Peak Demand (n/a) | 0 | 0 | 0 | 0 | 0 | 0 | 0 | 0 | 0 | 0 | 0 | 0 | 0 | 0 | 0 | 0 | 0 | 0 | 0 | 0 | 0 | 0 | 0 | 0 | 0 | 0 | 0
F5_Commercial_Health (WA)_Existing_Food Preparation_Natural Gas_Broiler_Baseline Forecast | F5 | Commercial | Health (WA) | Existing | Food Preparation | Natural Gas | Broiler | Baseline Forecast | Turnover | 0 | 10738.804 | 11999.5441 | 13049.3585 | 13916.1587 | 14624.2689 | 15194.8856 | 15646.4773 | 15995.1344 | 16254.8727 | 15181.3763 | 14363.1745 | 13747.8757 | 13292.4008 | 12961.4567 | 12726.2479 | 12563.39 | 12453.9953 | 12382.9033 | 14567.4825 | 14368.8683 | 14097.1568 | 13781.887 | 13444.8475 | 13101.7621 | 12763.646 | 12437.8939
F6_Commercial_Health (WA)_Existing_Food Preparation_Natural Gas_Broiler_Baseline Forecast | F6 | Commercial | Health (WA) | Existing | Food Preparation | Natural Gas | Broiler | Baseline Forecast | Avg. Replacement Usage (therms) | 0.33271 | 0.33271 | 0.33271 | 0.33271 | 0.33271 | 0.33271 | 0.33271 | 0.33271 | 0.33271 | 0.33271 | 0.33271 | 0.33271 | 0.33271 | 0.33271 | 0.33271 | 0.33271 | 0.33271 | 0.33271 | 0.33271 | 0.33271 | 0.33271 | 0.33271 | 0.33271 | 0.33271 | 0.33271 | 0.33271 | 0.33271
F7_Commercial_Health (WA)_Existing_Food Preparation_Natural Gas_Broiler_Baseline Forecast | F7 | Commercial | Health (WA) | Existing | Food Preparation | Natural Gas | Broiler | Baseline Forecast | Avg. Replacement Summer Demand (n/a) | 0 | 0 | 0 | 0 | 0 | 0 | 0 | 0 | 0 | 0 | 0 | 0 | 0 | 0 | 0 | 0 | 0 | 0 | 0 | 0 | 0 | 0 | 0 | 0 | 0 | 0 | 0
F8_Commercial_Health (WA)_Existing_Food Preparation_Natural Gas_Broiler_Baseline Forecast | F8 | Commercial | Health (WA) | Existing | Food Preparation | Natural Gas | Broiler | Baseline Forecast | Avg. Replacement Winter Demand (n/a) | 0 | 0 | 0 | 0 | 0 | 0 | 0 | 0 | 0 | 0 | 0 | 0 | 0 | 0 | 0 | 0 | 0 | 0 | 0 | 0 | 0 | 0 | 0 | 0 | 0 | 0 | 0
F1_Commercial_Health (WA)_Existing_Food Preparation_Natural Gas_Griddle_Baseline Forecast | F1 | Commercial | Health (WA) | Existing | Food Preparation | Natural Gas | Griddle | Baseline Forecast | Units | 295523.6267 | 289947.7093 | 284476.9978 | 279109.5072 | 273843.2901 | 268676.4356 | 263607.0689 | 258633.3506 | 253753.4761 | 248965.6746 | 244268.2091 | 239659.3749 | 235137.4999 | 230700.9433 | 226348.0953 | 222077.3766 | 217887.2374 | 213776.1574 | 209742.645 | 205785.2366 | 201902.4963 | 198093.0153 | 194355.4112 | 190688.328 | 187090.435 | 183560.4268 | 180097.0225
F2_Commercial_Health (WA)_Existing_Food Preparation_Natural Gas_Griddle_Baseline Forecast | F2 | Commercial | Health (WA) | Existing | Food Preparation | Natural Gas | Griddle | Baseline Forecast | Usage (MMtherm) | 0.068528 | 0.067235 | 0.065966 | 0.064722 | 0.063501 | 0.062303 | 0.061127 | 0.059974 | 0.058842 | 0.057732 | 0.056643 | 0.055574 | 0.054525 | 0.053496 | 0.052487 | 0.051497 | 0.050525 | 0.049572 | 0.048637 | 0.047719 | 0.046819 | 0.045935 | 0.045068 | 0.044218 | 0.043384 | 0.042565 | 0.041762
F3_Commercial_Health (WA)_Existing_Food Preparation_Natural Gas_Griddle_Baseline Forecast | F3 | Commercial | Health (WA) | Existing | Food Preparation | Natural Gas | Griddle | Baseline Forecast | Summer Peak Demand (n/a) | 0 | 0 | 0 | 0 | 0 | 0 | 0 | 0 | 0 | 0 | 0 | 0 | 0 | 0 | 0 | 0 | 0 | 0 | 0 | 0 | 0 | 0 | 0 | 0 | 0 | 0 | 0
F4_Commercial_Health (WA)_Existing_Food Preparation_Natural Gas_Griddle_Baseline Forecast | F4 | Commercial | Health (WA) | Existing | Food Preparation | Natural Gas | Griddle | Baseline Forecast | Winter Peak Demand (n/a) | 0 | 0 | 0 | 0 | 0 | 0 | 0 | 0 | 0 | 0 | 0 | 0 | 0 | 0 | 0 | 0 | 0 | 0 | 0 | 0 | 0 | 0 | 0 | 0 | 0 | 0 | 0
F5_Commercial_Health (WA)_Existing_Food Preparation_Natural Gas_Griddle_Baseline Forecast | F5 | Commercial | Health (WA) | Existing | Food Preparation | Natural Gas | Griddle | Baseline Forecast | Turnover | 0 | 10738.804 | 11999.5441 | 13049.3585 | 13916.1587 | 14624.2689 | 15194.8856 | 15646.4773 | 15995.1344 | 16254.8727 | 15181.3763 | 14363.1745 | 13747.8757 | 13292.4008 | 12961.4567 | 12726.2479 | 12563.39 | 12453.9953 | 12382.9033 | 14567.4825 | 14368.8683 | 14097.1568 | 13781.887 | 13444.8475 | 13101.7621 | 12763.646 | 12437.8939
F6_Commercial_Health (WA)_Existing_Food Preparation_Natural Gas_Griddle_Baseline Forecast | F6 | Commercial | Health (WA) | Existing | Food Preparation | Natural Gas | Griddle | Baseline Forecast | Avg. Replacement Usage (therms) | 0.23189 | 0.23189 | 0.23189 | 0.23189 | 0.23189 | 0.23189 | 0.23189 | 0.23189 | 0.23189 | 0.23189 | 0.23189 | 0.23189 | 0.23189 | 0.23189 | 0.23189 | 0.23189 | 0.23189 | 0.23189 | 0.23189 | 0.23189 | 0.23189 | 0.23189 | 0.23189 | 0.23189 | 0.23189 | 0.23189 | 0.23189
F7_Commercial_Health (WA)_Existing_Food Preparation_Natural Gas_Griddle_Baseline Forecast | F7 | Commercial | Health (WA) | Existing | Food Preparation | Natural Gas | Griddle | Baseline Forecast | Avg. Replacement Summer Demand (n/a) | 0 | 0 | 0 | 0 | 0 | 0 | 0 | 0 | 0 | 0 | 0 | 0 | 0 | 0 | 0 | 0 | 0 | 0 | 0 | 0 | 0 | 0 | 0 | 0 | 0 | 0 | 0
F8_Commercial_Health (WA)_Existing_Food Preparation_Natural Gas_Griddle_Baseline Forecast | F8 | Commercial | Health (WA) | Existing | Food Preparation | Natural Gas | Griddle | Baseline Forecast | Avg. Replacement Winter Demand (n/a) | 0 | 0 | 0 | 0 | 0 | 0 | 0 | 0 | 0 | 0 | 0 | 0 | 0 | 0 | 0 | 0 | 0 | 0 | 0 | 0 | 0 | 0 | 0 | 0 | 0 | 0 | 0
F1_Commercial_Health (WA)_Existing_Food Preparation_Natural Gas_Range_Baseline Forecast | F1 | Commercial | Health (WA) | Existing | Food Preparation | Natural Gas | Range | Baseline Forecast | Units | 1249324.7345 | 1225752.5697 | 1202625.1627 | 1179934.1219 | 1157671.2139 | 1135828.3609 | 1114397.6371 | 1093371.2666 | 1072741.62 | 1052501.2121 | 1032642.6987 | 1013158.8742 | 994042.669 | 975287.1469 | 956885.5026 | 938831.0592 | 921117.2656 | 903737.6946 | 886686.04 | 869956.1147 | 853541.8484 | 837437.2852 | 821636.5817 | 806134.0047 | 790923.9291 | 776000.8361 | 761359.3109
F2_Commercial_Health (WA)_Existing_Food Preparation_Natural Gas_Range_Baseline Forecast | F2 | Commercial | Health (WA) | Existing | Food Preparation | Natural Gas | Range | Baseline Forecast | Usage (MMtherm) | 0.2862 | 0.2808 | 0.2755 | 0.27031 | 0.26521 | 0.2602 | 0.25529 | 0.25048 | 0.24575 | 0.24111 | 0.23656 | 0.2321 | 0.22772 | 0.22342 | 0.21921 | 0.21507 | 0.21101 | 0.20703 | 0.20313 | 0.19929 | 0.19553 | 0.19184 | 0.18823 | 0.18467 | 0.18119 | 0.17777 | 0.17442
F3_Commercial_Health (WA)_Existing_Food Preparation_Natural Gas_Range_Baseline Forecast | F3 | Commercial | Health (WA) | Existing | Food Preparation | Natural Gas | Range | Baseline Forecast | Summer Peak Demand (n/a) | 0 | 0 | 0 | 0 | 0 | 0 | 0 | 0 | 0 | 0 | 0 | 0 | 0 | 0 | 0 | 0 | 0 | 0 | 0 | 0 | 0 | 0 | 0 | 0 | 0 | 0 | 0
F4_Commercial_Health (WA)_Existing_Food Preparation_Natural Gas_Range_Baseline Forecast | F4 | Commercial | Health (WA) | Existing | Food Preparation | Natural Gas | Range | Baseline Forecast | Winter Peak Demand (n/a) | 0 | 0 | 0 | 0 | 0 | 0 | 0 | 0 | 0 | 0 | 0 | 0 | 0 | 0 | 0 | 0 | 0 | 0 | 0 | 0 | 0 | 0 | 0 | 0 | 0 | 0 | 0
F5_Commercial_Health (WA)_Existing_Food Preparation_Natural Gas_Range_Baseline Forecast | F5 | Commercial | Health (WA) | Existing | Food Preparation | Natural Gas | Range | Baseline Forecast | Turnover | 0 | 49030.1028 | 62536.5085 | 72683.9419 | 80203.4617 | 85668.7183 | 89529.8146 | 92139.8836 | 93775.9486 | 94655.2971 | 82556.6201 | 75336.0107 | 71378.2669 | 69538.7844 | 69015.8119 | 79100.2459 | 80508.576 | 81266.3909 | 81520.171 | 79296.8713 | 76033.7994 | 72569.1942 | 69354.1948 | 66596.8703 | 63529.3479 | 62292.5172 | 62077.1773
F6_Commercial_Health (WA)_Existing_Food Preparation_Natural Gas_Range_Baseline Forecast | F6 | Commercial | Health (WA) | Existing | Food Preparation | Natural Gas | Range | Baseline Forecast | Avg. Replacement Usage (therms) | 0.22909 | 0.22909 | 0.22909 | 0.22909 | 0.22909 | 0.22909 | 0.22909 | 0.22909 | 0.22909 | 0.22909 | 0.22909 | 0.22909 | 0.22909 | 0.22909 | 0.22909 | 0.22909 | 0.22909 | 0.22909 | 0.22909 | 0.22909 | 0.22909 | 0.22909 | 0.22909 | 0.22909 | 0.22909 | 0.22909 | 0.22909
F7_Commercial_Health (WA)_Existing_Food Preparation_Natural Gas_Range_Baseline Forecast | F7 | Commercial | Health (WA) | Existing | Food Preparation | Natural Gas | Range | Baseline Forecast | Avg. Replacement Summer Demand (n/a) | 0 | 0 | 0 | 0 | 0 | 0 | 0 | 0 | 0 | 0 | 0 | 0 | 0 | 0 | 0 | 0 | 0 | 0 | 0 | 0 | 0 | 0 | 0 | 0 | 0 | 0 | 0
F8_Commercial_Health (WA)_Existing_Food Preparation_Natural Gas_Range_Baseline Forecast | F8 | Commercial | Health (WA) | Existing | Food Preparation | Natural Gas | Range | Baseline Forecast | Avg. Replacement Winter Demand (n/a) | 0 | 0 | 0 | 0 | 0 | 0 | 0 | 0 | 0 | 0 | 0 | 0 | 0 | 0 | 0 | 0 | 0 | 0 | 0 | 0 | 0 | 0 | 0 | 0 | 0 | 0 | 0
F1_Commercial_Health (WA)_Existing_Food Preparation_Natural Gas_Steamer_Baseline Forecast | F1 | Commercial | Health (WA) | Existing | Food Preparation | Natural Gas | Steamer | Baseline Forecast | Units | 137288.4324 | 134698.0846 | 132156.6113 | 129663.0903 | 127216.6169 | 124816.3034 | 122461.2788 | 120150.6886 | 117883.6945 | 115659.4739 | 113477.2196 | 111336.14 | 109235.4581 | 107174.4117 | 105152.253 | 103168.2483 | 101221.6775 | 99311.8346 | 97438.0264 | 95599.573 | 93795.8075 | 92026.0753 | 90289.7343 | 88586.1544 | 86914.7175 | 85274.8172 | 83665.8583
F2_Commercial_Health (WA)_Existing_Food Preparation_Natural Gas_Steamer_Baseline Forecast | F2 | Commercial | Health (WA) | Existing | Food Preparation | Natural Gas | Steamer | Baseline Forecast | Usage (MMtherm) | 0.036345 | 0.035659 | 0.034986 | 0.034326 | 0.033678 | 0.033043 | 0.032419 | 0.031808 | 0.031207 | 0.030619 | 0.030041 | 0.029474 | 0.028918 | 0.028372 | 0.027837 | 0.027312 | 0.026797 | 0.026291 | 0.025795 | 0.025308 | 0.024831 | 0.024362 | 0.023903 | 0.023452 | 0.023009 | 0.022575 | 0.022149
F3_Commercial_Health (WA)_Existing_Food Preparation_Natural Gas_Steamer_Baseline Forecast | F3 | Commercial | Health (WA) | Existing | Food Preparation | Natural Gas | Steamer | Baseline Forecast | Summer Peak Demand (n/a) | 0 | 0 | 0 | 0 | 0 | 0 | 0 | 0 | 0 | 0 | 0 | 0 | 0 | 0 | 0 | 0 | 0 | 0 | 0 | 0 | 0 | 0 | 0 | 0 | 0 | 0 | 0
F4_Commercial_Health (WA)_Existing_Food Preparation_Natural Gas_Steamer_Baseline Forecast | F4 | Commercial | Health (WA) | Existing | Food Preparation | Natural Gas | Steamer | Baseline Forecast | Winter Peak Demand (n/a) | 0 | 0 | 0 | 0 | 0 | 0 | 0 | 0 | 0 | 0 | 0 | 0 | 0 | 0 | 0 | 0 | 0 | 0 | 0 | 0 | 0 | 0 | 0 | 0 | 0 | 0 | 0
F5_Commercial_Health (WA)_Existing_Food Preparation_Natural Gas_Steamer_Baseline Forecast | F5 | Commercial | Health (WA) | Existing | Food Preparation | Natural Gas | Steamer | Baseline Forecast | Turnover | 0 | 4988.8179 | 5574.5073 | 6062.209 | 6464.8896 | 6793.8492 | 7058.9348 | 7268.7263 | 7430.6983 | 7551.3624 | 7052.659 | 6672.5552 | 6386.712 | 6175.1166 | 6021.3733 | 5912.1047 | 5836.4474 | 5785.627 | 5752.6006 | 6767.4685 | 6675.2003 | 6548.9741 | 6402.5123 | 6245.9373 | 6086.5536 | 5929.4784 | 5778.147
F6_Commercial_Health (WA)_Existing_Food Preparation_Natural Gas_Steamer_Baseline Forecast | F6 | Commercial | Health (WA) | Existing | Food Preparation | Natural Gas | Steamer | Baseline Forecast | Avg. Replacement Usage (therms) | 0.26473 | 0.26473 | 0.26473 | 0.26473 | 0.26473 | 0.26473 | 0.26473 | 0.26473 | 0.26473 | 0.26473 | 0.26473 | 0.26473 | 0.26473 | 0.26473 | 0.26473 | 0.26473 | 0.26473 | 0.26473 | 0.26473 | 0.26473 | 0.26473 | 0.26473 | 0.26473 | 0.26473 | 0.26473 | 0.26473 | 0.26473
F7_Commercial_Health (WA)_Existing_Food Preparation_Natural Gas_Steamer_Baseline Forecast | F7 | Commercial | Health (WA) | Existing | Food Preparation | Natural Gas | Steamer | Baseline Forecast | Avg. Replacement Summer Demand (n/a) | 0 | 0 | 0 | 0 | 0 | 0 | 0 | 0 | 0 | 0 | 0 | 0 | 0 | 0 | 0 | 0 | 0 | 0 | 0 | 0 | 0 | 0 | 0 | 0 | 0 | 0 | 0
F8_Commercial_Health (WA)_Existing_Food Preparation_Natural Gas_Steamer_Baseline Forecast | F8 | Commercial | Health (WA) | Existing | Food Preparation | Natural Gas | Steamer | Baseline Forecast | Avg. Replacement Winter Demand (n/a) | 0 | 0 | 0 | 0 | 0 | 0 | 0 | 0 | 0 | 0 | 0 | 0 | 0 | 0 | 0 | 0 | 0 | 0 | 0 | 0 | 0 | 0 | 0 | 0 | 0 | 0 | 0
F1_Commercial_Health (WA)_Existing_Food Preparation_Natural Gas_Food Prep Other_Baseline Forecast | F1 | Commercial | Health (WA) | Existing | Food Preparation | Natural Gas | Food Prep Other | Baseline Forecast | Units | 0 | 0 | 0 | 0 | 0 | 0 | 0 | 0 | 0 | 0 | 0 | 0 | 0 | 0 | 0 | 0 | 0 | 0 | 0 | 0 | 0 | 0 | 0 | 0 | 0 | 0 | 0
F2_Commercial_Health (WA)_Existing_Food Preparation_Natural Gas_Food Prep Other_Baseline Forecast | F2 | Commercial | Health (WA) | Existing | Food Preparation | Natural Gas | Food Prep Other | Baseline Forecast | Usage (MMtherm) | 0 | 0 | 0 | 0 | 0 | 0 | 0 | 0 | 0 | 0 | 0 | 0 | 0 | 0 | 0 | 0 | 0 | 0 | 0 | 0 | 0 | 0 | 0 | 0 | 0 | 0 | 0
F3_Commercial_Health (WA)_Existing_Food Preparation_Natural Gas_Food Prep Other_Baseline Forecast | F3 | Commercial | Health (WA) | Existing | Food Preparation | Natural Gas | Food Prep Other | Baseline Forecast | Summer Peak Demand (n/a) | 0 | 0 | 0 | 0 | 0 | 0 | 0 | 0 | 0 | 0 | 0 | 0 | 0 | 0 | 0 | 0 | 0 | 0 | 0 | 0 | 0 | 0 | 0 | 0 | 0 | 0 | 0
F4_Commercial_Health (WA)_Existing_Food Preparation_Natural Gas_Food Prep Other_Baseline Forecast | F4 | Commercial | Health (WA) | Existing | Food Preparation | Natural Gas | Food Prep Other | Baseline Forecast | Winter Peak Demand (n/a) | 0 | 0 | 0 | 0 | 0 | 0 | 0 | 0 | 0 | 0 | 0 | 0 | 0 | 0 | 0 | 0 | 0 | 0 | 0 | 0 | 0 | 0 | 0 | 0 | 0 | 0 | 0
F5_Commercial_Health (WA)_Existing_Food Preparation_Natural Gas_Food Prep Other_Baseline Forecast | F5 | Commercial | Health (WA) | Existing | Food Preparation | Natural Gas | Food Prep Other | Baseline Forecast | Turnover | 0 | 0 | 0 | 0 | 0 | 0 | 0 | 0 | 0 | 0 | 0 | 0 | 0 | 0 | 0 | 0 | 0 | 0 | 0 | 0 | 0 | 0 | 0 | 0 | 0 | 0 | 0
F6_Commercial_Health (WA)_Existing_Food Preparation_Natural Gas_Food Prep Other_Baseline Forecast | F6 | Commercial | Health (WA) | Existing | Food Preparation | Natural Gas | Food Prep Other | Baseline Forecast | Avg. Replacement Usage (therms) | 0.095605 | 0.095605 | 0.095605 | 0.095605 | 0.095605 | 0.095605 | 0.095605 | 0.095605 | 0.095605 | 0.095605 | 0.095605 | 0.095605 | 0.095605 | 0.095605 | 0.095605 | 0.095605 | 0.095605 | 0.095605 | 0.095605 | 0.095605 | 0.095605 | 0.095605 | 0.095605 | 0.095605 | 0.095605 | 0.095605 | 0.095605
F7_Commercial_Health (WA)_Existing_Food Preparation_Natural Gas_Food Prep Other_Baseline Forecast | F7 | Commercial | Health (WA) | Existing | Food Preparation | Natural Gas | Food Prep Other | Baseline Forecast | Avg. Replacement Summer Demand (n/a) | 0 | 0 | 0 | 0 | 0 | 0 | 0 | 0 | 0 | 0 | 0 | 0 | 0 | 0 | 0 | 0 | 0 | 0 | 0 | 0 | 0 | 0 | 0 | 0 | 0 | 0 | 0
F8_Commercial_Health (WA)_Existing_Food Preparation_Natural Gas_Food Prep Other_Baseline Forecast | F8 | Commercial | Health (WA) | Existing | Food Preparation | Natural Gas | Food Prep Other | Baseline Forecast | Avg. Replacement Winter Demand (n/a) | 0 | 0 | 0 | 0 | 0 | 0 | 0 | 0 | 0 | 0 | 0 | 0 | 0 | 0 | 0 | 0 | 0 | 0 | 0 | 0 | 0 | 0 | 0 | 0 | 0 | 0 | 0
F1_Commercial_Health (WA)_Existing_Miscellaneous_Natural Gas_Pool Heater_Baseline Forecast | F1 | Commercial | Health (WA) | Existing | Miscellaneous | Natural Gas | Pool Heater | Baseline Forecast | Units | 0 | 0 | 0 | 0 | 0 | 0 | 0 | 0 | 0 | 0 | 0 | 0 | 0 | 0 | 0 | 0 | 0 | 0 | 0 | 0 | 0 | 0 | 0 | 0 | 0 | 0 | 0
F2_Commercial_Health (WA)_Existing_Miscellaneous_Natural Gas_Pool Heater_Baseline Forecast | F2 | Commercial | Health (WA) | Existing | Miscellaneous | Natural Gas | Pool Heater | Baseline Forecast | Usage (MMtherm) | 0 | 0 | 0 | 0 | 0 | 0 | 0 | 0 | 0 | 0 | 0 | 0 | 0 | 0 | 0 | 0 | 0 | 0 | 0 | 0 | 0 | 0 | 0 | 0 | 0 | 0 | 0
F3_Commercial_Health (WA)_Existing_Miscellaneous_Natural Gas_Pool Heater_Baseline Forecast | F3 | Commercial | Health (WA) | Existing | Miscellaneous | Natural Gas | Pool Heater | Baseline Forecast | Summer Peak Demand (n/a) | 0 | 0 | 0 | 0 | 0 | 0 | 0 | 0 | 0 | 0 | 0 | 0 | 0 | 0 | 0 | 0 | 0 | 0 | 0 | 0 | 0 | 0 | 0 | 0 | 0 | 0 | 0
F4_Commercial_Health (WA)_Existing_Miscellaneous_Natural Gas_Pool Heater_Baseline Forecast | F4 | Commercial | Health (WA) | Existing | Miscellaneous | Natural Gas | Pool Heater | Baseline Forecast | Winter Peak Demand (n/a) | 0 | 0 | 0 | 0 | 0 | 0 | 0 | 0 | 0 | 0 | 0 | 0 | 0 | 0 | 0 | 0 | 0 | 0 | 0 | 0 | 0 | 0 | 0 | 0 | 0 | 0 | 0
F5_Commercial_Health (WA)_Existing_Miscellaneous_Natural Gas_Pool Heater_Baseline Forecast | F5 | Commercial | Health (WA) | Existing | Miscellaneous | Natural Gas | Pool Heater | Baseline Forecast | Turnover | 0 | 0 | 0 | 0 | 0 | 0 | 0 | 0 | 0 | 0 | 0 | 0 | 0 | 0 | 0 | 0 | 0 | 0 | 0 | 0 | 0 | 0 | 0 | 0 | 0 | 0 | 0
F6_Commercial_Health (WA)_Existing_Miscellaneous_Natural Gas_Pool Heater_Baseline Forecast | F6 | Commercial | Health (WA) | Existing | Miscellaneous | Natural Gas | Pool Heater | Baseline Forecast | Avg. Replacement Usage (therms) | 0.01 | 0.01 | 0.01 | 0.01 | 0.01 | 0.01 | 0.01 | 0.01 | 0.01 | 0.01 | 0.01 | 0.01 | 0.01 | 0.01 | 0.01 | 0.01 | 0.01 | 0.01 | 0.01 | 0.01 | 0.01 | 0.01 | 0.01 | 0.01 | 0.01 | 0.01 | 0.01
F7_Commercial_Health (WA)_Existing_Miscellaneous_Natural Gas_Pool Heater_Baseline Forecast | F7 | Commercial | Health (WA) | Existing | Miscellaneous | Natural Gas | Pool Heater | Baseline Forecast | Avg. Replacement Summer Demand (n/a) | 0 | 0 | 0 | 0 | 0 | 0 | 0 | 0 | 0 | 0 | 0 | 0 | 0 | 0 | 0 | 0 | 0 | 0 | 0 | 0 | 0 | 0 | 0 | 0 | 0 | 0 | 0
F8_Commercial_Health (WA)_Existing_Miscellaneous_Natural Gas_Pool Heater_Baseline Forecast | F8 | Commercial | Health (WA) | Existing | Miscellaneous | Natural Gas | Pool Heater | Baseline Forecast | Avg. Replacement Winter Demand (n/a) | 0 | 0 | 0 | 0 | 0 | 0 | 0 | 0 | 0 | 0 | 0 | 0 | 0 | 0 | 0 | 0 | 0 | 0 | 0 | 0 | 0 | 0 | 0 | 0 | 0 | 0 | 0
F1_Commercial_Health (WA)_Existing_Miscellaneous_Natural Gas_Miscellaneous_Baseline Forecast | F1 | Commercial | Health (WA) | Existing | Miscellaneous | Natural Gas | Miscellaneous | Baseline Forecast | Units | 5738656.4727 | 5630379.9355 | 5524146.3518 | 5419917.1754 | 5317654.5871 | 5217321.4817 | 5118881.4538 | 5022298.7848 | 4927538.4304 | 4834566.0072 | 4743347.7806 | 4653850.6527 | 4566042.1498 | 4479890.4111 | 4395364.177 | 4312432.7774 | 4231066.1212 | 4151234.685 | 4072909.5022 | 3996062.1531 | 3920664.754 | 3846689.9473 | 3774110.8917 | 3702901.2523 | 3633035.1909 | 3564487.3571 | 3497232.8787
F2_Commercial_Health (WA)_Existing_Miscellaneous_Natural Gas_Miscellaneous_Baseline Forecast | F2 | Commercial | Health (WA) | Existing | Miscellaneous | Natural Gas | Miscellaneous | Baseline Forecast | Usage (MMtherm) | 0.095636 | 0.093832 | 0.092061 | 0.090324 | 0.08862 | 0.086948 | 0.085307 | 0.083698 | 0.082119 | 0.080569 | 0.079049 | 0.077557 | 0.076094 | 0.074658 | 0.07325 | 0.071868 | 0.070512 | 0.069181 | 0.067876 | 0.066595 | 0.065339 | 0.064106 | 0.062896 | 0.06171 | 0.060545 | 0.059403 | 0.058282
F3_Commercial_Health (WA)_Existing_Miscellaneous_Natural Gas_Miscellaneous_Baseline Forecast | F3 | Commercial | Health (WA) | Existing | Miscellaneous | Natural Gas | Miscellaneous | Baseline Forecast | Summer Peak Demand (n/a) | 0 | 0 | 0 | 0 | 0 | 0 | 0 | 0 | 0 | 0 | 0 | 0 | 0 | 0 | 0 | 0 | 0 | 0 | 0 | 0 | 0 | 0 | 0 | 0 | 0 | 0 | 0
F4_Commercial_Health (WA)_Existing_Miscellaneous_Natural Gas_Miscellaneous_Baseline Forecast | F4 | Commercial | Health (WA) | Existing | Miscellaneous | Natural Gas | Miscellaneous | Baseline Forecast | Winter Peak Demand (n/a) | 0 | 0 | 0 | 0 | 0 | 0 | 0 | 0 | 0 | 0 | 0 | 0 | 0 | 0 | 0 | 0 | 0 | 0 | 0 | 0 | 0 | 0 | 0 | 0 | 0 | 0 | 0
F5_Commercial_Health (WA)_Existing_Miscellaneous_Natural Gas_Miscellaneous_Baseline Forecast | F5 | Commercial | Health (WA) | Existing | Miscellaneous | Natural Gas | Miscellaneous | Baseline Forecast | Turnover | 0 | 482603.9945 | 563688.4032 | 628900.0104 | 594000.3999 | 575590.9735 | 568907.7048 | 558578.5312 | 547408.1567 | 537112.4796 | 527060.4824 | 633322.7164 | 626794.1699 | 616493.4938 | 598355.1887 | 586033.2234 | 577021.3176 | 566086.9161 | 554979.3822 | 544582.2586 | 534375.1911 | 552258.3197 | 539214.7669 | 525930.2772 | 515236.9549 | 505802.6176 | 496817.3968
F6_Commercial_Health (WA)_Existing_Miscellaneous_Natural Gas_Miscellaneous_Baseline Forecast | F6 | Commercial | Health (WA) | Existing | Miscellaneous | Natural Gas | Miscellaneous | Baseline Forecast | Avg. Replacement Usage (therms) | 0.016665 | 0.016665 | 0.016665 | 0.016665 | 0.016665 | 0.016665 | 0.016665 | 0.016665 | 0.016665 | 0.016665 | 0.016665 | 0.016665 | 0.016665 | 0.016665 | 0.016665 | 0.016665 | 0.016665 | 0.016665 | 0.016665 | 0.016665 | 0.016665 | 0.016665 | 0.016665 | 0.016665 | 0.016665 | 0.016665 | 0.016665
F7_Commercial_Health (WA)_Existing_Miscellaneous_Natural Gas_Miscellaneous_Baseline Forecast | F7 | Commercial | Health (WA) | Existing | Miscellaneous | Natural Gas | Miscellaneous | Baseline Forecast | Avg. Replacement Summer Demand (n/a) | 0 | 0 | 0 | 0 | 0 | 0 | 0 | 0 | 0 | 0 | 0 | 0 | 0 | 0 | 0 | 0 | 0 | 0 | 0 | 0 | 0 | 0 | 0 | 0 | 0 | 0 | 0
F8_Commercial_Health (WA)_Existing_Miscellaneous_Natural Gas_Miscellaneous_Baseline Forecast | F8 | Commercial | Health (WA) | Existing | Miscellaneous | Natural Gas | Miscellaneous | Baseline Forecast | Avg. Replacement Winter Demand (n/a) | 0 | 0 | 0 | 0 | 0 | 0 | 0 | 0 | 0 | 0 | 0 | 0 | 0 | 0 | 0 | 0 | 0 | 0 | 0 | 0 | 0 | 0 | 0 | 0 | 0 | 0 | 0
F1_Commercial_Health (WA)_New_Space Heating_Natural Gas_Furnace_Baseline Forecast | F1 | Commercial | Health (WA) | New | Space Heating | Natural Gas | Furnace | Baseline Forecast | Units | 0 | 19142.1379 | 37045.6725 | 55034.5185 | 72977.1781 | 90548.0137 | 107800.5542 | 124682.393 | 141277.7417 | 157595.7501 | 173632.2486 | 189127.1976 | 204380.5462 | 219379.0461 | 234082.9063 | 248491.9447 | 262689.69 | 276636.1118 | 290326.383 | 303755.6014 | 316967.301 | 330132.8346 | 343048.6305 | 355731.5493 | 368202.7928 | 380505.5461 | 391589.2391
F2_Commercial_Health (WA)_New_Space Heating_Natural Gas_Furnace_Baseline Forecast | F2 | Commercial | Health (WA) | New | Space Heating | Natural Gas | Furnace | Baseline Forecast | Usage (MMtherm) | 0 | 0.00459 | 0.0088831 | 0.013197 | 0.017499 | 0.021712 | 0.025849 | 0.029897 | 0.033877 | 0.037789 | 0.041635 | 0.045267 | 0.048835 | 0.052334 | 0.055755 | 0.059101 | 0.062393 | 0.065621 | 0.068785 | 0.071885 | 0.074929 | 0.07796 | 0.080938 | 0.083835 | 0.08669 | 0.089513 | 0.092056
F3_Commercial_Health (WA)_New_Space Heating_Natural Gas_Furnace_Baseline Forecast | F3 | Commercial | Health (WA) | New | Space Heating | Natural Gas | Furnace | Baseline Forecast | Summer Peak Demand (n/a) | 0 | 0 | 0 | 0 | 0 | 0 | 0 | 0 | 0 | 0 | 0 | 0 | 0 | 0 | 0 | 0 | 0 | 0 | 0 | 0 | 0 | 0 | 0 | 0 | 0 | 0 | 0
F4_Commercial_Health (WA)_New_Space Heating_Natural Gas_Furnace_Baseline Forecast | F4 | Commercial | Health (WA) | New | Space Heating | Natural Gas | Furnace | Baseline Forecast | Winter Peak Demand (n/a) | 0 | 0 | 0 | 0 | 0 | 0 | 0 | 0 | 0 | 0 | 0 | 0 | 0 | 0 | 0 | 0 | 0 | 0 | 0 | 0 | 0 | 0 | 0 | 0 | 0 | 0 | 0
F5_Commercial_Health (WA)_New_Space Heating_Natural Gas_Furnace_Baseline Forecast | F5 | Commercial | Health (WA) | New | Space Heating | Natural Gas | Furnace | Baseline Forecast | Turnover | 0 | 19142.1379 | 17903.5346 | 17988.846 | 17942.6596 | 17570.8356 | 17252.5405 | 16881.8388 | 16595.3487 | 16318.0084 | 16036.4985 | 15494.949 | 16993.5429 | 18208.0889 | 19257.018 | 20179.4236 | 21040.8987 | 21735.8831 | 22306.3123 | 22770.651 | 23187.3665 | 23692.1851 | 23894.1109 | 30307.3477 | 29754.0753 | 29792.2393 | 28803.0024
F6_Commercial_Health (WA)_New_Space Heating_Natural Gas_Furnace_Baseline Forecast | F6 | Commercial | Health (WA) | New | Space Heating | Natural Gas | Furnace | Baseline Forecast | Avg. Replacement Usage (therms) | 0.24884 | 0.23979 | 0.23979 | 0.23979 | 0.23979 | 0.23979 | 0.23979 | 0.23979 | 0.23979 | 0.23979 | 0.23979 | 0.23443 | 0.23448 | 0.23448 | 0.23432 | 0.23441 | 0.23441 | 0.23446 | 0.23446 | 0.2345 | 0.23446 | 0.23446 | 0.2345 | 0.2345 | 0.2345 | 0.2345 | 0.2345
F7_Commercial_Health (WA)_New_Space Heating_Natural Gas_Furnace_Baseline Forecast | F7 | Commercial | Health (WA) | New | Space Heating | Natural Gas | Furnace | Baseline Forecast | Avg. Replacement Summer Demand (n/a) | 0 | 0 | 0 | 0 | 0 | 0 | 0 | 0 | 0 | 0 | 0 | 0 | 0 | 0 | 0 | 0 | 0 | 0 | 0 | 0 | 0 | 0 | 0 | 0 | 0 | 0 | 0
F8_Commercial_Health (WA)_New_Space Heating_Natural Gas_Furnace_Baseline Forecast | F8 | Commercial | Health (WA) | New | Space Heating | Natural Gas | Furnace | Baseline Forecast | Avg. Replacement Winter Demand (n/a) | 0 | 0 | 0 | 0 | 0 | 0 | 0 | 0 | 0 | 0 | 0 | 0 | 0 | 0 | 0 | 0 | 0 | 0 | 0 | 0 | 0 | 0 | 0 | 0 | 0 | 0 | 0
F1_Commercial_Health (WA)_New_Space Heating_Natural Gas_Boiler_Baseline Forecast | F1 | Commercial | Health (WA) | New | Space Heating | Natural Gas | Boiler | Baseline Forecast | Units | 0 | 107884.455 | 208788.183 | 310172.7229 | 411296.958 | 510325.6051 | 607560.3516 | 702705.8356 | 796236.671 | 888204.4259 | 978585.6001 | 1065914.6193 | 1151881.9861 | 1236413.0347 | 1319283.5037 | 1400492.3666 | 1480510.3888 | 1559111.9598 | 1636269.8748 | 1711956.5045 | 1786417.2058 | 1860617.7168 | 1933410.7149 | 2004891.2248 | 2075178.7401 | 2144516.6499 | 2206983.9762
F2_Commercial_Health (WA)_New_Space Heating_Natural Gas_Boiler_Baseline Forecast | F2 | Commercial | Health (WA) | New | Space Heating | Natural Gas | Boiler | Baseline Forecast | Usage (MMtherm) | 0 | 0.048223 | 0.093326 | 0.13864 | 0.18384 | 0.22811 | 0.27157 | 0.3141 | 0.35455 | 0.39433 | 0.43342 | 0.47119 | 0.50837 | 0.54492 | 0.58076 | 0.61589 | 0.65049 | 0.68449 | 0.71786 | 0.75059 | 0.7828 | 0.81489 | 0.84637 | 0.87728 | 0.90768 | 0.93767 | 0.96469
F3_Commercial_Health (WA)_New_Space Heating_Natural Gas_Boiler_Baseline Forecast | F3 | Commercial | Health (WA) | New | Space Heating | Natural Gas | Boiler | Baseline Forecast | Summer Peak Demand (n/a) | 0 | 0 | 0 | 0 | 0 | 0 | 0 | 0 | 0 | 0 | 0 | 0 | 0 | 0 | 0 | 0 | 0 | 0 | 0 | 0 | 0 | 0 | 0 | 0 | 0 | 0 | 0
F4_Commercial_Health (WA)_New_Space Heating_Natural Gas_Boiler_Baseline Forecast | F4 | Commercial | Health (WA) | New | Space Heating | Natural Gas | Boiler | Baseline Forecast | Winter Peak Demand (n/a) | 0 | 0 | 0 | 0 | 0 | 0 | 0 | 0 | 0 | 0 | 0 | 0 | 0 | 0 | 0 | 0 | 0 | 0 | 0 | 0 | 0 | 0 | 0 | 0 | 0 | 0 | 0
F5_Commercial_Health (WA)_New_Space Heating_Natural Gas_Boiler_Baseline Forecast | F5 | Commercial | Health (WA) | New | Space Heating | Natural Gas | Boiler | Baseline Forecast | Turnover | 0 | 107884.455 | 100903.728 | 101384.5399 | 101124.2351 | 99028.6471 | 97234.7465 | 95145.484 | 93530.8354 | 91967.7549 | 90381.1742 | 87329.0192 | 85967.3668 | 84531.0487 | 82870.469 | 81208.8628 | 80018.0222 | 78601.571 | 77157.915 | 75686.6297 | 74460.7013 | 74200.511 | 72792.998 | 71480.5099 | 70287.5154 | 69337.9098 | 62467.3263
F6_Commercial_Health (WA)_New_Space Heating_Natural Gas_Boiler_Baseline Forecast | F6 | Commercial | Health (WA) | New | Space Heating | Natural Gas | Boiler | Baseline Forecast | Avg. Replacement Usage (therms) | 0.46386 | 0.44699 | 0.44699 | 0.44699 | 0.44699 | 0.44699 | 0.44699 | 0.44699 | 0.43249 | 0.43249 | 0.43249 | 0.43249 | 0.43249 | 0.43249 | 0.43249 | 0.43249 | 0.43249 | 0.43249 | 0.43249 | 0.43249 | 0.43249 | 0.43249 | 0.43249 | 0.43249 | 0.43249 | 0.43249 | 0.43249
F7_Commercial_Health (WA)_New_Space Heating_Natural Gas_Boiler_Baseline Forecast | F7 | Commercial | Health (WA) | New | Space Heating | Natural Gas | Boiler | Baseline Forecast | Avg. Replacement Summer Demand (n/a) | 0 | 0 | 0 | 0 | 0 | 0 | 0 | 0 | 0 | 0 | 0 | 0 | 0 | 0 | 0 | 0 | 0 | 0 | 0 | 0 | 0 | 0 | 0 | 0 | 0 | 0 | 0
F8_Commercial_Health (WA)_New_Space Heating_Natural Gas_Boiler_Baseline Forecast | F8 | Commercial | Health (WA) | New | Space Heating | Natural Gas | Boiler | Baseline Forecast | Avg. Replacement Winter Demand (n/a) | 0 | 0 | 0 | 0 | 0 | 0 | 0 | 0 | 0 | 0 | 0 | 0 | 0 | 0 | 0 | 0 | 0 | 0 | 0 | 0 | 0 | 0 | 0 | 0 | 0 | 0 | 0
F1_Commercial_Health (WA)_New_Space Heating_Natural Gas_Unit Heater_Baseline Forecast | F1 | Commercial | Health (WA) | New | Space Heating | Natural Gas | Unit Heater | Baseline Forecast | Units | 0 | 0 | 0 | 0 | 0 | 0 | 0 | 0 | 0 | 0 | 0 | 0 | 0 | 0 | 0 | 0 | 0 | 0 | 0 | 0 | 0 | 0 | 0 | 0 | 0 | 0 | 0
F2_Commercial_Health (WA)_New_Space Heating_Natural Gas_Unit Heater_Baseline Forecast | F2 | Commercial | Health (WA) | New | Space Heating | Natural Gas | Unit Heater | Baseline Forecast | Usage (MMtherm) | 0 | 0 | 0 | 0 | 0 | 0 | 0 | 0 | 0 | 0 | 0 | 0 | 0 | 0 | 0 | 0 | 0 | 0 | 0 | 0 | 0 | 0 | 0 | 0 | 0 | 0 | 0
F3_Commercial_Health (WA)_New_Space Heating_Natural Gas_Unit Heater_Baseline Forecast | F3 | Commercial | Health (WA) | New | Space Heating | Natural Gas | Unit Heater | Baseline Forecast | Summer Peak Demand (n/a) | 0 | 0 | 0 | 0 | 0 | 0 | 0 | 0 | 0 | 0 | 0 | 0 | 0 | 0 | 0 | 0 | 0 | 0 | 0 | 0 | 0 | 0 | 0 | 0 | 0 | 0 | 0
F4_Commercial_Health (WA)_New_Space Heating_Natural Gas_Unit Heater_Baseline Forecast | F4 | Commercial | Health (WA) | New | Space Heating | Natural Gas | Unit Heater | Baseline Forecast | Winter Peak Demand (n/a) | 0 | 0 | 0 | 0 | 0 | 0 | 0 | 0 | 0 | 0 | 0 | 0 | 0 | 0 | 0 | 0 | 0 | 0 | 0 | 0 | 0 | 0 | 0 | 0 | 0 | 0 | 0
F5_Commercial_Health (WA)_New_Space Heating_Natural Gas_Unit Heater_Baseline Forecast | F5 | Commercial | Health (WA) | New | Space Heating | Natural Gas | Unit Heater | Baseline Forecast | Turnover | 0 | 0 | 0 | 0 | 0 | 0 | 0 | 0 | 0 | 0 | 0 | 0 | 0 | 0 | 0 | 0 | 0 | 0 | 0 | 0 | 0 | 0 | 0 | 0 | 0 | 0 | 0
F6_Commercial_Health (WA)_New_Space Heating_Natural Gas_Unit Heater_Baseline Forecast | F6 | Commercial | Health (WA) | New | Space Heating | Natural Gas | Unit Heater | Baseline Forecast | Avg. Replacement Usage (therms) | 0.12443 | 0.1199 | 0.1199 | 0.1199 | 0.1199 | 0.1199 | 0.1199 | 0.1199 | 0.1199 | 0.1199 | 0.1199 | 0.1199 | 0.1199 | 0.1199 | 0.1199 | 0.1199 | 0.1199 | 0.1199 | 0.1199 | 0.1199 | 0.1199 | 0.1199 | 0.1199 | 0.1199 | 0.1199 | 0.1199 | 0.1199
F7_Commercial_Health (WA)_New_Space Heating_Natural Gas_Unit Heater_Baseline Forecast | F7 | Commercial | Health (WA) | New | Space Heating | Natural Gas | Unit Heater | Baseline Forecast | Avg. Replacement Summer Demand (n/a) | 0 | 0 | 0 | 0 | 0 | 0 | 0 | 0 | 0 | 0 | 0 | 0 | 0 | 0 | 0 | 0 | 0 | 0 | 0 | 0 | 0 | 0 | 0 | 0 | 0 | 0 | 0
F8_Commercial_Health (WA)_New_Space Heating_Natural Gas_Unit Heater_Baseline Forecast | F8 | Commercial | Health (WA) | New | Space Heating | Natural Gas | Unit Heater | Baseline Forecast | Avg. Replacement Winter Demand (n/a) | 0 | 0 | 0 | 0 | 0 | 0 | 0 | 0 | 0 | 0 | 0 | 0 | 0 | 0 | 0 | 0 | 0 | 0 | 0 | 0 | 0 | 0 | 0 | 0 | 0 | 0 | 0
F1_Commercial_Health (WA)_New_Water Heating_Natural Gas_Water Heater_Baseline Forecast | F1 | Commercial | Health (WA) | New | Water Heating | Natural Gas | Water Heater | Baseline Forecast | Units | 0 | 128763.0271 | 249194.3669 | 370199.5688 | 490894.0898 | 609087.4697 | 725139.7805 | 838698.4997 | 950330.0919 | 1060096.1052 | 1167968.4913 | 1272198.0475 | 1374802.4345 | 1475692.5369 | 1574600.6923 | 1671525.6757 | 1767029.3584 | 1860842.4681 | 1952932.5353 | 2043266.5834 | 2132137.4527 | 2220697.7778 | 2307578.198 | 2392892.1279 | 2476782.1864 | 2559538.8649 | 2634095.3154
F2_Commercial_Health (WA)_New_Water Heating_Natural Gas_Water Heater_Baseline Forecast | F2 | Commercial | Health (WA) | New | Water Heating | Natural Gas | Water Heater | Baseline Forecast | Usage (MMtherm) | 0 | 0.06026 | 0.11662 | 0.17325 | 0.22974 | 0.28505 | 0.33936 | 0.39251 | 0.44475 | 0.49612 | 0.5466 | 0.59538 | 0.6434 | 0.69062 | 0.7369 | 0.78226 | 0.82696 | 0.87086 | 0.91396 | 0.95624 | 0.99783 | 1.0393 | 1.0799 | 1.1199 | 1.1591 | 1.1978 | 1.2327
F3_Commercial_Health (WA)_New_Water Heating_Natural Gas_Water Heater_Baseline Forecast | F3 | Commercial | Health (WA) | New | Water Heating | Natural Gas | Water Heater | Baseline Forecast | Summer Peak Demand (n/a) | 0 | 0 | 0 | 0 | 0 | 0 | 0 | 0 | 0 | 0 | 0 | 0 | 0 | 0 | 0 | 0 | 0 | 0 | 0 | 0 | 0 | 0 | 0 | 0 | 0 | 0 | 0
F4_Commercial_Health (WA)_New_Water Heating_Natural Gas_Water Heater_Baseline Forecast | F4 | Commercial | Health (WA) | New | Water Heating | Natural Gas | Water Heater | Baseline Forecast | Winter Peak Demand (n/a) | 0 | 0 | 0 | 0 | 0 | 0 | 0 | 0 | 0 | 0 | 0 | 0 | 0 | 0 | 0 | 0 | 0 | 0 | 0 | 0 | 0 | 0 | 0 | 0 | 0 | 0 | 0
F5_Commercial_Health (WA)_New_Water Heating_Natural Gas_Water Heater_Baseline Forecast | F5 | Commercial | Health (WA) | New | Water Heating | Natural Gas | Water Heater | Baseline Forecast | Turnover | 0 | 128763.0271 | 120431.3399 | 121005.2019 | 120694.521 | 118193.3799 | 116052.3108 | 113558.7192 | 111631.5922 | 109766.0133 | 107872.3861 | 104229.5562 | 114310.1168 | 122479.9785 | 129535.7884 | 135740.5153 | 141535.3826 | 146210.3197 | 150047.4143 | 153170.8721 | 155973.9833 | 159369.7365 | 160728.0265 | 203867.8149 | 200146.1288 | 200402.846 | 193748.5662
F6_Commercial_Health (WA)_New_Water Heating_Natural Gas_Water Heater_Baseline Forecast | F6 | Commercial | Health (WA) | New | Water Heating | Natural Gas | Water Heater | Baseline Forecast | Avg. Replacement Usage (therms) | 0.46799 | 0.46799 | 0.46799 | 0.46799 | 0.46799 | 0.46799 | 0.46799 | 0.46799 | 0.46799 | 0.46799 | 0.46799 | 0.46799 | 0.46799 | 0.46799 | 0.46799 | 0.46799 | 0.46799 | 0.46799 | 0.46799 | 0.46799 | 0.46799 | 0.46799 | 0.46799 | 0.46799 | 0.46799 | 0.46799 | 0.46799
F7_Commercial_Health (WA)_New_Water Heating_Natural Gas_Water Heater_Baseline Forecast | F7 | Commercial | Health (WA) | New | Water Heating | Natural Gas | Water Heater | Baseline Forecast | Avg. Replacement Summer Demand (n/a) | 0 | 0 | 0 | 0 | 0 | 0 | 0 | 0 | 0 | 0 | 0 | 0 | 0 | 0 | 0 | 0 | 0 | 0 | 0 | 0 | 0 | 0 | 0 | 0 | 0 | 0 | 0
F8_Commercial_Health (WA)_New_Water Heating_Natural Gas_Water Heater_Baseline Forecast | F8 | Commercial | Health (WA) | New | Water Heating | Natural Gas | Water Heater | Baseline Forecast | Avg. Replacement Winter Demand (n/a) | 0 | 0 | 0 | 0 | 0 | 0 | 0 | 0 | 0 | 0 | 0 | 0 | 0 | 0 | 0 | 0 | 0 | 0 | 0 | 0 | 0 | 0 | 0 | 0 | 0 | 0 | 0
F1_Commercial_Health (WA)_New_Food Preparation_Natural Gas_Oven_Baseline Forecast | F1 | Commercial | Health (WA) | New | Food Preparation | Natural Gas | Oven | Baseline Forecast | Units | 0 | 2743.9404 | 5310.3325 | 7888.9536 | 10460.9541 | 12979.6552 | 15452.7302 | 17872.6668 | 20251.5362 | 22590.6502 | 24889.411 | 27110.543 | 29297.0427 | 31447.011 | 33554.744 | 35620.2156 | 37655.3993 | 39654.5568 | 41616.9963 | 43542.0151 | 45435.8535 | 47323.0742 | 49174.4961 | 50992.5362 | 52780.2335 | 54543.7785 | 56132.5766
F2_Commercial_Health (WA)_New_Food Preparation_Natural Gas_Oven_Baseline Forecast | F2 | Commercial | Health (WA) | New | Food Preparation | Natural Gas | Oven | Baseline Forecast | Usage (MMtherm) | 0 | 0.0005514 | 0.0010671 | 0.0015853 | 0.0021022 | 0.0026083 | 0.0031053 | 0.0035915 | 0.0040696 | 0.0045396 | 0.0050016 | 0.0054479 | 0.0058873 | 0.0063193 | 0.0067429 | 0.007158 | 0.0075669 | 0.0079687 | 0.008363 | 0.0087499 | 0.0091304 | 0.0095097 | 0.0098817 | 0.010247 | 0.010606 | 0.010961 | 0.01128
F3_Commercial_Health (WA)_New_Food Preparation_Natural Gas_Oven_Baseline Forecast | F3 | Commercial | Health (WA) | New | Food Preparation | Natural Gas | Oven | Baseline Forecast | Summer Peak Demand (n/a) | 0 | 0 | 0 | 0 | 0 | 0 | 0 | 0 | 0 | 0 | 0 | 0 | 0 | 0 | 0 | 0 | 0 | 0 | 0 | 0 | 0 | 0 | 0 | 0 | 0 | 0 | 0
F4_Commercial_Health (WA)_New_Food Preparation_Natural Gas_Oven_Baseline Forecast | F4 | Commercial | Health (WA) | New | Food Preparation | Natural Gas | Oven | Baseline Forecast | Winter Peak Demand (n/a) | 0 | 0 | 0 | 0 | 0 | 0 | 0 | 0 | 0 | 0 | 0 | 0 | 0 | 0 | 0 | 0 | 0 | 0 | 0 | 0 | 0 | 0 | 0 | 0 | 0 | 0 | 0
F5_Commercial_Health (WA)_New_Food Preparation_Natural Gas_Oven_Baseline Forecast | F5 | Commercial | Health (WA) | New | Food Preparation | Natural Gas | Oven | Baseline Forecast | Turnover | 0 | 2743.9404 | 2566.3921 | 2578.6211 | 2572.0005 | 2518.7012 | 2473.075 | 2419.9365 | 2378.8695 | 2339.114 | 2847.5488 | 3173.4409 | 3464.071 | 3686.4254 | 3840.639 | 4665.7189 | 4552.8256 | 4492.2507 | 4423.0013 | 4449.0058 | 4535.7556 | 4679.6388 | 4811.876 | 4944.1094 | 5354.9797 | 5613.3667 | 5643.2926
F6_Commercial_Health (WA)_New_Food Preparation_Natural Gas_Oven_Baseline Forecast | F6 | Commercial | Health (WA) | New | Food Preparation | Natural Gas | Oven | Baseline Forecast | Avg. Replacement Usage (therms) | 0.20095 | 0.20095 | 0.20095 | 0.20095 | 0.20095 | 0.20095 | 0.20095 | 0.20095 | 0.20095 | 0.20095 | 0.20095 | 0.20095 | 0.20095 | 0.20095 | 0.20095 | 0.20095 | 0.20095 | 0.20095 | 0.20095 | 0.20095 | 0.20095 | 0.20095 | 0.20095 | 0.20095 | 0.20095 | 0.20095 | 0.20095
F7_Commercial_Health (WA)_New_Food Preparation_Natural Gas_Oven_Baseline Forecast | F7 | Commercial | Health (WA) | New | Food Preparation | Natural Gas | Oven | Baseline Forecast | Avg. Replacement Summer Demand (n/a) | 0 | 0 | 0 | 0 | 0 | 0 | 0 | 0 | 0 | 0 | 0 | 0 | 0 | 0 | 0 | 0 | 0 | 0 | 0 | 0 | 0 | 0 | 0 | 0 | 0 | 0 | 0
F8_Commercial_Health (WA)_New_Food Preparation_Natural Gas_Oven_Baseline Forecast | F8 | Commercial | Health (WA) | New | Food Preparation | Natural Gas | Oven | Baseline Forecast | Avg. Replacement Winter Demand (n/a) | 0 | 0 | 0 | 0 | 0 | 0 | 0 | 0 | 0 | 0 | 0 | 0 | 0 | 0 | 0 | 0 | 0 | 0 | 0 | 0 | 0 | 0 | 0 | 0 | 0 | 0 | 0
F1_Commercial_Health (WA)_New_Food Preparation_Natural Gas_Conveyor Oven_Baseline Forecast | F1 | Commercial | Health (WA) | New | Food Preparation | Natural Gas | Conveyor Oven | Baseline Forecast | Units | 0 | 1371.9702 | 2655.1662 | 3944.4768 | 5230.477 | 6489.8276 | 7726.3651 | 8936.3334 | 10125.7681 | 11295.3251 | 12444.7055 | 13555.2715 | 14648.5214 | 15723.5055 | 16777.372 | 17810.1078 | 18827.6996 | 19827.2784 | 20808.4982 | 21771.0075 | 22717.9268 | 23661.5371 | 24587.2481 | 25496.2681 | 26390.1167 | 27271.8892 | 28066.2883
F2_Commercial_Health (WA)_New_Food Preparation_Natural Gas_Conveyor Oven_Baseline Forecast | F2 | Commercial | Health (WA) | New | Food Preparation | Natural Gas | Conveyor Oven | Baseline Forecast | Usage (MMtherm) | 0 | 0.00047174 | 0.00091296 | 0.0013563 | 0.0017985 | 0.0022315 | 0.0026567 | 0.0030727 | 0.0034817 | 0.0038838 | 0.004279 | 0.0046609 | 0.0050368 | 0.0054064 | 0.0057688 | 0.0061239 | 0.0064738 | 0.0068175 | 0.0071549 | 0.0074858 | 0.0078114 | 0.0081358 | 0.0084541 | 0.0087667 | 0.009074 | 0.0093772 | 0.0096504
F3_Commercial_Health (WA)_New_Food Preparation_Natural Gas_Conveyor Oven_Baseline Forecast | F3 | Commercial | Health (WA) | New | Food Preparation | Natural Gas | Conveyor Oven | Baseline Forecast | Summer Peak Demand (n/a) | 0 | 0 | 0 | 0 | 0 | 0 | 0 | 0 | 0 | 0 | 0 | 0 | 0 | 0 | 0 | 0 | 0 | 0 | 0 | 0 | 0 | 0 | 0 | 0 | 0 | 0 | 0
F4_Commercial_Health (WA)_New_Food Preparation_Natural Gas_Conveyor Oven_Baseline Forecast | F4 | Commercial | Health (WA) | New | Food Preparation | Natural Gas | Conveyor Oven | Baseline Forecast | Winter Peak Demand (n/a) | 0 | 0 | 0 | 0 | 0 | 0 | 0 | 0 | 0 | 0 | 0 | 0 | 0 | 0 | 0 | 0 | 0 | 0 | 0 | 0 | 0 | 0 | 0 | 0 | 0 | 0 | 0
F5_Commercial_Health (WA)_New_Food Preparation_Natural Gas_Conveyor Oven_Baseline Forecast | F5 | Commercial | Health (WA) | New | Food Preparation | Natural Gas | Conveyor Oven | Baseline Forecast | Turnover | 0 | 1371.9702 | 1283.1961 | 1289.3106 | 1286.0002 | 1259.3506 | 1236.5375 | 1209.9683 | 1189.4347 | 1169.557 | 1149.3804 | 1110.566 | 1093.2498 | 1074.9841 | 1053.8665 | 1032.7358 | 1017.5918 | 1273.9728 | 1457.3742 | 1601.295 | 1715.1478 | 1810.0633 | 2225.8346 | 2167.841 | 2140.3952 | 2112.0534 | 2001.5138
F6_Commercial_Health (WA)_New_Food Preparation_Natural Gas_Conveyor Oven_Baseline Forecast | F6 | Commercial | Health (WA) | New | Food Preparation | Natural Gas | Conveyor Oven | Baseline Forecast | Avg. Replacement Usage (therms) | 0.34384 | 0.34384 | 0.34384 | 0.34384 | 0.34384 | 0.34384 | 0.34384 | 0.34384 | 0.34384 | 0.34384 | 0.34384 | 0.34384 | 0.34384 | 0.34384 | 0.34384 | 0.34384 | 0.34384 | 0.34384 | 0.34384 | 0.34384 | 0.34384 | 0.34384 | 0.34384 | 0.34384 | 0.34384 | 0.34384 | 0.34384
F7_Commercial_Health (WA)_New_Food Preparation_Natural Gas_Conveyor Oven_Baseline Forecast | F7 | Commercial | Health (WA) | New | Food Preparation | Natural Gas | Conveyor Oven | Baseline Forecast | Avg. Replacement Summer Demand (n/a) | 0 | 0 | 0 | 0 | 0 | 0 | 0 | 0 | 0 | 0 | 0 | 0 | 0 | 0 | 0 | 0 | 0 | 0 | 0 | 0 | 0 | 0 | 0 | 0 | 0 | 0 | 0
F8_Commercial_Health (WA)_New_Food Preparation_Natural Gas_Conveyor Oven_Baseline Forecast | F8 | Commercial | Health (WA) | New | Food Preparation | Natural Gas | Conveyor Oven | Baseline Forecast | Avg. Replacement Winter Demand (n/a) | 0 | 0 | 0 | 0 | 0 | 0 | 0 | 0 | 0 | 0 | 0 | 0 | 0 | 0 | 0 | 0 | 0 | 0 | 0 | 0 | 0 | 0 | 0 | 0 | 0 | 0 | 0
F1_Commercial_Health (WA)_New_Food Preparation_Natural Gas_Double Rack Oven_Baseline Forecast | F1 | Commercial | Health (WA) | New | Food Preparation | Natural Gas | Double Rack Oven | Baseline Forecast | Units | 0 | 1371.9702 | 2655.1662 | 3944.4768 | 5230.477 | 6489.8276 | 7726.3651 | 8936.3334 | 10125.7681 | 11295.3251 | 12444.7055 | 13555.2715 | 14648.5214 | 15723.5055 | 16777.372 | 17810.1078 | 18827.6996 | 19827.2784 | 20808.4982 | 21771.0075 | 22717.9268 | 23661.5371 | 24587.2481 | 25496.2681 | 26390.1167 | 27271.8892 | 28066.2883
F2_Commercial_Health (WA)_New_Food Preparation_Natural Gas_Double Rack Oven_Baseline Forecast | F2 | Commercial | Health (WA) | New | Food Preparation | Natural Gas | Double Rack Oven | Baseline Forecast | Usage (MMtherm) | 0 | 0.00071666 | 0.001387 | 0.0020604 | 0.0027322 | 0.00339 | 0.0040359 | 0.004668 | 0.0052893 | 0.0059002 | 0.0065006 | 0.0070807 | 0.0076518 | 0.0082133 | 0.0087638 | 0.0093033 | 0.0098348 | 0.010357 | 0.01087 | 0.011372 | 0.011867 | 0.01236 | 0.012843 | 0.013318 | 0.013785 | 0.014246 | 0.014661
F3_Commercial_Health (WA)_New_Food Preparation_Natural Gas_Double Rack Oven_Baseline Forecast | F3 | Commercial | Health (WA) | New | Food Preparation | Natural Gas | Double Rack Oven | Baseline Forecast | Summer Peak Demand (n/a) | 0 | 0 | 0 | 0 | 0 | 0 | 0 | 0 | 0 | 0 | 0 | 0 | 0 | 0 | 0 | 0 | 0 | 0 | 0 | 0 | 0 | 0 | 0 | 0 | 0 | 0 | 0
F4_Commercial_Health (WA)_New_Food Preparation_Natural Gas_Double Rack Oven_Baseline Forecast | F4 | Commercial | Health (WA) | New | Food Preparation | Natural Gas | Double Rack Oven | Baseline Forecast | Winter Peak Demand (n/a) | 0 | 0 | 0 | 0 | 0 | 0 | 0 | 0 | 0 | 0 | 0 | 0 | 0 | 0 | 0 | 0 | 0 | 0 | 0 | 0 | 0 | 0 | 0 | 0 | 0 | 0 | 0
F5_Commercial_Health (WA)_New_Food Preparation_Natural Gas_Double Rack Oven_Baseline Forecast | F5 | Commercial | Health (WA) | New | Food Preparation | Natural Gas | Double Rack Oven | Baseline Forecast | Turnover | 0 | 1371.9702 | 1283.1961 | 1289.3106 | 1286.0002 | 1259.3506 | 1236.5375 | 1209.9683 | 1189.4347 | 1169.557 | 1301.8215 | 1388.6466 | 1483.6893 | 1564.9304 | 1629.3021 | 1681.6271 | 1728.8251 | 1763.9455 | 1790.6076 | 2249.105 | 2217.5162 | 2239.7672 | 2250.7121 | 2259.6257 | 2274.2093 | 2292.6696 | 2238.2005
F6_Commercial_Health (WA)_New_Food Preparation_Natural Gas_Double Rack Oven_Baseline Forecast | F6 | Commercial | Health (WA) | New | Food Preparation | Natural Gas | Double Rack Oven | Baseline Forecast | Avg. Replacement Usage (therms) | 0.52236 | 0.52236 | 0.52236 | 0.52236 | 0.52236 | 0.52236 | 0.52236 | 0.52236 | 0.52236 | 0.52236 | 0.52236 | 0.52236 | 0.52236 | 0.52236 | 0.52236 | 0.52236 | 0.52236 | 0.52236 | 0.52236 | 0.52236 | 0.52236 | 0.52236 | 0.52236 | 0.52236 | 0.52236 | 0.52236 | 0.52236
F7_Commercial_Health (WA)_New_Food Preparation_Natural Gas_Double Rack Oven_Baseline Forecast | F7 | Commercial | Health (WA) | New | Food Preparation | Natural Gas | Double Rack Oven | Baseline Forecast | Avg. Replacement Summer Demand (n/a) | 0 | 0 | 0 | 0 | 0 | 0 | 0 | 0 | 0 | 0 | 0 | 0 | 0 | 0 | 0 | 0 | 0 | 0 | 0 | 0 | 0 | 0 | 0 | 0 | 0 | 0 | 0
F8_Commercial_Health (WA)_New_Food Preparation_Natural Gas_Double Rack Oven_Baseline Forecast | F8 | Commercial | Health (WA) | New | Food Preparation | Natural Gas | Double Rack Oven | Baseline Forecast | Avg. Replacement Winter Demand (n/a) | 0 | 0 | 0 | 0 | 0 | 0 | 0 | 0 | 0 | 0 | 0 | 0 | 0 | 0 | 0 | 0 | 0 | 0 | 0 | 0 | 0 | 0 | 0 | 0 | 0 | 0 | 0
F1_Commercial_Health (WA)_New_Food Preparation_Natural Gas_Fryer_Baseline Forecast | F1 | Commercial | Health (WA) | New | Food Preparation | Natural Gas | Fryer | Baseline Forecast | Units | 0 | 31763.1885 | 61471.1213 | 91320.6141 | 121093.4683 | 150249.3424 | 178877.0588 | 206889.6576 | 234426.8737 | 261503.89 | 288113.7874 | 313825.0736 | 339135.4641 | 364022.9758 | 388421.582 | 412330.9804 | 435889.7733 | 459031.5366 | 481748.2607 | 504031.8111 | 525954.4254 | 547800.4348 | 569232.0463 | 590277.2369 | 610971.1877 | 631385.5569 | 649777.0987
F2_Commercial_Health (WA)_New_Food Preparation_Natural Gas_Fryer_Baseline Forecast | F2 | Commercial | Health (WA) | New | Food Preparation | Natural Gas | Fryer | Baseline Forecast | Usage (MMtherm) | 0 | 0.009889 | 0.019138 | 0.028431 | 0.037701 | 0.046778 | 0.055691 | 0.064412 | 0.072985 | 0.081415 | 0.0897 | 0.097705 | 0.10558 | 0.11333 | 0.12093 | 0.12837 | 0.13571 | 0.14291 | 0.14999 | 0.15692 | 0.16375 | 0.17055 | 0.17722 | 0.18377 | 0.19022 | 0.19657 | 0.2023
F3_Commercial_Health (WA)_New_Food Preparation_Natural Gas_Fryer_Baseline Forecast | F3 | Commercial | Health (WA) | New | Food Preparation | Natural Gas | Fryer | Baseline Forecast | Summer Peak Demand (n/a) | 0 | 0 | 0 | 0 | 0 | 0 | 0 | 0 | 0 | 0 | 0 | 0 | 0 | 0 | 0 | 0 | 0 | 0 | 0 | 0 | 0 | 0 | 0 | 0 | 0 | 0 | 0
F4_Commercial_Health (WA)_New_Food Preparation_Natural Gas_Fryer_Baseline Forecast | F4 | Commercial | Health (WA) | New | Food Preparation | Natural Gas | Fryer | Baseline Forecast | Winter Peak Demand (n/a) | 0 | 0 | 0 | 0 | 0 | 0 | 0 | 0 | 0 | 0 | 0 | 0 | 0 | 0 | 0 | 0 | 0 | 0 | 0 | 0 | 0 | 0 | 0 | 0 | 0 | 0 | 0
F5_Commercial_Health (WA)_New_Food Preparation_Natural Gas_Fryer_Baseline Forecast | F5 | Commercial | Health (WA) | New | Food Preparation | Natural Gas | Fryer | Baseline Forecast | Turnover | 0 | 31763.1885 | 29707.9328 | 29849.4927 | 29772.8542 | 29155.8741 | 28627.7165 | 28012.5987 | 27537.2162 | 27077.0162 | 26609.8974 | 25711.2862 | 28197.953 | 30213.2898 | 31953.8129 | 33484.3913 | 34913.8658 | 36067.0765 | 37013.6088 | 37784.1015 | 38475.5714 | 39313.2338 | 39648.296 | 50289.9939 | 49371.9305 | 49435.2574 | 47793.7835
F6_Commercial_Health (WA)_New_Food Preparation_Natural Gas_Fryer_Baseline Forecast | F6 | Commercial | Health (WA) | New | Food Preparation | Natural Gas | Fryer | Baseline Forecast | Avg. Replacement Usage (therms) | 0.31134 | 0.31134 | 0.31134 | 0.31134 | 0.31134 | 0.31134 | 0.31134 | 0.31134 | 0.31134 | 0.31134 | 0.31134 | 0.31134 | 0.31134 | 0.31134 | 0.31134 | 0.31134 | 0.31134 | 0.31134 | 0.31134 | 0.31134 | 0.31134 | 0.31134 | 0.31134 | 0.31134 | 0.31134 | 0.31134 | 0.31134
F7_Commercial_Health (WA)_New_Food Preparation_Natural Gas_Fryer_Baseline Forecast | F7 | Commercial | Health (WA) | New | Food Preparation | Natural Gas | Fryer | Baseline Forecast | Avg. Replacement Summer Demand (n/a) | 0 | 0 | 0 | 0 | 0 | 0 | 0 | 0 | 0 | 0 | 0 | 0 | 0 | 0 | 0 | 0 | 0 | 0 | 0 | 0 | 0 | 0 | 0 | 0 | 0 | 0 | 0
F8_Commercial_Health (WA)_New_Food Preparation_Natural Gas_Fryer_Baseline Forecast | F8 | Commercial | Health (WA) | New | Food Preparation | Natural Gas | Fryer | Baseline Forecast | Avg. Replacement Winter Demand (n/a) | 0 | 0 | 0 | 0 | 0 | 0 | 0 | 0 | 0 | 0 | 0 | 0 | 0 | 0 | 0 | 0 | 0 | 0 | 0 | 0 | 0 | 0 | 0 | 0 | 0 | 0 | 0
F1_Commercial_Health (WA)_New_Food Preparation_Natural Gas_Broiler_Baseline Forecast | F1 | Commercial | Health (WA) | New | Food Preparation | Natural Gas | Broiler | Baseline Forecast | Units | 0 | 7150.8749 | 13839.0483 | 20559.0911 | 27261.8803 | 33825.7682 | 40270.7515 | 46577.2528 | 52776.7307 | 58872.6035 | 64863.3134 | 70651.7181 | 76349.8689 | 81952.8165 | 87445.6965 | 92828.4406 | 98132.2526 | 103342.1784 | 108456.4147 | 113473.1302 | 118408.5879 | 123326.7995 | 128151.7172 | 132889.6397 | 137548.4873 | 142144.3924 | 146284.8966
F2_Commercial_Health (WA)_New_Food Preparation_Natural Gas_Broiler_Baseline Forecast | F2 | Commercial | Health (WA) | New | Food Preparation | Natural Gas | Broiler | Baseline Forecast | Usage (MMtherm) | 0 | 0.0023791 | 0.0046043 | 0.0068401 | 0.0090702 | 0.011254 | 0.013398 | 0.015497 | 0.017559 | 0.019587 | 0.02158 | 0.023506 | 0.025402 | 0.027266 | 0.029094 | 0.030885 | 0.032649 | 0.034383 | 0.036084 | 0.037753 | 0.039395 | 0.041032 | 0.042637 | 0.044213 | 0.045763 | 0.047292 | 0.04867
F3_Commercial_Health (WA)_New_Food Preparation_Natural Gas_Broiler_Baseline Forecast | F3 | Commercial | Health (WA) | New | Food Preparation | Natural Gas | Broiler | Baseline Forecast | Summer Peak Demand (n/a) | 0 | 0 | 0 | 0 | 0 | 0 | 0 | 0 | 0 | 0 | 0 | 0 | 0 | 0 | 0 | 0 | 0 | 0 | 0 | 0 | 0 | 0 | 0 | 0 | 0 | 0 | 0
F4_Commercial_Health (WA)_New_Food Preparation_Natural Gas_Broiler_Baseline Forecast | F4 | Commercial | Health (WA) | New | Food Preparation | Natural Gas | Broiler | Baseline Forecast | Winter Peak Demand (n/a) | 0 | 0 | 0 | 0 | 0 | 0 | 0 | 0 | 0 | 0 | 0 | 0 | 0 | 0 | 0 | 0 | 0 | 0 | 0 | 0 | 0 | 0 | 0 | 0 | 0 | 0 | 0
F5_Commercial_Health (WA)_New_Food Preparation_Natural Gas_Broiler_Baseline Forecast | F5 | Commercial | Health (WA) | New | Food Preparation | Natural Gas | Broiler | Baseline Forecast | Turnover | 0 | 7150.8749 | 6688.1734 | 6720.0429 | 6702.7892 | 6563.8879 | 6444.9833 | 6306.5013 | 6199.478 | 6095.8728 | 6785.2515 | 7237.7944 | 7733.1685 | 8156.6067 | 8492.1199 | 8764.8445 | 9010.8458 | 9193.8978 | 9332.864 | 11722.608 | 11557.9632 | 11673.9382 | 11730.9845 | 11777.4433 | 11853.4548 | 11949.6716 | 11665.7723
F6_Commercial_Health (WA)_New_Food Preparation_Natural Gas_Broiler_Baseline Forecast | F6 | Commercial | Health (WA) | New | Food Preparation | Natural Gas | Broiler | Baseline Forecast | Avg. Replacement Usage (therms) | 0.33271 | 0.33271 | 0.33271 | 0.33271 | 0.33271 | 0.33271 | 0.33271 | 0.33271 | 0.33271 | 0.33271 | 0.33271 | 0.33271 | 0.33271 | 0.33271 | 0.33271 | 0.33271 | 0.33271 | 0.33271 | 0.33271 | 0.33271 | 0.33271 | 0.33271 | 0.33271 | 0.33271 | 0.33271 | 0.33271 | 0.33271
F7_Commercial_Health (WA)_New_Food Preparation_Natural Gas_Broiler_Baseline Forecast | F7 | Commercial | Health (WA) | New | Food Preparation | Natural Gas | Broiler | Baseline Forecast | Avg. Replacement Summer Demand (n/a) | 0 | 0 | 0 | 0 | 0 | 0 | 0 | 0 | 0 | 0 | 0 | 0 | 0 | 0 | 0 | 0 | 0 | 0 | 0 | 0 | 0 | 0 | 0 | 0 | 0 | 0 | 0
F8_Commercial_Health (WA)_New_Food Preparation_Natural Gas_Broiler_Baseline Forecast | F8 | Commercial | Health (WA) | New | Food Preparation | Natural Gas | Broiler | Baseline Forecast | Avg. Replacement Winter Demand (n/a) | 0 | 0 | 0 | 0 | 0 | 0 | 0 | 0 | 0 | 0 | 0 | 0 | 0 | 0 | 0 | 0 | 0 | 0 | 0 | 0 | 0 | 0 | 0 | 0 | 0 | 0 | 0
F1_Commercial_Health (WA)_New_Food Preparation_Natural Gas_Griddle_Baseline Forecast | F1 | Commercial | Health (WA) | New | Food Preparation | Natural Gas | Griddle | Baseline Forecast | Units | 0 | 7150.8749 | 13839.0483 | 20559.0911 | 27261.8803 | 33825.7682 | 40270.7515 | 46577.2528 | 52776.7307 | 58872.6035 | 64863.3134 | 70651.7181 | 76349.8689 | 81952.8165 | 87445.6965 | 92828.4406 | 98132.2526 | 103342.1784 | 108456.4147 | 113473.1302 | 118408.5879 | 123326.7995 | 128151.7172 | 132889.6397 | 137548.4873 | 142144.3924 | 146284.8966
F2_Commercial_Health (WA)_New_Food Preparation_Natural Gas_Griddle_Baseline Forecast | F2 | Commercial | Health (WA) | New | Food Preparation | Natural Gas | Griddle | Baseline Forecast | Usage (MMtherm) | 0 | 0.0016582 | 0.0032091 | 0.0047674 | 0.0063217 | 0.0078437 | 0.0093383 | 0.010801 | 0.012238 | 0.013652 | 0.015041 | 0.016383 | 0.017705 | 0.019004 | 0.020277 | 0.021526 | 0.022756 | 0.023964 | 0.02515 | 0.026313 | 0.027457 | 0.028598 | 0.029717 | 0.030815 | 0.031896 | 0.032961 | 0.033922
F3_Commercial_Health (WA)_New_Food Preparation_Natural Gas_Griddle_Baseline Forecast | F3 | Commercial | Health (WA) | New | Food Preparation | Natural Gas | Griddle | Baseline Forecast | Summer Peak Demand (n/a) | 0 | 0 | 0 | 0 | 0 | 0 | 0 | 0 | 0 | 0 | 0 | 0 | 0 | 0 | 0 | 0 | 0 | 0 | 0 | 0 | 0 | 0 | 0 | 0 | 0 | 0 | 0
F4_Commercial_Health (WA)_New_Food Preparation_Natural Gas_Griddle_Baseline Forecast | F4 | Commercial | Health (WA) | New | Food Preparation | Natural Gas | Griddle | Baseline Forecast | Winter Peak Demand (n/a) | 0 | 0 | 0 | 0 | 0 | 0 | 0 | 0 | 0 | 0 | 0 | 0 | 0 | 0 | 0 | 0 | 0 | 0 | 0 | 0 | 0 | 0 | 0 | 0 | 0 | 0 | 0
F5_Commercial_Health (WA)_New_Food Preparation_Natural Gas_Griddle_Baseline Forecast | F5 | Commercial | Health (WA) | New | Food Preparation | Natural Gas | Griddle | Baseline Forecast | Turnover | 0 | 7150.8749 | 6688.1734 | 6720.0429 | 6702.7892 | 6563.8879 | 6444.9833 | 6306.5013 | 6199.478 | 6095.8728 | 6785.2515 | 7237.7944 | 7733.1685 | 8156.6067 | 8492.1199 | 8764.8445 | 9010.8458 | 9193.8978 | 9332.864 | 11722.608 | 11557.9632 | 11673.9382 | 11730.9845 | 11777.4433 | 11853.4548 | 11949.6716 | 11665.7723
F6_Commercial_Health (WA)_New_Food Preparation_Natural Gas_Griddle_Baseline Forecast | F6 | Commercial | Health (WA) | New | Food Preparation | Natural Gas | Griddle | Baseline Forecast | Avg. Replacement Usage (therms) | 0.23189 | 0.23189 | 0.23189 | 0.23189 | 0.23189 | 0.23189 | 0.23189 | 0.23189 | 0.23189 | 0.23189 | 0.23189 | 0.23189 | 0.23189 | 0.23189 | 0.23189 | 0.23189 | 0.23189 | 0.23189 | 0.23189 | 0.23189 | 0.23189 | 0.23189 | 0.23189 | 0.23189 | 0.23189 | 0.23189 | 0.23189
F7_Commercial_Health (WA)_New_Food Preparation_Natural Gas_Griddle_Baseline Forecast | F7 | Commercial | Health (WA) | New | Food Preparation | Natural Gas | Griddle | Baseline Forecast | Avg. Replacement Summer Demand (n/a) | 0 | 0 | 0 | 0 | 0 | 0 | 0 | 0 | 0 | 0 | 0 | 0 | 0 | 0 | 0 | 0 | 0 | 0 | 0 | 0 | 0 | 0 | 0 | 0 | 0 | 0 | 0
F8_Commercial_Health (WA)_New_Food Preparation_Natural Gas_Griddle_Baseline Forecast | F8 | Commercial | Health (WA) | New | Food Preparation | Natural Gas | Griddle | Baseline Forecast | Avg. Replacement Winter Demand (n/a) | 0 | 0 | 0 | 0 | 0 | 0 | 0 | 0 | 0 | 0 | 0 | 0 | 0 | 0 | 0 | 0 | 0 | 0 | 0 | 0 | 0 | 0 | 0 | 0 | 0 | 0 | 0
F1_Commercial_Health (WA)_New_Food Preparation_Natural Gas_Range_Baseline Forecast | F1 | Commercial | Health (WA) | New | Food Preparation | Natural Gas | Range | Baseline Forecast | Units | 0 | 30230.2899 | 58504.5111 | 86913.4605 | 115249.47 | 142998.275 | 170244.4114 | 196905.1157 | 223113.3796 | 248883.6529 | 274209.3506 | 298679.8043 | 322768.7096 | 346455.1444 | 369676.2683 | 392431.7937 | 414853.6339 | 436878.5704 | 458498.9803 | 479707.1215 | 500571.7455 | 521363.4615 | 541760.7786 | 561790.3234 | 581485.5795 | 600914.7466 | 618418.7085
F2_Commercial_Health (WA)_New_Food Preparation_Natural Gas_Range_Baseline Forecast | F2 | Commercial | Health (WA) | New | Food Preparation | Natural Gas | Range | Baseline Forecast | Usage (MMtherm) | 0 | 0.0069253 | 0.013403 | 0.019911 | 0.026402 | 0.032759 | 0.039001 | 0.045108 | 0.051112 | 0.057016 | 0.062817 | 0.068423 | 0.073942 | 0.079368 | 0.084688 | 0.0899 | 0.095037 | 0.10008 | 0.10504 | 0.10989 | 0.11467 | 0.11944 | 0.12411 | 0.1287 | 0.13321 | 0.13766 | 0.14167
F3_Commercial_Health (WA)_New_Food Preparation_Natural Gas_Range_Baseline Forecast | F3 | Commercial | Health (WA) | New | Food Preparation | Natural Gas | Range | Baseline Forecast | Summer Peak Demand (n/a) | 0 | 0 | 0 | 0 | 0 | 0 | 0 | 0 | 0 | 0 | 0 | 0 | 0 | 0 | 0 | 0 | 0 | 0 | 0 | 0 | 0 | 0 | 0 | 0 | 0 | 0 | 0
F4_Commercial_Health (WA)_New_Food Preparation_Natural Gas_Range_Baseline Forecast | F4 | Commercial | Health (WA) | New | Food Preparation | Natural Gas | Range | Baseline Forecast | Winter Peak Demand (n/a) | 0 | 0 | 0 | 0 | 0 | 0 | 0 | 0 | 0 | 0 | 0 | 0 | 0 | 0 | 0 | 0 | 0 | 0 | 0 | 0 | 0 | 0 | 0 | 0 | 0 | 0 | 0
F5_Commercial_Health (WA)_New_Food Preparation_Natural Gas_Range_Baseline Forecast | F5 | Commercial | Health (WA) | New | Food Preparation | Natural Gas | Range | Baseline Forecast | Turnover | 0 | 30230.2899 | 28274.2212 | 28408.9495 | 28336.0095 | 27748.805 | 27246.1364 | 26660.7044 | 26208.2639 | 25770.2733 | 31371.7557 | 34962.1443 | 38164.0477 | 40613.7506 | 42312.7376 | 51402.7328 | 50158.9752 | 49491.6156 | 48728.687 | 49015.1819 | 49970.9138 | 51556.09 | 53012.9617 | 54469.7915 | 58996.3949 | 61843.0722 | 62172.7687
F6_Commercial_Health (WA)_New_Food Preparation_Natural Gas_Range_Baseline Forecast | F6 | Commercial | Health (WA) | New | Food Preparation | Natural Gas | Range | Baseline Forecast | Avg. Replacement Usage (therms) | 0.22909 | 0.22909 | 0.22909 | 0.22909 | 0.22909 | 0.22909 | 0.22909 | 0.22909 | 0.22909 | 0.22909 | 0.22909 | 0.22909 | 0.22909 | 0.22909 | 0.22909 | 0.22909 | 0.22909 | 0.22909 | 0.22909 | 0.22909 | 0.22909 | 0.22909 | 0.22909 | 0.22909 | 0.22909 | 0.22909 | 0.22909
F7_Commercial_Health (WA)_New_Food Preparation_Natural Gas_Range_Baseline Forecast | F7 | Commercial | Health (WA) | New | Food Preparation | Natural Gas | Range | Baseline Forecast | Avg. Replacement Summer Demand (n/a) | 0 | 0 | 0 | 0 | 0 | 0 | 0 | 0 | 0 | 0 | 0 | 0 | 0 | 0 | 0 | 0 | 0 | 0 | 0 | 0 | 0 | 0 | 0 | 0 | 0 | 0 | 0
F8_Commercial_Health (WA)_New_Food Preparation_Natural Gas_Range_Baseline Forecast | F8 | Commercial | Health (WA) | New | Food Preparation | Natural Gas | Range | Baseline Forecast | Avg. Replacement Winter Demand (n/a) | 0 | 0 | 0 | 0 | 0 | 0 | 0 | 0 | 0 | 0 | 0 | 0 | 0 | 0 | 0 | 0 | 0 | 0 | 0 | 0 | 0 | 0 | 0 | 0 | 0 | 0 | 0
F1_Commercial_Health (WA)_New_Food Preparation_Natural Gas_Steamer_Baseline Forecast | F1 | Commercial | Health (WA) | New | Food Preparation | Natural Gas | Steamer | Baseline Forecast | Units | 0 | 3322.0099 | 6429.0672 | 9550.9297 | 12664.7769 | 15714.0962 | 18708.1771 | 21637.9248 | 24517.9538 | 27349.852 | 30132.8957 | 32821.9565 | 35469.089 | 38071.9939 | 40623.7657 | 43124.3729 | 45588.3114 | 48008.6341 | 50384.5033 | 52715.0683 | 55007.8841 | 57292.6881 | 59534.1515 | 61735.2004 | 63899.5142 | 66034.5875 | 67958.0998
F2_Commercial_Health (WA)_New_Food Preparation_Natural Gas_Steamer_Baseline Forecast | F2 | Commercial | Health (WA) | New | Food Preparation | Natural Gas | Steamer | Baseline Forecast | Usage (MMtherm) | 0 | 0.00087944 | 0.001702 | 0.0025284 | 0.0033528 | 0.00416 | 0.0049526 | 0.0057282 | 0.0064907 | 0.0072404 | 0.0079771 | 0.008689 | 0.0093898 | 0.010079 | 0.010754 | 0.011416 | 0.012069 | 0.012709 | 0.013338 | 0.013955 | 0.014562 | 0.015167 | 0.015761 | 0.016343 | 0.016916 | 0.017481 | 0.017991
F3_Commercial_Health (WA)_New_Food Preparation_Natural Gas_Steamer_Baseline Forecast | F3 | Commercial | Health (WA) | New | Food Preparation | Natural Gas | Steamer | Baseline Forecast | Summer Peak Demand (n/a) | 0 | 0 | 0 | 0 | 0 | 0 | 0 | 0 | 0 | 0 | 0 | 0 | 0 | 0 | 0 | 0 | 0 | 0 | 0 | 0 | 0 | 0 | 0 | 0 | 0 | 0 | 0
F4_Commercial_Health (WA)_New_Food Preparation_Natural Gas_Steamer_Baseline Forecast | F4 | Commercial | Health (WA) | New | Food Preparation | Natural Gas | Steamer | Baseline Forecast | Winter Peak Demand (n/a) | 0 | 0 | 0 | 0 | 0 | 0 | 0 | 0 | 0 | 0 | 0 | 0 | 0 | 0 | 0 | 0 | 0 | 0 | 0 | 0 | 0 | 0 | 0 | 0 | 0 | 0 | 0
F5_Commercial_Health (WA)_New_Food Preparation_Natural Gas_Steamer_Baseline Forecast | F5 | Commercial | Health (WA) | New | Food Preparation | Natural Gas | Steamer | Baseline Forecast | Turnover | 0 | 3322.0099 | 3107.0573 | 3121.8626 | 3113.8472 | 3049.3192 | 2994.0809 | 2929.7477 | 2880.029 | 2831.8982 | 3152.1559 | 3362.3892 | 3592.5201 | 3789.2326 | 3945.0986 | 4071.7955 | 4186.0778 | 4271.1164 | 4335.6746 | 5445.8538 | 5369.3665 | 5423.2438 | 5449.7452 | 5471.3281 | 5506.64 | 5551.3385 | 5419.4502
F6_Commercial_Health (WA)_New_Food Preparation_Natural Gas_Steamer_Baseline Forecast | F6 | Commercial | Health (WA) | New | Food Preparation | Natural Gas | Steamer | Baseline Forecast | Avg. Replacement Usage (therms) | 0.26473 | 0.26473 | 0.26473 | 0.26473 | 0.26473 | 0.26473 | 0.26473 | 0.26473 | 0.26473 | 0.26473 | 0.26473 | 0.26473 | 0.26473 | 0.26473 | 0.26473 | 0.26473 | 0.26473 | 0.26473 | 0.26473 | 0.26473 | 0.26473 | 0.26473 | 0.26473 | 0.26473 | 0.26473 | 0.26473 | 0.26473
F7_Commercial_Health (WA)_New_Food Preparation_Natural Gas_Steamer_Baseline Forecast | F7 | Commercial | Health (WA) | New | Food Preparation | Natural Gas | Steamer | Baseline Forecast | Avg. Replacement Summer Demand (n/a) | 0 | 0 | 0 | 0 | 0 | 0 | 0 | 0 | 0 | 0 | 0 | 0 | 0 | 0 | 0 | 0 | 0 | 0 | 0 | 0 | 0 | 0 | 0 | 0 | 0 | 0 | 0
F8_Commercial_Health (WA)_New_Food Preparation_Natural Gas_Steamer_Baseline Forecast | F8 | Commercial | Health (WA) | New | Food Preparation | Natural Gas | Steamer | Baseline Forecast | Avg. Replacement Winter Demand (n/a) | 0 | 0 | 0 | 0 | 0 | 0 | 0 | 0 | 0 | 0 | 0 | 0 | 0 | 0 | 0 | 0 | 0 | 0 | 0 | 0 | 0 | 0 | 0 | 0 | 0 | 0 | 0
F1_Commercial_Health (WA)_New_Food Preparation_Natural Gas_Food Prep Other_Baseline Forecast | F1 | Commercial | Health (WA) | New | Food Preparation | Natural Gas | Food Prep Other | Baseline Forecast | Units | 0 | 0 | 0 | 0 | 0 | 0 | 0 | 0 | 0 | 0 | 0 | 0 | 0 | 0 | 0 | 0 | 0 | 0 | 0 | 0 | 0 | 0 | 0 | 0 | 0 | 0 | 0
F2_Commercial_Health (WA)_New_Food Preparation_Natural Gas_Food Prep Other_Baseline Forecast | F2 | Commercial | Health (WA) | New | Food Preparation | Natural Gas | Food Prep Other | Baseline Forecast | Usage (MMtherm) | 0 | 0 | 0 | 0 | 0 | 0 | 0 | 0 | 0 | 0 | 0 | 0 | 0 | 0 | 0 | 0 | 0 | 0 | 0 | 0 | 0 | 0 | 0 | 0 | 0 | 0 | 0
F3_Commercial_Health (WA)_New_Food Preparation_Natural Gas_Food Prep Other_Baseline Forecast | F3 | Commercial | Health (WA) | New | Food Preparation | Natural Gas | Food Prep Other | Baseline Forecast | Summer Peak Demand (n/a) | 0 | 0 | 0 | 0 | 0 | 0 | 0 | 0 | 0 | 0 | 0 | 0 | 0 | 0 | 0 | 0 | 0 | 0 | 0 | 0 | 0 | 0 | 0 | 0 | 0 | 0 | 0
F4_Commercial_Health (WA)_New_Food Preparation_Natural Gas_Food Prep Other_Baseline Forecast | F4 | Commercial | Health (WA) | New | Food Preparation | Natural Gas | Food Prep Other | Baseline Forecast | Winter Peak Demand (n/a) | 0 | 0 | 0 | 0 | 0 | 0 | 0 | 0 | 0 | 0 | 0 | 0 | 0 | 0 | 0 | 0 | 0 | 0 | 0 | 0 | 0 | 0 | 0 | 0 | 0 | 0 | 0
F5_Commercial_Health (WA)_New_Food Preparation_Natural Gas_Food Prep Other_Baseline Forecast | F5 | Commercial | Health (WA) | New | Food Preparation | Natural Gas | Food Prep Other | Baseline Forecast | Turnover | 0 | 0 | 0 | 0 | 0 | 0 | 0 | 0 | 0 | 0 | 0 | 0 | 0 | 0 | 0 | 0 | 0 | 0 | 0 | 0 | 0 | 0 | 0 | 0 | 0 | 0 | 0
F6_Commercial_Health (WA)_New_Food Preparation_Natural Gas_Food Prep Other_Baseline Forecast | F6 | Commercial | Health (WA) | New | Food Preparation | Natural Gas | Food Prep Other | Baseline Forecast | Avg. Replacement Usage (therms) | 0.095605 | 0.095605 | 0.095605 | 0.095605 | 0.095605 | 0.095605 | 0.095605 | 0.095605 | 0.095605 | 0.095605 | 0.095605 | 0.095605 | 0.095605 | 0.095605 | 0.095605 | 0.095605 | 0.095605 | 0.095605 | 0.095605 | 0.095605 | 0.095605 | 0.095605 | 0.095605 | 0.095605 | 0.095605 | 0.095605 | 0.095605
F7_Commercial_Health (WA)_New_Food Preparation_Natural Gas_Food Prep Other_Baseline Forecast | F7 | Commercial | Health (WA) | New | Food Preparation | Natural Gas | Food Prep Other | Baseline Forecast | Avg. Replacement Summer Demand (n/a) | 0 | 0 | 0 | 0 | 0 | 0 | 0 | 0 | 0 | 0 | 0 | 0 | 0 | 0 | 0 | 0 | 0 | 0 | 0 | 0 | 0 | 0 | 0 | 0 | 0 | 0 | 0
F8_Commercial_Health (WA)_New_Food Preparation_Natural Gas_Food Prep Other_Baseline Forecast | F8 | Commercial | Health (WA) | New | Food Preparation | Natural Gas | Food Prep Other | Baseline Forecast | Avg. Replacement Winter Demand (n/a) | 0 | 0 | 0 | 0 | 0 | 0 | 0 | 0 | 0 | 0 | 0 | 0 | 0 | 0 | 0 | 0 | 0 | 0 | 0 | 0 | 0 | 0 | 0 | 0 | 0 | 0 | 0
F1_Commercial_Health (WA)_New_Miscellaneous_Natural Gas_Pool Heater_Baseline Forecast | F1 | Commercial | Health (WA) | New | Miscellaneous | Natural Gas | Pool Heater | Baseline Forecast | Units | 0 | 0 | 0 | 0 | 0 | 0 | 0 | 0 | 0 | 0 | 0 | 0 | 0 | 0 | 0 | 0 | 0 | 0 | 0 | 0 | 0 | 0 | 0 | 0 | 0 | 0 | 0
F2_Commercial_Health (WA)_New_Miscellaneous_Natural Gas_Pool Heater_Baseline Forecast | F2 | Commercial | Health (WA) | New | Miscellaneous | Natural Gas | Pool Heater | Baseline Forecast | Usage (MMtherm) | 0 | 0 | 0 | 0 | 0 | 0 | 0 | 0 | 0 | 0 | 0 | 0 | 0 | 0 | 0 | 0 | 0 | 0 | 0 | 0 | 0 | 0 | 0 | 0 | 0 | 0 | 0
F3_Commercial_Health (WA)_New_Miscellaneous_Natural Gas_Pool Heater_Baseline Forecast | F3 | Commercial | Health (WA) | New | Miscellaneous | Natural Gas | Pool Heater | Baseline Forecast | Summer Peak Demand (n/a) | 0 | 0 | 0 | 0 | 0 | 0 | 0 | 0 | 0 | 0 | 0 | 0 | 0 | 0 | 0 | 0 | 0 | 0 | 0 | 0 | 0 | 0 | 0 | 0 | 0 | 0 | 0
F4_Commercial_Health (WA)_New_Miscellaneous_Natural Gas_Pool Heater_Baseline Forecast | F4 | Commercial | Health (WA) | New | Miscellaneous | Natural Gas | Pool Heater | Baseline Forecast | Winter Peak Demand (n/a) | 0 | 0 | 0 | 0 | 0 | 0 | 0 | 0 | 0 | 0 | 0 | 0 | 0 | 0 | 0 | 0 | 0 | 0 | 0 | 0 | 0 | 0 | 0 | 0 | 0 | 0 | 0
F5_Commercial_Health (WA)_New_Miscellaneous_Natural Gas_Pool Heater_Baseline Forecast | F5 | Commercial | Health (WA) | New | Miscellaneous | Natural Gas | Pool Heater | Baseline Forecast | Turnover | 0 | 0 | 0 | 0 | 0 | 0 | 0 | 0 | 0 | 0 | 0 | 0 | 0 | 0 | 0 | 0 | 0 | 0 | 0 | 0 | 0 | 0 | 0 | 0 | 0 | 0 | 0
F6_Commercial_Health (WA)_New_Miscellaneous_Natural Gas_Pool Heater_Baseline Forecast | F6 | Commercial | Health (WA) | New | Miscellaneous | Natural Gas | Pool Heater | Baseline Forecast | Avg. Replacement Usage (therms) | 0.01 | 0.01 | 0.01 | 0.01 | 0.01 | 0.01 | 0.01 | 0.01 | 0.01 | 0.01 | 0.01 | 0.01 | 0.01 | 0.01 | 0.01 | 0.01 | 0.01 | 0.01 | 0.01 | 0.01 | 0.01 | 0.01 | 0.01 | 0.01 | 0.01 | 0.01 | 0.01
F7_Commercial_Health (WA)_New_Miscellaneous_Natural Gas_Pool Heater_Baseline Forecast | F7 | Commercial | Health (WA) | New | Miscellaneous | Natural Gas | Pool Heater | Baseline Forecast | Avg. Replacement Summer Demand (n/a) | 0 | 0 | 0 | 0 | 0 | 0 | 0 | 0 | 0 | 0 | 0 | 0 | 0 | 0 | 0 | 0 | 0 | 0 | 0 | 0 | 0 | 0 | 0 | 0 | 0 | 0 | 0
F8_Commercial_Health (WA)_New_Miscellaneous_Natural Gas_Pool Heater_Baseline Forecast | F8 | Commercial | Health (WA) | New | Miscellaneous | Natural Gas | Pool Heater | Baseline Forecast | Avg. Replacement Winter Demand (n/a) | 0 | 0 | 0 | 0 | 0 | 0 | 0 | 0 | 0 | 0 | 0 | 0 | 0 | 0 | 0 | 0 | 0 | 0 | 0 | 0 | 0 | 0 | 0 | 0 | 0 | 0 | 0
F1_Commercial_Health (WA)_New_Miscellaneous_Natural Gas_Miscellaneous_Baseline Forecast | F1 | Commercial | Health (WA) | New | Miscellaneous | Natural Gas | Miscellaneous | Baseline Forecast | Units | 0 | 138860.0127 | 268735.0069 | 399228.8626 | 529387.6754 | 656849.2193 | 782001.8017 | 904465.2569 | 1024850.469 | 1143223.8122 | 1259555.0391 | 1371957.7826 | 1482607.9188 | 1591409.3444 | 1698073.4081 | 1802598.7888 | 1905591.4172 | 2006760.906 | 2106072.2393 | 2203489.8548 | 2299329.5561 | 2394834.3618 | 2488527.5323 | 2580531.3758 | 2670999.6947 | 2760245.7593 | 2840648.5729
F2_Commercial_Health (WA)_New_Miscellaneous_Natural Gas_Miscellaneous_Baseline Forecast | F2 | Commercial | Health (WA) | New | Miscellaneous | Natural Gas | Miscellaneous | Baseline Forecast | Usage (MMtherm) | 0 | 0.0023141 | 0.0044785 | 0.0066532 | 0.0088224 | 0.010947 | 0.013032 | 0.015073 | 0.017079 | 0.019052 | 0.020991 | 0.022864 | 0.024708 | 0.026521 | 0.028299 | 0.030041 | 0.031757 | 0.033443 | 0.035098 | 0.036722 | 0.038319 | 0.03991 | 0.041472 | 0.043005 | 0.044513 | 0.046 | 0.04734
F3_Commercial_Health (WA)_New_Miscellaneous_Natural Gas_Miscellaneous_Baseline Forecast | F3 | Commercial | Health (WA) | New | Miscellaneous | Natural Gas | Miscellaneous | Baseline Forecast | Summer Peak Demand (n/a) | 0 | 0 | 0 | 0 | 0 | 0 | 0 | 0 | 0 | 0 | 0 | 0 | 0 | 0 | 0 | 0 | 0 | 0 | 0 | 0 | 0 | 0 | 0 | 0 | 0 | 0 | 0
F4_Commercial_Health (WA)_New_Miscellaneous_Natural Gas_Miscellaneous_Baseline Forecast | F4 | Commercial | Health (WA) | New | Miscellaneous | Natural Gas | Miscellaneous | Baseline Forecast | Winter Peak Demand (n/a) | 0 | 0 | 0 | 0 | 0 | 0 | 0 | 0 | 0 | 0 | 0 | 0 | 0 | 0 | 0 | 0 | 0 | 0 | 0 | 0 | 0 | 0 | 0 | 0 | 0 | 0 | 0
F5_Commercial_Health (WA)_New_Miscellaneous_Natural Gas_Miscellaneous_Baseline Forecast | F5 | Commercial | Health (WA) | New | Miscellaneous | Natural Gas | Miscellaneous | Baseline Forecast | Turnover | 0 | 138860.0127 | 129874.9942 | 130493.8557 | 149995.9574 | 163018.3814 | 174271.851 | 185993.6794 | 198128.0301 | 209906.0232 | 221358.3353 | 271187.8414 | 274120.3741 | 280721.7013 | 298447.4971 | 311865.4105 | 324094.533 | 336736.0022 | 349313.1191 | 361435.6821 | 373582.7573 | 397990.3394 | 405454.5684 | 414520.2081 | 428931.2173 | 441188.6066 | 444848.0645
F6_Commercial_Health (WA)_New_Miscellaneous_Natural Gas_Miscellaneous_Baseline Forecast | F6 | Commercial | Health (WA) | New | Miscellaneous | Natural Gas | Miscellaneous | Baseline Forecast | Avg. Replacement Usage (therms) | 0.016665 | 0.016665 | 0.016665 | 0.016665 | 0.016665 | 0.016665 | 0.016665 | 0.016665 | 0.016665 | 0.016665 | 0.016665 | 0.016665 | 0.016665 | 0.016665 | 0.016665 | 0.016665 | 0.016665 | 0.016665 | 0.016665 | 0.016665 | 0.016665 | 0.016665 | 0.016665 | 0.016665 | 0.016665 | 0.016665 | 0.016665
F7_Commercial_Health (WA)_New_Miscellaneous_Natural Gas_Miscellaneous_Baseline Forecast | F7 | Commercial | Health (WA) | New | Miscellaneous | Natural Gas | Miscellaneous | Baseline Forecast | Avg. Replacement Summer Demand (n/a) | 0 | 0 | 0 | 0 | 0 | 0 | 0 | 0 | 0 | 0 | 0 | 0 | 0 | 0 | 0 | 0 | 0 | 0 | 0 | 0 | 0 | 0 | 0 | 0 | 0 | 0 | 0
F8_Commercial_Health (WA)_New_Miscellaneous_Natural Gas_Miscellaneous_Baseline Forecast | F8 | Commercial | Health (WA) | New | Miscellaneous | Natural Gas | Miscellaneous | Baseline Forecast | Avg. Replacement Winter Demand (n/a) | 0 | 0 | 0 | 0 | 0 | 0 | 0 | 0 | 0 | 0 | 0 | 0 | 0 | 0 | 0 | 0 | 0 | 0 | 0 | 0 | 0 | 0 | 0 | 0 | 0 | 0 | 0
F1_Commercial_Lodging (WA)_Existing_Space Heating_Natural Gas_Furnace_Baseline Forecast | F1 | Commercial | Lodging (WA) | Existing | Space Heating | Natural Gas | Furnace | Baseline Forecast | Units | 1252997.9689 | 1233721.0771 | 1214740.7528 | 1196052.4335 | 1177651.6269 | 1159533.9095 | 1141694.9263 | 1124130.389 | 1106836.0753 | 1089807.828 | 1073041.5537 | 1056533.2221 | 1040278.8649 | 1024274.5746 | 1008516.5042 | 993000.8657 | 977723.9293 | 962682.0227 | 947871.5301 | 933288.8911 | 918930.6005 | 904793.2067 | 890873.3112 | 877167.5679 | 863672.6823 | 850385.4102 | 837302.5578
F2_Commercial_Lodging (WA)_Existing_Space Heating_Natural Gas_Furnace_Baseline Forecast | F2 | Commercial | Lodging (WA) | Existing | Space Heating | Natural Gas | Furnace | Baseline Forecast | Usage (MMtherm) | 0.39236 | 0.37165 | 0.36533 | 0.35914 | 0.35307 | 0.34712 | 0.34129 | 0.33558 | 0.32999 | 0.32453 | 0.31919 | 0.31393 | 0.30864 | 0.30361 | 0.29868 | 0.29386 | 0.28913 | 0.28448 | 0.27993 | 0.27546 | 0.27108 | 0.26677 | 0.26255 | 0.2584 | 0.25433 | 0.25033 | 0.2464
F3_Commercial_Lodging (WA)_Existing_Space Heating_Natural Gas_Furnace_Baseline Forecast | F3 | Commercial | Lodging (WA) | Existing | Space Heating | Natural Gas | Furnace | Baseline Forecast | Summer Peak Demand (n/a) | 0 | 0 | 0 | 0 | 0 | 0 | 0 | 0 | 0 | 0 | 0 | 0 | 0 | 0 | 0 | 0 | 0 | 0 | 0 | 0 | 0 | 0 | 0 | 0 | 0 | 0 | 0
F4_Commercial_Lodging (WA)_Existing_Space Heating_Natural Gas_Furnace_Baseline Forecast | F4 | Commercial | Lodging (WA) | Existing | Space Heating | Natural Gas | Furnace | Baseline Forecast | Winter Peak Demand (n/a) | 0 | 0 | 0 | 0 | 0 | 0 | 0 | 0 | 0 | 0 | 0 | 0 | 0 | 0 | 0 | 0 | 0 | 0 | 0 | 0 | 0 | 0 | 0 | 0 | 0 | 0 | 0
F5_Commercial_Lodging (WA)_Existing_Space Heating_Natural Gas_Furnace_Baseline Forecast | F5 | Commercial | Lodging (WA) | Existing | Space Heating | Natural Gas | Furnace | Baseline Forecast | Turnover | 0 | 49847.3162 | 50753.6311 | 51470.4925 | 52019.2253 | 52418.895 | 52686.5455 | 52837.411 | 52885.1064 | 52841.7976 | 52718.3535 | 52524.4826 | 50835.9642 | 49394.0366 | 48158.311 | 47094.2701 | 46172.4786 | 45367.8952 | 44659.2733 | 44028.6384 | 43460.8342 | 42943.1272 | 42464.8641 | 53199.9662 | 51784.9 | 50383.7821 | 49012.4805
F6_Commercial_Lodging (WA)_Existing_Space Heating_Natural Gas_Furnace_Baseline Forecast | F6 | Commercial | Lodging (WA) | Existing | Space Heating | Natural Gas | Furnace | Baseline Forecast | Avg. Replacement Usage (therms) | 0.3053 | 0.29419 | 0.29419 | 0.29419 | 0.29419 | 0.29419 | 0.29419 | 0.29419 | 0.29419 | 0.29419 | 0.29419 | 0.29354 | 0.29067 | 0.29356 | 0.29357 | 0.29358 | 0.29359 | 0.29345 | 0.29346 | 0.29346 | 0.29345 | 0.29346 | 0.29346 | 0.29346 | 0.29346 | 0.29346 | 0.29346
F7_Commercial_Lodging (WA)_Existing_Space Heating_Natural Gas_Furnace_Baseline Forecast | F7 | Commercial | Lodging (WA) | Existing | Space Heating | Natural Gas | Furnace | Baseline Forecast | Avg. Replacement Summer Demand (n/a) | 0 | 0 | 0 | 0 | 0 | 0 | 0 | 0 | 0 | 0 | 0 | 0 | 0 | 0 | 0 | 0 | 0 | 0 | 0 | 0 | 0 | 0 | 0 | 0 | 0 | 0 | 0
F8_Commercial_Lodging (WA)_Existing_Space Heating_Natural Gas_Furnace_Baseline Forecast | F8 | Commercial | Lodging (WA) | Existing | Space Heating | Natural Gas | Furnace | Baseline Forecast | Avg. Replacement Winter Demand (n/a) | 0 | 0 | 0 | 0 | 0 | 0 | 0 | 0 | 0 | 0 | 0 | 0 | 0 | 0 | 0 | 0 | 0 | 0 | 0 | 0 | 0 | 0 | 0 | 0 | 0 | 0 | 0
F1_Commercial_Lodging (WA)_Existing_Space Heating_Natural Gas_Boiler_Baseline Forecast | F1 | Commercial | Lodging (WA) | Existing | Space Heating | Natural Gas | Boiler | Baseline Forecast | Units | 879236.5415 | 865709.8255 | 852391.2128 | 839277.5019 | 826365.5403 | 813652.2243 | 801134.4978 | 788809.3516 | 776673.8231 | 764724.9951 | 752959.9952 | 741375.9952 | 729970.2107 | 718739.8998 | 707682.3629 | 696794.9419 | 686075.0197 | 675520.0194 | 665127.4037 | 654894.6744 | 644819.3717 | 634899.0737 | 625131.3957 | 615513.9896 | 606044.5436 | 596720.7814 | 587540.4617
F2_Commercial_Lodging (WA)_Existing_Space Heating_Natural Gas_Boiler_Baseline Forecast | F2 | Commercial | Lodging (WA) | Existing | Space Heating | Natural Gas | Boiler | Baseline Forecast | Usage (MMtherm) | 0.4994 | 0.47205 | 0.4629 | 0.45381 | 0.4448 | 0.43589 | 0.42713 | 0.4185 | 0.41003 | 0.4017 | 0.39355 | 0.38557 | 0.37768 | 0.36998 | 0.36247 | 0.35515 | 0.34814 | 0.34133 | 0.3347 | 0.32826 | 0.32201 | 0.31593 | 0.31005 | 0.30433 | 0.2988 | 0.29344 | 0.28825
F3_Commercial_Lodging (WA)_Existing_Space Heating_Natural Gas_Boiler_Baseline Forecast | F3 | Commercial | Lodging (WA) | Existing | Space Heating | Natural Gas | Boiler | Baseline Forecast | Summer Peak Demand (n/a) | 0 | 0 | 0 | 0 | 0 | 0 | 0 | 0 | 0 | 0 | 0 | 0 | 0 | 0 | 0 | 0 | 0 | 0 | 0 | 0 | 0 | 0 | 0 | 0 | 0 | 0 | 0
F4_Commercial_Lodging (WA)_Existing_Space Heating_Natural Gas_Boiler_Baseline Forecast | F4 | Commercial | Lodging (WA) | Existing | Space Heating | Natural Gas | Boiler | Baseline Forecast | Winter Peak Demand (n/a) | 0 | 0 | 0 | 0 | 0 | 0 | 0 | 0 | 0 | 0 | 0 | 0 | 0 | 0 | 0 | 0 | 0 | 0 | 0 | 0 | 0 | 0 | 0 | 0 | 0 | 0 | 0
F5_Commercial_Lodging (WA)_Existing_Space Heating_Natural Gas_Boiler_Baseline Forecast | F5 | Commercial | Lodging (WA) | Existing | Space Heating | Natural Gas | Boiler | Baseline Forecast | Turnover | 0 | 13116.8155 | 14323.9295 | 15364.6845 | 16257.1423 | 17017.4605 | 17660.0925 | 18197.9666 | 18642.646 | 19004.4722 | 19292.693 | 19515.5779 | 19680.5203 | 19794.1297 | 19862.3144 | 19890.3547 | 19882.9691 | 19844.3733 | 19778.3333 | 19688.2122 | 19577.0132 | 19447.417 | 19301.8157 | 19142.3436 | 18970.9041 | 18789.1939 | 18598.7251
F6_Commercial_Lodging (WA)_Existing_Space Heating_Natural Gas_Boiler_Baseline Forecast | F6 | Commercial | Lodging (WA) | Existing | Space Heating | Natural Gas | Boiler | Baseline Forecast | Avg. Replacement Usage (therms) | 0.49455 | 0.47656 | 0.47656 | 0.47656 | 0.47656 | 0.47656 | 0.47812 | 0.47812 | 0.47812 | 0.47812 | 0.47812 | 0.47812 | 0.47398 | 0.47398 | 0.47398 | 0.47398 | 0.48049 | 0.48049 | 0.48049 | 0.48049 | 0.48049 | 0.48049 | 0.48049 | 0.48049 | 0.48049 | 0.48049 | 0.48049
F7_Commercial_Lodging (WA)_Existing_Space Heating_Natural Gas_Boiler_Baseline Forecast | F7 | Commercial | Lodging (WA) | Existing | Space Heating | Natural Gas | Boiler | Baseline Forecast | Avg. Replacement Summer Demand (n/a) | 0 | 0 | 0 | 0 | 0 | 0 | 0 | 0 | 0 | 0 | 0 | 0 | 0 | 0 | 0 | 0 | 0 | 0 | 0 | 0 | 0 | 0 | 0 | 0 | 0 | 0 | 0
F8_Commercial_Lodging (WA)_Existing_Space Heating_Natural Gas_Boiler_Baseline Forecast | F8 | Commercial | Lodging (WA) | Existing | Space Heating | Natural Gas | Boiler | Baseline Forecast | Avg. Replacement Winter Demand (n/a) | 0 | 0 | 0 | 0 | 0 | 0 | 0 | 0 | 0 | 0 | 0 | 0 | 0 | 0 | 0 | 0 | 0 | 0 | 0 | 0 | 0 | 0 | 0 | 0 | 0 | 0 | 0
F1_Commercial_Lodging (WA)_Existing_Space Heating_Natural Gas_Unit Heater_Baseline Forecast | F1 | Commercial | Lodging (WA) | Existing | Space Heating | Natural Gas | Unit Heater | Baseline Forecast | Units | 75324.1797 | 74165.3462 | 73024.3409 | 71900.8895 | 70794.722 | 69705.5724 | 68633.179 | 67577.2839 | 66537.6334 | 65513.9775 | 64506.0701 | 63513.6691 | 62536.5357 | 61574.4351 | 60627.1361 | 59694.411 | 58776.0354 | 57871.7887 | 56981.4535 | 56104.8158 | 55241.6647 | 54391.793 | 53554.9962 | 52731.0731 | 51919.8259 | 51121.0593 | 50334.5815
F2_Commercial_Lodging (WA)_Existing_Space Heating_Natural Gas_Unit Heater_Baseline Forecast | F2 | Commercial | Lodging (WA) | Existing | Space Heating | Natural Gas | Unit Heater | Baseline Forecast | Usage (MMtherm) | 0.011793 | 0.011189 | 0.011017 | 0.010848 | 0.010681 | 0.010517 | 0.010355 | 0.010195 | 0.010039 | 0.0098841 | 0.0097321 | 0.0095823 | 0.0094349 | 0.0092898 | 0.0091468 | 0.0090061 | 0.0088676 | 0.0087311 | 0.0085968 | 0.0084646 | 0.0083343 | 0.0082061 | 0.0080799 | 0.0079556 | 0.0078332 | 0.0077127 | 0.007594
F3_Commercial_Lodging (WA)_Existing_Space Heating_Natural Gas_Unit Heater_Baseline Forecast | F3 | Commercial | Lodging (WA) | Existing | Space Heating | Natural Gas | Unit Heater | Baseline Forecast | Summer Peak Demand (n/a) | 0 | 0 | 0 | 0 | 0 | 0 | 0 | 0 | 0 | 0 | 0 | 0 | 0 | 0 | 0 | 0 | 0 | 0 | 0 | 0 | 0 | 0 | 0 | 0 | 0 | 0 | 0
F4_Commercial_Lodging (WA)_Existing_Space Heating_Natural Gas_Unit Heater_Baseline Forecast | F4 | Commercial | Lodging (WA) | Existing | Space Heating | Natural Gas | Unit Heater | Baseline Forecast | Winter Peak Demand (n/a) | 0 | 0 | 0 | 0 | 0 | 0 | 0 | 0 | 0 | 0 | 0 | 0 | 0 | 0 | 0 | 0 | 0 | 0 | 0 | 0 | 0 | 0 | 0 | 0 | 0 | 0 | 0
F5_Commercial_Lodging (WA)_Existing_Space Heating_Natural Gas_Unit Heater_Baseline Forecast | F5 | Commercial | Lodging (WA) | Existing | Space Heating | Natural Gas | Unit Heater | Baseline Forecast | Turnover | 0 | 62.4287 | 178.8169 | 341.6278 | 544.1587 | 780.4528 | 1045.2193 | 1333.7636 | 1641.9232 | 1966.0115 | 2248.4689 | 2493.7796 | 2705.956 | 2888.5875 | 3044.8853 | 3177.7221 | 3289.6676 | 2949.0261 | 2652.3724 | 2398.3856 | 2185.4077 | 2011.5322 | 1874.6771 | 1772.6459 | 1703.1772 | 1663.9854 | 1648.9412
F6_Commercial_Lodging (WA)_Existing_Space Heating_Natural Gas_Unit Heater_Baseline Forecast | F6 | Commercial | Lodging (WA) | Existing | Space Heating | Natural Gas | Unit Heater | Baseline Forecast | Avg. Replacement Usage (therms) | 0.15657 | 0.15087 | 0.15087 | 0.15087 | 0.15087 | 0.15087 | 0.15087 | 0.15087 | 0.15087 | 0.15087 | 0.15087 | 0.15087 | 0.15087 | 0.15087 | 0.15087 | 0.15087 | 0.15087 | 0.15087 | 0.15087 | 0.15087 | 0.15087 | 0.15087 | 0.15087 | 0.15087 | 0.15087 | 0.15087 | 0.15087
F7_Commercial_Lodging (WA)_Existing_Space Heating_Natural Gas_Unit Heater_Baseline Forecast | F7 | Commercial | Lodging (WA) | Existing | Space Heating | Natural Gas | Unit Heater | Baseline Forecast | Avg. Replacement Summer Demand (n/a) | 0 | 0 | 0 | 0 | 0 | 0 | 0 | 0 | 0 | 0 | 0 | 0 | 0 | 0 | 0 | 0 | 0 | 0 | 0 | 0 | 0 | 0 | 0 | 0 | 0 | 0 | 0
F8_Commercial_Lodging (WA)_Existing_Space Heating_Natural Gas_Unit Heater_Baseline Forecast | F8 | Commercial | Lodging (WA) | Existing | Space Heating | Natural Gas | Unit Heater | Baseline Forecast | Avg. Replacement Winter Demand (n/a) | 0 | 0 | 0 | 0 | 0 | 0 | 0 | 0 | 0 | 0 | 0 | 0 | 0 | 0 | 0 | 0 | 0 | 0 | 0 | 0 | 0 | 0 | 0 | 0 | 0 | 0 | 0
F1_Commercial_Lodging (WA)_Existing_Water Heating_Natural Gas_Water Heater_Baseline Forecast | F1 | Commercial | Lodging (WA) | Existing | Water Heating | Natural Gas | Water Heater | Baseline Forecast | Units | 3699532.1073 | 3642616.2288 | 3586575.9791 | 3531397.8871 | 3477068.6888 | 3423575.3244 | 3370904.9348 | 3319044.8589 | 3267982.6303 | 3217705.9744 | 3168202.8056 | 3119461.224 | 3071469.5128 | 3024216.1357 | 2977689.7336 | 2931879.1223 | 2886773.2897 | 2842361.3929 | 2798632.7561 | 2755576.8675 | 2713183.3773 | 2671442.0945 | 2630342.9854 | 2589876.1702 | 2550031.9215 | 2510800.6611 | 2472172.9586
F2_Commercial_Lodging (WA)_Existing_Water Heating_Natural Gas_Water Heater_Baseline Forecast | F2 | Commercial | Lodging (WA) | Existing | Water Heating | Natural Gas | Water Heater | Baseline Forecast | Usage (MMtherm) | 1.642 | 1.6078 | 1.574 | 1.5405 | 1.5077 | 1.4755 | 1.4441 | 1.4136 | 1.3841 | 1.3557 | 1.3283 | 1.302 | 1.2767 | 1.2523 | 1.2289 | 1.2062 | 1.1843 | 1.163 | 1.1425 | 1.1225 | 1.103 | 1.0841 | 1.0657 | 1.0478 | 1.0303 | 1.0132 | 0.99647
F3_Commercial_Lodging (WA)_Existing_Water Heating_Natural Gas_Water Heater_Baseline Forecast | F3 | Commercial | Lodging (WA) | Existing | Water Heating | Natural Gas | Water Heater | Baseline Forecast | Summer Peak Demand (n/a) | 0 | 0 | 0 | 0 | 0 | 0 | 0 | 0 | 0 | 0 | 0 | 0 | 0 | 0 | 0 | 0 | 0 | 0 | 0 | 0 | 0 | 0 | 0 | 0 | 0 | 0 | 0
F4_Commercial_Lodging (WA)_Existing_Water Heating_Natural Gas_Water Heater_Baseline Forecast | F4 | Commercial | Lodging (WA) | Existing | Water Heating | Natural Gas | Water Heater | Baseline Forecast | Winter Peak Demand (n/a) | 0 | 0 | 0 | 0 | 0 | 0 | 0 | 0 | 0 | 0 | 0 | 0 | 0 | 0 | 0 | 0 | 0 | 0 | 0 | 0 | 0 | 0 | 0 | 0 | 0 | 0 | 0
F5_Commercial_Lodging (WA)_Existing_Water Heating_Natural Gas_Water Heater_Baseline Forecast | F5 | Commercial | Lodging (WA) | Existing | Water Heating | Natural Gas | Water Heater | Baseline Forecast | Turnover | 0 | 110382.31 | 120540.5701 | 129298.8658 | 136809.1913 | 143207.5182 | 148615.4774 | 153141.8647 | 156883.9881 | 159928.874 | 162354.3471 | 164229.9965 | 155464.4223 | 148396.9946 | 142742.2722 | 138256.4059 | 134731.5483 | 131990.9778 | 129884.8497 | 128286.4962 | 127089.2078 | 126203.4335 | 125554.3504 | 149307.9243 | 147707.6279 | 145559.9829 | 143041.5562
F6_Commercial_Lodging (WA)_Existing_Water Heating_Natural Gas_Water Heater_Baseline Forecast | F6 | Commercial | Lodging (WA) | Existing | Water Heating | Natural Gas | Water Heater | Baseline Forecast | Avg. Replacement Usage (therms) | 0.39858 | 0.39858 | 0.39858 | 0.39858 | 0.39858 | 0.39858 | 0.39858 | 0.39858 | 0.39858 | 0.39858 | 0.39858 | 0.39858 | 0.39858 | 0.39858 | 0.39858 | 0.39858 | 0.39858 | 0.39858 | 0.39858 | 0.39858 | 0.39858 | 0.39858 | 0.39858 | 0.39858 | 0.39858 | 0.39858 | 0.39858
F7_Commercial_Lodging (WA)_Existing_Water Heating_Natural Gas_Water Heater_Baseline Forecast | F7 | Commercial | Lodging (WA) | Existing | Water Heating | Natural Gas | Water Heater | Baseline Forecast | Avg. Replacement Summer Demand (n/a) | 0 | 0 | 0 | 0 | 0 | 0 | 0 | 0 | 0 | 0 | 0 | 0 | 0 | 0 | 0 | 0 | 0 | 0 | 0 | 0 | 0 | 0 | 0 | 0 | 0 | 0 | 0
F8_Commercial_Lodging (WA)_Existing_Water Heating_Natural Gas_Water Heater_Baseline Forecast | F8 | Commercial | Lodging (WA) | Existing | Water Heating | Natural Gas | Water Heater | Baseline Forecast | Avg. Replacement Winter Demand (n/a) | 0 | 0 | 0 | 0 | 0 | 0 | 0 | 0 | 0 | 0 | 0 | 0 | 0 | 0 | 0 | 0 | 0 | 0 | 0 | 0 | 0 | 0 | 0 | 0 | 0 | 0 | 0
F1_Commercial_Lodging (WA)_Existing_Food Preparation_Natural Gas_Oven_Baseline Forecast | F1 | Commercial | Lodging (WA) | Existing | Food Preparation | Natural Gas | Oven | Baseline Forecast | Units | 534778.823 | 526551.4565 | 518450.6649 | 510474.5008 | 502621.0469 | 494888.4154 | 487274.7475 | 479778.2129 | 472397.0096 | 465129.3633 | 457973.527 | 450927.7804 | 443990.4299 | 437159.8079 | 430434.2724 | 423812.2067 | 417292.0189 | 410872.1417 | 404551.0318 | 398327.1698 | 392199.0595 | 386165.2278 | 380224.2243 | 374374.6209 | 368615.0113 | 362944.0111 | 357360.2571
F2_Commercial_Lodging (WA)_Existing_Food Preparation_Natural Gas_Oven_Baseline Forecast | F2 | Commercial | Lodging (WA) | Existing | Food Preparation | Natural Gas | Oven | Baseline Forecast | Usage (MMtherm) | 0.035338 | 0.034795 | 0.034259 | 0.033732 | 0.033213 | 0.032702 | 0.032199 | 0.031704 | 0.031216 | 0.030736 | 0.030263 | 0.029797 | 0.029339 | 0.028888 | 0.028443 | 0.028006 | 0.027575 | 0.027151 | 0.026733 | 0.026322 | 0.025917 | 0.025518 | 0.025125 | 0.024739 | 0.024358 | 0.023983 | 0.023614
F3_Commercial_Lodging (WA)_Existing_Food Preparation_Natural Gas_Oven_Baseline Forecast | F3 | Commercial | Lodging (WA) | Existing | Food Preparation | Natural Gas | Oven | Baseline Forecast | Summer Peak Demand (n/a) | 0 | 0 | 0 | 0 | 0 | 0 | 0 | 0 | 0 | 0 | 0 | 0 | 0 | 0 | 0 | 0 | 0 | 0 | 0 | 0 | 0 | 0 | 0 | 0 | 0 | 0 | 0
F4_Commercial_Lodging (WA)_Existing_Food Preparation_Natural Gas_Oven_Baseline Forecast | F4 | Commercial | Lodging (WA) | Existing | Food Preparation | Natural Gas | Oven | Baseline Forecast | Winter Peak Demand (n/a) | 0 | 0 | 0 | 0 | 0 | 0 | 0 | 0 | 0 | 0 | 0 | 0 | 0 | 0 | 0 | 0 | 0 | 0 | 0 | 0 | 0 | 0 | 0 | 0 | 0 | 0 | 0
F5_Commercial_Lodging (WA)_Existing_Food Preparation_Natural Gas_Oven_Baseline Forecast | F5 | Commercial | Lodging (WA) | Existing | Food Preparation | Natural Gas | Oven | Baseline Forecast | Turnover | 0 | 21062.0583 | 26959.4346 | 31445.2292 | 34821.5861 | 37326.4638 | 39147.2634 | 40431.5625 | 41295.571 | 41830.7909 | 36613.5804 | 33529.8846 | 31881.1942 | 31169.8578 | 31045.2721 | 35707.8618 | 36472.6485 | 36946.6675 | 37193.6264 | 36307.6916 | 34937.2262 | 33463.6395 | 32094.6578 | 30928.0814 | 29608.2473 | 29134.8862 | 29137.2493
F6_Commercial_Lodging (WA)_Existing_Food Preparation_Natural Gas_Oven_Baseline Forecast | F6 | Commercial | Lodging (WA) | Existing | Food Preparation | Natural Gas | Oven | Baseline Forecast | Avg. Replacement Usage (therms) | 0.06608 | 0.06608 | 0.06608 | 0.06608 | 0.06608 | 0.06608 | 0.06608 | 0.06608 | 0.06608 | 0.06608 | 0.06608 | 0.06608 | 0.06608 | 0.06608 | 0.06608 | 0.06608 | 0.06608 | 0.06608 | 0.06608 | 0.06608 | 0.06608 | 0.06608 | 0.06608 | 0.06608 | 0.06608 | 0.06608 | 0.06608
F7_Commercial_Lodging (WA)_Existing_Food Preparation_Natural Gas_Oven_Baseline Forecast | F7 | Commercial | Lodging (WA) | Existing | Food Preparation | Natural Gas | Oven | Baseline Forecast | Avg. Replacement Summer Demand (n/a) | 0 | 0 | 0 | 0 | 0 | 0 | 0 | 0 | 0 | 0 | 0 | 0 | 0 | 0 | 0 | 0 | 0 | 0 | 0 | 0 | 0 | 0 | 0 | 0 | 0 | 0 | 0
F8_Commercial_Lodging (WA)_Existing_Food Preparation_Natural Gas_Oven_Baseline Forecast | F8 | Commercial | Lodging (WA) | Existing | Food Preparation | Natural Gas | Oven | Baseline Forecast | Avg. Replacement Winter Demand (n/a) | 0 | 0 | 0 | 0 | 0 | 0 | 0 | 0 | 0 | 0 | 0 | 0 | 0 | 0 | 0 | 0 | 0 | 0 | 0 | 0 | 0 | 0 | 0 | 0 | 0 | 0 | 0
F1_Commercial_Lodging (WA)_Existing_Food Preparation_Natural Gas_Conveyor Oven_Baseline Forecast | F1 | Commercial | Lodging (WA) | Existing | Food Preparation | Natural Gas | Conveyor Oven | Baseline Forecast | Units | 267389.4115 | 263275.7282 | 259225.3324 | 255237.2504 | 251310.5235 | 247444.2077 | 243637.3737 | 239889.1065 | 236198.5048 | 232564.6817 | 228986.7635 | 225463.8902 | 221995.215 | 218579.904 | 215217.1362 | 211906.1034 | 208646.0095 | 205436.0709 | 202275.5159 | 199163.5849 | 196099.5297 | 193082.6139 | 190112.1122 | 187187.3104 | 184307.5057 | 181472.0056 | 178680.1286
F2_Commercial_Lodging (WA)_Existing_Food Preparation_Natural Gas_Conveyor Oven_Baseline Forecast | F2 | Commercial | Lodging (WA) | Existing | Food Preparation | Natural Gas | Conveyor Oven | Baseline Forecast | Usage (MMtherm) | 0.030233 | 0.029768 | 0.02931 | 0.028859 | 0.028415 | 0.027978 | 0.027548 | 0.027124 | 0.026706 | 0.026296 | 0.025891 | 0.025493 | 0.025101 | 0.024714 | 0.024334 | 0.02396 | 0.023591 | 0.023228 | 0.022871 | 0.022519 | 0.022173 | 0.021831 | 0.021496 | 0.021165 | 0.020839 | 0.020519 | 0.020203
F3_Commercial_Lodging (WA)_Existing_Food Preparation_Natural Gas_Conveyor Oven_Baseline Forecast | F3 | Commercial | Lodging (WA) | Existing | Food Preparation | Natural Gas | Conveyor Oven | Baseline Forecast | Summer Peak Demand (n/a) | 0 | 0 | 0 | 0 | 0 | 0 | 0 | 0 | 0 | 0 | 0 | 0 | 0 | 0 | 0 | 0 | 0 | 0 | 0 | 0 | 0 | 0 | 0 | 0 | 0 | 0 | 0
F4_Commercial_Lodging (WA)_Existing_Food Preparation_Natural Gas_Conveyor Oven_Baseline Forecast | F4 | Commercial | Lodging (WA) | Existing | Food Preparation | Natural Gas | Conveyor Oven | Baseline Forecast | Winter Peak Demand (n/a) | 0 | 0 | 0 | 0 | 0 | 0 | 0 | 0 | 0 | 0 | 0 | 0 | 0 | 0 | 0 | 0 | 0 | 0 | 0 | 0 | 0 | 0 | 0 | 0 | 0 | 0 | 0
F5_Commercial_Lodging (WA)_Existing_Food Preparation_Natural Gas_Conveyor Oven_Baseline Forecast | F5 | Commercial | Lodging (WA) | Existing | Food Preparation | Natural Gas | Conveyor Oven | Baseline Forecast | Turnover | 0 | 0 | 0 | 0 | 0 | 989.7768 | 2728.7386 | 5028.0757 | 7739.7526 | 10747.8372 | 13045.724 | 14785.2942 | 16086.1668 | 17042.548 | 17728.6266 | 18202.8249 | 18511.1453 | 14581.0868 | 11485.4099 | 9046.969 | 7126.2279 | 5767.741 | 4969.0564 | 4698.7767 | 4909.0679 | 5544.159 | 6590.3868
F6_Commercial_Lodging (WA)_Existing_Food Preparation_Natural Gas_Conveyor Oven_Baseline Forecast | F6 | Commercial | Lodging (WA) | Existing | Food Preparation | Natural Gas | Conveyor Oven | Baseline Forecast | Avg. Replacement Usage (therms) | 0.11307 | 0.11307 | 0.11307 | 0.11307 | 0.11307 | 0.11307 | 0.11307 | 0.11307 | 0.11307 | 0.11307 | 0.11307 | 0.11307 | 0.11307 | 0.11307 | 0.11307 | 0.11307 | 0.11307 | 0.11307 | 0.11307 | 0.11307 | 0.11307 | 0.11307 | 0.11307 | 0.11307 | 0.11307 | 0.11307 | 0.11307
F7_Commercial_Lodging (WA)_Existing_Food Preparation_Natural Gas_Conveyor Oven_Baseline Forecast | F7 | Commercial | Lodging (WA) | Existing | Food Preparation | Natural Gas | Conveyor Oven | Baseline Forecast | Avg. Replacement Summer Demand (n/a) | 0 | 0 | 0 | 0 | 0 | 0 | 0 | 0 | 0 | 0 | 0 | 0 | 0 | 0 | 0 | 0 | 0 | 0 | 0 | 0 | 0 | 0 | 0 | 0 | 0 | 0 | 0
F8_Commercial_Lodging (WA)_Existing_Food Preparation_Natural Gas_Conveyor Oven_Baseline Forecast | F8 | Commercial | Lodging (WA) | Existing | Food Preparation | Natural Gas | Conveyor Oven | Baseline Forecast | Avg. Replacement Winter Demand (n/a) | 0 | 0 | 0 | 0 | 0 | 0 | 0 | 0 | 0 | 0 | 0 | 0 | 0 | 0 | 0 | 0 | 0 | 0 | 0 | 0 | 0 | 0 | 0 | 0 | 0 | 0 | 0
F1_Commercial_Lodging (WA)_Existing_Food Preparation_Natural Gas_Double Rack Oven_Baseline Forecast | F1 | Commercial | Lodging (WA) | Existing | Food Preparation | Natural Gas | Double Rack Oven | Baseline Forecast | Units | 267389.4115 | 263275.7282 | 259225.3324 | 255237.2504 | 251310.5235 | 247444.2077 | 243637.3737 | 239889.1065 | 236198.5048 | 232564.6817 | 228986.7635 | 225463.8902 | 221995.215 | 218579.904 | 215217.1362 | 211906.1034 | 208646.0095 | 205436.0709 | 202275.5159 | 199163.5849 | 196099.5297 | 193082.6139 | 190112.1122 | 187187.3104 | 184307.5057 | 181472.0056 | 178680.1286
F2_Commercial_Lodging (WA)_Existing_Food Preparation_Natural Gas_Double Rack Oven_Baseline Forecast | F2 | Commercial | Lodging (WA) | Existing | Food Preparation | Natural Gas | Double Rack Oven | Baseline Forecast | Usage (MMtherm) | 0.04593 | 0.045223 | 0.044527 | 0.043842 | 0.043168 | 0.042504 | 0.04185 | 0.041206 | 0.040572 | 0.039948 | 0.039333 | 0.038728 | 0.038132 | 0.037546 | 0.036968 | 0.036399 | 0.035839 | 0.035288 | 0.034745 | 0.03421 | 0.033684 | 0.033166 | 0.032656 | 0.032153 | 0.031659 | 0.031172 | 0.030692
F3_Commercial_Lodging (WA)_Existing_Food Preparation_Natural Gas_Double Rack Oven_Baseline Forecast | F3 | Commercial | Lodging (WA) | Existing | Food Preparation | Natural Gas | Double Rack Oven | Baseline Forecast | Summer Peak Demand (n/a) | 0 | 0 | 0 | 0 | 0 | 0 | 0 | 0 | 0 | 0 | 0 | 0 | 0 | 0 | 0 | 0 | 0 | 0 | 0 | 0 | 0 | 0 | 0 | 0 | 0 | 0 | 0
F4_Commercial_Lodging (WA)_Existing_Food Preparation_Natural Gas_Double Rack Oven_Baseline Forecast | F4 | Commercial | Lodging (WA) | Existing | Food Preparation | Natural Gas | Double Rack Oven | Baseline Forecast | Winter Peak Demand (n/a) | 0 | 0 | 0 | 0 | 0 | 0 | 0 | 0 | 0 | 0 | 0 | 0 | 0 | 0 | 0 | 0 | 0 | 0 | 0 | 0 | 0 | 0 | 0 | 0 | 0 | 0 | 0
F5_Commercial_Lodging (WA)_Existing_Food Preparation_Natural Gas_Double Rack Oven_Baseline Forecast | F5 | Commercial | Lodging (WA) | Existing | Food Preparation | Natural Gas | Double Rack Oven | Baseline Forecast | Turnover | 0 | 5850.5717 | 8000.7819 | 9838.3631 | 11403.0091 | 12729.4496 | 13848.0703 | 14785.455 | 15564.8603 | 16206.6306 | 14749.6641 | 13682.3035 | 12925.7188 | 12414.753 | 12095.736 | 11924.6314 | 11865.4673 | 11889.0078 | 11971.6314 | 13266.0692 | 13454.7758 | 13481.6955 | 13398.8801 | 13245.6853 | 13051.4126 | 12837.4539 | 12619.0265
F6_Commercial_Lodging (WA)_Existing_Food Preparation_Natural Gas_Double Rack Oven_Baseline Forecast | F6 | Commercial | Lodging (WA) | Existing | Food Preparation | Natural Gas | Double Rack Oven | Baseline Forecast | Avg. Replacement Usage (therms) | 0.17177 | 0.17177 | 0.17177 | 0.17177 | 0.17177 | 0.17177 | 0.17177 | 0.17177 | 0.17177 | 0.17177 | 0.17177 | 0.17177 | 0.17177 | 0.17177 | 0.17177 | 0.17177 | 0.17177 | 0.17177 | 0.17177 | 0.17177 | 0.17177 | 0.17177 | 0.17177 | 0.17177 | 0.17177 | 0.17177 | 0.17177
F7_Commercial_Lodging (WA)_Existing_Food Preparation_Natural Gas_Double Rack Oven_Baseline Forecast | F7 | Commercial | Lodging (WA) | Existing | Food Preparation | Natural Gas | Double Rack Oven | Baseline Forecast | Avg. Replacement Summer Demand (n/a) | 0 | 0 | 0 | 0 | 0 | 0 | 0 | 0 | 0 | 0 | 0 | 0 | 0 | 0 | 0 | 0 | 0 | 0 | 0 | 0 | 0 | 0 | 0 | 0 | 0 | 0 | 0
F8_Commercial_Lodging (WA)_Existing_Food Preparation_Natural Gas_Double Rack Oven_Baseline Forecast | F8 | Commercial | Lodging (WA) | Existing | Food Preparation | Natural Gas | Double Rack Oven | Baseline Forecast | Avg. Replacement Winter Demand (n/a) | 0 | 0 | 0 | 0 | 0 | 0 | 0 | 0 | 0 | 0 | 0 | 0 | 0 | 0 | 0 | 0 | 0 | 0 | 0 | 0 | 0 | 0 | 0 | 0 | 0 | 0 | 0
F1_Commercial_Lodging (WA)_Existing_Food Preparation_Natural Gas_Fryer_Baseline Forecast | F1 | Commercial | Lodging (WA) | Existing | Food Preparation | Natural Gas | Fryer | Baseline Forecast | Units | 406266.0826 | 400015.8352 | 393861.7454 | 387802.3339 | 381836.1442 | 375961.742 | 370177.7152 | 364482.6734 | 358875.2476 | 353354.09 | 347917.8732 | 342565.2905 | 337295.0553 | 332105.9006 | 326996.5791 | 321965.8625 | 317012.5415 | 312135.4255 | 307333.342 | 302605.1367 | 297949.6731 | 293365.832 | 288852.5115 | 284408.6267 | 280033.1094 | 275724.9077 | 271482.986
F2_Commercial_Lodging (WA)_Existing_Food Preparation_Natural Gas_Fryer_Baseline Forecast | F2 | Commercial | Lodging (WA) | Existing | Food Preparation | Natural Gas | Fryer | Baseline Forecast | Usage (MMtherm) | 0.041593 | 0.040953 | 0.040323 | 0.039703 | 0.039092 | 0.03849 | 0.037898 | 0.037315 | 0.036741 | 0.036176 | 0.035619 | 0.035071 | 0.034532 | 0.034 | 0.033477 | 0.032962 | 0.032455 | 0.031956 | 0.031464 | 0.03098 | 0.030504 | 0.030034 | 0.029572 | 0.029117 | 0.028669 | 0.028228 | 0.027794
F3_Commercial_Lodging (WA)_Existing_Food Preparation_Natural Gas_Fryer_Baseline Forecast | F3 | Commercial | Lodging (WA) | Existing | Food Preparation | Natural Gas | Fryer | Baseline Forecast | Summer Peak Demand (n/a) | 0 | 0 | 0 | 0 | 0 | 0 | 0 | 0 | 0 | 0 | 0 | 0 | 0 | 0 | 0 | 0 | 0 | 0 | 0 | 0 | 0 | 0 | 0 | 0 | 0 | 0 | 0
F4_Commercial_Lodging (WA)_Existing_Food Preparation_Natural Gas_Fryer_Baseline Forecast | F4 | Commercial | Lodging (WA) | Existing | Food Preparation | Natural Gas | Fryer | Baseline Forecast | Winter Peak Demand (n/a) | 0 | 0 | 0 | 0 | 0 | 0 | 0 | 0 | 0 | 0 | 0 | 0 | 0 | 0 | 0 | 0 | 0 | 0 | 0 | 0 | 0 | 0 | 0 | 0 | 0 | 0 | 0
F5_Commercial_Lodging (WA)_Existing_Food Preparation_Natural Gas_Fryer_Baseline Forecast | F5 | Commercial | Lodging (WA) | Existing | Food Preparation | Natural Gas | Fryer | Baseline Forecast | Turnover | 0 | 12121.692 | 13237.2267 | 14199.0236 | 15023.774 | 15726.4096 | 16320.2876 | 16817.3552 | 17228.2984 | 17562.6742 | 17829.0288 | 18035.0043 | 17072.4081 | 16296.2948 | 15675.3184 | 15182.7006 | 14795.6165 | 14494.6593 | 14263.3737 | 14087.8497 | 13956.3688 | 13859.0971 | 13787.8177 | 16396.329 | 16220.5916 | 15984.7468 | 15708.1844
F6_Commercial_Lodging (WA)_Existing_Food Preparation_Natural Gas_Fryer_Baseline Forecast | F6 | Commercial | Lodging (WA) | Existing | Food Preparation | Natural Gas | Fryer | Baseline Forecast | Avg. Replacement Usage (therms) | 0.10238 | 0.10238 | 0.10238 | 0.10238 | 0.10238 | 0.10238 | 0.10238 | 0.10238 | 0.10238 | 0.10238 | 0.10238 | 0.10238 | 0.10238 | 0.10238 | 0.10238 | 0.10238 | 0.10238 | 0.10238 | 0.10238 | 0.10238 | 0.10238 | 0.10238 | 0.10238 | 0.10238 | 0.10238 | 0.10238 | 0.10238
F7_Commercial_Lodging (WA)_Existing_Food Preparation_Natural Gas_Fryer_Baseline Forecast | F7 | Commercial | Lodging (WA) | Existing | Food Preparation | Natural Gas | Fryer | Baseline Forecast | Avg. Replacement Summer Demand (n/a) | 0 | 0 | 0 | 0 | 0 | 0 | 0 | 0 | 0 | 0 | 0 | 0 | 0 | 0 | 0 | 0 | 0 | 0 | 0 | 0 | 0 | 0 | 0 | 0 | 0 | 0 | 0
F8_Commercial_Lodging (WA)_Existing_Food Preparation_Natural Gas_Fryer_Baseline Forecast | F8 | Commercial | Lodging (WA) | Existing | Food Preparation | Natural Gas | Fryer | Baseline Forecast | Avg. Replacement Winter Demand (n/a) | 0 | 0 | 0 | 0 | 0 | 0 | 0 | 0 | 0 | 0 | 0 | 0 | 0 | 0 | 0 | 0 | 0 | 0 | 0 | 0 | 0 | 0 | 0 | 0 | 0 | 0 | 0
F1_Commercial_Lodging (WA)_Existing_Food Preparation_Natural Gas_Broiler_Baseline Forecast | F1 | Commercial | Lodging (WA) | Existing | Food Preparation | Natural Gas | Broiler | Baseline Forecast | Units | 406266.0826 | 400015.8352 | 393861.7454 | 387802.3339 | 381836.1442 | 375961.742 | 370177.7152 | 364482.6734 | 358875.2476 | 353354.09 | 347917.8732 | 342565.2905 | 337295.0553 | 332105.9006 | 326996.5791 | 321965.8625 | 317012.5415 | 312135.4255 | 307333.342 | 302605.1367 | 297949.6731 | 293365.832 | 288852.5115 | 284408.6267 | 280033.1094 | 275724.9077 | 271482.986
F2_Commercial_Lodging (WA)_Existing_Food Preparation_Natural Gas_Broiler_Baseline Forecast | F2 | Commercial | Lodging (WA) | Existing | Food Preparation | Natural Gas | Broiler | Baseline Forecast | Usage (MMtherm) | 0.044448 | 0.043764 | 0.043091 | 0.042428 | 0.041775 | 0.041132 | 0.0405 | 0.039877 | 0.039263 | 0.038659 | 0.038064 | 0.037479 | 0.036902 | 0.036334 | 0.035775 | 0.035225 | 0.034683 | 0.034149 | 0.033624 | 0.033107 | 0.032597 | 0.032096 | 0.031602 | 0.031116 | 0.030637 | 0.030166 | 0.029702
F3_Commercial_Lodging (WA)_Existing_Food Preparation_Natural Gas_Broiler_Baseline Forecast | F3 | Commercial | Lodging (WA) | Existing | Food Preparation | Natural Gas | Broiler | Baseline Forecast | Summer Peak Demand (n/a) | 0 | 0 | 0 | 0 | 0 | 0 | 0 | 0 | 0 | 0 | 0 | 0 | 0 | 0 | 0 | 0 | 0 | 0 | 0 | 0 | 0 | 0 | 0 | 0 | 0 | 0 | 0
F4_Commercial_Lodging (WA)_Existing_Food Preparation_Natural Gas_Broiler_Baseline Forecast | F4 | Commercial | Lodging (WA) | Existing | Food Preparation | Natural Gas | Broiler | Baseline Forecast | Winter Peak Demand (n/a) | 0 | 0 | 0 | 0 | 0 | 0 | 0 | 0 | 0 | 0 | 0 | 0 | 0 | 0 | 0 | 0 | 0 | 0 | 0 | 0 | 0 | 0 | 0 | 0 | 0 | 0 | 0
F5_Commercial_Lodging (WA)_Existing_Food Preparation_Natural Gas_Broiler_Baseline Forecast | F5 | Commercial | Lodging (WA) | Existing | Food Preparation | Natural Gas | Broiler | Baseline Forecast | Turnover | 0 | 14815.4013 | 16613.5098 | 18131.1334 | 19404.1357 | 20463.8922 | 21337.8497 | 22050.0174 | 22621.3958 | 23070.352 | 21623.2484 | 20530.4928 | 19720.7613 | 19135.0962 | 18724.9289 | 18450.4043 | 18278.9604 | 18184.1285 | 18144.5174 | 21421.3376 | 21204.2926 | 20877.1831 | 20482.7468 | 20052.7776 | 19610.4477 | 19172.1885 | 18749.2082
F6_Commercial_Lodging (WA)_Existing_Food Preparation_Natural Gas_Broiler_Baseline Forecast | F6 | Commercial | Lodging (WA) | Existing | Food Preparation | Natural Gas | Broiler | Baseline Forecast | Avg. Replacement Usage (therms) | 0.10941 | 0.10941 | 0.10941 | 0.10941 | 0.10941 | 0.10941 | 0.10941 | 0.10941 | 0.10941 | 0.10941 | 0.10941 | 0.10941 | 0.10941 | 0.10941 | 0.10941 | 0.10941 | 0.10941 | 0.10941 | 0.10941 | 0.10941 | 0.10941 | 0.10941 | 0.10941 | 0.10941 | 0.10941 | 0.10941 | 0.10941
F7_Commercial_Lodging (WA)_Existing_Food Preparation_Natural Gas_Broiler_Baseline Forecast | F7 | Commercial | Lodging (WA) | Existing | Food Preparation | Natural Gas | Broiler | Baseline Forecast | Avg. Replacement Summer Demand (n/a) | 0 | 0 | 0 | 0 | 0 | 0 | 0 | 0 | 0 | 0 | 0 | 0 | 0 | 0 | 0 | 0 | 0 | 0 | 0 | 0 | 0 | 0 | 0 | 0 | 0 | 0 | 0
F8_Commercial_Lodging (WA)_Existing_Food Preparation_Natural Gas_Broiler_Baseline Forecast | F8 | Commercial | Lodging (WA) | Existing | Food Preparation | Natural Gas | Broiler | Baseline Forecast | Avg. Replacement Winter Demand (n/a) | 0 | 0 | 0 | 0 | 0 | 0 | 0 | 0 | 0 | 0 | 0 | 0 | 0 | 0 | 0 | 0 | 0 | 0 | 0 | 0 | 0 | 0 | 0 | 0 | 0 | 0 | 0
F1_Commercial_Lodging (WA)_Existing_Food Preparation_Natural Gas_Griddle_Baseline Forecast | F1 | Commercial | Lodging (WA) | Existing | Food Preparation | Natural Gas | Griddle | Baseline Forecast | Units | 1086139.9351 | 1069430.0899 | 1052977.3193 | 1036777.6682 | 1020827.2426 | 1005122.2081 | 989658.7895 | 974433.2697 | 959441.9886 | 944681.3426 | 930147.7835 | 915837.8176 | 901748.005 | 887874.9588 | 874215.344 | 860765.8772 | 847523.3252 | 834484.5049 | 821646.2817 | 809005.5697 | 796559.3301 | 784304.5712 | 772238.347 | 760357.7571 | 748659.9454 | 737142.1001 | 725801.4524
F2_Commercial_Lodging (WA)_Existing_Food Preparation_Natural Gas_Griddle_Baseline Forecast | F2 | Commercial | Lodging (WA) | Existing | Food Preparation | Natural Gas | Griddle | Baseline Forecast | Usage (MMtherm) | 0.082821 | 0.081547 | 0.080292 | 0.079057 | 0.077841 | 0.076643 | 0.075464 | 0.074303 | 0.07316 | 0.072034 | 0.070926 | 0.069835 | 0.068761 | 0.067703 | 0.066661 | 0.065636 | 0.064626 | 0.063632 | 0.062653 | 0.061689 | 0.06074 | 0.059805 | 0.058885 | 0.057979 | 0.057087 | 0.056209 | 0.055344
F3_Commercial_Lodging (WA)_Existing_Food Preparation_Natural Gas_Griddle_Baseline Forecast | F3 | Commercial | Lodging (WA) | Existing | Food Preparation | Natural Gas | Griddle | Baseline Forecast | Summer Peak Demand (n/a) | 0 | 0 | 0 | 0 | 0 | 0 | 0 | 0 | 0 | 0 | 0 | 0 | 0 | 0 | 0 | 0 | 0 | 0 | 0 | 0 | 0 | 0 | 0 | 0 | 0 | 0 | 0
F4_Commercial_Lodging (WA)_Existing_Food Preparation_Natural Gas_Griddle_Baseline Forecast | F4 | Commercial | Lodging (WA) | Existing | Food Preparation | Natural Gas | Griddle | Baseline Forecast | Winter Peak Demand (n/a) | 0 | 0 | 0 | 0 | 0 | 0 | 0 | 0 | 0 | 0 | 0 | 0 | 0 | 0 | 0 | 0 | 0 | 0 | 0 | 0 | 0 | 0 | 0 | 0 | 0 | 0 | 0
F5_Commercial_Lodging (WA)_Existing_Food Preparation_Natural Gas_Griddle_Baseline Forecast | F5 | Commercial | Lodging (WA) | Existing | Food Preparation | Natural Gas | Griddle | Baseline Forecast | Turnover | 0 | 39608.5218 | 44415.71 | 48473.03 | 51876.3628 | 54709.5893 | 57046.088 | 58950.0466 | 60477.6091 | 61677.88 | 57809.0927 | 54887.6439 | 52722.8515 | 51157.0938 | 50060.5243 | 49326.591 | 48868.2411 | 48614.7108 | 48508.8117 | 57269.2902 | 56689.0272 | 55814.5099 | 54759.9964 | 53610.487 | 52427.9316 | 51256.2591 | 50125.4341
F6_Commercial_Lodging (WA)_Existing_Food Preparation_Natural Gas_Griddle_Baseline Forecast | F6 | Commercial | Lodging (WA) | Existing | Food Preparation | Natural Gas | Griddle | Baseline Forecast | Avg. Replacement Usage (therms) | 0.076253 | 0.076253 | 0.076253 | 0.076253 | 0.076253 | 0.076253 | 0.076253 | 0.076253 | 0.076253 | 0.076253 | 0.076253 | 0.076253 | 0.076253 | 0.076253 | 0.076253 | 0.076253 | 0.076253 | 0.076253 | 0.076253 | 0.076253 | 0.076253 | 0.076253 | 0.076253 | 0.076253 | 0.076253 | 0.076253 | 0.076253
F7_Commercial_Lodging (WA)_Existing_Food Preparation_Natural Gas_Griddle_Baseline Forecast | F7 | Commercial | Lodging (WA) | Existing | Food Preparation | Natural Gas | Griddle | Baseline Forecast | Avg. Replacement Summer Demand (n/a) | 0 | 0 | 0 | 0 | 0 | 0 | 0 | 0 | 0 | 0 | 0 | 0 | 0 | 0 | 0 | 0 | 0 | 0 | 0 | 0 | 0 | 0 | 0 | 0 | 0 | 0 | 0
F8_Commercial_Lodging (WA)_Existing_Food Preparation_Natural Gas_Griddle_Baseline Forecast | F8 | Commercial | Lodging (WA) | Existing | Food Preparation | Natural Gas | Griddle | Baseline Forecast | Avg. Replacement Winter Demand (n/a) | 0 | 0 | 0 | 0 | 0 | 0 | 0 | 0 | 0 | 0 | 0 | 0 | 0 | 0 | 0 | 0 | 0 | 0 | 0 | 0 | 0 | 0 | 0 | 0 | 0 | 0 | 0
F1_Commercial_Lodging (WA)_Existing_Food Preparation_Natural Gas_Range_Baseline Forecast | F1 | Commercial | Lodging (WA) | Existing | Food Preparation | Natural Gas | Range | Baseline Forecast | Units | 16582.2891 | 16327.1769 | 16075.9896 | 15828.6667 | 15585.1487 | 15345.3772 | 15109.2945 | 14876.8438 | 14647.9693 | 14422.6159 | 14200.7295 | 13982.2568 | 13767.1451 | 13555.3429 | 13346.7991 | 13141.4638 | 12939.2874 | 12740.2214 | 12544.218 | 12351.2301 | 12161.2111 | 11974.1156 | 11789.8984 | 11608.5154 | 11429.9228 | 11254.0779 | 11080.9382
F2_Commercial_Lodging (WA)_Existing_Food Preparation_Natural Gas_Range_Baseline Forecast | F2 | Commercial | Lodging (WA) | Existing | Food Preparation | Natural Gas | Range | Baseline Forecast | Usage (MMtherm) | 0.0012492 | 0.00123 | 0.001211 | 0.0011924 | 0.0011741 | 0.001156 | 0.0011382 | 0.0011207 | 0.0011035 | 0.0010865 | 0.0010698 | 0.0010533 | 0.0010371 | 0.0010211 | 0.0010054 | 0.00098997 | 0.00097474 | 0.00095974 | 0.00094498 | 0.00093044 | 0.00091612 | 0.00090203 | 0.00088815 | 0.00087449 | 0.00086103 | 0.00084779 | 0.00083474
F3_Commercial_Lodging (WA)_Existing_Food Preparation_Natural Gas_Range_Baseline Forecast | F3 | Commercial | Lodging (WA) | Existing | Food Preparation | Natural Gas | Range | Baseline Forecast | Summer Peak Demand (n/a) | 0 | 0 | 0 | 0 | 0 | 0 | 0 | 0 | 0 | 0 | 0 | 0 | 0 | 0 | 0 | 0 | 0 | 0 | 0 | 0 | 0 | 0 | 0 | 0 | 0 | 0 | 0
F4_Commercial_Lodging (WA)_Existing_Food Preparation_Natural Gas_Range_Baseline Forecast | F4 | Commercial | Lodging (WA) | Existing | Food Preparation | Natural Gas | Range | Baseline Forecast | Winter Peak Demand (n/a) | 0 | 0 | 0 | 0 | 0 | 0 | 0 | 0 | 0 | 0 | 0 | 0 | 0 | 0 | 0 | 0 | 0 | 0 | 0 | 0 | 0 | 0 | 0 | 0 | 0 | 0 | 0
F5_Commercial_Lodging (WA)_Existing_Food Preparation_Natural Gas_Range_Baseline Forecast | F5 | Commercial | Lodging (WA) | Existing | Food Preparation | Natural Gas | Range | Baseline Forecast | Turnover | 0 | 653.0871 | 835.9515 | 975.0459 | 1079.7391 | 1157.4097 | 1213.8686 | 1253.6919 | 1280.4828 | 1297.0788 | 1135.3048 | 1039.6863 | 988.5642 | 966.5072 | 962.6441 | 1107.2205 | 1130.9348 | 1145.6331 | 1153.2907 | 1125.8199 | 1083.3248 | 1037.6322 | 995.1832 | 959.0103 | 918.0852 | 903.4073 | 903.4806
F6_Commercial_Lodging (WA)_Existing_Food Preparation_Natural Gas_Range_Baseline Forecast | F6 | Commercial | Lodging (WA) | Existing | Food Preparation | Natural Gas | Range | Baseline Forecast | Avg. Replacement Usage (therms) | 0.075332 | 0.075332 | 0.075332 | 0.075332 | 0.075332 | 0.075332 | 0.075332 | 0.075332 | 0.075332 | 0.075332 | 0.075332 | 0.075332 | 0.075332 | 0.075332 | 0.075332 | 0.075332 | 0.075332 | 0.075332 | 0.075332 | 0.075332 | 0.075332 | 0.075332 | 0.075332 | 0.075332 | 0.075332 | 0.075332 | 0.075332
F7_Commercial_Lodging (WA)_Existing_Food Preparation_Natural Gas_Range_Baseline Forecast | F7 | Commercial | Lodging (WA) | Existing | Food Preparation | Natural Gas | Range | Baseline Forecast | Avg. Replacement Summer Demand (n/a) | 0 | 0 | 0 | 0 | 0 | 0 | 0 | 0 | 0 | 0 | 0 | 0 | 0 | 0 | 0 | 0 | 0 | 0 | 0 | 0 | 0 | 0 | 0 | 0 | 0 | 0 | 0
F8_Commercial_Lodging (WA)_Existing_Food Preparation_Natural Gas_Range_Baseline Forecast | F8 | Commercial | Lodging (WA) | Existing | Food Preparation | Natural Gas | Range | Baseline Forecast | Avg. Replacement Winter Demand (n/a) | 0 | 0 | 0 | 0 | 0 | 0 | 0 | 0 | 0 | 0 | 0 | 0 | 0 | 0 | 0 | 0 | 0 | 0 | 0 | 0 | 0 | 0 | 0 | 0 | 0 | 0 | 0
F1_Commercial_Lodging (WA)_Existing_Food Preparation_Natural Gas_Steamer_Baseline Forecast | F1 | Commercial | Lodging (WA) | Existing | Food Preparation | Natural Gas | Steamer | Baseline Forecast | Units | 16582.2891 | 16327.1769 | 16075.9896 | 15828.6667 | 15585.1487 | 15345.3772 | 15109.2945 | 14876.8438 | 14647.9693 | 14422.6159 | 14200.7295 | 13982.2568 | 13767.1451 | 13555.3429 | 13346.7991 | 13141.4638 | 12939.2874 | 12740.2214 | 12544.218 | 12351.2301 | 12161.2111 | 11974.1156 | 11789.8984 | 11608.5154 | 11429.9228 | 11254.0779 | 11080.9382
F2_Commercial_Lodging (WA)_Existing_Food Preparation_Natural Gas_Steamer_Baseline Forecast | F2 | Commercial | Lodging (WA) | Existing | Food Preparation | Natural Gas | Steamer | Baseline Forecast | Usage (MMtherm) | 0.0014435 | 0.0014213 | 0.0013995 | 0.0013779 | 0.0013567 | 0.0013359 | 0.0013153 | 0.0012951 | 0.0012752 | 0.0012555 | 0.0012362 | 0.0012172 | 0.0011985 | 0.00118 | 0.0011619 | 0.001144 | 0.0011264 | 0.0011091 | 0.001092 | 0.0010752 | 0.0010587 | 0.0010424 | 0.0010263 | 0.0010106 | 0.00099501 | 0.0009797 | 0.00096463
F3_Commercial_Lodging (WA)_Existing_Food Preparation_Natural Gas_Steamer_Baseline Forecast | F3 | Commercial | Lodging (WA) | Existing | Food Preparation | Natural Gas | Steamer | Baseline Forecast | Summer Peak Demand (n/a) | 0 | 0 | 0 | 0 | 0 | 0 | 0 | 0 | 0 | 0 | 0 | 0 | 0 | 0 | 0 | 0 | 0 | 0 | 0 | 0 | 0 | 0 | 0 | 0 | 0 | 0 | 0
F4_Commercial_Lodging (WA)_Existing_Food Preparation_Natural Gas_Steamer_Baseline Forecast | F4 | Commercial | Lodging (WA) | Existing | Food Preparation | Natural Gas | Steamer | Baseline Forecast | Winter Peak Demand (n/a) | 0 | 0 | 0 | 0 | 0 | 0 | 0 | 0 | 0 | 0 | 0 | 0 | 0 | 0 | 0 | 0 | 0 | 0 | 0 | 0 | 0 | 0 | 0 | 0 | 0 | 0 | 0
F5_Commercial_Lodging (WA)_Existing_Food Preparation_Natural Gas_Steamer_Baseline Forecast | F5 | Commercial | Lodging (WA) | Existing | Food Preparation | Natural Gas | Steamer | Baseline Forecast | Turnover | 0 | 604.7103 | 678.1024 | 740.0463 | 792.0055 | 835.2609 | 870.9326 | 900.0007 | 923.3223 | 941.647 | 882.5816 | 837.9793 | 804.929 | 781.0243 | 764.2828 | 753.0777 | 746.08 | 742.2093 | 740.5925 | 874.3403 | 865.4813 | 852.1299 | 836.0305 | 818.4807 | 800.4264 | 782.5383 | 765.2738
F6_Commercial_Lodging (WA)_Existing_Food Preparation_Natural Gas_Steamer_Baseline Forecast | F6 | Commercial | Lodging (WA) | Existing | Food Preparation | Natural Gas | Steamer | Baseline Forecast | Avg. Replacement Usage (therms) | 0.087053 | 0.087053 | 0.087053 | 0.087053 | 0.087053 | 0.087053 | 0.087053 | 0.087053 | 0.087053 | 0.087053 | 0.087053 | 0.087053 | 0.087053 | 0.087053 | 0.087053 | 0.087053 | 0.087053 | 0.087053 | 0.087053 | 0.087053 | 0.087053 | 0.087053 | 0.087053 | 0.087053 | 0.087053 | 0.087053 | 0.087053
F7_Commercial_Lodging (WA)_Existing_Food Preparation_Natural Gas_Steamer_Baseline Forecast | F7 | Commercial | Lodging (WA) | Existing | Food Preparation | Natural Gas | Steamer | Baseline Forecast | Avg. Replacement Summer Demand (n/a) | 0 | 0 | 0 | 0 | 0 | 0 | 0 | 0 | 0 | 0 | 0 | 0 | 0 | 0 | 0 | 0 | 0 | 0 | 0 | 0 | 0 | 0 | 0 | 0 | 0 | 0 | 0
F8_Commercial_Lodging (WA)_Existing_Food Preparation_Natural Gas_Steamer_Baseline Forecast | F8 | Commercial | Lodging (WA) | Existing | Food Preparation | Natural Gas | Steamer | Baseline Forecast | Avg. Replacement Winter Demand (n/a) | 0 | 0 | 0 | 0 | 0 | 0 | 0 | 0 | 0 | 0 | 0 | 0 | 0 | 0 | 0 | 0 | 0 | 0 | 0 | 0 | 0 | 0 | 0 | 0 | 0 | 0 | 0
F1_Commercial_Lodging (WA)_Existing_Food Preparation_Natural Gas_Food Prep Other_Baseline Forecast | F1 | Commercial | Lodging (WA) | Existing | Food Preparation | Natural Gas | Food Prep Other | Baseline Forecast | Units | 0 | 0 | 0 | 0 | 0 | 0 | 0 | 0 | 0 | 0 | 0 | 0 | 0 | 0 | 0 | 0 | 0 | 0 | 0 | 0 | 0 | 0 | 0 | 0 | 0 | 0 | 0
F2_Commercial_Lodging (WA)_Existing_Food Preparation_Natural Gas_Food Prep Other_Baseline Forecast | F2 | Commercial | Lodging (WA) | Existing | Food Preparation | Natural Gas | Food Prep Other | Baseline Forecast | Usage (MMtherm) | 0 | 0 | 0 | 0 | 0 | 0 | 0 | 0 | 0 | 0 | 0 | 0 | 0 | 0 | 0 | 0 | 0 | 0 | 0 | 0 | 0 | 0 | 0 | 0 | 0 | 0 | 0
F3_Commercial_Lodging (WA)_Existing_Food Preparation_Natural Gas_Food Prep Other_Baseline Forecast | F3 | Commercial | Lodging (WA) | Existing | Food Preparation | Natural Gas | Food Prep Other | Baseline Forecast | Summer Peak Demand (n/a) | 0 | 0 | 0 | 0 | 0 | 0 | 0 | 0 | 0 | 0 | 0 | 0 | 0 | 0 | 0 | 0 | 0 | 0 | 0 | 0 | 0 | 0 | 0 | 0 | 0 | 0 | 0
F4_Commercial_Lodging (WA)_Existing_Food Preparation_Natural Gas_Food Prep Other_Baseline Forecast | F4 | Commercial | Lodging (WA) | Existing | Food Preparation | Natural Gas | Food Prep Other | Baseline Forecast | Winter Peak Demand (n/a) | 0 | 0 | 0 | 0 | 0 | 0 | 0 | 0 | 0 | 0 | 0 | 0 | 0 | 0 | 0 | 0 | 0 | 0 | 0 | 0 | 0 | 0 | 0 | 0 | 0 | 0 | 0
F5_Commercial_Lodging (WA)_Existing_Food Preparation_Natural Gas_Food Prep Other_Baseline Forecast | F5 | Commercial | Lodging (WA) | Existing | Food Preparation | Natural Gas | Food Prep Other | Baseline Forecast | Turnover | 0 | 0 | 0 | 0 | 0 | 0 | 0 | 0 | 0 | 0 | 0 | 0 | 0 | 0 | 0 | 0 | 0 | 0 | 0 | 0 | 0 | 0 | 0 | 0 | 0 | 0 | 0
F6_Commercial_Lodging (WA)_Existing_Food Preparation_Natural Gas_Food Prep Other_Baseline Forecast | F6 | Commercial | Lodging (WA) | Existing | Food Preparation | Natural Gas | Food Prep Other | Baseline Forecast | Avg. Replacement Usage (therms) | 0.031438 | 0.031438 | 0.031438 | 0.031438 | 0.031438 | 0.031438 | 0.031438 | 0.031438 | 0.031438 | 0.031438 | 0.031438 | 0.031438 | 0.031438 | 0.031438 | 0.031438 | 0.031438 | 0.031438 | 0.031438 | 0.031438 | 0.031438 | 0.031438 | 0.031438 | 0.031438 | 0.031438 | 0.031438 | 0.031438 | 0.031438
F7_Commercial_Lodging (WA)_Existing_Food Preparation_Natural Gas_Food Prep Other_Baseline Forecast | F7 | Commercial | Lodging (WA) | Existing | Food Preparation | Natural Gas | Food Prep Other | Baseline Forecast | Avg. Replacement Summer Demand (n/a) | 0 | 0 | 0 | 0 | 0 | 0 | 0 | 0 | 0 | 0 | 0 | 0 | 0 | 0 | 0 | 0 | 0 | 0 | 0 | 0 | 0 | 0 | 0 | 0 | 0 | 0 | 0
F8_Commercial_Lodging (WA)_Existing_Food Preparation_Natural Gas_Food Prep Other_Baseline Forecast | F8 | Commercial | Lodging (WA) | Existing | Food Preparation | Natural Gas | Food Prep Other | Baseline Forecast | Avg. Replacement Winter Demand (n/a) | 0 | 0 | 0 | 0 | 0 | 0 | 0 | 0 | 0 | 0 | 0 | 0 | 0 | 0 | 0 | 0 | 0 | 0 | 0 | 0 | 0 | 0 | 0 | 0 | 0 | 0 | 0
F1_Commercial_Lodging (WA)_Existing_Miscellaneous_Natural Gas_Pool Heater_Baseline Forecast | F1 | Commercial | Lodging (WA) | Existing | Miscellaneous | Natural Gas | Pool Heater | Baseline Forecast | Units | 421228.5153 | 414748.0766 | 408367.3369 | 402084.7625 | 395898.8431 | 389808.0916 | 383811.0441 | 377906.2588 | 372092.3163 | 366367.8192 | 360731.3912 | 355181.6775 | 349717.344 | 344337.0771 | 339039.5837 | 333823.5901 | 328687.8425 | 323631.1065 | 318652.1664 | 313749.8254 | 308922.905 | 304170.2449 | 299490.7027 | 294883.1534 | 290346.4895 | 285879.6204 | 281481.4724
F2_Commercial_Lodging (WA)_Existing_Miscellaneous_Natural Gas_Pool Heater_Baseline Forecast | F2 | Commercial | Lodging (WA) | Existing | Miscellaneous | Natural Gas | Pool Heater | Baseline Forecast | Usage (MMtherm) | 0.0023416 | 0.0023056 | 0.0022701 | 0.0022352 | 0.0022008 | 0.0021669 | 0.0021336 | 0.0021008 | 0.0020684 | 0.0020366 | 0.0020053 | 0.0019744 | 0.0019441 | 0.0019142 | 0.0018847 | 0.0018557 | 0.0018272 | 0.001799 | 0.0017714 | 0.0017441 | 0.0017173 | 0.0016909 | 0.0016649 | 0.0016392 | 0.001614 | 0.0015892 | 0.0015647
F3_Commercial_Lodging (WA)_Existing_Miscellaneous_Natural Gas_Pool Heater_Baseline Forecast | F3 | Commercial | Lodging (WA) | Existing | Miscellaneous | Natural Gas | Pool Heater | Baseline Forecast | Summer Peak Demand (n/a) | 0 | 0 | 0 | 0 | 0 | 0 | 0 | 0 | 0 | 0 | 0 | 0 | 0 | 0 | 0 | 0 | 0 | 0 | 0 | 0 | 0 | 0 | 0 | 0 | 0 | 0 | 0
F4_Commercial_Lodging (WA)_Existing_Miscellaneous_Natural Gas_Pool Heater_Baseline Forecast | F4 | Commercial | Lodging (WA) | Existing | Miscellaneous | Natural Gas | Pool Heater | Baseline Forecast | Winter Peak Demand (n/a) | 0 | 0 | 0 | 0 | 0 | 0 | 0 | 0 | 0 | 0 | 0 | 0 | 0 | 0 | 0 | 0 | 0 | 0 | 0 | 0 | 0 | 0 | 0 | 0 | 0 | 0 | 0
F5_Commercial_Lodging (WA)_Existing_Miscellaneous_Natural Gas_Pool Heater_Baseline Forecast | F5 | Commercial | Lodging (WA) | Existing | Miscellaneous | Natural Gas | Pool Heater | Baseline Forecast | Turnover | 0 | 49769.7692 | 47370.6111 | 45355.1612 | 43643.8885 | 42174.1171 | 42431.6926 | 42190.5431 | 41627.5689 | 40867.3935 | 39996.5816 | 50531.3718 | 47245.1579 | 44630.2908 | 42491.2109 | 40693.4083 | 41609.7922 | 41612.3316 | 41057.2875 | 40177.9644 | 39125.1255 | 41022.9078 | 39451.8888 | 38251.0448 | 37240.1833 | 36318.3015 | 36546.4981
F6_Commercial_Lodging (WA)_Existing_Miscellaneous_Natural Gas_Pool Heater_Baseline Forecast | F6 | Commercial | Lodging (WA) | Existing | Miscellaneous | Natural Gas | Pool Heater | Baseline Forecast | Avg. Replacement Usage (therms) | 0.0055589 | 0.0055589 | 0.0055589 | 0.0055589 | 0.0055589 | 0.0055589 | 0.0055589 | 0.0055589 | 0.0055589 | 0.0055589 | 0.0055589 | 0.0055589 | 0.0055589 | 0.0055589 | 0.0055589 | 0.0055589 | 0.0055589 | 0.0055589 | 0.0055589 | 0.0055589 | 0.0055589 | 0.0055589 | 0.0055589 | 0.0055589 | 0.0055589 | 0.0055589 | 0.0055589
F7_Commercial_Lodging (WA)_Existing_Miscellaneous_Natural Gas_Pool Heater_Baseline Forecast | F7 | Commercial | Lodging (WA) | Existing | Miscellaneous | Natural Gas | Pool Heater | Baseline Forecast | Avg. Replacement Summer Demand (n/a) | 0 | 0 | 0 | 0 | 0 | 0 | 0 | 0 | 0 | 0 | 0 | 0 | 0 | 0 | 0 | 0 | 0 | 0 | 0 | 0 | 0 | 0 | 0 | 0 | 0 | 0 | 0
F8_Commercial_Lodging (WA)_Existing_Miscellaneous_Natural Gas_Pool Heater_Baseline Forecast | F8 | Commercial | Lodging (WA) | Existing | Miscellaneous | Natural Gas | Pool Heater | Baseline Forecast | Avg. Replacement Winter Demand (n/a) | 0 | 0 | 0 | 0 | 0 | 0 | 0 | 0 | 0 | 0 | 0 | 0 | 0 | 0 | 0 | 0 | 0 | 0 | 0 | 0 | 0 | 0 | 0 | 0 | 0 | 0 | 0
F1_Commercial_Lodging (WA)_Existing_Miscellaneous_Natural Gas_Miscellaneous_Baseline Forecast | F1 | Commercial | Lodging (WA) | Existing | Miscellaneous | Natural Gas | Miscellaneous | Baseline Forecast | Units | 4269939.4394 | 4204248.0635 | 4139567.324 | 4075881.6729 | 4013175.801 | 3951434.6348 | 3890643.3327 | 3830787.2815 | 3771852.0925 | 3713823.5988 | 3656687.8511 | 3600431.115 | 3545039.867 | 3490500.7922 | 3436800.78 | 3383926.9218 | 3331866.5076 | 3280607.0229 | 3230136.1456 | 3180441.7434 | 3131511.8704 | 3083334.7647 | 3035898.8453 | 2989192.7092 | 2943205.129 | 2897925.0501 | 2853341.5878
F2_Commercial_Lodging (WA)_Existing_Miscellaneous_Natural Gas_Miscellaneous_Baseline Forecast | F2 | Commercial | Lodging (WA) | Existing | Miscellaneous | Natural Gas | Miscellaneous | Baseline Forecast | Usage (MMtherm) | 0.091575 | 0.090166 | 0.088779 | 0.087413 | 0.086068 | 0.084744 | 0.083441 | 0.082157 | 0.080893 | 0.079648 | 0.078423 | 0.077216 | 0.076029 | 0.074859 | 0.073707 | 0.072573 | 0.071457 | 0.070357 | 0.069275 | 0.068209 | 0.06716 | 0.066127 | 0.065109 | 0.064108 | 0.063121 | 0.06215 | 0.061194
F3_Commercial_Lodging (WA)_Existing_Miscellaneous_Natural Gas_Miscellaneous_Baseline Forecast | F3 | Commercial | Lodging (WA) | Existing | Miscellaneous | Natural Gas | Miscellaneous | Baseline Forecast | Summer Peak Demand (n/a) | 0 | 0 | 0 | 0 | 0 | 0 | 0 | 0 | 0 | 0 | 0 | 0 | 0 | 0 | 0 | 0 | 0 | 0 | 0 | 0 | 0 | 0 | 0 | 0 | 0 | 0 | 0
F4_Commercial_Lodging (WA)_Existing_Miscellaneous_Natural Gas_Miscellaneous_Baseline Forecast | F4 | Commercial | Lodging (WA) | Existing | Miscellaneous | Natural Gas | Miscellaneous | Baseline Forecast | Winter Peak Demand (n/a) | 0 | 0 | 0 | 0 | 0 | 0 | 0 | 0 | 0 | 0 | 0 | 0 | 0 | 0 | 0 | 0 | 0 | 0 | 0 | 0 | 0 | 0 | 0 | 0 | 0 | 0 | 0
F5_Commercial_Lodging (WA)_Existing_Miscellaneous_Natural Gas_Miscellaneous_Baseline Forecast | F5 | Commercial | Lodging (WA) | Existing | Miscellaneous | Natural Gas | Miscellaneous | Baseline Forecast | Turnover | 0 | 360364.1197 | 422404.829 | 472944.8705 | 448285.6101 | 435934.438 | 432402.4669 | 426058.9871 | 419021.1057 | 412599.8071 | 406315.4869 | 489967.3376 | 486638.1535 | 480340.1046 | 467862.8429 | 459854.9598 | 454390.9141 | 447362.9783 | 440142.1052 | 433429.7319 | 426815.9506 | 442665.5903 | 433744.9363 | 424560.8627 | 417405.2737 | 411217.0781 | 405346.1091
F6_Commercial_Lodging (WA)_Existing_Miscellaneous_Natural Gas_Miscellaneous_Baseline Forecast | F6 | Commercial | Lodging (WA) | Existing | Miscellaneous | Natural Gas | Miscellaneous | Baseline Forecast | Avg. Replacement Usage (therms) | 0.021446 | 0.021446 | 0.021446 | 0.021446 | 0.021446 | 0.021446 | 0.021446 | 0.021446 | 0.021446 | 0.021446 | 0.021446 | 0.021446 | 0.021446 | 0.021446 | 0.021446 | 0.021446 | 0.021446 | 0.021446 | 0.021446 | 0.021446 | 0.021446 | 0.021446 | 0.021446 | 0.021446 | 0.021446 | 0.021446 | 0.021446
F7_Commercial_Lodging (WA)_Existing_Miscellaneous_Natural Gas_Miscellaneous_Baseline Forecast | F7 | Commercial | Lodging (WA) | Existing | Miscellaneous | Natural Gas | Miscellaneous | Baseline Forecast | Avg. Replacement Summer Demand (n/a) | 0 | 0 | 0 | 0 | 0 | 0 | 0 | 0 | 0 | 0 | 0 | 0 | 0 | 0 | 0 | 0 | 0 | 0 | 0 | 0 | 0 | 0 | 0 | 0 | 0 | 0 | 0
F8_Commercial_Lodging (WA)_Existing_Miscellaneous_Natural Gas_Miscellaneous_Baseline Forecast | F8 | Commercial | Lodging (WA) | Existing | Miscellaneous | Natural Gas | Miscellaneous | Baseline Forecast | Avg. Replacement Winter Demand (n/a) | 0 | 0 | 0 | 0 | 0 | 0 | 0 | 0 | 0 | 0 | 0 | 0 | 0 | 0 | 0 | 0 | 0 | 0 | 0 | 0 | 0 | 0 | 0 | 0 | 0 | 0 | 0
F1_Commercial_Lodging (WA)_New_Space Heating_Natural Gas_Furnace_Baseline Forecast | F1 | Commercial | Lodging (WA) | New | Space Heating | Natural Gas | Furnace | Baseline Forecast | Units | 0 | 25954.5929 | 50096.864 | 74519.9036 | 99011.6677 | 123052.7015 | 146724.1957 | 169939.6328 | 192828.9659 | 215403.3374 | 237652.8704 | 259162.4928 | 280404.1707 | 301353.8714 | 321945.5916 | 342176.1341 | 362174.9596 | 381875.8899 | 401268.5707 | 420342.5923 | 439164.3254 | 458002.6532 | 476532.6771 | 494778.6983 | 512771.9516 | 530578.5465 | 546532.2516
F2_Commercial_Lodging (WA)_New_Space Heating_Natural Gas_Furnace_Baseline Forecast | F2 | Commercial | Lodging (WA) | New | Space Heating | Natural Gas | Furnace | Baseline Forecast | Usage (MMtherm) | 0 | 0.0078316 | 0.015116 | 0.022486 | 0.029876 | 0.03713 | 0.044273 | 0.051278 | 0.058185 | 0.064997 | 0.07171 | 0.078183 | 0.084573 | 0.090874 | 0.097066 | 0.10315 | 0.10916 | 0.11508 | 0.12091 | 0.12664 | 0.13229 | 0.13795 | 0.14352 | 0.14899 | 0.15439 | 0.15974 | 0.16453
F3_Commercial_Lodging (WA)_New_Space Heating_Natural Gas_Furnace_Baseline Forecast | F3 | Commercial | Lodging (WA) | New | Space Heating | Natural Gas | Furnace | Baseline Forecast | Summer Peak Demand (n/a) | 0 | 0 | 0 | 0 | 0 | 0 | 0 | 0 | 0 | 0 | 0 | 0 | 0 | 0 | 0 | 0 | 0 | 0 | 0 | 0 | 0 | 0 | 0 | 0 | 0 | 0 | 0
F4_Commercial_Lodging (WA)_New_Space Heating_Natural Gas_Furnace_Baseline Forecast | F4 | Commercial | Lodging (WA) | New | Space Heating | Natural Gas | Furnace | Baseline Forecast | Winter Peak Demand (n/a) | 0 | 0 | 0 | 0 | 0 | 0 | 0 | 0 | 0 | 0 | 0 | 0 | 0 | 0 | 0 | 0 | 0 | 0 | 0 | 0 | 0 | 0 | 0 | 0 | 0 | 0 | 0
F5_Commercial_Lodging (WA)_New_Space Heating_Natural Gas_Furnace_Baseline Forecast | F5 | Commercial | Lodging (WA) | New | Space Heating | Natural Gas | Furnace | Baseline Forecast | Turnover | 0 | 25954.5929 | 24142.271 | 24423.0396 | 24491.7642 | 24041.0338 | 23671.4941 | 23215.4371 | 22889.3331 | 22574.3715 | 22249.533 | 21509.6224 | 23601.1864 | 25289.4603 | 26757.2325 | 28062.0778 | 29303.9515 | 30312.0898 | 31149.6838 | 31843.0545 | 32482.1604 | 33279.5829 | 33613.8578 | 42374.0931 | 41649.4444 | 41834.1603 | 40369.9422
F6_Commercial_Lodging (WA)_New_Space Heating_Natural Gas_Furnace_Baseline Forecast | F6 | Commercial | Lodging (WA) | New | Space Heating | Natural Gas | Furnace | Baseline Forecast | Avg. Replacement Usage (therms) | 0.31314 | 0.30174 | 0.30174 | 0.30174 | 0.30174 | 0.30174 | 0.30174 | 0.30174 | 0.30174 | 0.30174 | 0.30174 | 0.30091 | 0.30092 | 0.30093 | 0.30094 | 0.30094 | 0.30096 | 0.30096 | 0.30096 | 0.30097 | 0.30096 | 0.30096 | 0.30097 | 0.30097 | 0.30097 | 0.30097 | 0.30097
F7_Commercial_Lodging (WA)_New_Space Heating_Natural Gas_Furnace_Baseline Forecast | F7 | Commercial | Lodging (WA) | New | Space Heating | Natural Gas | Furnace | Baseline Forecast | Avg. Replacement Summer Demand (n/a) | 0 | 0 | 0 | 0 | 0 | 0 | 0 | 0 | 0 | 0 | 0 | 0 | 0 | 0 | 0 | 0 | 0 | 0 | 0 | 0 | 0 | 0 | 0 | 0 | 0 | 0 | 0
F8_Commercial_Lodging (WA)_New_Space Heating_Natural Gas_Furnace_Baseline Forecast | F8 | Commercial | Lodging (WA) | New | Space Heating | Natural Gas | Furnace | Baseline Forecast | Avg. Replacement Winter Demand (n/a) | 0 | 0 | 0 | 0 | 0 | 0 | 0 | 0 | 0 | 0 | 0 | 0 | 0 | 0 | 0 | 0 | 0 | 0 | 0 | 0 | 0 | 0 | 0 | 0 | 0 | 0 | 0
F1_Commercial_Lodging (WA)_New_Space Heating_Natural Gas_Boiler_Baseline Forecast | F1 | Commercial | Lodging (WA) | New | Space Heating | Natural Gas | Boiler | Baseline Forecast | Units | 0 | 18212.5008 | 35153.284 | 52291.0842 | 69477.1089 | 86346.8532 | 102957.2893 | 119247.7073 | 135309.296 | 151149.8742 | 166762.5112 | 181855.9483 | 196761.3671 | 211461.9036 | 225911.2429 | 240107.1416 | 254140.443 | 267964.7095 | 281572.6754 | 294957.0361 | 308164.3644 | 321383.3373 | 334385.9713 | 347189.319 | 359815.2978 | 372310.2972 | 383505.1123
F2_Commercial_Lodging (WA)_New_Space Heating_Natural Gas_Boiler_Baseline Forecast | F2 | Commercial | Lodging (WA) | New | Space Heating | Natural Gas | Boiler | Baseline Forecast | Usage (MMtherm) | 0 | 0.0092888 | 0.017929 | 0.02667 | 0.035435 | 0.044039 | 0.052511 | 0.060819 | 0.069011 | 0.07709 | 0.085053 | 0.092503 | 0.099861 | 0.10712 | 0.11425 | 0.12126 | 0.12818 | 0.13501 | 0.14172 | 0.14833 | 0.15485 | 0.16138 | 0.16779 | 0.17411 | 0.18035 | 0.18651 | 0.19204
F3_Commercial_Lodging (WA)_New_Space Heating_Natural Gas_Boiler_Baseline Forecast | F3 | Commercial | Lodging (WA) | New | Space Heating | Natural Gas | Boiler | Baseline Forecast | Summer Peak Demand (n/a) | 0 | 0 | 0 | 0 | 0 | 0 | 0 | 0 | 0 | 0 | 0 | 0 | 0 | 0 | 0 | 0 | 0 | 0 | 0 | 0 | 0 | 0 | 0 | 0 | 0 | 0 | 0
F4_Commercial_Lodging (WA)_New_Space Heating_Natural Gas_Boiler_Baseline Forecast | F4 | Commercial | Lodging (WA) | New | Space Heating | Natural Gas | Boiler | Baseline Forecast | Winter Peak Demand (n/a) | 0 | 0 | 0 | 0 | 0 | 0 | 0 | 0 | 0 | 0 | 0 | 0 | 0 | 0 | 0 | 0 | 0 | 0 | 0 | 0 | 0 | 0 | 0 | 0 | 0 | 0 | 0
F5_Commercial_Lodging (WA)_New_Space Heating_Natural Gas_Boiler_Baseline Forecast | F5 | Commercial | Lodging (WA) | New | Space Heating | Natural Gas | Boiler | Baseline Forecast | Turnover | 0 | 18212.5008 | 16940.7832 | 17137.8002 | 17186.0247 | 16869.7444 | 16610.436 | 16290.418 | 16061.5888 | 15840.5782 | 15612.637 | 15093.4371 | 14905.4188 | 14700.5365 | 14449.3393 | 14195.8987 | 14033.3014 | 13824.2665 | 13607.9659 | 13384.3607 | 13207.3283 | 13218.9729 | 13002.6341 | 12803.3476 | 12625.9788 | 12494.9994 | 11194.8151
F6_Commercial_Lodging (WA)_New_Space Heating_Natural Gas_Boiler_Baseline Forecast | F6 | Commercial | Lodging (WA) | New | Space Heating | Natural Gas | Boiler | Baseline Forecast | Avg. Replacement Usage (therms) | 0.51225 | 0.51003 | 0.51003 | 0.51003 | 0.51003 | 0.51003 | 0.51003 | 0.51003 | 0.51003 | 0.51003 | 0.51003 | 0.49361 | 0.49361 | 0.49361 | 0.49361 | 0.49361 | 0.49361 | 0.49361 | 0.49361 | 0.49361 | 0.49361 | 0.49361 | 0.49361 | 0.49361 | 0.49361 | 0.49361 | 0.49361
F7_Commercial_Lodging (WA)_New_Space Heating_Natural Gas_Boiler_Baseline Forecast | F7 | Commercial | Lodging (WA) | New | Space Heating | Natural Gas | Boiler | Baseline Forecast | Avg. Replacement Summer Demand (n/a) | 0 | 0 | 0 | 0 | 0 | 0 | 0 | 0 | 0 | 0 | 0 | 0 | 0 | 0 | 0 | 0 | 0 | 0 | 0 | 0 | 0 | 0 | 0 | 0 | 0 | 0 | 0
F8_Commercial_Lodging (WA)_New_Space Heating_Natural Gas_Boiler_Baseline Forecast | F8 | Commercial | Lodging (WA) | New | Space Heating | Natural Gas | Boiler | Baseline Forecast | Avg. Replacement Winter Demand (n/a) | 0 | 0 | 0 | 0 | 0 | 0 | 0 | 0 | 0 | 0 | 0 | 0 | 0 | 0 | 0 | 0 | 0 | 0 | 0 | 0 | 0 | 0 | 0 | 0 | 0 | 0 | 0
F1_Commercial_Lodging (WA)_New_Space Heating_Natural Gas_Unit Heater_Baseline Forecast | F1 | Commercial | Lodging (WA) | New | Space Heating | Natural Gas | Unit Heater | Baseline Forecast | Units | 0 | 1560.2646 | 3011.5812 | 4479.7763 | 5952.1028 | 7397.3335 | 8820.3492 | 10215.9491 | 11591.9451 | 12949.0072 | 14286.5415 | 15579.596 | 16856.543 | 18115.9377 | 19353.8124 | 20569.9748 | 21772.2075 | 22956.5322 | 24122.3264 | 25268.9643 | 26400.4359 | 27532.9051 | 28646.8405 | 29743.7031 | 30825.3705 | 31895.8169 | 32854.8765
F2_Commercial_Lodging (WA)_New_Space Heating_Natural Gas_Unit Heater_Baseline Forecast | F2 | Commercial | Lodging (WA) | New | Space Heating | Natural Gas | Unit Heater | Baseline Forecast | Usage (MMtherm) | 0 | 0.0002354 | 0.00045436 | 0.00067587 | 0.000898 | 0.001116 | 0.0013307 | 0.0015413 | 0.0017489 | 0.0019536 | 0.0021554 | 0.0023505 | 0.0025432 | 0.0027332 | 0.0029199 | 0.0031034 | 0.0032848 | 0.0034635 | 0.0036393 | 0.0038123 | 0.003983 | 0.0041539 | 0.004322 | 0.0044874 | 0.0046506 | 0.0048121 | 0.0049568
F3_Commercial_Lodging (WA)_New_Space Heating_Natural Gas_Unit Heater_Baseline Forecast | F3 | Commercial | Lodging (WA) | New | Space Heating | Natural Gas | Unit Heater | Baseline Forecast | Summer Peak Demand (n/a) | 0 | 0 | 0 | 0 | 0 | 0 | 0 | 0 | 0 | 0 | 0 | 0 | 0 | 0 | 0 | 0 | 0 | 0 | 0 | 0 | 0 | 0 | 0 | 0 | 0 | 0 | 0
F4_Commercial_Lodging (WA)_New_Space Heating_Natural Gas_Unit Heater_Baseline Forecast | F4 | Commercial | Lodging (WA) | New | Space Heating | Natural Gas | Unit Heater | Baseline Forecast | Winter Peak Demand (n/a) | 0 | 0 | 0 | 0 | 0 | 0 | 0 | 0 | 0 | 0 | 0 | 0 | 0 | 0 | 0 | 0 | 0 | 0 | 0 | 0 | 0 | 0 | 0 | 0 | 0 | 0 | 0
F5_Commercial_Lodging (WA)_New_Space Heating_Natural Gas_Unit Heater_Baseline Forecast | F5 | Commercial | Lodging (WA) | New | Space Heating | Natural Gas | Unit Heater | Baseline Forecast | Turnover | 0 | 1560.2646 | 1451.3166 | 1468.1951 | 1472.3264 | 1445.2307 | 1423.0158 | 1395.5998 | 1375.996 | 1357.0621 | 1337.5344 | 1293.0545 | 1276.947 | 1259.3947 | 1237.8747 | 1216.1624 | 1202.2327 | 1326.1669 | 1426.6796 | 1517.2787 | 1602.2656 | 1691.8484 | 1751.827 | 1803.6367 | 1849.2799 | 1891.6452 | 1827.1981
F6_Commercial_Lodging (WA)_New_Space Heating_Natural Gas_Unit Heater_Baseline Forecast | F6 | Commercial | Lodging (WA) | New | Space Heating | Natural Gas | Unit Heater | Baseline Forecast | Avg. Replacement Usage (therms) | 0.15657 | 0.15087 | 0.15087 | 0.15087 | 0.15087 | 0.15087 | 0.15087 | 0.15087 | 0.15087 | 0.15087 | 0.15087 | 0.15087 | 0.15087 | 0.15087 | 0.15087 | 0.15087 | 0.15087 | 0.15087 | 0.15087 | 0.15087 | 0.15087 | 0.15087 | 0.15087 | 0.15087 | 0.15087 | 0.15087 | 0.15087
F7_Commercial_Lodging (WA)_New_Space Heating_Natural Gas_Unit Heater_Baseline Forecast | F7 | Commercial | Lodging (WA) | New | Space Heating | Natural Gas | Unit Heater | Baseline Forecast | Avg. Replacement Summer Demand (n/a) | 0 | 0 | 0 | 0 | 0 | 0 | 0 | 0 | 0 | 0 | 0 | 0 | 0 | 0 | 0 | 0 | 0 | 0 | 0 | 0 | 0 | 0 | 0 | 0 | 0 | 0 | 0
F8_Commercial_Lodging (WA)_New_Space Heating_Natural Gas_Unit Heater_Baseline Forecast | F8 | Commercial | Lodging (WA) | New | Space Heating | Natural Gas | Unit Heater | Baseline Forecast | Avg. Replacement Winter Demand (n/a) | 0 | 0 | 0 | 0 | 0 | 0 | 0 | 0 | 0 | 0 | 0 | 0 | 0 | 0 | 0 | 0 | 0 | 0 | 0 | 0 | 0 | 0 | 0 | 0 | 0 | 0 | 0
F1_Commercial_Lodging (WA)_New_Water Heating_Natural Gas_Water Heater_Baseline Forecast | F1 | Commercial | Lodging (WA) | New | Water Heating | Natural Gas | Water Heater | Baseline Forecast | Units | 0 | 84295.2962 | 162704.5355 | 242025.6544 | 321569.9771 | 399650.4182 | 476530.6687 | 551929.7379 | 626269.6869 | 699586.7037 | 771848.7107 | 841707.6368 | 910696.3333 | 978736.7463 | 1045614.5106 | 1111319.2427 | 1176271.4044 | 1240256.0624 | 1303239.5883 | 1365188.173 | 1426317.3755 | 1487500.4742 | 1547682.2637 | 1606941.6697 | 1665380.1366 | 1723212.3743 | 1775026.799
F2_Commercial_Lodging (WA)_New_Water Heating_Natural Gas_Water Heater_Baseline Forecast | F2 | Commercial | Lodging (WA) | New | Water Heating | Natural Gas | Water Heater | Baseline Forecast | Usage (MMtherm) | 0 | 0.03446 | 0.066513 | 0.098939 | 0.13146 | 0.16338 | 0.1948 | 0.22563 | 0.25602 | 0.28599 | 0.31553 | 0.34409 | 0.37229 | 0.4001 | 0.42744 | 0.4543 | 0.48085 | 0.50701 | 0.53276 | 0.55808 | 0.58307 | 0.60808 | 0.63269 | 0.65691 | 0.6808 | 0.70444 | 0.72562
F3_Commercial_Lodging (WA)_New_Water Heating_Natural Gas_Water Heater_Baseline Forecast | F3 | Commercial | Lodging (WA) | New | Water Heating | Natural Gas | Water Heater | Baseline Forecast | Summer Peak Demand (n/a) | 0 | 0 | 0 | 0 | 0 | 0 | 0 | 0 | 0 | 0 | 0 | 0 | 0 | 0 | 0 | 0 | 0 | 0 | 0 | 0 | 0 | 0 | 0 | 0 | 0 | 0 | 0
F4_Commercial_Lodging (WA)_New_Water Heating_Natural Gas_Water Heater_Baseline Forecast | F4 | Commercial | Lodging (WA) | New | Water Heating | Natural Gas | Water Heater | Baseline Forecast | Winter Peak Demand (n/a) | 0 | 0 | 0 | 0 | 0 | 0 | 0 | 0 | 0 | 0 | 0 | 0 | 0 | 0 | 0 | 0 | 0 | 0 | 0 | 0 | 0 | 0 | 0 | 0 | 0 | 0 | 0
F5_Commercial_Lodging (WA)_New_Water Heating_Natural Gas_Water Heater_Baseline Forecast | F5 | Commercial | Lodging (WA) | New | Water Heating | Natural Gas | Water Heater | Baseline Forecast | Turnover | 0 | 84295.2962 | 78409.2393 | 79321.119 | 79544.3226 | 78080.4411 | 76880.2506 | 75399.0691 | 74339.949 | 73317.0169 | 72262.007 | 69858.9261 | 76651.9053 | 82135.0791 | 86902.1079 | 91139.9829 | 95173.3388 | 98447.5692 | 101167.906 | 103419.8346 | 105495.5221 | 108085.3899 | 109171.0476 | 137622.5293 | 135269.0162 | 135868.9361 | 131113.4503
F6_Commercial_Lodging (WA)_New_Water Heating_Natural Gas_Water Heater_Baseline Forecast | F6 | Commercial | Lodging (WA) | New | Water Heating | Natural Gas | Water Heater | Baseline Forecast | Avg. Replacement Usage (therms) | 0.4088 | 0.4088 | 0.4088 | 0.4088 | 0.4088 | 0.4088 | 0.4088 | 0.4088 | 0.4088 | 0.4088 | 0.4088 | 0.4088 | 0.4088 | 0.4088 | 0.4088 | 0.4088 | 0.4088 | 0.4088 | 0.4088 | 0.4088 | 0.4088 | 0.4088 | 0.4088 | 0.4088 | 0.4088 | 0.4088 | 0.4088
F7_Commercial_Lodging (WA)_New_Water Heating_Natural Gas_Water Heater_Baseline Forecast | F7 | Commercial | Lodging (WA) | New | Water Heating | Natural Gas | Water Heater | Baseline Forecast | Avg. Replacement Summer Demand (n/a) | 0 | 0 | 0 | 0 | 0 | 0 | 0 | 0 | 0 | 0 | 0 | 0 | 0 | 0 | 0 | 0 | 0 | 0 | 0 | 0 | 0 | 0 | 0 | 0 | 0 | 0 | 0
F8_Commercial_Lodging (WA)_New_Water Heating_Natural Gas_Water Heater_Baseline Forecast | F8 | Commercial | Lodging (WA) | New | Water Heating | Natural Gas | Water Heater | Baseline Forecast | Avg. Replacement Winter Demand (n/a) | 0 | 0 | 0 | 0 | 0 | 0 | 0 | 0 | 0 | 0 | 0 | 0 | 0 | 0 | 0 | 0 | 0 | 0 | 0 | 0 | 0 | 0 | 0 | 0 | 0 | 0 | 0
F1_Commercial_Lodging (WA)_New_Food Preparation_Natural Gas_Oven_Baseline Forecast | F1 | Commercial | Lodging (WA) | New | Food Preparation | Natural Gas | Oven | Baseline Forecast | Units | 0 | 11077.4056 | 21381.3132 | 31805.0526 | 42258.1237 | 52518.8233 | 62621.8036 | 72530.139 | 82299.2934 | 91934.0223 | 101430.1104 | 110610.405 | 119676.3412 | 128617.6615 | 137406.196 | 146040.5801 | 154576.0675 | 162984.4134 | 171261.1986 | 179401.9802 | 187435.0852 | 195475.2728 | 203383.8765 | 211171.268 | 218850.7783 | 226450.6229 | 233259.6552
F2_Commercial_Lodging (WA)_New_Food Preparation_Natural Gas_Oven_Baseline Forecast | F2 | Commercial | Lodging (WA) | New | Food Preparation | Natural Gas | Oven | Baseline Forecast | Usage (MMtherm) | 0 | 0.000732 | 0.0014129 | 0.0021017 | 0.0027924 | 0.0034705 | 0.0041381 | 0.0047928 | 0.0054384 | 0.006075 | 0.0067025 | 0.0073092 | 0.0079082 | 0.0084991 | 0.0090798 | 0.0096504 | 0.010214 | 0.01077 | 0.011317 | 0.011855 | 0.012386 | 0.012917 | 0.01344 | 0.013954 | 0.014462 | 0.014964 | 0.015414
F3_Commercial_Lodging (WA)_New_Food Preparation_Natural Gas_Oven_Baseline Forecast | F3 | Commercial | Lodging (WA) | New | Food Preparation | Natural Gas | Oven | Baseline Forecast | Summer Peak Demand (n/a) | 0 | 0 | 0 | 0 | 0 | 0 | 0 | 0 | 0 | 0 | 0 | 0 | 0 | 0 | 0 | 0 | 0 | 0 | 0 | 0 | 0 | 0 | 0 | 0 | 0 | 0 | 0
F4_Commercial_Lodging (WA)_New_Food Preparation_Natural Gas_Oven_Baseline Forecast | F4 | Commercial | Lodging (WA) | New | Food Preparation | Natural Gas | Oven | Baseline Forecast | Winter Peak Demand (n/a) | 0 | 0 | 0 | 0 | 0 | 0 | 0 | 0 | 0 | 0 | 0 | 0 | 0 | 0 | 0 | 0 | 0 | 0 | 0 | 0 | 0 | 0 | 0 | 0 | 0 | 0 | 0
F5_Commercial_Lodging (WA)_New_Food Preparation_Natural Gas_Oven_Baseline Forecast | F5 | Commercial | Lodging (WA) | New | Food Preparation | Natural Gas | Oven | Baseline Forecast | Turnover | 0 | 11077.4056 | 10303.9076 | 10423.7395 | 10453.0711 | 10260.6996 | 10102.9803 | 9908.3354 | 9769.1544 | 9634.7289 | 11711.5692 | 13013.4611 | 14217.2171 | 15152.9594 | 15809.9856 | 19176.0165 | 18747.6925 | 18563.3541 | 18335.4266 | 18479.5796 | 18865.4904 | 19498.5144 | 20069.3715 | 20642.7641 | 22343.4429 | 23421.8123 | 23494.8347
F6_Commercial_Lodging (WA)_New_Food Preparation_Natural Gas_Oven_Baseline Forecast | F6 | Commercial | Lodging (WA) | New | Food Preparation | Natural Gas | Oven | Baseline Forecast | Avg. Replacement Usage (therms) | 0.06608 | 0.06608 | 0.06608 | 0.06608 | 0.06608 | 0.06608 | 0.06608 | 0.06608 | 0.06608 | 0.06608 | 0.06608 | 0.06608 | 0.06608 | 0.06608 | 0.06608 | 0.06608 | 0.06608 | 0.06608 | 0.06608 | 0.06608 | 0.06608 | 0.06608 | 0.06608 | 0.06608 | 0.06608 | 0.06608 | 0.06608
F7_Commercial_Lodging (WA)_New_Food Preparation_Natural Gas_Oven_Baseline Forecast | F7 | Commercial | Lodging (WA) | New | Food Preparation | Natural Gas | Oven | Baseline Forecast | Avg. Replacement Summer Demand (n/a) | 0 | 0 | 0 | 0 | 0 | 0 | 0 | 0 | 0 | 0 | 0 | 0 | 0 | 0 | 0 | 0 | 0 | 0 | 0 | 0 | 0 | 0 | 0 | 0 | 0 | 0 | 0
F8_Commercial_Lodging (WA)_New_Food Preparation_Natural Gas_Oven_Baseline Forecast | F8 | Commercial | Lodging (WA) | New | Food Preparation | Natural Gas | Oven | Baseline Forecast | Avg. Replacement Winter Demand (n/a) | 0 | 0 | 0 | 0 | 0 | 0 | 0 | 0 | 0 | 0 | 0 | 0 | 0 | 0 | 0 | 0 | 0 | 0 | 0 | 0 | 0 | 0 | 0 | 0 | 0 | 0 | 0
F1_Commercial_Lodging (WA)_New_Food Preparation_Natural Gas_Conveyor Oven_Baseline Forecast | F1 | Commercial | Lodging (WA) | New | Food Preparation | Natural Gas | Conveyor Oven | Baseline Forecast | Units | 0 | 5538.7028 | 10690.6566 | 15902.5263 | 21129.0618 | 26259.4116 | 31310.9018 | 36265.0695 | 41149.6467 | 45967.0112 | 50715.0552 | 55305.2025 | 59838.1706 | 64308.8308 | 68703.098 | 73020.2901 | 77288.0337 | 81492.2067 | 85630.5993 | 89700.9901 | 93717.5426 | 97737.6364 | 101691.9383 | 105585.634 | 109425.3892 | 113225.3115 | 116629.8276
F2_Commercial_Lodging (WA)_New_Food Preparation_Natural Gas_Conveyor Oven_Baseline Forecast | F2 | Commercial | Lodging (WA) | New | Food Preparation | Natural Gas | Conveyor Oven | Baseline Forecast | Usage (MMtherm) | 0 | 0.00062625 | 0.0012088 | 0.0017981 | 0.002389 | 0.0029691 | 0.0035403 | 0.0041004 | 0.0046527 | 0.0051974 | 0.0057342 | 0.0062532 | 0.0067658 | 0.0072713 | 0.0077681 | 0.0082562 | 0.0087388 | 0.0092141 | 0.0096821 | 0.010142 | 0.010596 | 0.011051 | 0.011498 | 0.011938 | 0.012372 | 0.012802 | 0.013187
F3_Commercial_Lodging (WA)_New_Food Preparation_Natural Gas_Conveyor Oven_Baseline Forecast | F3 | Commercial | Lodging (WA) | New | Food Preparation | Natural Gas | Conveyor Oven | Baseline Forecast | Summer Peak Demand (n/a) | 0 | 0 | 0 | 0 | 0 | 0 | 0 | 0 | 0 | 0 | 0 | 0 | 0 | 0 | 0 | 0 | 0 | 0 | 0 | 0 | 0 | 0 | 0 | 0 | 0 | 0 | 0
F4_Commercial_Lodging (WA)_New_Food Preparation_Natural Gas_Conveyor Oven_Baseline Forecast | F4 | Commercial | Lodging (WA) | New | Food Preparation | Natural Gas | Conveyor Oven | Baseline Forecast | Winter Peak Demand (n/a) | 0 | 0 | 0 | 0 | 0 | 0 | 0 | 0 | 0 | 0 | 0 | 0 | 0 | 0 | 0 | 0 | 0 | 0 | 0 | 0 | 0 | 0 | 0 | 0 | 0 | 0 | 0
F5_Commercial_Lodging (WA)_New_Food Preparation_Natural Gas_Conveyor Oven_Baseline Forecast | F5 | Commercial | Lodging (WA) | New | Food Preparation | Natural Gas | Conveyor Oven | Baseline Forecast | Turnover | 0 | 5538.7028 | 5151.9538 | 5211.8697 | 5226.5355 | 5130.3498 | 5051.4901 | 4954.1677 | 4884.5772 | 4817.3645 | 4748.044 | 4590.1473 | 4532.9681 | 4470.6602 | 4394.2672 | 4317.192 | 4267.7437 | 5311.9135 | 6054.9758 | 6646.0313 | 7122.372 | 7530.8194 | 9225.118 | 8999.7983 | 8917.2593 | 8829.243 | 8352.367
F6_Commercial_Lodging (WA)_New_Food Preparation_Natural Gas_Conveyor Oven_Baseline Forecast | F6 | Commercial | Lodging (WA) | New | Food Preparation | Natural Gas | Conveyor Oven | Baseline Forecast | Avg. Replacement Usage (therms) | 0.11307 | 0.11307 | 0.11307 | 0.11307 | 0.11307 | 0.11307 | 0.11307 | 0.11307 | 0.11307 | 0.11307 | 0.11307 | 0.11307 | 0.11307 | 0.11307 | 0.11307 | 0.11307 | 0.11307 | 0.11307 | 0.11307 | 0.11307 | 0.11307 | 0.11307 | 0.11307 | 0.11307 | 0.11307 | 0.11307 | 0.11307
F7_Commercial_Lodging (WA)_New_Food Preparation_Natural Gas_Conveyor Oven_Baseline Forecast | F7 | Commercial | Lodging (WA) | New | Food Preparation | Natural Gas | Conveyor Oven | Baseline Forecast | Avg. Replacement Summer Demand (n/a) | 0 | 0 | 0 | 0 | 0 | 0 | 0 | 0 | 0 | 0 | 0 | 0 | 0 | 0 | 0 | 0 | 0 | 0 | 0 | 0 | 0 | 0 | 0 | 0 | 0 | 0 | 0
F8_Commercial_Lodging (WA)_New_Food Preparation_Natural Gas_Conveyor Oven_Baseline Forecast | F8 | Commercial | Lodging (WA) | New | Food Preparation | Natural Gas | Conveyor Oven | Baseline Forecast | Avg. Replacement Winter Demand (n/a) | 0 | 0 | 0 | 0 | 0 | 0 | 0 | 0 | 0 | 0 | 0 | 0 | 0 | 0 | 0 | 0 | 0 | 0 | 0 | 0 | 0 | 0 | 0 | 0 | 0 | 0 | 0
F1_Commercial_Lodging (WA)_New_Food Preparation_Natural Gas_Double Rack Oven_Baseline Forecast | F1 | Commercial | Lodging (WA) | New | Food Preparation | Natural Gas | Double Rack Oven | Baseline Forecast | Units | 0 | 5538.7028 | 10690.6566 | 15902.5263 | 21129.0618 | 26259.4116 | 31310.9018 | 36265.0695 | 41149.6467 | 45967.0112 | 50715.0552 | 55305.2025 | 59838.1706 | 64308.8308 | 68703.098 | 73020.2901 | 77288.0337 | 81492.2067 | 85630.5993 | 89700.9901 | 93717.5426 | 97737.6364 | 101691.9383 | 105585.634 | 109425.3892 | 113225.3115 | 116629.8276
F2_Commercial_Lodging (WA)_New_Food Preparation_Natural Gas_Double Rack Oven_Baseline Forecast | F2 | Commercial | Lodging (WA) | New | Food Preparation | Natural Gas | Double Rack Oven | Baseline Forecast | Usage (MMtherm) | 0 | 0.00095139 | 0.0018363 | 0.0027316 | 0.0036294 | 0.0045106 | 0.0053783 | 0.0062293 | 0.0070683 | 0.0078958 | 0.0087114 | 0.0094998 | 0.010278 | 0.011046 | 0.011801 | 0.012543 | 0.013276 | 0.013998 | 0.014709 | 0.015408 | 0.016098 | 0.016788 | 0.017468 | 0.018137 | 0.018796 | 0.019449 | 0.020034
F3_Commercial_Lodging (WA)_New_Food Preparation_Natural Gas_Double Rack Oven_Baseline Forecast | F3 | Commercial | Lodging (WA) | New | Food Preparation | Natural Gas | Double Rack Oven | Baseline Forecast | Summer Peak Demand (n/a) | 0 | 0 | 0 | 0 | 0 | 0 | 0 | 0 | 0 | 0 | 0 | 0 | 0 | 0 | 0 | 0 | 0 | 0 | 0 | 0 | 0 | 0 | 0 | 0 | 0 | 0 | 0
F4_Commercial_Lodging (WA)_New_Food Preparation_Natural Gas_Double Rack Oven_Baseline Forecast | F4 | Commercial | Lodging (WA) | New | Food Preparation | Natural Gas | Double Rack Oven | Baseline Forecast | Winter Peak Demand (n/a) | 0 | 0 | 0 | 0 | 0 | 0 | 0 | 0 | 0 | 0 | 0 | 0 | 0 | 0 | 0 | 0 | 0 | 0 | 0 | 0 | 0 | 0 | 0 | 0 | 0 | 0 | 0
F5_Commercial_Lodging (WA)_New_Food Preparation_Natural Gas_Double Rack Oven_Baseline Forecast | F5 | Commercial | Lodging (WA) | New | Food Preparation | Natural Gas | Double Rack Oven | Baseline Forecast | Turnover | 0 | 5538.7028 | 5151.9538 | 5211.8697 | 5226.5355 | 5130.3498 | 5051.4901 | 4954.1677 | 4884.5772 | 4817.3645 | 5363.4555 | 5709.619 | 6107.1506 | 6450.6598 | 6724.3057 | 6949.6141 | 7158.1374 | 7316.1426 | 7439.8506 | 9306.5818 | 9186.2488 | 9312.4026 | 9379.8325 | 9433.9148 | 9512.2891 | 9607.5532 | 9358.3294
F6_Commercial_Lodging (WA)_New_Food Preparation_Natural Gas_Double Rack Oven_Baseline Forecast | F6 | Commercial | Lodging (WA) | New | Food Preparation | Natural Gas | Double Rack Oven | Baseline Forecast | Avg. Replacement Usage (therms) | 0.17177 | 0.17177 | 0.17177 | 0.17177 | 0.17177 | 0.17177 | 0.17177 | 0.17177 | 0.17177 | 0.17177 | 0.17177 | 0.17177 | 0.17177 | 0.17177 | 0.17177 | 0.17177 | 0.17177 | 0.17177 | 0.17177 | 0.17177 | 0.17177 | 0.17177 | 0.17177 | 0.17177 | 0.17177 | 0.17177 | 0.17177
F7_Commercial_Lodging (WA)_New_Food Preparation_Natural Gas_Double Rack Oven_Baseline Forecast | F7 | Commercial | Lodging (WA) | New | Food Preparation | Natural Gas | Double Rack Oven | Baseline Forecast | Avg. Replacement Summer Demand (n/a) | 0 | 0 | 0 | 0 | 0 | 0 | 0 | 0 | 0 | 0 | 0 | 0 | 0 | 0 | 0 | 0 | 0 | 0 | 0 | 0 | 0 | 0 | 0 | 0 | 0 | 0 | 0
F8_Commercial_Lodging (WA)_New_Food Preparation_Natural Gas_Double Rack Oven_Baseline Forecast | F8 | Commercial | Lodging (WA) | New | Food Preparation | Natural Gas | Double Rack Oven | Baseline Forecast | Avg. Replacement Winter Demand (n/a) | 0 | 0 | 0 | 0 | 0 | 0 | 0 | 0 | 0 | 0 | 0 | 0 | 0 | 0 | 0 | 0 | 0 | 0 | 0 | 0 | 0 | 0 | 0 | 0 | 0 | 0 | 0
F1_Commercial_Lodging (WA)_New_Food Preparation_Natural Gas_Fryer_Baseline Forecast | F1 | Commercial | Lodging (WA) | New | Food Preparation | Natural Gas | Fryer | Baseline Forecast | Units | 0 | 8415.3934 | 16243.1681 | 24161.9779 | 32103.0707 | 39898.0208 | 47573.1531 | 55100.4156 | 62521.9438 | 69841.3503 | 77055.4327 | 84029.61 | 90916.9103 | 97709.5413 | 104386.1024 | 110945.557 | 117429.8807 | 123817.6164 | 130105.4067 | 136289.8764 | 142392.5453 | 148500.5949 | 154508.6814 | 160424.6842 | 166258.7308 | 172032.2562 | 177205.0094
F2_Commercial_Lodging (WA)_New_Food Preparation_Natural Gas_Fryer_Baseline Forecast | F2 | Commercial | Lodging (WA) | New | Food Preparation | Natural Gas | Fryer | Baseline Forecast | Usage (MMtherm) | 0 | 0.00086155 | 0.0016629 | 0.0024737 | 0.0032867 | 0.0040847 | 0.0048705 | 0.0056411 | 0.0064009 | 0.0071502 | 0.0078888 | 0.0086028 | 0.0093079 | 0.010003 | 0.010687 | 0.011358 | 0.012022 | 0.012676 | 0.01332 | 0.013953 | 0.014578 | 0.015203 | 0.015818 | 0.016424 | 0.017021 | 0.017612 | 0.018142
F3_Commercial_Lodging (WA)_New_Food Preparation_Natural Gas_Fryer_Baseline Forecast | F3 | Commercial | Lodging (WA) | New | Food Preparation | Natural Gas | Fryer | Baseline Forecast | Summer Peak Demand (n/a) | 0 | 0 | 0 | 0 | 0 | 0 | 0 | 0 | 0 | 0 | 0 | 0 | 0 | 0 | 0 | 0 | 0 | 0 | 0 | 0 | 0 | 0 | 0 | 0 | 0 | 0 | 0
F4_Commercial_Lodging (WA)_New_Food Preparation_Natural Gas_Fryer_Baseline Forecast | F4 | Commercial | Lodging (WA) | New | Food Preparation | Natural Gas | Fryer | Baseline Forecast | Winter Peak Demand (n/a) | 0 | 0 | 0 | 0 | 0 | 0 | 0 | 0 | 0 | 0 | 0 | 0 | 0 | 0 | 0 | 0 | 0 | 0 | 0 | 0 | 0 | 0 | 0 | 0 | 0 | 0 | 0
F5_Commercial_Lodging (WA)_New_Food Preparation_Natural Gas_Fryer_Baseline Forecast | F5 | Commercial | Lodging (WA) | New | Food Preparation | Natural Gas | Fryer | Baseline Forecast | Turnover | 0 | 8415.3934 | 7827.7748 | 7918.8098 | 7941.0927 | 7794.9501 | 7675.1323 | 7527.2626 | 7421.5282 | 7319.4065 | 7214.0824 | 6974.1773 | 7652.3361 | 8199.7339 | 8675.6374 | 9098.7142 | 9501.3734 | 9828.2473 | 10099.8248 | 10324.64 | 10531.8607 | 10790.4132 | 10898.7969 | 13739.1738 | 13504.2171 | 13564.1085 | 13089.3574
F6_Commercial_Lodging (WA)_New_Food Preparation_Natural Gas_Fryer_Baseline Forecast | F6 | Commercial | Lodging (WA) | New | Food Preparation | Natural Gas | Fryer | Baseline Forecast | Avg. Replacement Usage (therms) | 0.10238 | 0.10238 | 0.10238 | 0.10238 | 0.10238 | 0.10238 | 0.10238 | 0.10238 | 0.10238 | 0.10238 | 0.10238 | 0.10238 | 0.10238 | 0.10238 | 0.10238 | 0.10238 | 0.10238 | 0.10238 | 0.10238 | 0.10238 | 0.10238 | 0.10238 | 0.10238 | 0.10238 | 0.10238 | 0.10238 | 0.10238
F7_Commercial_Lodging (WA)_New_Food Preparation_Natural Gas_Fryer_Baseline Forecast | F7 | Commercial | Lodging (WA) | New | Food Preparation | Natural Gas | Fryer | Baseline Forecast | Avg. Replacement Summer Demand (n/a) | 0 | 0 | 0 | 0 | 0 | 0 | 0 | 0 | 0 | 0 | 0 | 0 | 0 | 0 | 0 | 0 | 0 | 0 | 0 | 0 | 0 | 0 | 0 | 0 | 0 | 0 | 0
F8_Commercial_Lodging (WA)_New_Food Preparation_Natural Gas_Fryer_Baseline Forecast | F8 | Commercial | Lodging (WA) | New | Food Preparation | Natural Gas | Fryer | Baseline Forecast | Avg. Replacement Winter Demand (n/a) | 0 | 0 | 0 | 0 | 0 | 0 | 0 | 0 | 0 | 0 | 0 | 0 | 0 | 0 | 0 | 0 | 0 | 0 | 0 | 0 | 0 | 0 | 0 | 0 | 0 | 0 | 0
F1_Commercial_Lodging (WA)_New_Food Preparation_Natural Gas_Broiler_Baseline Forecast | F1 | Commercial | Lodging (WA) | New | Food Preparation | Natural Gas | Broiler | Baseline Forecast | Units | 0 | 8415.3934 | 16243.1681 | 24161.9779 | 32103.0707 | 39898.0208 | 47573.1531 | 55100.4156 | 62521.9438 | 69841.3503 | 77055.4327 | 84029.61 | 90916.9103 | 97709.5413 | 104386.1024 | 110945.557 | 117429.8807 | 123817.6164 | 130105.4067 | 136289.8764 | 142392.5453 | 148500.5949 | 154508.6814 | 160424.6842 | 166258.7308 | 172032.2562 | 177205.0094
F2_Commercial_Lodging (WA)_New_Food Preparation_Natural Gas_Broiler_Baseline Forecast | F2 | Commercial | Lodging (WA) | New | Food Preparation | Natural Gas | Broiler | Baseline Forecast | Usage (MMtherm) | 0 | 0.00092069 | 0.0017771 | 0.0026435 | 0.0035123 | 0.0043651 | 0.0052048 | 0.0060283 | 0.0068403 | 0.0076411 | 0.0084303 | 0.0091933 | 0.0099468 | 0.01069 | 0.01142 | 0.012138 | 0.012848 | 0.013546 | 0.014234 | 0.014911 | 0.015579 | 0.016247 | 0.016904 | 0.017551 | 0.01819 | 0.018821 | 0.019387
F3_Commercial_Lodging (WA)_New_Food Preparation_Natural Gas_Broiler_Baseline Forecast | F3 | Commercial | Lodging (WA) | New | Food Preparation | Natural Gas | Broiler | Baseline Forecast | Summer Peak Demand (n/a) | 0 | 0 | 0 | 0 | 0 | 0 | 0 | 0 | 0 | 0 | 0 | 0 | 0 | 0 | 0 | 0 | 0 | 0 | 0 | 0 | 0 | 0 | 0 | 0 | 0 | 0 | 0
F4_Commercial_Lodging (WA)_New_Food Preparation_Natural Gas_Broiler_Baseline Forecast | F4 | Commercial | Lodging (WA) | New | Food Preparation | Natural Gas | Broiler | Baseline Forecast | Winter Peak Demand (n/a) | 0 | 0 | 0 | 0 | 0 | 0 | 0 | 0 | 0 | 0 | 0 | 0 | 0 | 0 | 0 | 0 | 0 | 0 | 0 | 0 | 0 | 0 | 0 | 0 | 0 | 0 | 0
F5_Commercial_Lodging (WA)_New_Food Preparation_Natural Gas_Broiler_Baseline Forecast | F5 | Commercial | Lodging (WA) | New | Food Preparation | Natural Gas | Broiler | Baseline Forecast | Turnover | 0 | 8415.3934 | 7827.7748 | 7918.8098 | 7941.0927 | 7794.9501 | 7675.1323 | 7527.2626 | 7421.5282 | 7319.4065 | 8149.1261 | 8675.08 | 9279.0816 | 9801.0024 | 10216.7746 | 10559.1035 | 10875.9297 | 11115.9997 | 11303.959 | 14140.2328 | 13957.4012 | 14149.0767 | 14251.5285 | 14333.6999 | 14452.7803 | 14597.5227 | 14218.857
F6_Commercial_Lodging (WA)_New_Food Preparation_Natural Gas_Broiler_Baseline Forecast | F6 | Commercial | Lodging (WA) | New | Food Preparation | Natural Gas | Broiler | Baseline Forecast | Avg. Replacement Usage (therms) | 0.10941 | 0.10941 | 0.10941 | 0.10941 | 0.10941 | 0.10941 | 0.10941 | 0.10941 | 0.10941 | 0.10941 | 0.10941 | 0.10941 | 0.10941 | 0.10941 | 0.10941 | 0.10941 | 0.10941 | 0.10941 | 0.10941 | 0.10941 | 0.10941 | 0.10941 | 0.10941 | 0.10941 | 0.10941 | 0.10941 | 0.10941
F7_Commercial_Lodging (WA)_New_Food Preparation_Natural Gas_Broiler_Baseline Forecast | F7 | Commercial | Lodging (WA) | New | Food Preparation | Natural Gas | Broiler | Baseline Forecast | Avg. Replacement Summer Demand (n/a) | 0 | 0 | 0 | 0 | 0 | 0 | 0 | 0 | 0 | 0 | 0 | 0 | 0 | 0 | 0 | 0 | 0 | 0 | 0 | 0 | 0 | 0 | 0 | 0 | 0 | 0 | 0
F8_Commercial_Lodging (WA)_New_Food Preparation_Natural Gas_Broiler_Baseline Forecast | F8 | Commercial | Lodging (WA) | New | Food Preparation | Natural Gas | Broiler | Baseline Forecast | Avg. Replacement Winter Demand (n/a) | 0 | 0 | 0 | 0 | 0 | 0 | 0 | 0 | 0 | 0 | 0 | 0 | 0 | 0 | 0 | 0 | 0 | 0 | 0 | 0 | 0 | 0 | 0 | 0 | 0 | 0 | 0
F1_Commercial_Lodging (WA)_New_Food Preparation_Natural Gas_Griddle_Baseline Forecast | F1 | Commercial | Lodging (WA) | New | Food Preparation | Natural Gas | Griddle | Baseline Forecast | Units | 0 | 22498.2966 | 43425.6128 | 64596.3084 | 85826.5768 | 106666.1372 | 127185.3685 | 147309.2745 | 167150.5028 | 186718.712 | 206005.3405 | 224650.5901 | 243063.5766 | 261223.4676 | 279073.0493 | 296609.5503 | 313945.1913 | 331022.607 | 347832.8219 | 364366.8124 | 380682.111 | 397011.7944 | 413074.2298 | 428890.4823 | 444487.6273 | 459922.9706 | 473752.168
F2_Commercial_Lodging (WA)_New_Food Preparation_Natural Gas_Griddle_Baseline Forecast | F2 | Commercial | Lodging (WA) | New | Food Preparation | Natural Gas | Griddle | Baseline Forecast | Usage (MMtherm) | 0 | 0.0017156 | 0.0033113 | 0.0049256 | 0.0065445 | 0.0081336 | 0.0096982 | 0.011233 | 0.012746 | 0.014238 | 0.015708 | 0.01713 | 0.018534 | 0.019919 | 0.02128 | 0.022617 | 0.023939 | 0.025241 | 0.026523 | 0.027784 | 0.029028 | 0.030273 | 0.031498 | 0.032704 | 0.033893 | 0.03507 | 0.036125
F3_Commercial_Lodging (WA)_New_Food Preparation_Natural Gas_Griddle_Baseline Forecast | F3 | Commercial | Lodging (WA) | New | Food Preparation | Natural Gas | Griddle | Baseline Forecast | Summer Peak Demand (n/a) | 0 | 0 | 0 | 0 | 0 | 0 | 0 | 0 | 0 | 0 | 0 | 0 | 0 | 0 | 0 | 0 | 0 | 0 | 0 | 0 | 0 | 0 | 0 | 0 | 0 | 0 | 0
F4_Commercial_Lodging (WA)_New_Food Preparation_Natural Gas_Griddle_Baseline Forecast | F4 | Commercial | Lodging (WA) | New | Food Preparation | Natural Gas | Griddle | Baseline Forecast | Winter Peak Demand (n/a) | 0 | 0 | 0 | 0 | 0 | 0 | 0 | 0 | 0 | 0 | 0 | 0 | 0 | 0 | 0 | 0 | 0 | 0 | 0 | 0 | 0 | 0 | 0 | 0 | 0 | 0 | 0
F5_Commercial_Lodging (WA)_New_Food Preparation_Natural Gas_Griddle_Baseline Forecast | F5 | Commercial | Lodging (WA) | New | Food Preparation | Natural Gas | Griddle | Baseline Forecast | Turnover | 0 | 22498.2966 | 20927.3162 | 21170.6956 | 21230.2684 | 20839.5604 | 20519.2313 | 20123.906 | 19841.2283 | 19568.2092 | 21786.4393 | 23192.5609 | 24807.3406 | 26202.68 | 27314.2341 | 28229.44 | 29076.4652 | 29718.2848 | 30220.7885 | 37803.4796 | 37314.6849 | 37827.1235 | 38101.0252 | 38320.708 | 38639.0657 | 39026.0301 | 38013.6789
F6_Commercial_Lodging (WA)_New_Food Preparation_Natural Gas_Griddle_Baseline Forecast | F6 | Commercial | Lodging (WA) | New | Food Preparation | Natural Gas | Griddle | Baseline Forecast | Avg. Replacement Usage (therms) | 0.076253 | 0.076253 | 0.076253 | 0.076253 | 0.076253 | 0.076253 | 0.076253 | 0.076253 | 0.076253 | 0.076253 | 0.076253 | 0.076253 | 0.076253 | 0.076253 | 0.076253 | 0.076253 | 0.076253 | 0.076253 | 0.076253 | 0.076253 | 0.076253 | 0.076253 | 0.076253 | 0.076253 | 0.076253 | 0.076253 | 0.076253
F7_Commercial_Lodging (WA)_New_Food Preparation_Natural Gas_Griddle_Baseline Forecast | F7 | Commercial | Lodging (WA) | New | Food Preparation | Natural Gas | Griddle | Baseline Forecast | Avg. Replacement Summer Demand (n/a) | 0 | 0 | 0 | 0 | 0 | 0 | 0 | 0 | 0 | 0 | 0 | 0 | 0 | 0 | 0 | 0 | 0 | 0 | 0 | 0 | 0 | 0 | 0 | 0 | 0 | 0 | 0
F8_Commercial_Lodging (WA)_New_Food Preparation_Natural Gas_Griddle_Baseline Forecast | F8 | Commercial | Lodging (WA) | New | Food Preparation | Natural Gas | Griddle | Baseline Forecast | Avg. Replacement Winter Demand (n/a) | 0 | 0 | 0 | 0 | 0 | 0 | 0 | 0 | 0 | 0 | 0 | 0 | 0 | 0 | 0 | 0 | 0 | 0 | 0 | 0 | 0 | 0 | 0 | 0 | 0 | 0 | 0
F1_Commercial_Lodging (WA)_New_Food Preparation_Natural Gas_Range_Baseline Forecast | F1 | Commercial | Lodging (WA) | New | Food Preparation | Natural Gas | Range | Baseline Forecast | Units | 0 | 343.4854 | 662.9865 | 986.2032 | 1310.3294 | 1628.4906 | 1941.7614 | 2248.9966 | 2551.9161 | 2850.6674 | 3145.1197 | 3429.78 | 3710.8943 | 3988.1445 | 4260.6572 | 4528.3901 | 4793.0564 | 5053.7803 | 5310.4248 | 5562.8521 | 5811.9406 | 6061.2488 | 6306.4768 | 6547.9463 | 6786.0706 | 7021.7247 | 7232.8575
F2_Commercial_Lodging (WA)_New_Food Preparation_Natural Gas_Range_Baseline Forecast | F2 | Commercial | Lodging (WA) | New | Food Preparation | Natural Gas | Range | Baseline Forecast | Usage (MMtherm) | 0 | 2.5875e-05 | 4.9944e-05 | 7.4292e-05 | 9.8709e-05 | 0.00012268 | 0.00014628 | 0.00016942 | 0.00019224 | 0.00021475 | 0.00023693 | 0.00025837 | 0.00027955 | 0.00030043 | 0.00032096 | 0.00034113 | 0.00036107 | 0.00038071 | 0.00040004 | 0.00041906 | 0.00043782 | 0.0004566 | 0.00047508 | 0.00049327 | 0.00051121 | 0.00052896 | 0.00054486
F3_Commercial_Lodging (WA)_New_Food Preparation_Natural Gas_Range_Baseline Forecast | F3 | Commercial | Lodging (WA) | New | Food Preparation | Natural Gas | Range | Baseline Forecast | Summer Peak Demand (n/a) | 0 | 0 | 0 | 0 | 0 | 0 | 0 | 0 | 0 | 0 | 0 | 0 | 0 | 0 | 0 | 0 | 0 | 0 | 0 | 0 | 0 | 0 | 0 | 0 | 0 | 0 | 0
F4_Commercial_Lodging (WA)_New_Food Preparation_Natural Gas_Range_Baseline Forecast | F4 | Commercial | Lodging (WA) | New | Food Preparation | Natural Gas | Range | Baseline Forecast | Winter Peak Demand (n/a) | 0 | 0 | 0 | 0 | 0 | 0 | 0 | 0 | 0 | 0 | 0 | 0 | 0 | 0 | 0 | 0 | 0 | 0 | 0 | 0 | 0 | 0 | 0 | 0 | 0 | 0 | 0
F5_Commercial_Lodging (WA)_New_Food Preparation_Natural Gas_Range_Baseline Forecast | F5 | Commercial | Lodging (WA) | New | Food Preparation | Natural Gas | Range | Baseline Forecast | Turnover | 0 | 343.4854 | 319.501 | 323.2167 | 324.1262 | 318.1612 | 313.2707 | 307.2352 | 302.9195 | 298.7513 | 363.1494 | 403.5182 | 440.8439 | 469.8592 | 490.2321 | 594.6052 | 581.3238 | 575.6079 | 568.5404 | 573.0102 | 584.9764 | 604.6051 | 622.3061 | 640.0857 | 692.8199 | 726.2577 | 728.522
F6_Commercial_Lodging (WA)_New_Food Preparation_Natural Gas_Range_Baseline Forecast | F6 | Commercial | Lodging (WA) | New | Food Preparation | Natural Gas | Range | Baseline Forecast | Avg. Replacement Usage (therms) | 0.075332 | 0.075332 | 0.075332 | 0.075332 | 0.075332 | 0.075332 | 0.075332 | 0.075332 | 0.075332 | 0.075332 | 0.075332 | 0.075332 | 0.075332 | 0.075332 | 0.075332 | 0.075332 | 0.075332 | 0.075332 | 0.075332 | 0.075332 | 0.075332 | 0.075332 | 0.075332 | 0.075332 | 0.075332 | 0.075332 | 0.075332
F7_Commercial_Lodging (WA)_New_Food Preparation_Natural Gas_Range_Baseline Forecast | F7 | Commercial | Lodging (WA) | New | Food Preparation | Natural Gas | Range | Baseline Forecast | Avg. Replacement Summer Demand (n/a) | 0 | 0 | 0 | 0 | 0 | 0 | 0 | 0 | 0 | 0 | 0 | 0 | 0 | 0 | 0 | 0 | 0 | 0 | 0 | 0 | 0 | 0 | 0 | 0 | 0 | 0 | 0
F8_Commercial_Lodging (WA)_New_Food Preparation_Natural Gas_Range_Baseline Forecast | F8 | Commercial | Lodging (WA) | New | Food Preparation | Natural Gas | Range | Baseline Forecast | Avg. Replacement Winter Demand (n/a) | 0 | 0 | 0 | 0 | 0 | 0 | 0 | 0 | 0 | 0 | 0 | 0 | 0 | 0 | 0 | 0 | 0 | 0 | 0 | 0 | 0 | 0 | 0 | 0 | 0 | 0 | 0
F1_Commercial_Lodging (WA)_New_Food Preparation_Natural Gas_Steamer_Baseline Forecast | F1 | Commercial | Lodging (WA) | New | Food Preparation | Natural Gas | Steamer | Baseline Forecast | Units | 0 | 343.4854 | 662.9865 | 986.2032 | 1310.3294 | 1628.4906 | 1941.7614 | 2248.9966 | 2551.9161 | 2850.6674 | 3145.1197 | 3429.78 | 3710.8943 | 3988.1445 | 4260.6572 | 4528.3901 | 4793.0564 | 5053.7803 | 5310.4248 | 5562.8521 | 5811.9406 | 6061.2488 | 6306.4768 | 6547.9463 | 6786.0706 | 7021.7247 | 7232.8575
F2_Commercial_Lodging (WA)_New_Food Preparation_Natural Gas_Steamer_Baseline Forecast | F2 | Commercial | Lodging (WA) | New | Food Preparation | Natural Gas | Steamer | Baseline Forecast | Usage (MMtherm) | 0 | 2.9901e-05 | 5.7715e-05 | 8.5852e-05 | 0.00011407 | 0.00014177 | 0.00016904 | 0.00019578 | 0.00022215 | 0.00024816 | 0.00027379 | 0.00029857 | 0.00032304 | 0.00034718 | 0.0003709 | 0.00039421 | 0.00041725 | 0.00043995 | 0.00046229 | 0.00048426 | 0.00050595 | 0.00052765 | 0.000549 | 0.00057002 | 0.00059075 | 0.00061126 | 0.00062964
F3_Commercial_Lodging (WA)_New_Food Preparation_Natural Gas_Steamer_Baseline Forecast | F3 | Commercial | Lodging (WA) | New | Food Preparation | Natural Gas | Steamer | Baseline Forecast | Summer Peak Demand (n/a) | 0 | 0 | 0 | 0 | 0 | 0 | 0 | 0 | 0 | 0 | 0 | 0 | 0 | 0 | 0 | 0 | 0 | 0 | 0 | 0 | 0 | 0 | 0 | 0 | 0 | 0 | 0
F4_Commercial_Lodging (WA)_New_Food Preparation_Natural Gas_Steamer_Baseline Forecast | F4 | Commercial | Lodging (WA) | New | Food Preparation | Natural Gas | Steamer | Baseline Forecast | Winter Peak Demand (n/a) | 0 | 0 | 0 | 0 | 0 | 0 | 0 | 0 | 0 | 0 | 0 | 0 | 0 | 0 | 0 | 0 | 0 | 0 | 0 | 0 | 0 | 0 | 0 | 0 | 0 | 0 | 0
F5_Commercial_Lodging (WA)_New_Food Preparation_Natural Gas_Steamer_Baseline Forecast | F5 | Commercial | Lodging (WA) | New | Food Preparation | Natural Gas | Steamer | Baseline Forecast | Turnover | 0 | 343.4854 | 319.501 | 323.2167 | 324.1262 | 318.1612 | 313.2707 | 307.2352 | 302.9195 | 298.7513 | 332.6174 | 354.0849 | 378.738 | 400.0409 | 417.0112 | 430.9838 | 443.9155 | 453.7143 | 461.3861 | 577.1524 | 569.6898 | 577.5133 | 581.695 | 585.049 | 589.9094 | 595.8173 | 580.3615
F6_Commercial_Lodging (WA)_New_Food Preparation_Natural Gas_Steamer_Baseline Forecast | F6 | Commercial | Lodging (WA) | New | Food Preparation | Natural Gas | Steamer | Baseline Forecast | Avg. Replacement Usage (therms) | 0.087053 | 0.087053 | 0.087053 | 0.087053 | 0.087053 | 0.087053 | 0.087053 | 0.087053 | 0.087053 | 0.087053 | 0.087053 | 0.087053 | 0.087053 | 0.087053 | 0.087053 | 0.087053 | 0.087053 | 0.087053 | 0.087053 | 0.087053 | 0.087053 | 0.087053 | 0.087053 | 0.087053 | 0.087053 | 0.087053 | 0.087053
F7_Commercial_Lodging (WA)_New_Food Preparation_Natural Gas_Steamer_Baseline Forecast | F7 | Commercial | Lodging (WA) | New | Food Preparation | Natural Gas | Steamer | Baseline Forecast | Avg. Replacement Summer Demand (n/a) | 0 | 0 | 0 | 0 | 0 | 0 | 0 | 0 | 0 | 0 | 0 | 0 | 0 | 0 | 0 | 0 | 0 | 0 | 0 | 0 | 0 | 0 | 0 | 0 | 0 | 0 | 0
F8_Commercial_Lodging (WA)_New_Food Preparation_Natural Gas_Steamer_Baseline Forecast | F8 | Commercial | Lodging (WA) | New | Food Preparation | Natural Gas | Steamer | Baseline Forecast | Avg. Replacement Winter Demand (n/a) | 0 | 0 | 0 | 0 | 0 | 0 | 0 | 0 | 0 | 0 | 0 | 0 | 0 | 0 | 0 | 0 | 0 | 0 | 0 | 0 | 0 | 0 | 0 | 0 | 0 | 0 | 0
F1_Commercial_Lodging (WA)_New_Food Preparation_Natural Gas_Food Prep Other_Baseline Forecast | F1 | Commercial | Lodging (WA) | New | Food Preparation | Natural Gas | Food Prep Other | Baseline Forecast | Units | 0 | 0 | 0 | 0 | 0 | 0 | 0 | 0 | 0 | 0 | 0 | 0 | 0 | 0 | 0 | 0 | 0 | 0 | 0 | 0 | 0 | 0 | 0 | 0 | 0 | 0 | 0
F2_Commercial_Lodging (WA)_New_Food Preparation_Natural Gas_Food Prep Other_Baseline Forecast | F2 | Commercial | Lodging (WA) | New | Food Preparation | Natural Gas | Food Prep Other | Baseline Forecast | Usage (MMtherm) | 0 | 0 | 0 | 0 | 0 | 0 | 0 | 0 | 0 | 0 | 0 | 0 | 0 | 0 | 0 | 0 | 0 | 0 | 0 | 0 | 0 | 0 | 0 | 0 | 0 | 0 | 0
F3_Commercial_Lodging (WA)_New_Food Preparation_Natural Gas_Food Prep Other_Baseline Forecast | F3 | Commercial | Lodging (WA) | New | Food Preparation | Natural Gas | Food Prep Other | Baseline Forecast | Summer Peak Demand (n/a) | 0 | 0 | 0 | 0 | 0 | 0 | 0 | 0 | 0 | 0 | 0 | 0 | 0 | 0 | 0 | 0 | 0 | 0 | 0 | 0 | 0 | 0 | 0 | 0 | 0 | 0 | 0
F4_Commercial_Lodging (WA)_New_Food Preparation_Natural Gas_Food Prep Other_Baseline Forecast | F4 | Commercial | Lodging (WA) | New | Food Preparation | Natural Gas | Food Prep Other | Baseline Forecast | Winter Peak Demand (n/a) | 0 | 0 | 0 | 0 | 0 | 0 | 0 | 0 | 0 | 0 | 0 | 0 | 0 | 0 | 0 | 0 | 0 | 0 | 0 | 0 | 0 | 0 | 0 | 0 | 0 | 0 | 0
F5_Commercial_Lodging (WA)_New_Food Preparation_Natural Gas_Food Prep Other_Baseline Forecast | F5 | Commercial | Lodging (WA) | New | Food Preparation | Natural Gas | Food Prep Other | Baseline Forecast | Turnover | 0 | 0 | 0 | 0 | 0 | 0 | 0 | 0 | 0 | 0 | 0 | 0 | 0 | 0 | 0 | 0 | 0 | 0 | 0 | 0 | 0 | 0 | 0 | 0 | 0 | 0 | 0
F6_Commercial_Lodging (WA)_New_Food Preparation_Natural Gas_Food Prep Other_Baseline Forecast | F6 | Commercial | Lodging (WA) | New | Food Preparation | Natural Gas | Food Prep Other | Baseline Forecast | Avg. Replacement Usage (therms) | 0.031438 | 0.031438 | 0.031438 | 0.031438 | 0.031438 | 0.031438 | 0.031438 | 0.031438 | 0.031438 | 0.031438 | 0.031438 | 0.031438 | 0.031438 | 0.031438 | 0.031438 | 0.031438 | 0.031438 | 0.031438 | 0.031438 | 0.031438 | 0.031438 | 0.031438 | 0.031438 | 0.031438 | 0.031438 | 0.031438 | 0.031438
F7_Commercial_Lodging (WA)_New_Food Preparation_Natural Gas_Food Prep Other_Baseline Forecast | F7 | Commercial | Lodging (WA) | New | Food Preparation | Natural Gas | Food Prep Other | Baseline Forecast | Avg. Replacement Summer Demand (n/a) | 0 | 0 | 0 | 0 | 0 | 0 | 0 | 0 | 0 | 0 | 0 | 0 | 0 | 0 | 0 | 0 | 0 | 0 | 0 | 0 | 0 | 0 | 0 | 0 | 0 | 0 | 0
F8_Commercial_Lodging (WA)_New_Food Preparation_Natural Gas_Food Prep Other_Baseline Forecast | F8 | Commercial | Lodging (WA) | New | Food Preparation | Natural Gas | Food Prep Other | Baseline Forecast | Avg. Replacement Winter Demand (n/a) | 0 | 0 | 0 | 0 | 0 | 0 | 0 | 0 | 0 | 0 | 0 | 0 | 0 | 0 | 0 | 0 | 0 | 0 | 0 | 0 | 0 | 0 | 0 | 0 | 0 | 0 | 0
F1_Commercial_Lodging (WA)_New_Miscellaneous_Natural Gas_Pool Heater_Baseline Forecast | F1 | Commercial | Lodging (WA) | New | Miscellaneous | Natural Gas | Pool Heater | Baseline Forecast | Units | 0 | 8725.3251 | 16841.3901 | 25051.8429 | 33285.3994 | 41367.4308 | 49325.2317 | 57129.7169 | 64824.5736 | 72413.5475 | 79893.3184 | 87124.3488 | 94265.3025 | 101308.1002 | 108230.5534 | 115031.587 | 121754.7229 | 128377.7134 | 134897.0776 | 141309.3161 | 147636.7411 | 153969.7449 | 160199.1041 | 166332.9883 | 172381.8978 | 178368.0572 | 183731.3185
F2_Commercial_Lodging (WA)_New_Miscellaneous_Natural Gas_Pool Heater_Baseline Forecast | F2 | Commercial | Lodging (WA) | New | Miscellaneous | Natural Gas | Pool Heater | Baseline Forecast | Usage (MMtherm) | 0 | 4.8504e-05 | 9.362e-05 | 0.00013926 | 0.00018503 | 0.00022996 | 0.0002742 | 0.00031758 | 0.00036036 | 0.00040254 | 0.00044412 | 0.00048432 | 0.00052402 | 0.00056317 | 0.00060165 | 0.00063945 | 0.00067683 | 0.00071364 | 0.00074989 | 0.00078553 | 0.0008207 | 0.00085591 | 0.00089054 | 0.00092464 | 0.00095826 | 0.00099154 | 0.0010214
F3_Commercial_Lodging (WA)_New_Miscellaneous_Natural Gas_Pool Heater_Baseline Forecast | F3 | Commercial | Lodging (WA) | New | Miscellaneous | Natural Gas | Pool Heater | Baseline Forecast | Summer Peak Demand (n/a) | 0 | 0 | 0 | 0 | 0 | 0 | 0 | 0 | 0 | 0 | 0 | 0 | 0 | 0 | 0 | 0 | 0 | 0 | 0 | 0 | 0 | 0 | 0 | 0 | 0 | 0 | 0
F4_Commercial_Lodging (WA)_New_Miscellaneous_Natural Gas_Pool Heater_Baseline Forecast | F4 | Commercial | Lodging (WA) | New | Miscellaneous | Natural Gas | Pool Heater | Baseline Forecast | Winter Peak Demand (n/a) | 0 | 0 | 0 | 0 | 0 | 0 | 0 | 0 | 0 | 0 | 0 | 0 | 0 | 0 | 0 | 0 | 0 | 0 | 0 | 0 | 0 | 0 | 0 | 0 | 0 | 0 | 0
F5_Commercial_Lodging (WA)_New_Miscellaneous_Natural Gas_Pool Heater_Baseline Forecast | F5 | Commercial | Lodging (WA) | New | Miscellaneous | Natural Gas | Pool Heater | Baseline Forecast | Turnover | 0 | 8725.3251 | 8116.065 | 8210.4528 | 8233.5564 | 8082.0314 | 9702.8659 | 10823.7502 | 11752.3593 | 12481.6873 | 13010.3479 | 15883.3567 | 16067.851 | 16559.5306 | 17038.2333 | 17456.0061 | 18848.6771 | 19830.8268 | 20640.9687 | 21308.3577 | 21874.1068 | 23293.2266 | 23812.0669 | 24457.135 | 25094.6708 | 25707.1063 | 26163.7446
F6_Commercial_Lodging (WA)_New_Miscellaneous_Natural Gas_Pool Heater_Baseline Forecast | F6 | Commercial | Lodging (WA) | New | Miscellaneous | Natural Gas | Pool Heater | Baseline Forecast | Avg. Replacement Usage (therms) | 0.0055589 | 0.0055589 | 0.0055589 | 0.0055589 | 0.0055589 | 0.0055589 | 0.0055589 | 0.0055589 | 0.0055589 | 0.0055589 | 0.0055589 | 0.0055589 | 0.0055589 | 0.0055589 | 0.0055589 | 0.0055589 | 0.0055589 | 0.0055589 | 0.0055589 | 0.0055589 | 0.0055589 | 0.0055589 | 0.0055589 | 0.0055589 | 0.0055589 | 0.0055589 | 0.0055589
F7_Commercial_Lodging (WA)_New_Miscellaneous_Natural Gas_Pool Heater_Baseline Forecast | F7 | Commercial | Lodging (WA) | New | Miscellaneous | Natural Gas | Pool Heater | Baseline Forecast | Avg. Replacement Summer Demand (n/a) | 0 | 0 | 0 | 0 | 0 | 0 | 0 | 0 | 0 | 0 | 0 | 0 | 0 | 0 | 0 | 0 | 0 | 0 | 0 | 0 | 0 | 0 | 0 | 0 | 0 | 0 | 0
F8_Commercial_Lodging (WA)_New_Miscellaneous_Natural Gas_Pool Heater_Baseline Forecast | F8 | Commercial | Lodging (WA) | New | Miscellaneous | Natural Gas | Pool Heater | Baseline Forecast | Avg. Replacement Winter Demand (n/a) | 0 | 0 | 0 | 0 | 0 | 0 | 0 | 0 | 0 | 0 | 0 | 0 | 0 | 0 | 0 | 0 | 0 | 0 | 0 | 0 | 0 | 0 | 0 | 0 | 0 | 0 | 0
F1_Commercial_Lodging (WA)_New_Miscellaneous_Natural Gas_Miscellaneous_Baseline Forecast | F1 | Commercial | Lodging (WA) | New | Miscellaneous | Natural Gas | Miscellaneous | Baseline Forecast | Units | 0 | 88447.5017 | 170719.012 | 253947.3193 | 337409.8247 | 419336.3409 | 500003.5477 | 579116.6134 | 657118.3889 | 734046.8448 | 809868.3233 | 883168.3503 | 955555.2821 | 1026947.22 | 1097119.2395 | 1166060.4458 | 1234212.0117 | 1301348.4168 | 1367434.3762 | 1432434.4153 | 1496574.7112 | 1560771.5582 | 1623917.7736 | 1686096.1709 | 1747413.1914 | 1808094.1211 | 1862460.8132
F2_Commercial_Lodging (WA)_New_Miscellaneous_Natural Gas_Miscellaneous_Baseline Forecast | F2 | Commercial | Lodging (WA) | New | Miscellaneous | Natural Gas | Miscellaneous | Baseline Forecast | Usage (MMtherm) | 0 | 0.0018969 | 0.0036613 | 0.0054463 | 0.0072362 | 0.0089933 | 0.010723 | 0.01242 | 0.014093 | 0.015743 | 0.017369 | 0.018941 | 0.020493 | 0.022024 | 0.023529 | 0.025008 | 0.026469 | 0.027909 | 0.029327 | 0.030721 | 0.032096 | 0.033473 | 0.034827 | 0.036161 | 0.037476 | 0.038777 | 0.039943
F3_Commercial_Lodging (WA)_New_Miscellaneous_Natural Gas_Miscellaneous_Baseline Forecast | F3 | Commercial | Lodging (WA) | New | Miscellaneous | Natural Gas | Miscellaneous | Baseline Forecast | Summer Peak Demand (n/a) | 0 | 0 | 0 | 0 | 0 | 0 | 0 | 0 | 0 | 0 | 0 | 0 | 0 | 0 | 0 | 0 | 0 | 0 | 0 | 0 | 0 | 0 | 0 | 0 | 0 | 0 | 0
F4_Commercial_Lodging (WA)_New_Miscellaneous_Natural Gas_Miscellaneous_Baseline Forecast | F4 | Commercial | Lodging (WA) | New | Miscellaneous | Natural Gas | Miscellaneous | Baseline Forecast | Winter Peak Demand (n/a) | 0 | 0 | 0 | 0 | 0 | 0 | 0 | 0 | 0 | 0 | 0 | 0 | 0 | 0 | 0 | 0 | 0 | 0 | 0 | 0 | 0 | 0 | 0 | 0 | 0 | 0 | 0
F5_Commercial_Lodging (WA)_New_Miscellaneous_Natural Gas_Miscellaneous_Baseline Forecast | F5 | Commercial | Lodging (WA) | New | Miscellaneous | Natural Gas | Miscellaneous | Baseline Forecast | Turnover | 0 | 88447.5017 | 82271.5103 | 83228.3072 | 96097.8628 | 104509.8954 | 111914.1473 | 119624.4235 | 127655.7816 | 135476.7679 | 143094.9493 | 174969.3543 | 177086.4742 | 181855.3081 | 193600.1674 | 202485.7353 | 210754.9164 | 219271.4593 | 227753.9616 | 235959.1579 | 244220.7893 | 260374.6717 | 265623.9258 | 272008.8385 | 281790.0148 | 290192.9308 | 292358.955
F6_Commercial_Lodging (WA)_New_Miscellaneous_Natural Gas_Miscellaneous_Baseline Forecast | F6 | Commercial | Lodging (WA) | New | Miscellaneous | Natural Gas | Miscellaneous | Baseline Forecast | Avg. Replacement Usage (therms) | 0.021446 | 0.021446 | 0.021446 | 0.021446 | 0.021446 | 0.021446 | 0.021446 | 0.021446 | 0.021446 | 0.021446 | 0.021446 | 0.021446 | 0.021446 | 0.021446 | 0.021446 | 0.021446 | 0.021446 | 0.021446 | 0.021446 | 0.021446 | 0.021446 | 0.021446 | 0.021446 | 0.021446 | 0.021446 | 0.021446 | 0.021446
F7_Commercial_Lodging (WA)_New_Miscellaneous_Natural Gas_Miscellaneous_Baseline Forecast | F7 | Commercial | Lodging (WA) | New | Miscellaneous | Natural Gas | Miscellaneous | Baseline Forecast | Avg. Replacement Summer Demand (n/a) | 0 | 0 | 0 | 0 | 0 | 0 | 0 | 0 | 0 | 0 | 0 | 0 | 0 | 0 | 0 | 0 | 0 | 0 | 0 | 0 | 0 | 0 | 0 | 0 | 0 | 0 | 0
F8_Commercial_Lodging (WA)_New_Miscellaneous_Natural Gas_Miscellaneous_Baseline Forecast | F8 | Commercial | Lodging (WA) | New | Miscellaneous | Natural Gas | Miscellaneous | Baseline Forecast | Avg. Replacement Winter Demand (n/a) | 0 | 0 | 0 | 0 | 0 | 0 | 0 | 0 | 0 | 0 | 0 | 0 | 0 | 0 | 0 | 0 | 0 | 0 | 0 | 0 | 0 | 0 | 0 | 0 | 0 | 0 | 0
F1_Commercial_Warehouse (WA)_Existing_Space Heating_Natural Gas_Furnace_Baseline Forecast | F1 | Commercial | Warehouse (WA) | Existing | Space Heating | Natural Gas | Furnace | Baseline Forecast | Units | 5755491.6049 | 5656258.991 | 5558737.2843 | 5462896.9863 | 5368709.1072 | 5276145.1571 | 5185177.1371 | 5095777.5313 | 5007919.298 | 4921575.8619 | 4836721.1056 | 4753329.3624 | 4671375.4079 | 4590834.4526 | 4511682.1344 | 4433894.5114 | 4357448.0543 | 4282319.6396 | 4208486.5424 | 4135926.4296 | 4064617.3532 | 3994537.7437 | 3925666.4033 | 3857982.4997 | 3791465.5601 | 3726095.4642 | 3661852.439
F2_Commercial_Warehouse (WA)_Existing_Space Heating_Natural Gas_Furnace_Baseline Forecast | F2 | Commercial | Warehouse (WA) | Existing | Space Heating | Natural Gas | Furnace | Baseline Forecast | Usage (MMtherm) | 3.9054 | 3.6923 | 3.6227 | 3.5546 | 3.4879 | 3.4226 | 3.3588 | 3.2964 | 3.2355 | 3.1759 | 3.1177 | 3.0609 | 3.0054 | 2.9512 | 2.8981 | 2.8462 | 2.7954 | 2.7456 | 2.6969 | 2.6492 | 2.6024 | 2.5565 | 2.5116 | 2.4675 | 2.4242 | 2.3818 | 2.3402
F3_Commercial_Warehouse (WA)_Existing_Space Heating_Natural Gas_Furnace_Baseline Forecast | F3 | Commercial | Warehouse (WA) | Existing | Space Heating | Natural Gas | Furnace | Baseline Forecast | Summer Peak Demand (n/a) | 0 | 0 | 0 | 0 | 0 | 0 | 0 | 0 | 0 | 0 | 0 | 0 | 0 | 0 | 0 | 0 | 0 | 0 | 0 | 0 | 0 | 0 | 0 | 0 | 0 | 0 | 0
F4_Commercial_Warehouse (WA)_Existing_Space Heating_Natural Gas_Furnace_Baseline Forecast | F4 | Commercial | Warehouse (WA) | Existing | Space Heating | Natural Gas | Furnace | Baseline Forecast | Winter Peak Demand (n/a) | 0 | 0 | 0 | 0 | 0 | 0 | 0 | 0 | 0 | 0 | 0 | 0 | 0 | 0 | 0 | 0 | 0 | 0 | 0 | 0 | 0 | 0 | 0 | 0 | 0 | 0 | 0
F5_Commercial_Warehouse (WA)_Existing_Space Heating_Natural Gas_Furnace_Baseline Forecast | F5 | Commercial | Warehouse (WA) | Existing | Space Heating | Natural Gas | Furnace | Baseline Forecast | Turnover | 0 | 228535.7168 | 232252.1088 | 235088.3543 | 237146.6078 | 238517.9915 | 239283.7746 | 239516.4249 | 239280.5502 | 238633.7379 | 237627.3053 | 236306.9711 | 228279.0518 | 221385.7987 | 215440.1942 | 210282.8237 | 205778.1047 | 201811.0072 | 198284.2026 | 195115.5862 | 192236.1282 | 189588.0089 | 187123.004 | 233985.5531 | 227332.2626 | 220764.3496 | 214350.7978
F6_Commercial_Warehouse (WA)_Existing_Space Heating_Natural Gas_Furnace_Baseline Forecast | F6 | Commercial | Warehouse (WA) | Existing | Space Heating | Natural Gas | Furnace | Baseline Forecast | Avg. Replacement Usage (therms) | 0.6616 | 0.63752 | 0.63752 | 0.63752 | 0.63752 | 0.63752 | 0.63752 | 0.63752 | 0.63752 | 0.63752 | 0.63752 | 0.63752 | 0.63752 | 0.63752 | 0.63752 | 0.63752 | 0.63752 | 0.63752 | 0.63752 | 0.63752 | 0.63752 | 0.63752 | 0.63752 | 0.63752 | 0.63752 | 0.63752 | 0.63752
F7_Commercial_Warehouse (WA)_Existing_Space Heating_Natural Gas_Furnace_Baseline Forecast | F7 | Commercial | Warehouse (WA) | Existing | Space Heating | Natural Gas | Furnace | Baseline Forecast | Avg. Replacement Summer Demand (n/a) | 0 | 0 | 0 | 0 | 0 | 0 | 0 | 0 | 0 | 0 | 0 | 0 | 0 | 0 | 0 | 0 | 0 | 0 | 0 | 0 | 0 | 0 | 0 | 0 | 0 | 0 | 0
F8_Commercial_Warehouse (WA)_Existing_Space Heating_Natural Gas_Furnace_Baseline Forecast | F8 | Commercial | Warehouse (WA) | Existing | Space Heating | Natural Gas | Furnace | Baseline Forecast | Avg. Replacement Winter Demand (n/a) | 0 | 0 | 0 | 0 | 0 | 0 | 0 | 0 | 0 | 0 | 0 | 0 | 0 | 0 | 0 | 0 | 0 | 0 | 0 | 0 | 0 | 0 | 0 | 0 | 0 | 0 | 0
F1_Commercial_Warehouse (WA)_Existing_Space Heating_Natural Gas_Boiler_Baseline Forecast | F1 | Commercial | Warehouse (WA) | Existing | Space Heating | Natural Gas | Boiler | Baseline Forecast | Units | 277775.6803 | 272986.4444 | 268279.7816 | 263654.2681 | 259108.5048 | 254641.1168 | 250250.7527 | 245936.0846 | 241695.8073 | 237528.6382 | 233433.3168 | 229408.6045 | 225453.2837 | 221566.1581 | 217746.0519 | 213991.8097 | 210302.2957 | 206676.3941 | 203113.008 | 199611.0595 | 196169.4896 | 192787.257 | 189463.3387 | 186196.7295 | 182986.441 | 179831.5024 | 176730.9592
F2_Commercial_Warehouse (WA)_Existing_Space Heating_Natural Gas_Boiler_Baseline Forecast | F2 | Commercial | Warehouse (WA) | Existing | Space Heating | Natural Gas | Boiler | Baseline Forecast | Usage (MMtherm) | 0.60609 | 0.57314 | 0.56238 | 0.55176 | 0.5413 | 0.53101 | 0.52089 | 0.51094 | 0.50118 | 0.49159 | 0.48219 | 0.47298 | 0.46395 | 0.45511 | 0.44646 | 0.43798 | 0.4297 | 0.42159 | 0.41366 | 0.40591 | 0.39833 | 0.39092 | 0.38369 | 0.37662 | 0.36971 | 0.36296 | 0.35636
F3_Commercial_Warehouse (WA)_Existing_Space Heating_Natural Gas_Boiler_Baseline Forecast | F3 | Commercial | Warehouse (WA) | Existing | Space Heating | Natural Gas | Boiler | Baseline Forecast | Summer Peak Demand (n/a) | 0 | 0 | 0 | 0 | 0 | 0 | 0 | 0 | 0 | 0 | 0 | 0 | 0 | 0 | 0 | 0 | 0 | 0 | 0 | 0 | 0 | 0 | 0 | 0 | 0 | 0 | 0
F4_Commercial_Warehouse (WA)_Existing_Space Heating_Natural Gas_Boiler_Baseline Forecast | F4 | Commercial | Warehouse (WA) | Existing | Space Heating | Natural Gas | Boiler | Baseline Forecast | Winter Peak Demand (n/a) | 0 | 0 | 0 | 0 | 0 | 0 | 0 | 0 | 0 | 0 | 0 | 0 | 0 | 0 | 0 | 0 | 0 | 0 | 0 | 0 | 0 | 0 | 0 | 0 | 0 | 0 | 0
F5_Commercial_Warehouse (WA)_Existing_Space Heating_Natural Gas_Boiler_Baseline Forecast | F5 | Commercial | Warehouse (WA) | Existing | Space Heating | Natural Gas | Boiler | Baseline Forecast | Turnover | 0 | 4136.1582 | 4508.2828 | 4826.7285 | 5097.4583 | 5325.7952 | 5516.4912 | 5673.7875 | 5801.4694 | 5902.9147 | 5981.1376 | 6038.8272 | 6078.3822 | 6101.9421 | 6111.4149 | 6108.5016 | 6094.7184 | 6071.4167 | 6039.8004 | 6000.9419 | 5955.7961 | 5905.2129 | 5849.9485 | 5790.6755 | 5727.9919 | 5662.4289 | 5594.4582
F6_Commercial_Warehouse (WA)_Existing_Space Heating_Natural Gas_Boiler_Baseline Forecast | F6 | Commercial | Warehouse (WA) | Existing | Space Heating | Natural Gas | Boiler | Baseline Forecast | Avg. Replacement Usage (therms) | 2.0729 | 1.9974 | 1.9974 | 1.9974 | 1.9974 | 1.9974 | 1.9974 | 1.9974 | 1.9974 | 1.9974 | 1.9974 | 1.9974 | 1.9974 | 1.9974 | 1.9974 | 1.9974 | 1.9974 | 1.9974 | 1.9974 | 1.9974 | 1.9974 | 1.9974 | 1.9974 | 1.9974 | 1.9974 | 1.9974 | 1.9974
F7_Commercial_Warehouse (WA)_Existing_Space Heating_Natural Gas_Boiler_Baseline Forecast | F7 | Commercial | Warehouse (WA) | Existing | Space Heating | Natural Gas | Boiler | Baseline Forecast | Avg. Replacement Summer Demand (n/a) | 0 | 0 | 0 | 0 | 0 | 0 | 0 | 0 | 0 | 0 | 0 | 0 | 0 | 0 | 0 | 0 | 0 | 0 | 0 | 0 | 0 | 0 | 0 | 0 | 0 | 0 | 0
F8_Commercial_Warehouse (WA)_Existing_Space Heating_Natural Gas_Boiler_Baseline Forecast | F8 | Commercial | Warehouse (WA) | Existing | Space Heating | Natural Gas | Boiler | Baseline Forecast | Avg. Replacement Winter Demand (n/a) | 0 | 0 | 0 | 0 | 0 | 0 | 0 | 0 | 0 | 0 | 0 | 0 | 0 | 0 | 0 | 0 | 0 | 0 | 0 | 0 | 0 | 0 | 0 | 0 | 0 | 0 | 0
F1_Commercial_Warehouse (WA)_Existing_Space Heating_Natural Gas_Unit Heater_Baseline Forecast | F1 | Commercial | Warehouse (WA) | Existing | Space Heating | Natural Gas | Unit Heater | Baseline Forecast | Units | 2037380.1906 | 2002252.9459 | 1967731.3434 | 1933804.9409 | 1900463.4764 | 1867696.8648 | 1835495.1947 | 1803848.7258 | 1772747.8857 | 1742183.267 | 1712145.6245 | 1682625.8723 | 1653615.0814 | 1625104.4766 | 1597085.4339 | 1569549.4781 | 1542488.2802 | 1515893.6547 | 1489757.5572 | 1464072.0821 | 1438829.46 | 1414022.0555 | 1389642.3649 | 1365683.0138 | 1342136.7549 | 1318996.466 | 1296255.1476
F2_Commercial_Warehouse (WA)_Existing_Space Heating_Natural Gas_Unit Heater_Baseline Forecast | F2 | Commercial | Warehouse (WA) | Existing | Space Heating | Natural Gas | Unit Heater | Baseline Forecast | Usage (MMtherm) | 0.69123 | 0.65459 | 0.64331 | 0.63221 | 0.62131 | 0.6106 | 0.60007 | 0.58973 | 0.57956 | 0.56957 | 0.55975 | 0.5501 | 0.54061 | 0.53129 | 0.52213 | 0.51313 | 0.50428 | 0.49559 | 0.48704 | 0.47865 | 0.47039 | 0.46228 | 0.45431 | 0.44648 | 0.43878 | 0.43122 | 0.42378
F3_Commercial_Warehouse (WA)_Existing_Space Heating_Natural Gas_Unit Heater_Baseline Forecast | F3 | Commercial | Warehouse (WA) | Existing | Space Heating | Natural Gas | Unit Heater | Baseline Forecast | Summer Peak Demand (n/a) | 0 | 0 | 0 | 0 | 0 | 0 | 0 | 0 | 0 | 0 | 0 | 0 | 0 | 0 | 0 | 0 | 0 | 0 | 0 | 0 | 0 | 0 | 0 | 0 | 0 | 0 | 0
F4_Commercial_Warehouse (WA)_Existing_Space Heating_Natural Gas_Unit Heater_Baseline Forecast | F4 | Commercial | Warehouse (WA) | Existing | Space Heating | Natural Gas | Unit Heater | Baseline Forecast | Winter Peak Demand (n/a) | 0 | 0 | 0 | 0 | 0 | 0 | 0 | 0 | 0 | 0 | 0 | 0 | 0 | 0 | 0 | 0 | 0 | 0 | 0 | 0 | 0 | 0 | 0 | 0 | 0 | 0 | 0
F5_Commercial_Warehouse (WA)_Existing_Space Heating_Natural Gas_Unit Heater_Baseline Forecast | F5 | Commercial | Warehouse (WA) | Existing | Space Heating | Natural Gas | Unit Heater | Baseline Forecast | Turnover | 0 | 1685.3981 | 4818.4422 | 9188.2237 | 14607.7815 | 20911.5163 | 27952.8804 | 35602.3148 | 43745.4069 | 52281.2451 | 59679.7496 | 66066.0643 | 71551.9271 | 76237.1005 | 80210.6482 | 83552.0772 | 86332.3574 | 77246.79 | 69345.2274 | 62586.5954 | 56921.3295 | 52293.7506 | 48644.0272 | 45909.7881 | 44027.435 | 42933.2026 | 42464.8117
F6_Commercial_Warehouse (WA)_Existing_Space Heating_Natural Gas_Unit Heater_Baseline Forecast | F6 | Commercial | Warehouse (WA) | Existing | Space Heating | Natural Gas | Unit Heater | Baseline Forecast | Avg. Replacement Usage (therms) | 0.33927 | 0.32693 | 0.32693 | 0.32693 | 0.32693 | 0.32693 | 0.32693 | 0.32693 | 0.32693 | 0.32693 | 0.32693 | 0.32693 | 0.32693 | 0.32693 | 0.32693 | 0.32693 | 0.32693 | 0.32693 | 0.32693 | 0.32693 | 0.32693 | 0.32693 | 0.32693 | 0.32693 | 0.32693 | 0.32693 | 0.32693
F7_Commercial_Warehouse (WA)_Existing_Space Heating_Natural Gas_Unit Heater_Baseline Forecast | F7 | Commercial | Warehouse (WA) | Existing | Space Heating | Natural Gas | Unit Heater | Baseline Forecast | Avg. Replacement Summer Demand (n/a) | 0 | 0 | 0 | 0 | 0 | 0 | 0 | 0 | 0 | 0 | 0 | 0 | 0 | 0 | 0 | 0 | 0 | 0 | 0 | 0 | 0 | 0 | 0 | 0 | 0 | 0 | 0
F8_Commercial_Warehouse (WA)_Existing_Space Heating_Natural Gas_Unit Heater_Baseline Forecast | F8 | Commercial | Warehouse (WA) | Existing | Space Heating | Natural Gas | Unit Heater | Baseline Forecast | Avg. Replacement Winter Demand (n/a) | 0 | 0 | 0 | 0 | 0 | 0 | 0 | 0 | 0 | 0 | 0 | 0 | 0 | 0 | 0 | 0 | 0 | 0 | 0 | 0 | 0 | 0 | 0 | 0 | 0 | 0 | 0
F1_Commercial_Warehouse (WA)_Existing_Water Heating_Natural Gas_Water Heater_Baseline Forecast | F1 | Commercial | Warehouse (WA) | Existing | Water Heating | Natural Gas | Water Heater | Baseline Forecast | Units | 5111921.2601 | 5023784.6867 | 4937167.7093 | 4852044.1281 | 4768388.1949 | 4686174.6053 | 4605378.4914 | 4525975.414 | 4447941.3551 | 4371252.7111 | 4295886.285 | 4221819.2801 | 4149029.2925 | 4077494.3047 | 4007192.6788 | 3938103.1498 | 3870204.8196 | 3803477.1503 | 3737899.9581 | 3673453.4071 | 3610118.0035 | 3547874.5897 | 3486704.3381 | 3426588.7461 | 3367509.6298 | 3309449.1189 | 3252389.6513
F2_Commercial_Warehouse (WA)_Existing_Water Heating_Natural Gas_Water Heater_Baseline Forecast | F2 | Commercial | Warehouse (WA) | Existing | Water Heating | Natural Gas | Water Heater | Baseline Forecast | Usage (MMtherm) | 0.46619 | 0.45564 | 0.4452 | 0.43491 | 0.42482 | 0.41497 | 0.40537 | 0.39607 | 0.38707 | 0.37838 | 0.37003 | 0.36202 | 0.35432 | 0.34691 | 0.33976 | 0.33286 | 0.32619 | 0.31974 | 0.31348 | 0.30742 | 0.30152 | 0.2958 | 0.29022 | 0.2848 | 0.27951 | 0.27435 | 0.26932
F3_Commercial_Warehouse (WA)_Existing_Water Heating_Natural Gas_Water Heater_Baseline Forecast | F3 | Commercial | Warehouse (WA) | Existing | Water Heating | Natural Gas | Water Heater | Baseline Forecast | Summer Peak Demand (n/a) | 0 | 0 | 0 | 0 | 0 | 0 | 0 | 0 | 0 | 0 | 0 | 0 | 0 | 0 | 0 | 0 | 0 | 0 | 0 | 0 | 0 | 0 | 0 | 0 | 0 | 0 | 0
F4_Commercial_Warehouse (WA)_Existing_Water Heating_Natural Gas_Water Heater_Baseline Forecast | F4 | Commercial | Warehouse (WA) | Existing | Water Heating | Natural Gas | Water Heater | Baseline Forecast | Winter Peak Demand (n/a) | 0 | 0 | 0 | 0 | 0 | 0 | 0 | 0 | 0 | 0 | 0 | 0 | 0 | 0 | 0 | 0 | 0 | 0 | 0 | 0 | 0 | 0 | 0 | 0 | 0 | 0 | 0
F5_Commercial_Warehouse (WA)_Existing_Water Heating_Natural Gas_Water Heater_Baseline Forecast | F5 | Commercial | Warehouse (WA) | Existing | Water Heating | Natural Gas | Water Heater | Baseline Forecast | Turnover | 0 | 152235.8996 | 165932.3583 | 177653.1058 | 187617.6144 | 196021.8109 | 203040.5889 | 208830.0532 | 213529.5249 | 217263.3328 | 220142.4138 | 222265.7426 | 210005.8097 | 200080.9047 | 192093.8174 | 185706.1512 | 180630.2869 | 176622.392 | 173476.3423 | 171018.4434 | 169102.8483 | 167607.5839 | 166431.1083 | 197544.9093 | 195059.0717 | 191860.455 | 188185.408
F6_Commercial_Warehouse (WA)_Existing_Water Heating_Natural Gas_Water Heater_Baseline Forecast | F6 | Commercial | Warehouse (WA) | Existing | Water Heating | Natural Gas | Water Heater | Baseline Forecast | Avg. Replacement Usage (therms) | 0.081881 | 0.081881 | 0.081881 | 0.081881 | 0.081881 | 0.081881 | 0.081881 | 0.081881 | 0.081881 | 0.081881 | 0.081881 | 0.081881 | 0.081881 | 0.081881 | 0.081881 | 0.081881 | 0.081881 | 0.081881 | 0.081881 | 0.081881 | 0.081881 | 0.081881 | 0.081881 | 0.081881 | 0.081881 | 0.081881 | 0.081881
F7_Commercial_Warehouse (WA)_Existing_Water Heating_Natural Gas_Water Heater_Baseline Forecast | F7 | Commercial | Warehouse (WA) | Existing | Water Heating | Natural Gas | Water Heater | Baseline Forecast | Avg. Replacement Summer Demand (n/a) | 0 | 0 | 0 | 0 | 0 | 0 | 0 | 0 | 0 | 0 | 0 | 0 | 0 | 0 | 0 | 0 | 0 | 0 | 0 | 0 | 0 | 0 | 0 | 0 | 0 | 0 | 0
F8_Commercial_Warehouse (WA)_Existing_Water Heating_Natural Gas_Water Heater_Baseline Forecast | F8 | Commercial | Warehouse (WA) | Existing | Water Heating | Natural Gas | Water Heater | Baseline Forecast | Avg. Replacement Winter Demand (n/a) | 0 | 0 | 0 | 0 | 0 | 0 | 0 | 0 | 0 | 0 | 0 | 0 | 0 | 0 | 0 | 0 | 0 | 0 | 0 | 0 | 0 | 0 | 0 | 0 | 0 | 0 | 0
F1_Commercial_Warehouse (WA)_Existing_Food Preparation_Natural Gas_Oven_Baseline Forecast | F1 | Commercial | Warehouse (WA) | Existing | Food Preparation | Natural Gas | Oven | Baseline Forecast | Units | 66807.0646 | 65655.2186 | 64523.2321 | 63410.7626 | 62317.4736 | 61243.0344 | 60187.12 | 59149.411 | 58129.5936 | 57127.3592 | 56142.4047 | 55174.4322 | 54223.1489 | 53288.267 | 52369.5038 | 51466.5813 | 50579.2265 | 49707.1709 | 48850.1507 | 48007.9067 | 47180.1842 | 46366.7327 | 45567.3063 | 44781.6631 | 44009.5654 | 43250.7798 | 42505.0767
F2_Commercial_Warehouse (WA)_Existing_Food Preparation_Natural Gas_Oven_Baseline Forecast | F2 | Commercial | Warehouse (WA) | Existing | Food Preparation | Natural Gas | Oven | Baseline Forecast | Usage (MMtherm) | 0.00029338 | 0.00028832 | 0.00028335 | 0.00027846 | 0.00027366 | 0.00026894 | 0.00026431 | 0.00025975 | 0.00025527 | 0.00025087 | 0.00024655 | 0.0002423 | 0.00023812 | 0.00023401 | 0.00022998 | 0.00022601 | 0.00022212 | 0.00021829 | 0.00021452 | 0.00021082 | 0.00020719 | 0.00020362 | 0.00020011 | 0.00019666 | 0.00019327 | 0.00018993 | 0.00018666
F3_Commercial_Warehouse (WA)_Existing_Food Preparation_Natural Gas_Oven_Baseline Forecast | F3 | Commercial | Warehouse (WA) | Existing | Food Preparation | Natural Gas | Oven | Baseline Forecast | Summer Peak Demand (n/a) | 0 | 0 | 0 | 0 | 0 | 0 | 0 | 0 | 0 | 0 | 0 | 0 | 0 | 0 | 0 | 0 | 0 | 0 | 0 | 0 | 0 | 0 | 0 | 0 | 0 | 0 | 0
F4_Commercial_Warehouse (WA)_Existing_Food Preparation_Natural Gas_Oven_Baseline Forecast | F4 | Commercial | Warehouse (WA) | Existing | Food Preparation | Natural Gas | Oven | Baseline Forecast | Winter Peak Demand (n/a) | 0 | 0 | 0 | 0 | 0 | 0 | 0 | 0 | 0 | 0 | 0 | 0 | 0 | 0 | 0 | 0 | 0 | 0 | 0 | 0 | 0 | 0 | 0 | 0 | 0 | 0 | 0
F5_Commercial_Warehouse (WA)_Existing_Food Preparation_Natural Gas_Oven_Baseline Forecast | F5 | Commercial | Warehouse (WA) | Existing | Food Preparation | Natural Gas | Oven | Baseline Forecast | Turnover | 0 | 2626.2087 | 3355.2081 | 3906.103 | 4317.3546 | 4619.1946 | 4835.3851 | 4984.6013 | 5081.5198 | 5137.6731 | 4488.4133 | 4102.6356 | 3893.5496 | 3799.4977 | 3777.1748 | 4336.2639 | 4420.7851 | 4469.7952 | 4491.1868 | 4375.9412 | 4202.8269 | 4017.9683 | 3846.3281 | 3699.5321 | 3534.9784 | 3471.9034 | 3465.6372
F6_Commercial_Warehouse (WA)_Existing_Food Preparation_Natural Gas_Oven_Baseline Forecast | F6 | Commercial | Warehouse (WA) | Existing | Food Preparation | Natural Gas | Oven | Baseline Forecast | Avg. Replacement Usage (therms) | 0.0043914 | 0.0043914 | 0.0043914 | 0.0043914 | 0.0043914 | 0.0043914 | 0.0043914 | 0.0043914 | 0.0043914 | 0.0043914 | 0.0043914 | 0.0043914 | 0.0043914 | 0.0043914 | 0.0043914 | 0.0043914 | 0.0043914 | 0.0043914 | 0.0043914 | 0.0043914 | 0.0043914 | 0.0043914 | 0.0043914 | 0.0043914 | 0.0043914 | 0.0043914 | 0.0043914
F7_Commercial_Warehouse (WA)_Existing_Food Preparation_Natural Gas_Oven_Baseline Forecast | F7 | Commercial | Warehouse (WA) | Existing | Food Preparation | Natural Gas | Oven | Baseline Forecast | Avg. Replacement Summer Demand (n/a) | 0 | 0 | 0 | 0 | 0 | 0 | 0 | 0 | 0 | 0 | 0 | 0 | 0 | 0 | 0 | 0 | 0 | 0 | 0 | 0 | 0 | 0 | 0 | 0 | 0 | 0 | 0
F8_Commercial_Warehouse (WA)_Existing_Food Preparation_Natural Gas_Oven_Baseline Forecast | F8 | Commercial | Warehouse (WA) | Existing | Food Preparation | Natural Gas | Oven | Baseline Forecast | Avg. Replacement Winter Demand (n/a) | 0 | 0 | 0 | 0 | 0 | 0 | 0 | 0 | 0 | 0 | 0 | 0 | 0 | 0 | 0 | 0 | 0 | 0 | 0 | 0 | 0 | 0 | 0 | 0 | 0 | 0 | 0
F1_Commercial_Warehouse (WA)_Existing_Food Preparation_Natural Gas_Conveyor Oven_Baseline Forecast | F1 | Commercial | Warehouse (WA) | Existing | Food Preparation | Natural Gas | Conveyor Oven | Baseline Forecast | Units | 33403.5323 | 32827.6093 | 32261.616 | 31705.3813 | 31158.7368 | 30621.5172 | 30093.56 | 29574.7055 | 29064.7968 | 28563.6796 | 28071.2024 | 27587.2161 | 27111.5745 | 26644.1335 | 26184.7519 | 25733.2907 | 25289.6132 | 24853.5854 | 24425.0753 | 24003.9533 | 23590.0921 | 23183.3664 | 22783.6531 | 22390.8315 | 22004.7827 | 21625.3899 | 21252.5384
F2_Commercial_Warehouse (WA)_Existing_Food Preparation_Natural Gas_Conveyor Oven_Baseline Forecast | F2 | Commercial | Warehouse (WA) | Existing | Food Preparation | Natural Gas | Conveyor Oven | Baseline Forecast | Usage (MMtherm) | 0.000251 | 0.00024667 | 0.00024242 | 0.00023824 | 0.00023413 | 0.00023009 | 0.00022612 | 0.00022223 | 0.00021839 | 0.00021463 | 0.00021093 | 0.00020729 | 0.00020372 | 0.00020021 | 0.00019675 | 0.00019336 | 0.00019003 | 0.00018675 | 0.00018353 | 0.00018037 | 0.00017726 | 0.0001742 | 0.0001712 | 0.00016825 | 0.00016535 | 0.00016249 | 0.00015969
F3_Commercial_Warehouse (WA)_Existing_Food Preparation_Natural Gas_Conveyor Oven_Baseline Forecast | F3 | Commercial | Warehouse (WA) | Existing | Food Preparation | Natural Gas | Conveyor Oven | Baseline Forecast | Summer Peak Demand (n/a) | 0 | 0 | 0 | 0 | 0 | 0 | 0 | 0 | 0 | 0 | 0 | 0 | 0 | 0 | 0 | 0 | 0 | 0 | 0 | 0 | 0 | 0 | 0 | 0 | 0 | 0 | 0
F4_Commercial_Warehouse (WA)_Existing_Food Preparation_Natural Gas_Conveyor Oven_Baseline Forecast | F4 | Commercial | Warehouse (WA) | Existing | Food Preparation | Natural Gas | Conveyor Oven | Baseline Forecast | Winter Peak Demand (n/a) | 0 | 0 | 0 | 0 | 0 | 0 | 0 | 0 | 0 | 0 | 0 | 0 | 0 | 0 | 0 | 0 | 0 | 0 | 0 | 0 | 0 | 0 | 0 | 0 | 0 | 0 | 0
F5_Commercial_Warehouse (WA)_Existing_Food Preparation_Natural Gas_Conveyor Oven_Baseline Forecast | F5 | Commercial | Warehouse (WA) | Existing | Food Preparation | Natural Gas | Conveyor Oven | Baseline Forecast | Turnover | 0 | 0 | 0 | 0 | 0 | 122.4861 | 337.0479 | 619.8858 | 952.3953 | 1320.0533 | 1599.2591 | 1809.0928 | 1964.5527 | 2077.4276 | 2156.9829 | 2210.5007 | 2243.7031 | 1764.0149 | 1386.8807 | 1090.3751 | 857.2605 | 692.5308 | 595.5079 | 562.0547 | 586.1019 | 660.6782 | 783.8726
F6_Commercial_Warehouse (WA)_Existing_Food Preparation_Natural Gas_Conveyor Oven_Baseline Forecast | F6 | Commercial | Warehouse (WA) | Existing | Food Preparation | Natural Gas | Conveyor Oven | Baseline Forecast | Avg. Replacement Usage (therms) | 0.007514 | 0.007514 | 0.007514 | 0.007514 | 0.007514 | 0.007514 | 0.007514 | 0.007514 | 0.007514 | 0.007514 | 0.007514 | 0.007514 | 0.007514 | 0.007514 | 0.007514 | 0.007514 | 0.007514 | 0.007514 | 0.007514 | 0.007514 | 0.007514 | 0.007514 | 0.007514 | 0.007514 | 0.007514 | 0.007514 | 0.007514
F7_Commercial_Warehouse (WA)_Existing_Food Preparation_Natural Gas_Conveyor Oven_Baseline Forecast | F7 | Commercial | Warehouse (WA) | Existing | Food Preparation | Natural Gas | Conveyor Oven | Baseline Forecast | Avg. Replacement Summer Demand (n/a) | 0 | 0 | 0 | 0 | 0 | 0 | 0 | 0 | 0 | 0 | 0 | 0 | 0 | 0 | 0 | 0 | 0 | 0 | 0 | 0 | 0 | 0 | 0 | 0 | 0 | 0 | 0
F8_Commercial_Warehouse (WA)_Existing_Food Preparation_Natural Gas_Conveyor Oven_Baseline Forecast | F8 | Commercial | Warehouse (WA) | Existing | Food Preparation | Natural Gas | Conveyor Oven | Baseline Forecast | Avg. Replacement Winter Demand (n/a) | 0 | 0 | 0 | 0 | 0 | 0 | 0 | 0 | 0 | 0 | 0 | 0 | 0 | 0 | 0 | 0 | 0 | 0 | 0 | 0 | 0 | 0 | 0 | 0 | 0 | 0 | 0
F1_Commercial_Warehouse (WA)_Existing_Food Preparation_Natural Gas_Double Rack Oven_Baseline Forecast | F1 | Commercial | Warehouse (WA) | Existing | Food Preparation | Natural Gas | Double Rack Oven | Baseline Forecast | Units | 33403.5323 | 32827.6093 | 32261.616 | 31705.3813 | 31158.7368 | 30621.5172 | 30093.56 | 29574.7055 | 29064.7968 | 28563.6796 | 28071.2024 | 27587.2161 | 27111.5745 | 26644.1335 | 26184.7519 | 25733.2907 | 25289.6132 | 24853.5854 | 24425.0753 | 24003.9533 | 23590.0921 | 23183.3664 | 22783.6531 | 22390.8315 | 22004.7827 | 21625.3899 | 21252.5384
F2_Commercial_Warehouse (WA)_Existing_Food Preparation_Natural Gas_Double Rack Oven_Baseline Forecast | F2 | Commercial | Warehouse (WA) | Existing | Food Preparation | Natural Gas | Double Rack Oven | Baseline Forecast | Usage (MMtherm) | 0.00038131 | 0.00037473 | 0.00036827 | 0.00036192 | 0.00035568 | 0.00034955 | 0.00034352 | 0.0003376 | 0.00033178 | 0.00032606 | 0.00032044 | 0.00031491 | 0.00030948 | 0.00030415 | 0.0002989 | 0.00029375 | 0.00028869 | 0.00028371 | 0.00027882 | 0.00027401 | 0.00026929 | 0.00026464 | 0.00026008 | 0.0002556 | 0.00025119 | 0.00024686 | 0.0002426
F3_Commercial_Warehouse (WA)_Existing_Food Preparation_Natural Gas_Double Rack Oven_Baseline Forecast | F3 | Commercial | Warehouse (WA) | Existing | Food Preparation | Natural Gas | Double Rack Oven | Baseline Forecast | Summer Peak Demand (n/a) | 0 | 0 | 0 | 0 | 0 | 0 | 0 | 0 | 0 | 0 | 0 | 0 | 0 | 0 | 0 | 0 | 0 | 0 | 0 | 0 | 0 | 0 | 0 | 0 | 0 | 0 | 0
F4_Commercial_Warehouse (WA)_Existing_Food Preparation_Natural Gas_Double Rack Oven_Baseline Forecast | F4 | Commercial | Warehouse (WA) | Existing | Food Preparation | Natural Gas | Double Rack Oven | Baseline Forecast | Winter Peak Demand (n/a) | 0 | 0 | 0 | 0 | 0 | 0 | 0 | 0 | 0 | 0 | 0 | 0 | 0 | 0 | 0 | 0 | 0 | 0 | 0 | 0 | 0 | 0 | 0 | 0 | 0 | 0 | 0
F5_Commercial_Warehouse (WA)_Existing_Food Preparation_Natural Gas_Double Rack Oven_Baseline Forecast | F5 | Commercial | Warehouse (WA) | Existing | Food Preparation | Natural Gas | Double Rack Oven | Baseline Forecast | Turnover | 0 | 729.5024 | 995.7289 | 1222.1141 | 1413.8022 | 1575.2846 | 1710.4836 | 1822.8234 | 1915.2937 | 1990.5043 | 1808.143 | 1674.1336 | 1578.5772 | 1513.3154 | 1471.6479 | 1448.0942 | 1438.1923 | 1438.3281 | 1445.5927 | 1598.8772 | 1618.5628 | 1618.7428 | 1605.7653 | 1584.4125 | 1558.2301 | 1529.7949 | 1500.9299
F6_Commercial_Warehouse (WA)_Existing_Food Preparation_Natural Gas_Double Rack Oven_Baseline Forecast | F6 | Commercial | Warehouse (WA) | Existing | Food Preparation | Natural Gas | Double Rack Oven | Baseline Forecast | Avg. Replacement Usage (therms) | 0.011415 | 0.011415 | 0.011415 | 0.011415 | 0.011415 | 0.011415 | 0.011415 | 0.011415 | 0.011415 | 0.011415 | 0.011415 | 0.011415 | 0.011415 | 0.011415 | 0.011415 | 0.011415 | 0.011415 | 0.011415 | 0.011415 | 0.011415 | 0.011415 | 0.011415 | 0.011415 | 0.011415 | 0.011415 | 0.011415 | 0.011415
F7_Commercial_Warehouse (WA)_Existing_Food Preparation_Natural Gas_Double Rack Oven_Baseline Forecast | F7 | Commercial | Warehouse (WA) | Existing | Food Preparation | Natural Gas | Double Rack Oven | Baseline Forecast | Avg. Replacement Summer Demand (n/a) | 0 | 0 | 0 | 0 | 0 | 0 | 0 | 0 | 0 | 0 | 0 | 0 | 0 | 0 | 0 | 0 | 0 | 0 | 0 | 0 | 0 | 0 | 0 | 0 | 0 | 0 | 0
F8_Commercial_Warehouse (WA)_Existing_Food Preparation_Natural Gas_Double Rack Oven_Baseline Forecast | F8 | Commercial | Warehouse (WA) | Existing | Food Preparation | Natural Gas | Double Rack Oven | Baseline Forecast | Avg. Replacement Winter Demand (n/a) | 0 | 0 | 0 | 0 | 0 | 0 | 0 | 0 | 0 | 0 | 0 | 0 | 0 | 0 | 0 | 0 | 0 | 0 | 0 | 0 | 0 | 0 | 0 | 0 | 0 | 0 | 0
F1_Commercial_Warehouse (WA)_Existing_Food Preparation_Natural Gas_Fryer_Baseline Forecast | F1 | Commercial | Warehouse (WA) | Existing | Food Preparation | Natural Gas | Fryer | Baseline Forecast | Units | 133614.1291 | 131310.4372 | 129046.4642 | 126821.5251 | 124634.9471 | 122486.0687 | 120374.2399 | 118298.822 | 116259.1872 | 114254.7184 | 112284.8095 | 110348.8645 | 108446.2979 | 106576.5341 | 104739.0076 | 102933.1627 | 101158.453 | 99414.3417 | 97700.3014 | 96015.8134 | 94360.3683 | 92733.4654 | 91134.6126 | 89563.3262 | 88019.1309 | 86501.5597 | 85010.1535
F2_Commercial_Warehouse (WA)_Existing_Food Preparation_Natural Gas_Fryer_Baseline Forecast | F2 | Commercial | Warehouse (WA) | Existing | Food Preparation | Natural Gas | Fryer | Baseline Forecast | Usage (MMtherm) | 0.00090907 | 0.00089339 | 0.00087799 | 0.00086285 | 0.00084797 | 0.00083335 | 0.00081899 | 0.00080486 | 0.00079099 | 0.00077735 | 0.00076395 | 0.00075078 | 0.00073783 | 0.00072511 | 0.00071261 | 0.00070032 | 0.00068825 | 0.00067638 | 0.00066472 | 0.00065326 | 0.000642 | 0.00063093 | 0.00062005 | 0.00060936 | 0.00059885 | 0.00058853 | 0.00057838
F3_Commercial_Warehouse (WA)_Existing_Food Preparation_Natural Gas_Fryer_Baseline Forecast | F3 | Commercial | Warehouse (WA) | Existing | Food Preparation | Natural Gas | Fryer | Baseline Forecast | Summer Peak Demand (n/a) | 0 | 0 | 0 | 0 | 0 | 0 | 0 | 0 | 0 | 0 | 0 | 0 | 0 | 0 | 0 | 0 | 0 | 0 | 0 | 0 | 0 | 0 | 0 | 0 | 0 | 0 | 0
F4_Commercial_Warehouse (WA)_Existing_Food Preparation_Natural Gas_Fryer_Baseline Forecast | F4 | Commercial | Warehouse (WA) | Existing | Food Preparation | Natural Gas | Fryer | Baseline Forecast | Winter Peak Demand (n/a) | 0 | 0 | 0 | 0 | 0 | 0 | 0 | 0 | 0 | 0 | 0 | 0 | 0 | 0 | 0 | 0 | 0 | 0 | 0 | 0 | 0 | 0 | 0 | 0 | 0 | 0 | 0
F5_Commercial_Warehouse (WA)_Existing_Food Preparation_Natural Gas_Fryer_Baseline Forecast | F5 | Commercial | Warehouse (WA) | Existing | Food Preparation | Natural Gas | Fryer | Baseline Forecast | Turnover | 0 | 3979.1042 | 4337.0988 | 4643.4528 | 4903.9026 | 5123.5694 | 5307.0245 | 5458.3481 | 5581.1817 | 5678.7751 | 5754.0278 | 5809.5268 | 5489.0797 | 5229.665 | 5020.9005 | 4853.9413 | 4721.2696 | 4616.5122 | 4534.2816 | 4470.0376 | 4419.9683 | 4380.8854 | 4350.135 | 5163.3798 | 5098.4056 | 5014.801 | 4918.7435
F6_Commercial_Warehouse (WA)_Existing_Food Preparation_Natural Gas_Fryer_Baseline Forecast | F6 | Commercial | Warehouse (WA) | Existing | Food Preparation | Natural Gas | Fryer | Baseline Forecast | Avg. Replacement Usage (therms) | 0.0068037 | 0.0068037 | 0.0068037 | 0.0068037 | 0.0068037 | 0.0068037 | 0.0068037 | 0.0068037 | 0.0068037 | 0.0068037 | 0.0068037 | 0.0068037 | 0.0068037 | 0.0068037 | 0.0068037 | 0.0068037 | 0.0068037 | 0.0068037 | 0.0068037 | 0.0068037 | 0.0068037 | 0.0068037 | 0.0068037 | 0.0068037 | 0.0068037 | 0.0068037 | 0.0068037
F7_Commercial_Warehouse (WA)_Existing_Food Preparation_Natural Gas_Fryer_Baseline Forecast | F7 | Commercial | Warehouse (WA) | Existing | Food Preparation | Natural Gas | Fryer | Baseline Forecast | Avg. Replacement Summer Demand (n/a) | 0 | 0 | 0 | 0 | 0 | 0 | 0 | 0 | 0 | 0 | 0 | 0 | 0 | 0 | 0 | 0 | 0 | 0 | 0 | 0 | 0 | 0 | 0 | 0 | 0 | 0 | 0
F8_Commercial_Warehouse (WA)_Existing_Food Preparation_Natural Gas_Fryer_Baseline Forecast | F8 | Commercial | Warehouse (WA) | Existing | Food Preparation | Natural Gas | Fryer | Baseline Forecast | Avg. Replacement Winter Demand (n/a) | 0 | 0 | 0 | 0 | 0 | 0 | 0 | 0 | 0 | 0 | 0 | 0 | 0 | 0 | 0 | 0 | 0 | 0 | 0 | 0 | 0 | 0 | 0 | 0 | 0 | 0 | 0
F1_Commercial_Warehouse (WA)_Existing_Food Preparation_Natural Gas_Broiler_Baseline Forecast | F1 | Commercial | Warehouse (WA) | Existing | Food Preparation | Natural Gas | Broiler | Baseline Forecast | Units | 0 | 0 | 0 | 0 | 0 | 0 | 0 | 0 | 0 | 0 | 0 | 0 | 0 | 0 | 0 | 0 | 0 | 0 | 0 | 0 | 0 | 0 | 0 | 0 | 0 | 0 | 0
F2_Commercial_Warehouse (WA)_Existing_Food Preparation_Natural Gas_Broiler_Baseline Forecast | F2 | Commercial | Warehouse (WA) | Existing | Food Preparation | Natural Gas | Broiler | Baseline Forecast | Usage (MMtherm) | 0 | 0 | 0 | 0 | 0 | 0 | 0 | 0 | 0 | 0 | 0 | 0 | 0 | 0 | 0 | 0 | 0 | 0 | 0 | 0 | 0 | 0 | 0 | 0 | 0 | 0 | 0
F3_Commercial_Warehouse (WA)_Existing_Food Preparation_Natural Gas_Broiler_Baseline Forecast | F3 | Commercial | Warehouse (WA) | Existing | Food Preparation | Natural Gas | Broiler | Baseline Forecast | Summer Peak Demand (n/a) | 0 | 0 | 0 | 0 | 0 | 0 | 0 | 0 | 0 | 0 | 0 | 0 | 0 | 0 | 0 | 0 | 0 | 0 | 0 | 0 | 0 | 0 | 0 | 0 | 0 | 0 | 0
F4_Commercial_Warehouse (WA)_Existing_Food Preparation_Natural Gas_Broiler_Baseline Forecast | F4 | Commercial | Warehouse (WA) | Existing | Food Preparation | Natural Gas | Broiler | Baseline Forecast | Winter Peak Demand (n/a) | 0 | 0 | 0 | 0 | 0 | 0 | 0 | 0 | 0 | 0 | 0 | 0 | 0 | 0 | 0 | 0 | 0 | 0 | 0 | 0 | 0 | 0 | 0 | 0 | 0 | 0 | 0
F5_Commercial_Warehouse (WA)_Existing_Food Preparation_Natural Gas_Broiler_Baseline Forecast | F5 | Commercial | Warehouse (WA) | Existing | Food Preparation | Natural Gas | Broiler | Baseline Forecast | Turnover | 0 | 0 | 0 | 0 | 0 | 0 | 0 | 0 | 0 | 0 | 0 | 0 | 0 | 0 | 0 | 0 | 0 | 0 | 0 | 0 | 0 | 0 | 0 | 0 | 0 | 0 | 0
F6_Commercial_Warehouse (WA)_Existing_Food Preparation_Natural Gas_Broiler_Baseline Forecast | F6 | Commercial | Warehouse (WA) | Existing | Food Preparation | Natural Gas | Broiler | Baseline Forecast | Avg. Replacement Usage (therms) | 0.0072707 | 0.0072707 | 0.0072707 | 0.0072707 | 0.0072707 | 0.0072707 | 0.0072707 | 0.0072707 | 0.0072707 | 0.0072707 | 0.0072707 | 0.0072707 | 0.0072707 | 0.0072707 | 0.0072707 | 0.0072707 | 0.0072707 | 0.0072707 | 0.0072707 | 0.0072707 | 0.0072707 | 0.0072707 | 0.0072707 | 0.0072707 | 0.0072707 | 0.0072707 | 0.0072707
F7_Commercial_Warehouse (WA)_Existing_Food Preparation_Natural Gas_Broiler_Baseline Forecast | F7 | Commercial | Warehouse (WA) | Existing | Food Preparation | Natural Gas | Broiler | Baseline Forecast | Avg. Replacement Summer Demand (n/a) | 0 | 0 | 0 | 0 | 0 | 0 | 0 | 0 | 0 | 0 | 0 | 0 | 0 | 0 | 0 | 0 | 0 | 0 | 0 | 0 | 0 | 0 | 0 | 0 | 0 | 0 | 0
F8_Commercial_Warehouse (WA)_Existing_Food Preparation_Natural Gas_Broiler_Baseline Forecast | F8 | Commercial | Warehouse (WA) | Existing | Food Preparation | Natural Gas | Broiler | Baseline Forecast | Avg. Replacement Winter Demand (n/a) | 0 | 0 | 0 | 0 | 0 | 0 | 0 | 0 | 0 | 0 | 0 | 0 | 0 | 0 | 0 | 0 | 0 | 0 | 0 | 0 | 0 | 0 | 0 | 0 | 0 | 0 | 0
F1_Commercial_Warehouse (WA)_Existing_Food Preparation_Natural Gas_Griddle_Baseline Forecast | F1 | Commercial | Warehouse (WA) | Existing | Food Preparation | Natural Gas | Griddle | Baseline Forecast | Units | 133614.1291 | 131310.4372 | 129046.4642 | 126821.5251 | 124634.9471 | 122486.0687 | 120374.2399 | 118298.822 | 116259.1872 | 114254.7184 | 112284.8095 | 110348.8645 | 108446.2979 | 106576.5341 | 104739.0076 | 102933.1627 | 101158.453 | 99414.3417 | 97700.3014 | 96015.8134 | 94360.3683 | 92733.4654 | 91134.6126 | 89563.3262 | 88019.1309 | 86501.5597 | 85010.1535
F2_Commercial_Warehouse (WA)_Existing_Food Preparation_Natural Gas_Griddle_Baseline Forecast | F2 | Commercial | Warehouse (WA) | Existing | Food Preparation | Natural Gas | Griddle | Baseline Forecast | Usage (MMtherm) | 0.00067708 | 0.00066541 | 0.00065394 | 0.00064266 | 0.00063158 | 0.00062069 | 0.00060999 | 0.00059947 | 0.00058914 | 0.00057898 | 0.000569 | 0.00055919 | 0.00054955 | 0.00054007 | 0.00053076 | 0.00052161 | 0.00051262 | 0.00050378 | 0.00049509 | 0.00048656 | 0.00047817 | 0.00046992 | 0.00046182 | 0.00045386 | 0.00044603 | 0.00043834 | 0.00043079
F3_Commercial_Warehouse (WA)_Existing_Food Preparation_Natural Gas_Griddle_Baseline Forecast | F3 | Commercial | Warehouse (WA) | Existing | Food Preparation | Natural Gas | Griddle | Baseline Forecast | Summer Peak Demand (n/a) | 0 | 0 | 0 | 0 | 0 | 0 | 0 | 0 | 0 | 0 | 0 | 0 | 0 | 0 | 0 | 0 | 0 | 0 | 0 | 0 | 0 | 0 | 0 | 0 | 0 | 0 | 0
F4_Commercial_Warehouse (WA)_Existing_Food Preparation_Natural Gas_Griddle_Baseline Forecast | F4 | Commercial | Warehouse (WA) | Existing | Food Preparation | Natural Gas | Griddle | Baseline Forecast | Winter Peak Demand (n/a) | 0 | 0 | 0 | 0 | 0 | 0 | 0 | 0 | 0 | 0 | 0 | 0 | 0 | 0 | 0 | 0 | 0 | 0 | 0 | 0 | 0 | 0 | 0 | 0 | 0 | 0 | 0
F5_Commercial_Warehouse (WA)_Existing_Food Preparation_Natural Gas_Griddle_Baseline Forecast | F5 | Commercial | Warehouse (WA) | Existing | Food Preparation | Natural Gas | Griddle | Baseline Forecast | Turnover | 0 | 4863.3495 | 5443.3179 | 5929.3557 | 6333.6943 | 6667.0127 | 6938.6334 | 7156.6943 | 7328.2989 | 7459.6464 | 6978.5502 | 6613.3862 | 6340.5719 | 6140.6685 | 5997.7095 | 5898.633 | 5832.8019 | 5791.5988 | 5768.0849 | 6796.934 | 6715.3786 | 6599.315 | 6462.4233 | 6314.8347 | 6163.8946 | 6014.7784 | 5870.9869
F6_Commercial_Warehouse (WA)_Existing_Food Preparation_Natural Gas_Griddle_Baseline Forecast | F6 | Commercial | Warehouse (WA) | Existing | Food Preparation | Natural Gas | Griddle | Baseline Forecast | Avg. Replacement Usage (therms) | 0.0050675 | 0.0050675 | 0.0050675 | 0.0050675 | 0.0050675 | 0.0050675 | 0.0050675 | 0.0050675 | 0.0050675 | 0.0050675 | 0.0050675 | 0.0050675 | 0.0050675 | 0.0050675 | 0.0050675 | 0.0050675 | 0.0050675 | 0.0050675 | 0.0050675 | 0.0050675 | 0.0050675 | 0.0050675 | 0.0050675 | 0.0050675 | 0.0050675 | 0.0050675 | 0.0050675
F7_Commercial_Warehouse (WA)_Existing_Food Preparation_Natural Gas_Griddle_Baseline Forecast | F7 | Commercial | Warehouse (WA) | Existing | Food Preparation | Natural Gas | Griddle | Baseline Forecast | Avg. Replacement Summer Demand (n/a) | 0 | 0 | 0 | 0 | 0 | 0 | 0 | 0 | 0 | 0 | 0 | 0 | 0 | 0 | 0 | 0 | 0 | 0 | 0 | 0 | 0 | 0 | 0 | 0 | 0 | 0 | 0
F8_Commercial_Warehouse (WA)_Existing_Food Preparation_Natural Gas_Griddle_Baseline Forecast | F8 | Commercial | Warehouse (WA) | Existing | Food Preparation | Natural Gas | Griddle | Baseline Forecast | Avg. Replacement Winter Demand (n/a) | 0 | 0 | 0 | 0 | 0 | 0 | 0 | 0 | 0 | 0 | 0 | 0 | 0 | 0 | 0 | 0 | 0 | 0 | 0 | 0 | 0 | 0 | 0 | 0 | 0 | 0 | 0
F1_Commercial_Warehouse (WA)_Existing_Food Preparation_Natural Gas_Range_Baseline Forecast | F1 | Commercial | Warehouse (WA) | Existing | Food Preparation | Natural Gas | Range | Baseline Forecast | Units | 133614.1291 | 131310.4372 | 129046.4642 | 126821.5251 | 124634.9471 | 122486.0687 | 120374.2399 | 118298.822 | 116259.1872 | 114254.7184 | 112284.8095 | 110348.8645 | 108446.2979 | 106576.5341 | 104739.0076 | 102933.1627 | 101158.453 | 99414.3417 | 97700.3014 | 96015.8134 | 94360.3683 | 92733.4654 | 91134.6126 | 89563.3262 | 88019.1309 | 86501.5597 | 85010.1535
F2_Commercial_Warehouse (WA)_Existing_Food Preparation_Natural Gas_Range_Baseline Forecast | F2 | Commercial | Warehouse (WA) | Existing | Food Preparation | Natural Gas | Range | Baseline Forecast | Usage (MMtherm) | 0.0006689 | 0.00065737 | 0.00064604 | 0.0006349 | 0.00062395 | 0.0006132 | 0.00060262 | 0.00059223 | 0.00058202 | 0.00057199 | 0.00056213 | 0.00055243 | 0.00054291 | 0.00053355 | 0.00052435 | 0.00051531 | 0.00050642 | 0.00049769 | 0.00048911 | 0.00048068 | 0.00047239 | 0.00046425 | 0.00045624 | 0.00044838 | 0.00044065 | 0.00043305 | 0.00042558
F3_Commercial_Warehouse (WA)_Existing_Food Preparation_Natural Gas_Range_Baseline Forecast | F3 | Commercial | Warehouse (WA) | Existing | Food Preparation | Natural Gas | Range | Baseline Forecast | Summer Peak Demand (n/a) | 0 | 0 | 0 | 0 | 0 | 0 | 0 | 0 | 0 | 0 | 0 | 0 | 0 | 0 | 0 | 0 | 0 | 0 | 0 | 0 | 0 | 0 | 0 | 0 | 0 | 0 | 0
F4_Commercial_Warehouse (WA)_Existing_Food Preparation_Natural Gas_Range_Baseline Forecast | F4 | Commercial | Warehouse (WA) | Existing | Food Preparation | Natural Gas | Range | Baseline Forecast | Winter Peak Demand (n/a) | 0 | 0 | 0 | 0 | 0 | 0 | 0 | 0 | 0 | 0 | 0 | 0 | 0 | 0 | 0 | 0 | 0 | 0 | 0 | 0 | 0 | 0 | 0 | 0 | 0 | 0 | 0
F5_Commercial_Warehouse (WA)_Existing_Food Preparation_Natural Gas_Range_Baseline Forecast | F5 | Commercial | Warehouse (WA) | Existing | Food Preparation | Natural Gas | Range | Baseline Forecast | Turnover | 0 | 5252.4175 | 6710.4161 | 7812.2059 | 8634.7091 | 9238.3892 | 9670.7701 | 9969.2026 | 10163.0396 | 10275.3462 | 8976.8265 | 8205.2711 | 7787.0991 | 7598.9955 | 7554.3496 | 8672.5278 | 8841.5702 | 8939.5903 | 8982.3736 | 8751.8824 | 8405.6538 | 8035.9365 | 7692.6561 | 7399.0642 | 7069.9568 | 6943.8068 | 6931.2745
F6_Commercial_Warehouse (WA)_Existing_Food Preparation_Natural Gas_Range_Baseline Forecast | F6 | Commercial | Warehouse (WA) | Existing | Food Preparation | Natural Gas | Range | Baseline Forecast | Avg. Replacement Usage (therms) | 0.0050062 | 0.0050062 | 0.0050062 | 0.0050062 | 0.0050062 | 0.0050062 | 0.0050062 | 0.0050062 | 0.0050062 | 0.0050062 | 0.0050062 | 0.0050062 | 0.0050062 | 0.0050062 | 0.0050062 | 0.0050062 | 0.0050062 | 0.0050062 | 0.0050062 | 0.0050062 | 0.0050062 | 0.0050062 | 0.0050062 | 0.0050062 | 0.0050062 | 0.0050062 | 0.0050062
F7_Commercial_Warehouse (WA)_Existing_Food Preparation_Natural Gas_Range_Baseline Forecast | F7 | Commercial | Warehouse (WA) | Existing | Food Preparation | Natural Gas | Range | Baseline Forecast | Avg. Replacement Summer Demand (n/a) | 0 | 0 | 0 | 0 | 0 | 0 | 0 | 0 | 0 | 0 | 0 | 0 | 0 | 0 | 0 | 0 | 0 | 0 | 0 | 0 | 0 | 0 | 0 | 0 | 0 | 0 | 0
F8_Commercial_Warehouse (WA)_Existing_Food Preparation_Natural Gas_Range_Baseline Forecast | F8 | Commercial | Warehouse (WA) | Existing | Food Preparation | Natural Gas | Range | Baseline Forecast | Avg. Replacement Winter Demand (n/a) | 0 | 0 | 0 | 0 | 0 | 0 | 0 | 0 | 0 | 0 | 0 | 0 | 0 | 0 | 0 | 0 | 0 | 0 | 0 | 0 | 0 | 0 | 0 | 0 | 0 | 0 | 0
F1_Commercial_Warehouse (WA)_Existing_Food Preparation_Natural Gas_Steamer_Baseline Forecast | F1 | Commercial | Warehouse (WA) | Existing | Food Preparation | Natural Gas | Steamer | Baseline Forecast | Units | 0 | 0 | 0 | 0 | 0 | 0 | 0 | 0 | 0 | 0 | 0 | 0 | 0 | 0 | 0 | 0 | 0 | 0 | 0 | 0 | 0 | 0 | 0 | 0 | 0 | 0 | 0
F2_Commercial_Warehouse (WA)_Existing_Food Preparation_Natural Gas_Steamer_Baseline Forecast | F2 | Commercial | Warehouse (WA) | Existing | Food Preparation | Natural Gas | Steamer | Baseline Forecast | Usage (MMtherm) | 0 | 0 | 0 | 0 | 0 | 0 | 0 | 0 | 0 | 0 | 0 | 0 | 0 | 0 | 0 | 0 | 0 | 0 | 0 | 0 | 0 | 0 | 0 | 0 | 0 | 0 | 0
F3_Commercial_Warehouse (WA)_Existing_Food Preparation_Natural Gas_Steamer_Baseline Forecast | F3 | Commercial | Warehouse (WA) | Existing | Food Preparation | Natural Gas | Steamer | Baseline Forecast | Summer Peak Demand (n/a) | 0 | 0 | 0 | 0 | 0 | 0 | 0 | 0 | 0 | 0 | 0 | 0 | 0 | 0 | 0 | 0 | 0 | 0 | 0 | 0 | 0 | 0 | 0 | 0 | 0 | 0 | 0
F4_Commercial_Warehouse (WA)_Existing_Food Preparation_Natural Gas_Steamer_Baseline Forecast | F4 | Commercial | Warehouse (WA) | Existing | Food Preparation | Natural Gas | Steamer | Baseline Forecast | Winter Peak Demand (n/a) | 0 | 0 | 0 | 0 | 0 | 0 | 0 | 0 | 0 | 0 | 0 | 0 | 0 | 0 | 0 | 0 | 0 | 0 | 0 | 0 | 0 | 0 | 0 | 0 | 0 | 0 | 0
F5_Commercial_Warehouse (WA)_Existing_Food Preparation_Natural Gas_Steamer_Baseline Forecast | F5 | Commercial | Warehouse (WA) | Existing | Food Preparation | Natural Gas | Steamer | Baseline Forecast | Turnover | 0 | 0 | 0 | 0 | 0 | 0 | 0 | 0 | 0 | 0 | 0 | 0 | 0 | 0 | 0 | 0 | 0 | 0 | 0 | 0 | 0 | 0 | 0 | 0 | 0 | 0 | 0
F6_Commercial_Warehouse (WA)_Existing_Food Preparation_Natural Gas_Steamer_Baseline Forecast | F6 | Commercial | Warehouse (WA) | Existing | Food Preparation | Natural Gas | Steamer | Baseline Forecast | Avg. Replacement Usage (therms) | 0.0057852 | 0.0057852 | 0.0057852 | 0.0057852 | 0.0057852 | 0.0057852 | 0.0057852 | 0.0057852 | 0.0057852 | 0.0057852 | 0.0057852 | 0.0057852 | 0.0057852 | 0.0057852 | 0.0057852 | 0.0057852 | 0.0057852 | 0.0057852 | 0.0057852 | 0.0057852 | 0.0057852 | 0.0057852 | 0.0057852 | 0.0057852 | 0.0057852 | 0.0057852 | 0.0057852
F7_Commercial_Warehouse (WA)_Existing_Food Preparation_Natural Gas_Steamer_Baseline Forecast | F7 | Commercial | Warehouse (WA) | Existing | Food Preparation | Natural Gas | Steamer | Baseline Forecast | Avg. Replacement Summer Demand (n/a) | 0 | 0 | 0 | 0 | 0 | 0 | 0 | 0 | 0 | 0 | 0 | 0 | 0 | 0 | 0 | 0 | 0 | 0 | 0 | 0 | 0 | 0 | 0 | 0 | 0 | 0 | 0
F8_Commercial_Warehouse (WA)_Existing_Food Preparation_Natural Gas_Steamer_Baseline Forecast | F8 | Commercial | Warehouse (WA) | Existing | Food Preparation | Natural Gas | Steamer | Baseline Forecast | Avg. Replacement Winter Demand (n/a) | 0 | 0 | 0 | 0 | 0 | 0 | 0 | 0 | 0 | 0 | 0 | 0 | 0 | 0 | 0 | 0 | 0 | 0 | 0 | 0 | 0 | 0 | 0 | 0 | 0 | 0 | 0
F1_Commercial_Warehouse (WA)_Existing_Food Preparation_Natural Gas_Food Prep Other_Baseline Forecast | F1 | Commercial | Warehouse (WA) | Existing | Food Preparation | Natural Gas | Food Prep Other | Baseline Forecast | Units | 0 | 0 | 0 | 0 | 0 | 0 | 0 | 0 | 0 | 0 | 0 | 0 | 0 | 0 | 0 | 0 | 0 | 0 | 0 | 0 | 0 | 0 | 0 | 0 | 0 | 0 | 0
F2_Commercial_Warehouse (WA)_Existing_Food Preparation_Natural Gas_Food Prep Other_Baseline Forecast | F2 | Commercial | Warehouse (WA) | Existing | Food Preparation | Natural Gas | Food Prep Other | Baseline Forecast | Usage (MMtherm) | 0 | 0 | 0 | 0 | 0 | 0 | 0 | 0 | 0 | 0 | 0 | 0 | 0 | 0 | 0 | 0 | 0 | 0 | 0 | 0 | 0 | 0 | 0 | 0 | 0 | 0 | 0
F3_Commercial_Warehouse (WA)_Existing_Food Preparation_Natural Gas_Food Prep Other_Baseline Forecast | F3 | Commercial | Warehouse (WA) | Existing | Food Preparation | Natural Gas | Food Prep Other | Baseline Forecast | Summer Peak Demand (n/a) | 0 | 0 | 0 | 0 | 0 | 0 | 0 | 0 | 0 | 0 | 0 | 0 | 0 | 0 | 0 | 0 | 0 | 0 | 0 | 0 | 0 | 0 | 0 | 0 | 0 | 0 | 0
F4_Commercial_Warehouse (WA)_Existing_Food Preparation_Natural Gas_Food Prep Other_Baseline Forecast | F4 | Commercial | Warehouse (WA) | Existing | Food Preparation | Natural Gas | Food Prep Other | Baseline Forecast | Winter Peak Demand (n/a) | 0 | 0 | 0 | 0 | 0 | 0 | 0 | 0 | 0 | 0 | 0 | 0 | 0 | 0 | 0 | 0 | 0 | 0 | 0 | 0 | 0 | 0 | 0 | 0 | 0 | 0 | 0
F5_Commercial_Warehouse (WA)_Existing_Food Preparation_Natural Gas_Food Prep Other_Baseline Forecast | F5 | Commercial | Warehouse (WA) | Existing | Food Preparation | Natural Gas | Food Prep Other | Baseline Forecast | Turnover | 0 | 0 | 0 | 0 | 0 | 0 | 0 | 0 | 0 | 0 | 0 | 0 | 0 | 0 | 0 | 0 | 0 | 0 | 0 | 0 | 0 | 0 | 0 | 0 | 0 | 0 | 0
F6_Commercial_Warehouse (WA)_Existing_Food Preparation_Natural Gas_Food Prep Other_Baseline Forecast | F6 | Commercial | Warehouse (WA) | Existing | Food Preparation | Natural Gas | Food Prep Other | Baseline Forecast | Avg. Replacement Usage (therms) | 0.0020893 | 0.0020893 | 0.0020893 | 0.0020893 | 0.0020893 | 0.0020893 | 0.0020893 | 0.0020893 | 0.0020893 | 0.0020893 | 0.0020893 | 0.0020893 | 0.0020893 | 0.0020893 | 0.0020893 | 0.0020893 | 0.0020893 | 0.0020893 | 0.0020893 | 0.0020893 | 0.0020893 | 0.0020893 | 0.0020893 | 0.0020893 | 0.0020893 | 0.0020893 | 0.0020893
F7_Commercial_Warehouse (WA)_Existing_Food Preparation_Natural Gas_Food Prep Other_Baseline Forecast | F7 | Commercial | Warehouse (WA) | Existing | Food Preparation | Natural Gas | Food Prep Other | Baseline Forecast | Avg. Replacement Summer Demand (n/a) | 0 | 0 | 0 | 0 | 0 | 0 | 0 | 0 | 0 | 0 | 0 | 0 | 0 | 0 | 0 | 0 | 0 | 0 | 0 | 0 | 0 | 0 | 0 | 0 | 0 | 0 | 0
F8_Commercial_Warehouse (WA)_Existing_Food Preparation_Natural Gas_Food Prep Other_Baseline Forecast | F8 | Commercial | Warehouse (WA) | Existing | Food Preparation | Natural Gas | Food Prep Other | Baseline Forecast | Avg. Replacement Winter Demand (n/a) | 0 | 0 | 0 | 0 | 0 | 0 | 0 | 0 | 0 | 0 | 0 | 0 | 0 | 0 | 0 | 0 | 0 | 0 | 0 | 0 | 0 | 0 | 0 | 0 | 0 | 0 | 0
F1_Commercial_Warehouse (WA)_Existing_Miscellaneous_Natural Gas_Pool Heater_Baseline Forecast | F1 | Commercial | Warehouse (WA) | Existing | Miscellaneous | Natural Gas | Pool Heater | Baseline Forecast | Units | 0 | 0 | 0 | 0 | 0 | 0 | 0 | 0 | 0 | 0 | 0 | 0 | 0 | 0 | 0 | 0 | 0 | 0 | 0 | 0 | 0 | 0 | 0 | 0 | 0 | 0 | 0
F2_Commercial_Warehouse (WA)_Existing_Miscellaneous_Natural Gas_Pool Heater_Baseline Forecast | F2 | Commercial | Warehouse (WA) | Existing | Miscellaneous | Natural Gas | Pool Heater | Baseline Forecast | Usage (MMtherm) | 0 | 0 | 0 | 0 | 0 | 0 | 0 | 0 | 0 | 0 | 0 | 0 | 0 | 0 | 0 | 0 | 0 | 0 | 0 | 0 | 0 | 0 | 0 | 0 | 0 | 0 | 0
F3_Commercial_Warehouse (WA)_Existing_Miscellaneous_Natural Gas_Pool Heater_Baseline Forecast | F3 | Commercial | Warehouse (WA) | Existing | Miscellaneous | Natural Gas | Pool Heater | Baseline Forecast | Summer Peak Demand (n/a) | 0 | 0 | 0 | 0 | 0 | 0 | 0 | 0 | 0 | 0 | 0 | 0 | 0 | 0 | 0 | 0 | 0 | 0 | 0 | 0 | 0 | 0 | 0 | 0 | 0 | 0 | 0
F4_Commercial_Warehouse (WA)_Existing_Miscellaneous_Natural Gas_Pool Heater_Baseline Forecast | F4 | Commercial | Warehouse (WA) | Existing | Miscellaneous | Natural Gas | Pool Heater | Baseline Forecast | Winter Peak Demand (n/a) | 0 | 0 | 0 | 0 | 0 | 0 | 0 | 0 | 0 | 0 | 0 | 0 | 0 | 0 | 0 | 0 | 0 | 0 | 0 | 0 | 0 | 0 | 0 | 0 | 0 | 0 | 0
F5_Commercial_Warehouse (WA)_Existing_Miscellaneous_Natural Gas_Pool Heater_Baseline Forecast | F5 | Commercial | Warehouse (WA) | Existing | Miscellaneous | Natural Gas | Pool Heater | Baseline Forecast | Turnover | 0 | 0 | 0 | 0 | 0 | 0 | 0 | 0 | 0 | 0 | 0 | 0 | 0 | 0 | 0 | 0 | 0 | 0 | 0 | 0 | 0 | 0 | 0 | 0 | 0 | 0 | 0
F6_Commercial_Warehouse (WA)_Existing_Miscellaneous_Natural Gas_Pool Heater_Baseline Forecast | F6 | Commercial | Warehouse (WA) | Existing | Miscellaneous | Natural Gas | Pool Heater | Baseline Forecast | Avg. Replacement Usage (therms) | 0.01 | 0.01 | 0.01 | 0.01 | 0.01 | 0.01 | 0.01 | 0.01 | 0.01 | 0.01 | 0.01 | 0.01 | 0.01 | 0.01 | 0.01 | 0.01 | 0.01 | 0.01 | 0.01 | 0.01 | 0.01 | 0.01 | 0.01 | 0.01 | 0.01 | 0.01 | 0.01
F7_Commercial_Warehouse (WA)_Existing_Miscellaneous_Natural Gas_Pool Heater_Baseline Forecast | F7 | Commercial | Warehouse (WA) | Existing | Miscellaneous | Natural Gas | Pool Heater | Baseline Forecast | Avg. Replacement Summer Demand (n/a) | 0 | 0 | 0 | 0 | 0 | 0 | 0 | 0 | 0 | 0 | 0 | 0 | 0 | 0 | 0 | 0 | 0 | 0 | 0 | 0 | 0 | 0 | 0 | 0 | 0 | 0 | 0
F8_Commercial_Warehouse (WA)_Existing_Miscellaneous_Natural Gas_Pool Heater_Baseline Forecast | F8 | Commercial | Warehouse (WA) | Existing | Miscellaneous | Natural Gas | Pool Heater | Baseline Forecast | Avg. Replacement Winter Demand (n/a) | 0 | 0 | 0 | 0 | 0 | 0 | 0 | 0 | 0 | 0 | 0 | 0 | 0 | 0 | 0 | 0 | 0 | 0 | 0 | 0 | 0 | 0 | 0 | 0 | 0 | 0 | 0
F1_Commercial_Warehouse (WA)_Existing_Miscellaneous_Natural Gas_Miscellaneous_Baseline Forecast | F1 | Commercial | Warehouse (WA) | Existing | Miscellaneous | Natural Gas | Miscellaneous | Baseline Forecast | Units | 8433278.4491 | 8287877.0965 | 8144982.6638 | 8004551.9282 | 7866542.4122 | 7730912.3706 | 7597620.778 | 7466627.3163 | 7337892.3626 | 7211376.977 | 7087042.8912 | 6964852.4966 | 6844768.8328 | 6726755.5771 | 6610777.0326 | 6496798.1183 | 6384784.3576 | 6274701.8687 | 6166517.3537 | 6060198.089 | 5955711.9151 | 5853027.2269 | 5752112.9643 | 5652938.6029 | 5555474.1442 | 5459690.1072 | 5365557.5192
F2_Commercial_Warehouse (WA)_Existing_Miscellaneous_Natural Gas_Miscellaneous_Baseline Forecast | F2 | Commercial | Warehouse (WA) | Existing | Miscellaneous | Natural Gas | Miscellaneous | Baseline Forecast | Usage (MMtherm) | 0.059912 | 0.058879 | 0.057864 | 0.056866 | 0.055886 | 0.054922 | 0.053975 | 0.053045 | 0.05213 | 0.051231 | 0.050348 | 0.04948 | 0.048627 | 0.047789 | 0.046965 | 0.046155 | 0.045359 | 0.044577 | 0.043808 | 0.043053 | 0.042311 | 0.041581 | 0.040864 | 0.04016 | 0.039467 | 0.038787 | 0.038118
F3_Commercial_Warehouse (WA)_Existing_Miscellaneous_Natural Gas_Miscellaneous_Baseline Forecast | F3 | Commercial | Warehouse (WA) | Existing | Miscellaneous | Natural Gas | Miscellaneous | Baseline Forecast | Summer Peak Demand (n/a) | 0 | 0 | 0 | 0 | 0 | 0 | 0 | 0 | 0 | 0 | 0 | 0 | 0 | 0 | 0 | 0 | 0 | 0 | 0 | 0 | 0 | 0 | 0 | 0 | 0 | 0 | 0
F4_Commercial_Warehouse (WA)_Existing_Miscellaneous_Natural Gas_Miscellaneous_Baseline Forecast | F4 | Commercial | Warehouse (WA) | Existing | Miscellaneous | Natural Gas | Miscellaneous | Baseline Forecast | Winter Peak Demand (n/a) | 0 | 0 | 0 | 0 | 0 | 0 | 0 | 0 | 0 | 0 | 0 | 0 | 0 | 0 | 0 | 0 | 0 | 0 | 0 | 0 | 0 | 0 | 0 | 0 | 0 | 0 | 0
F5_Commercial_Warehouse (WA)_Existing_Miscellaneous_Natural Gas_Miscellaneous_Baseline Forecast | F5 | Commercial | Warehouse (WA) | Existing | Miscellaneous | Natural Gas | Miscellaneous | Baseline Forecast | Turnover | 0 | 710389.4654 | 831120.68 | 928808.0663 | 878719.9812 | 852898.0614 | 844392.4787 | 830436.0012 | 815178.2455 | 801172.3417 | 787481.8415 | 947817.1157 | 939601.7509 | 925692.5208 | 899946.5299 | 882875.1054 | 870739.5671 | 855655.4615 | 840256.8212 | 825882.14 | 811746.1941 | 840302.4485 | 821815.8767 | 802897.8803 | 787877.1965 | 774732.8776 | 762231.8592
F6_Commercial_Warehouse (WA)_Existing_Miscellaneous_Natural Gas_Miscellaneous_Baseline Forecast | F6 | Commercial | Warehouse (WA) | Existing | Miscellaneous | Natural Gas | Miscellaneous | Baseline Forecast | Avg. Replacement Usage (therms) | 0.0071043 | 0.0071043 | 0.0071043 | 0.0071043 | 0.0071043 | 0.0071043 | 0.0071043 | 0.0071043 | 0.0071043 | 0.0071043 | 0.0071043 | 0.0071043 | 0.0071043 | 0.0071043 | 0.0071043 | 0.0071043 | 0.0071043 | 0.0071043 | 0.0071043 | 0.0071043 | 0.0071043 | 0.0071043 | 0.0071043 | 0.0071043 | 0.0071043 | 0.0071043 | 0.0071043
F7_Commercial_Warehouse (WA)_Existing_Miscellaneous_Natural Gas_Miscellaneous_Baseline Forecast | F7 | Commercial | Warehouse (WA) | Existing | Miscellaneous | Natural Gas | Miscellaneous | Baseline Forecast | Avg. Replacement Summer Demand (n/a) | 0 | 0 | 0 | 0 | 0 | 0 | 0 | 0 | 0 | 0 | 0 | 0 | 0 | 0 | 0 | 0 | 0 | 0 | 0 | 0 | 0 | 0 | 0 | 0 | 0 | 0 | 0
F8_Commercial_Warehouse (WA)_Existing_Miscellaneous_Natural Gas_Miscellaneous_Baseline Forecast | F8 | Commercial | Warehouse (WA) | Existing | Miscellaneous | Natural Gas | Miscellaneous | Baseline Forecast | Avg. Replacement Winter Demand (n/a) | 0 | 0 | 0 | 0 | 0 | 0 | 0 | 0 | 0 | 0 | 0 | 0 | 0 | 0 | 0 | 0 | 0 | 0 | 0 | 0 | 0 | 0 | 0 | 0 | 0 | 0 | 0
F1_Commercial_Warehouse (WA)_New_Space Heating_Natural Gas_Furnace_Baseline Forecast | F1 | Commercial | Warehouse (WA) | New | Space Heating | Natural Gas | Furnace | Baseline Forecast | Units | 0 | 129905.8102 | 251138.2827 | 373320.311 | 495486.252 | 615258.2256 | 733017.165 | 848373.4819 | 961931.7468 | 1073750.6201 | 1183792.049 | 1290156.6045 | 1395019.2015 | 1498276.2896 | 1599631.3817 | 1699076.3347 | 1797212.2068 | 1893741.2721 | 1988622.0856 | 2081812.8106 | 2173624.1594 | 2265296.9291 | 2355344.3255 | 2443883.4357 | 2531063.0725 | 2617192.1202 | 2694622.0531
F2_Commercial_Warehouse (WA)_New_Space Heating_Natural Gas_Furnace_Baseline Forecast | F2 | Commercial | Warehouse (WA) | New | Space Heating | Natural Gas | Furnace | Baseline Forecast | Usage (MMtherm) | 0 | 0.084937 | 0.1642 | 0.24409 | 0.32397 | 0.40228 | 0.47927 | 0.5547 | 0.62894 | 0.70206 | 0.774 | 0.84355 | 0.91211 | 0.97962 | 1.0459 | 1.1109 | 1.1751 | 1.2382 | 1.3002 | 1.3612 | 1.4212 | 1.4811 | 1.54 | 1.5979 | 1.6549 | 1.7112 | 1.7618
F3_Commercial_Warehouse (WA)_New_Space Heating_Natural Gas_Furnace_Baseline Forecast | F3 | Commercial | Warehouse (WA) | New | Space Heating | Natural Gas | Furnace | Baseline Forecast | Summer Peak Demand (n/a) | 0 | 0 | 0 | 0 | 0 | 0 | 0 | 0 | 0 | 0 | 0 | 0 | 0 | 0 | 0 | 0 | 0 | 0 | 0 | 0 | 0 | 0 | 0 | 0 | 0 | 0 | 0
F4_Commercial_Warehouse (WA)_New_Space Heating_Natural Gas_Furnace_Baseline Forecast | F4 | Commercial | Warehouse (WA) | New | Space Heating | Natural Gas | Furnace | Baseline Forecast | Winter Peak Demand (n/a) | 0 | 0 | 0 | 0 | 0 | 0 | 0 | 0 | 0 | 0 | 0 | 0 | 0 | 0 | 0 | 0 | 0 | 0 | 0 | 0 | 0 | 0 | 0 | 0 | 0 | 0 | 0
F5_Commercial_Warehouse (WA)_New_Space Heating_Natural Gas_Furnace_Baseline Forecast | F5 | Commercial | Warehouse (WA) | New | Space Heating | Natural Gas | Furnace | Baseline Forecast | Turnover | 0 | 129905.8102 | 121232.4725 | 122182.0283 | 122165.941 | 119771.9736 | 117758.9393 | 115356.3169 | 113558.2649 | 111818.8733 | 110041.4289 | 106364.5555 | 116672.2161 | 125014.2394 | 132241.7776 | 138629.7527 | 144646.7784 | 149517.0656 | 153538.6608 | 156839.5193 | 159839.2412 | 163520.0745 | 165032.6331 | 208706.0668 | 205023.6628 | 205584.518 | 198623.3938
F6_Commercial_Warehouse (WA)_New_Space Heating_Natural Gas_Furnace_Baseline Forecast | F6 | Commercial | Warehouse (WA) | New | Space Heating | Natural Gas | Furnace | Baseline Forecast | Avg. Replacement Usage (therms) | 0.67852 | 0.65383 | 0.65383 | 0.65383 | 0.65383 | 0.65383 | 0.65383 | 0.65383 | 0.65383 | 0.65383 | 0.65383 | 0.65383 | 0.65383 | 0.65383 | 0.65383 | 0.65383 | 0.65383 | 0.65383 | 0.65383 | 0.65383 | 0.65383 | 0.65383 | 0.65383 | 0.65383 | 0.65383 | 0.65383 | 0.65383
F7_Commercial_Warehouse (WA)_New_Space Heating_Natural Gas_Furnace_Baseline Forecast | F7 | Commercial | Warehouse (WA) | New | Space Heating | Natural Gas | Furnace | Baseline Forecast | Avg. Replacement Summer Demand (n/a) | 0 | 0 | 0 | 0 | 0 | 0 | 0 | 0 | 0 | 0 | 0 | 0 | 0 | 0 | 0 | 0 | 0 | 0 | 0 | 0 | 0 | 0 | 0 | 0 | 0 | 0 | 0
F8_Commercial_Warehouse (WA)_New_Space Heating_Natural Gas_Furnace_Baseline Forecast | F8 | Commercial | Warehouse (WA) | New | Space Heating | Natural Gas | Furnace | Baseline Forecast | Avg. Replacement Winter Demand (n/a) | 0 | 0 | 0 | 0 | 0 | 0 | 0 | 0 | 0 | 0 | 0 | 0 | 0 | 0 | 0 | 0 | 0 | 0 | 0 | 0 | 0 | 0 | 0 | 0 | 0 | 0 | 0
F1_Commercial_Warehouse (WA)_New_Space Heating_Natural Gas_Boiler_Baseline Forecast | F1 | Commercial | Warehouse (WA) | New | Space Heating | Natural Gas | Boiler | Baseline Forecast | Units | 0 | 6269.6078 | 12120.6166 | 18017.4537 | 23913.5143 | 29694.0355 | 35377.4022 | 40944.8119 | 46425.4426 | 51822.1256 | 57133.0243 | 62266.4671 | 67327.4212 | 72310.8892 | 77202.5616 | 82002.0455 | 86738.3497 | 91397.1049 | 95976.3111 | 100473.9489 | 104905.0144 | 109329.3916 | 113675.3239 | 117948.4622 | 122155.9886 | 126312.8107 | 130049.7899
F2_Commercial_Warehouse (WA)_New_Space Heating_Natural Gas_Boiler_Baseline Forecast | F2 | Commercial | Warehouse (WA) | New | Space Heating | Natural Gas | Boiler | Baseline Forecast | Usage (MMtherm) | 0 | 0.013182 | 0.025484 | 0.037883 | 0.05028 | 0.062434 | 0.074383 | 0.086089 | 0.097612 | 0.10896 | 0.12013 | 0.13092 | 0.14156 | 0.15204 | 0.16232 | 0.17241 | 0.18237 | 0.19217 | 0.2018 | 0.21125 | 0.22057 | 0.22987 | 0.23901 | 0.24799 | 0.25684 | 0.26558 | 0.27344
F3_Commercial_Warehouse (WA)_New_Space Heating_Natural Gas_Boiler_Baseline Forecast | F3 | Commercial | Warehouse (WA) | New | Space Heating | Natural Gas | Boiler | Baseline Forecast | Summer Peak Demand (n/a) | 0 | 0 | 0 | 0 | 0 | 0 | 0 | 0 | 0 | 0 | 0 | 0 | 0 | 0 | 0 | 0 | 0 | 0 | 0 | 0 | 0 | 0 | 0 | 0 | 0 | 0 | 0
F4_Commercial_Warehouse (WA)_New_Space Heating_Natural Gas_Boiler_Baseline Forecast | F4 | Commercial | Warehouse (WA) | New | Space Heating | Natural Gas | Boiler | Baseline Forecast | Winter Peak Demand (n/a) | 0 | 0 | 0 | 0 | 0 | 0 | 0 | 0 | 0 | 0 | 0 | 0 | 0 | 0 | 0 | 0 | 0 | 0 | 0 | 0 | 0 | 0 | 0 | 0 | 0 | 0 | 0
F5_Commercial_Warehouse (WA)_New_Space Heating_Natural Gas_Boiler_Baseline Forecast | F5 | Commercial | Warehouse (WA) | New | Space Heating | Natural Gas | Boiler | Baseline Forecast | Turnover | 0 | 6269.6078 | 5851.0089 | 5896.837 | 5896.0606 | 5780.5212 | 5683.3667 | 5567.4096 | 5480.6308 | 5396.683 | 5310.8987 | 5133.4428 | 5060.9542 | 4983.4679 | 4891.6724 | 4799.4839 | 4736.3041 | 4658.7553 | 4579.2061 | 4497.6379 | 4431.0654 | 4424.3772 | 4345.9323 | 4273.1383 | 4207.5264 | 4156.8221 | 3736.9792
F6_Commercial_Warehouse (WA)_New_Space Heating_Natural Gas_Boiler_Baseline Forecast | F6 | Commercial | Warehouse (WA) | New | Space Heating | Natural Gas | Boiler | Baseline Forecast | Avg. Replacement Usage (therms) | 2.182 | 2.1026 | 2.1026 | 2.1026 | 2.1026 | 2.1026 | 2.1026 | 2.1026 | 2.1026 | 2.1026 | 2.1026 | 2.1026 | 2.1026 | 2.1026 | 2.1026 | 2.1026 | 2.1026 | 2.1026 | 2.1026 | 2.1026 | 2.1026 | 2.1026 | 2.1026 | 2.1026 | 2.1026 | 2.1026 | 2.1026
F7_Commercial_Warehouse (WA)_New_Space Heating_Natural Gas_Boiler_Baseline Forecast | F7 | Commercial | Warehouse (WA) | New | Space Heating | Natural Gas | Boiler | Baseline Forecast | Avg. Replacement Summer Demand (n/a) | 0 | 0 | 0 | 0 | 0 | 0 | 0 | 0 | 0 | 0 | 0 | 0 | 0 | 0 | 0 | 0 | 0 | 0 | 0 | 0 | 0 | 0 | 0 | 0 | 0 | 0 | 0
F8_Commercial_Warehouse (WA)_New_Space Heating_Natural Gas_Boiler_Baseline Forecast | F8 | Commercial | Warehouse (WA) | New | Space Heating | Natural Gas | Boiler | Baseline Forecast | Avg. Replacement Winter Demand (n/a) | 0 | 0 | 0 | 0 | 0 | 0 | 0 | 0 | 0 | 0 | 0 | 0 | 0 | 0 | 0 | 0 | 0 | 0 | 0 | 0 | 0 | 0 | 0 | 0 | 0 | 0 | 0
F1_Commercial_Warehouse (WA)_New_Space Heating_Natural Gas_Unit Heater_Baseline Forecast | F1 | Commercial | Warehouse (WA) | New | Space Heating | Natural Gas | Unit Heater | Baseline Forecast | Units | 0 | 45985.2159 | 88900.1666 | 132151.2494 | 175396.6375 | 217794.5877 | 259479.9461 | 300314.8028 | 340513.169 | 380095.8099 | 419049.2552 | 456701.1281 | 493821.3243 | 530373.1883 | 566251.7667 | 601454.177 | 636193.1873 | 670363.4057 | 703950.1613 | 736938.6443 | 769438.8435 | 801889.9872 | 833765.7667 | 865107.6297 | 895968.2541 | 926456.9817 | 953866.3192
F2_Commercial_Warehouse (WA)_New_Space Heating_Natural Gas_Unit Heater_Baseline Forecast | F2 | Commercial | Warehouse (WA) | New | Space Heating | Natural Gas | Unit Heater | Baseline Forecast | Usage (MMtherm) | 0 | 0.015034 | 0.029064 | 0.043204 | 0.057342 | 0.071203 | 0.084831 | 0.098181 | 0.11132 | 0.12426 | 0.137 | 0.14931 | 0.16144 | 0.17339 | 0.18512 | 0.19663 | 0.20799 | 0.21916 | 0.23014 | 0.24093 | 0.25155 | 0.26216 | 0.27258 | 0.28283 | 0.29292 | 0.30288 | 0.31185
F3_Commercial_Warehouse (WA)_New_Space Heating_Natural Gas_Unit Heater_Baseline Forecast | F3 | Commercial | Warehouse (WA) | New | Space Heating | Natural Gas | Unit Heater | Baseline Forecast | Summer Peak Demand (n/a) | 0 | 0 | 0 | 0 | 0 | 0 | 0 | 0 | 0 | 0 | 0 | 0 | 0 | 0 | 0 | 0 | 0 | 0 | 0 | 0 | 0 | 0 | 0 | 0 | 0 | 0 | 0
F4_Commercial_Warehouse (WA)_New_Space Heating_Natural Gas_Unit Heater_Baseline Forecast | F4 | Commercial | Warehouse (WA) | New | Space Heating | Natural Gas | Unit Heater | Baseline Forecast | Winter Peak Demand (n/a) | 0 | 0 | 0 | 0 | 0 | 0 | 0 | 0 | 0 | 0 | 0 | 0 | 0 | 0 | 0 | 0 | 0 | 0 | 0 | 0 | 0 | 0 | 0 | 0 | 0 | 0 | 0
F5_Commercial_Warehouse (WA)_New_Space Heating_Natural Gas_Unit Heater_Baseline Forecast | F5 | Commercial | Warehouse (WA) | New | Space Heating | Natural Gas | Unit Heater | Baseline Forecast | Turnover | 0 | 45985.2159 | 42914.9506 | 43251.0828 | 43245.3881 | 42397.9502 | 41685.3584 | 40834.8567 | 40198.3662 | 39582.6409 | 38953.4453 | 37651.8729 | 37120.1962 | 36551.8639 | 35878.5784 | 35202.4104 | 34739.0102 | 38350.6926 | 41288.5458 | 43922.0271 | 46371.1836 | 48915.4887 | 50632.9439 | 52106.0903 | 53391.5917 | 54569.847 | 52842.4864
F6_Commercial_Warehouse (WA)_New_Space Heating_Natural Gas_Unit Heater_Baseline Forecast | F6 | Commercial | Warehouse (WA) | New | Space Heating | Natural Gas | Unit Heater | Baseline Forecast | Avg. Replacement Usage (therms) | 0.33927 | 0.32693 | 0.32693 | 0.32693 | 0.32693 | 0.32693 | 0.32693 | 0.32693 | 0.32693 | 0.32693 | 0.32693 | 0.32693 | 0.32693 | 0.32693 | 0.32693 | 0.32693 | 0.32693 | 0.32693 | 0.32693 | 0.32693 | 0.32693 | 0.32693 | 0.32693 | 0.32693 | 0.32693 | 0.32693 | 0.32693
F7_Commercial_Warehouse (WA)_New_Space Heating_Natural Gas_Unit Heater_Baseline Forecast | F7 | Commercial | Warehouse (WA) | New | Space Heating | Natural Gas | Unit Heater | Baseline Forecast | Avg. Replacement Summer Demand (n/a) | 0 | 0 | 0 | 0 | 0 | 0 | 0 | 0 | 0 | 0 | 0 | 0 | 0 | 0 | 0 | 0 | 0 | 0 | 0 | 0 | 0 | 0 | 0 | 0 | 0 | 0 | 0
F8_Commercial_Warehouse (WA)_New_Space Heating_Natural Gas_Unit Heater_Baseline Forecast | F8 | Commercial | Warehouse (WA) | New | Space Heating | Natural Gas | Unit Heater | Baseline Forecast | Avg. Replacement Winter Demand (n/a) | 0 | 0 | 0 | 0 | 0 | 0 | 0 | 0 | 0 | 0 | 0 | 0 | 0 | 0 | 0 | 0 | 0 | 0 | 0 | 0 | 0 | 0 | 0 | 0 | 0 | 0 | 0
F1_Commercial_Warehouse (WA)_New_Water Heating_Natural Gas_Water Heater_Baseline Forecast | F1 | Commercial | Warehouse (WA) | New | Water Heating | Natural Gas | Water Heater | Baseline Forecast | Units | 0 | 126917.9334 | 245362.0188 | 364733.8198 | 484089.9036 | 601107.0821 | 716157.5267 | 828860.61 | 939806.9971 | 1049053.9991 | 1156564.4387 | 1260482.5741 | 1362933.2965 | 1463815.4373 | 1562839.3285 | 1659997.0146 | 1755875.729 | 1850184.5938 | 1942883.1171 | 2033930.4244 | 2123630.0817 | 2213194.3472 | 2301170.6236 | 2387673.3049 | 2472847.781 | 2556995.8321 | 2632644.8508
F2_Commercial_Warehouse (WA)_New_Water Heating_Natural Gas_Water Heater_Baseline Forecast | F2 | Commercial | Warehouse (WA) | New | Water Heating | Natural Gas | Water Heater | Baseline Forecast | Usage (MMtherm) | 0 | 0.010661 | 0.02061 | 0.030637 | 0.040663 | 0.050492 | 0.060156 | 0.069623 | 0.078942 | 0.088119 | 0.09715 | 0.10588 | 0.11448 | 0.12296 | 0.13128 | 0.13944 | 0.14749 | 0.15541 | 0.1632 | 0.17085 | 0.17838 | 0.18591 | 0.1933 | 0.20056 | 0.20772 | 0.21478 | 0.22114
F3_Commercial_Warehouse (WA)_New_Water Heating_Natural Gas_Water Heater_Baseline Forecast | F3 | Commercial | Warehouse (WA) | New | Water Heating | Natural Gas | Water Heater | Baseline Forecast | Summer Peak Demand (n/a) | 0 | 0 | 0 | 0 | 0 | 0 | 0 | 0 | 0 | 0 | 0 | 0 | 0 | 0 | 0 | 0 | 0 | 0 | 0 | 0 | 0 | 0 | 0 | 0 | 0 | 0 | 0
F4_Commercial_Warehouse (WA)_New_Water Heating_Natural Gas_Water Heater_Baseline Forecast | F4 | Commercial | Warehouse (WA) | New | Water Heating | Natural Gas | Water Heater | Baseline Forecast | Winter Peak Demand (n/a) | 0 | 0 | 0 | 0 | 0 | 0 | 0 | 0 | 0 | 0 | 0 | 0 | 0 | 0 | 0 | 0 | 0 | 0 | 0 | 0 | 0 | 0 | 0 | 0 | 0 | 0 | 0
F5_Commercial_Warehouse (WA)_New_Water Heating_Natural Gas_Water Heater_Baseline Forecast | F5 | Commercial | Warehouse (WA) | New | Water Heating | Natural Gas | Water Heater | Baseline Forecast | Turnover | 0 | 126917.9334 | 118444.0854 | 119371.8011 | 119356.0838 | 117017.1785 | 115050.4446 | 112703.0833 | 110946.3871 | 109247.002 | 107510.4395 | 103918.1354 | 113988.7163 | 122138.8703 | 129200.1728 | 135441.2223 | 141319.8545 | 146078.1234 | 150007.2206 | 153232.1582 | 156162.8856 | 159759.0585 | 161236.8277 | 203905.758 | 200308.0504 | 200856.0058 | 194054.9897
F6_Commercial_Warehouse (WA)_New_Water Heating_Natural Gas_Water Heater_Baseline Forecast | F6 | Commercial | Warehouse (WA) | New | Water Heating | Natural Gas | Water Heater | Baseline Forecast | Avg. Replacement Usage (therms) | 0.083999 | 0.083999 | 0.083999 | 0.083999 | 0.083999 | 0.083999 | 0.083999 | 0.083999 | 0.083999 | 0.083999 | 0.083999 | 0.083999 | 0.083999 | 0.083999 | 0.083999 | 0.083999 | 0.083999 | 0.083999 | 0.083999 | 0.083999 | 0.083999 | 0.083999 | 0.083999 | 0.083999 | 0.083999 | 0.083999 | 0.083999
F7_Commercial_Warehouse (WA)_New_Water Heating_Natural Gas_Water Heater_Baseline Forecast | F7 | Commercial | Warehouse (WA) | New | Water Heating | Natural Gas | Water Heater | Baseline Forecast | Avg. Replacement Summer Demand (n/a) | 0 | 0 | 0 | 0 | 0 | 0 | 0 | 0 | 0 | 0 | 0 | 0 | 0 | 0 | 0 | 0 | 0 | 0 | 0 | 0 | 0 | 0 | 0 | 0 | 0 | 0 | 0
F8_Commercial_Warehouse (WA)_New_Water Heating_Natural Gas_Water Heater_Baseline Forecast | F8 | Commercial | Warehouse (WA) | New | Water Heating | Natural Gas | Water Heater | Baseline Forecast | Avg. Replacement Winter Demand (n/a) | 0 | 0 | 0 | 0 | 0 | 0 | 0 | 0 | 0 | 0 | 0 | 0 | 0 | 0 | 0 | 0 | 0 | 0 | 0 | 0 | 0 | 0 | 0 | 0 | 0 | 0 | 0
F1_Commercial_Warehouse (WA)_New_Food Preparation_Natural Gas_Oven_Baseline Forecast | F1 | Commercial | Warehouse (WA) | New | Food Preparation | Natural Gas | Oven | Baseline Forecast | Units | 0 | 1507.8861 | 2915.0962 | 4333.3282 | 5751.3735 | 7141.6308 | 8508.5217 | 9847.524 | 11165.6555 | 12463.5968 | 13740.9065 | 14975.5367 | 16192.7328 | 17391.293 | 18567.7757 | 19722.0863 | 20861.2018 | 21981.6662 | 23082.9985 | 24164.713 | 25230.4164 | 26294.5111 | 27339.7394 | 28367.4601 | 29379.4007 | 30379.1465 | 31277.9171
F2_Commercial_Warehouse (WA)_New_Food Preparation_Natural Gas_Oven_Baseline Forecast | F2 | Commercial | Warehouse (WA) | New | Food Preparation | Natural Gas | Oven | Baseline Forecast | Usage (MMtherm) | 0 | 6.6218e-06 | 1.2801e-05 | 1.903e-05 | 2.5257e-05 | 3.1362e-05 | 3.7365e-05 | 4.3245e-05 | 4.9033e-05 | 5.4733e-05 | 6.0342e-05 | 6.5764e-05 | 7.1109e-05 | 7.6373e-05 | 8.1539e-05 | 8.6608e-05 | 9.1611e-05 | 9.6531e-05 | 0.00010137 | 0.00010612 | 0.0001108 | 0.00011547 | 0.00012006 | 0.00012457 | 0.00012902 | 0.00013341 | 0.00013735
F3_Commercial_Warehouse (WA)_New_Food Preparation_Natural Gas_Oven_Baseline Forecast | F3 | Commercial | Warehouse (WA) | New | Food Preparation | Natural Gas | Oven | Baseline Forecast | Summer Peak Demand (n/a) | 0 | 0 | 0 | 0 | 0 | 0 | 0 | 0 | 0 | 0 | 0 | 0 | 0 | 0 | 0 | 0 | 0 | 0 | 0 | 0 | 0 | 0 | 0 | 0 | 0 | 0 | 0
F4_Commercial_Warehouse (WA)_New_Food Preparation_Natural Gas_Oven_Baseline Forecast | F4 | Commercial | Warehouse (WA) | New | Food Preparation | Natural Gas | Oven | Baseline Forecast | Winter Peak Demand (n/a) | 0 | 0 | 0 | 0 | 0 | 0 | 0 | 0 | 0 | 0 | 0 | 0 | 0 | 0 | 0 | 0 | 0 | 0 | 0 | 0 | 0 | 0 | 0 | 0 | 0 | 0 | 0
F5_Commercial_Warehouse (WA)_New_Food Preparation_Natural Gas_Oven_Baseline Forecast | F5 | Commercial | Warehouse (WA) | New | Food Preparation | Natural Gas | Oven | Baseline Forecast | Turnover | 0 | 1507.8861 | 1407.21 | 1418.232 | 1418.0453 | 1390.2573 | 1366.8909 | 1339.0024 | 1318.1314 | 1297.9414 | 1578.8869 | 1757.334 | 1919.0056 | 2043.6168 | 2130.5794 | 2586.2495 | 2526.0754 | 2496.548 | 2461.7385 | 2478.5324 | 2528.4991 | 2610.8217 | 2685.8619 | 2761.0509 | 2989.5028 | 3133.7895 | 3147.6964
F6_Commercial_Warehouse (WA)_New_Food Preparation_Natural Gas_Oven_Baseline Forecast | F6 | Commercial | Warehouse (WA) | New | Food Preparation | Natural Gas | Oven | Baseline Forecast | Avg. Replacement Usage (therms) | 0.0043914 | 0.0043914 | 0.0043914 | 0.0043914 | 0.0043914 | 0.0043914 | 0.0043914 | 0.0043914 | 0.0043914 | 0.0043914 | 0.0043914 | 0.0043914 | 0.0043914 | 0.0043914 | 0.0043914 | 0.0043914 | 0.0043914 | 0.0043914 | 0.0043914 | 0.0043914 | 0.0043914 | 0.0043914 | 0.0043914 | 0.0043914 | 0.0043914 | 0.0043914 | 0.0043914
F7_Commercial_Warehouse (WA)_New_Food Preparation_Natural Gas_Oven_Baseline Forecast | F7 | Commercial | Warehouse (WA) | New | Food Preparation | Natural Gas | Oven | Baseline Forecast | Avg. Replacement Summer Demand (n/a) | 0 | 0 | 0 | 0 | 0 | 0 | 0 | 0 | 0 | 0 | 0 | 0 | 0 | 0 | 0 | 0 | 0 | 0 | 0 | 0 | 0 | 0 | 0 | 0 | 0 | 0 | 0
F8_Commercial_Warehouse (WA)_New_Food Preparation_Natural Gas_Oven_Baseline Forecast | F8 | Commercial | Warehouse (WA) | New | Food Preparation | Natural Gas | Oven | Baseline Forecast | Avg. Replacement Winter Demand (n/a) | 0 | 0 | 0 | 0 | 0 | 0 | 0 | 0 | 0 | 0 | 0 | 0 | 0 | 0 | 0 | 0 | 0 | 0 | 0 | 0 | 0 | 0 | 0 | 0 | 0 | 0 | 0
F1_Commercial_Warehouse (WA)_New_Food Preparation_Natural Gas_Conveyor Oven_Baseline Forecast | F1 | Commercial | Warehouse (WA) | New | Food Preparation | Natural Gas | Conveyor Oven | Baseline Forecast | Units | 0 | 753.9431 | 1457.5481 | 2166.6641 | 2875.6868 | 3570.8154 | 4254.2608 | 4923.762 | 5582.8277 | 6231.7984 | 6870.4532 | 7487.7683 | 8096.3664 | 8695.6465 | 9283.8878 | 9861.0432 | 10430.6009 | 10990.8331 | 11541.4992 | 12082.3565 | 12615.2082 | 13147.2556 | 13669.8697 | 14183.73 | 14689.7003 | 15189.5733 | 15638.9586
F2_Commercial_Warehouse (WA)_New_Food Preparation_Natural Gas_Conveyor Oven_Baseline Forecast | F2 | Commercial | Warehouse (WA) | New | Food Preparation | Natural Gas | Conveyor Oven | Baseline Forecast | Usage (MMtherm) | 0 | 5.6652e-06 | 1.0952e-05 | 1.628e-05 | 2.1608e-05 | 2.6831e-05 | 3.1967e-05 | 3.6997e-05 | 4.195e-05 | 4.6826e-05 | 5.1625e-05 | 5.6263e-05 | 6.0836e-05 | 6.534e-05 | 6.976e-05 | 7.4096e-05 | 7.8376e-05 | 8.2586e-05 | 8.6723e-05 | 9.0787e-05 | 9.4791e-05 | 9.8789e-05 | 0.00010272 | 0.00010658 | 0.00011038 | 0.00011414 | 0.00011751
F3_Commercial_Warehouse (WA)_New_Food Preparation_Natural Gas_Conveyor Oven_Baseline Forecast | F3 | Commercial | Warehouse (WA) | New | Food Preparation | Natural Gas | Conveyor Oven | Baseline Forecast | Summer Peak Demand (n/a) | 0 | 0 | 0 | 0 | 0 | 0 | 0 | 0 | 0 | 0 | 0 | 0 | 0 | 0 | 0 | 0 | 0 | 0 | 0 | 0 | 0 | 0 | 0 | 0 | 0 | 0 | 0
F4_Commercial_Warehouse (WA)_New_Food Preparation_Natural Gas_Conveyor Oven_Baseline Forecast | F4 | Commercial | Warehouse (WA) | New | Food Preparation | Natural Gas | Conveyor Oven | Baseline Forecast | Winter Peak Demand (n/a) | 0 | 0 | 0 | 0 | 0 | 0 | 0 | 0 | 0 | 0 | 0 | 0 | 0 | 0 | 0 | 0 | 0 | 0 | 0 | 0 | 0 | 0 | 0 | 0 | 0 | 0 | 0
F5_Commercial_Warehouse (WA)_New_Food Preparation_Natural Gas_Conveyor Oven_Baseline Forecast | F5 | Commercial | Warehouse (WA) | New | Food Preparation | Natural Gas | Conveyor Oven | Baseline Forecast | Turnover | 0 | 753.9431 | 703.605 | 709.116 | 709.0227 | 695.1286 | 683.4454 | 669.5012 | 659.0657 | 648.9707 | 638.6548 | 617.3151 | 608.5981 | 599.2801 | 588.2413 | 577.1553 | 569.5577 | 711.0208 | 812.018 | 891.762 | 955.38 | 1009.0958 | 1238.5835 | 1207.3403 | 1194.0121 | 1180.076 | 1117.6365
F6_Commercial_Warehouse (WA)_New_Food Preparation_Natural Gas_Conveyor Oven_Baseline Forecast | F6 | Commercial | Warehouse (WA) | New | Food Preparation | Natural Gas | Conveyor Oven | Baseline Forecast | Avg. Replacement Usage (therms) | 0.007514 | 0.007514 | 0.007514 | 0.007514 | 0.007514 | 0.007514 | 0.007514 | 0.007514 | 0.007514 | 0.007514 | 0.007514 | 0.007514 | 0.007514 | 0.007514 | 0.007514 | 0.007514 | 0.007514 | 0.007514 | 0.007514 | 0.007514 | 0.007514 | 0.007514 | 0.007514 | 0.007514 | 0.007514 | 0.007514 | 0.007514
F7_Commercial_Warehouse (WA)_New_Food Preparation_Natural Gas_Conveyor Oven_Baseline Forecast | F7 | Commercial | Warehouse (WA) | New | Food Preparation | Natural Gas | Conveyor Oven | Baseline Forecast | Avg. Replacement Summer Demand (n/a) | 0 | 0 | 0 | 0 | 0 | 0 | 0 | 0 | 0 | 0 | 0 | 0 | 0 | 0 | 0 | 0 | 0 | 0 | 0 | 0 | 0 | 0 | 0 | 0 | 0 | 0 | 0
F8_Commercial_Warehouse (WA)_New_Food Preparation_Natural Gas_Conveyor Oven_Baseline Forecast | F8 | Commercial | Warehouse (WA) | New | Food Preparation | Natural Gas | Conveyor Oven | Baseline Forecast | Avg. Replacement Winter Demand (n/a) | 0 | 0 | 0 | 0 | 0 | 0 | 0 | 0 | 0 | 0 | 0 | 0 | 0 | 0 | 0 | 0 | 0 | 0 | 0 | 0 | 0 | 0 | 0 | 0 | 0 | 0 | 0
F1_Commercial_Warehouse (WA)_New_Food Preparation_Natural Gas_Double Rack Oven_Baseline Forecast | F1 | Commercial | Warehouse (WA) | New | Food Preparation | Natural Gas | Double Rack Oven | Baseline Forecast | Units | 0 | 753.9431 | 1457.5481 | 2166.6641 | 2875.6868 | 3570.8154 | 4254.2608 | 4923.762 | 5582.8277 | 6231.7984 | 6870.4532 | 7487.7683 | 8096.3664 | 8695.6465 | 9283.8878 | 9861.0432 | 10430.6009 | 10990.8331 | 11541.4992 | 12082.3565 | 12615.2082 | 13147.2556 | 13669.8697 | 14183.73 | 14689.7003 | 15189.5733 | 15638.9586
F2_Commercial_Warehouse (WA)_New_Food Preparation_Natural Gas_Double Rack Oven_Baseline Forecast | F2 | Commercial | Warehouse (WA) | New | Food Preparation | Natural Gas | Double Rack Oven | Baseline Forecast | Usage (MMtherm) | 0 | 8.6064e-06 | 1.6638e-05 | 2.4733e-05 | 3.2827e-05 | 4.0762e-05 | 4.8563e-05 | 5.6206e-05 | 6.3729e-05 | 7.1137e-05 | 7.8428e-05 | 8.5474e-05 | 9.2422e-05 | 9.9263e-05 | 0.00010598 | 0.00011257 | 0.00011907 | 0.00012546 | 0.00013175 | 0.00013792 | 0.00014401 | 0.00015008 | 0.00015604 | 0.00016191 | 0.00016769 | 0.00017339 | 0.00017852
F3_Commercial_Warehouse (WA)_New_Food Preparation_Natural Gas_Double Rack Oven_Baseline Forecast | F3 | Commercial | Warehouse (WA) | New | Food Preparation | Natural Gas | Double Rack Oven | Baseline Forecast | Summer Peak Demand (n/a) | 0 | 0 | 0 | 0 | 0 | 0 | 0 | 0 | 0 | 0 | 0 | 0 | 0 | 0 | 0 | 0 | 0 | 0 | 0 | 0 | 0 | 0 | 0 | 0 | 0 | 0 | 0
F4_Commercial_Warehouse (WA)_New_Food Preparation_Natural Gas_Double Rack Oven_Baseline Forecast | F4 | Commercial | Warehouse (WA) | New | Food Preparation | Natural Gas | Double Rack Oven | Baseline Forecast | Winter Peak Demand (n/a) | 0 | 0 | 0 | 0 | 0 | 0 | 0 | 0 | 0 | 0 | 0 | 0 | 0 | 0 | 0 | 0 | 0 | 0 | 0 | 0 | 0 | 0 | 0 | 0 | 0 | 0 | 0
F5_Commercial_Warehouse (WA)_New_Food Preparation_Natural Gas_Double Rack Oven_Baseline Forecast | F5 | Commercial | Warehouse (WA) | New | Food Preparation | Natural Gas | Double Rack Oven | Baseline Forecast | Turnover | 0 | 753.9431 | 703.605 | 709.116 | 709.0227 | 695.1286 | 683.4454 | 669.5012 | 659.0657 | 648.9707 | 722.4263 | 769.9569 | 823.0704 | 868.7024 | 904.9644 | 934.6253 | 961.6979 | 982.0307 | 997.706 | 1250.6695 | 1233.8452 | 1248.3021 | 1255.7787 | 1261.8352 | 1271.0863 | 1282.5373 | 1250.9879
F6_Commercial_Warehouse (WA)_New_Food Preparation_Natural Gas_Double Rack Oven_Baseline Forecast | F6 | Commercial | Warehouse (WA) | New | Food Preparation | Natural Gas | Double Rack Oven | Baseline Forecast | Avg. Replacement Usage (therms) | 0.011415 | 0.011415 | 0.011415 | 0.011415 | 0.011415 | 0.011415 | 0.011415 | 0.011415 | 0.011415 | 0.011415 | 0.011415 | 0.011415 | 0.011415 | 0.011415 | 0.011415 | 0.011415 | 0.011415 | 0.011415 | 0.011415 | 0.011415 | 0.011415 | 0.011415 | 0.011415 | 0.011415 | 0.011415 | 0.011415 | 0.011415
F7_Commercial_Warehouse (WA)_New_Food Preparation_Natural Gas_Double Rack Oven_Baseline Forecast | F7 | Commercial | Warehouse (WA) | New | Food Preparation | Natural Gas | Double Rack Oven | Baseline Forecast | Avg. Replacement Summer Demand (n/a) | 0 | 0 | 0 | 0 | 0 | 0 | 0 | 0 | 0 | 0 | 0 | 0 | 0 | 0 | 0 | 0 | 0 | 0 | 0 | 0 | 0 | 0 | 0 | 0 | 0 | 0 | 0
F8_Commercial_Warehouse (WA)_New_Food Preparation_Natural Gas_Double Rack Oven_Baseline Forecast | F8 | Commercial | Warehouse (WA) | New | Food Preparation | Natural Gas | Double Rack Oven | Baseline Forecast | Avg. Replacement Winter Demand (n/a) | 0 | 0 | 0 | 0 | 0 | 0 | 0 | 0 | 0 | 0 | 0 | 0 | 0 | 0 | 0 | 0 | 0 | 0 | 0 | 0 | 0 | 0 | 0 | 0 | 0 | 0 | 0
F1_Commercial_Warehouse (WA)_New_Food Preparation_Natural Gas_Fryer_Baseline Forecast | F1 | Commercial | Warehouse (WA) | New | Food Preparation | Natural Gas | Fryer | Baseline Forecast | Units | 0 | 3015.7722 | 5830.1923 | 8666.6564 | 11502.747 | 14283.2616 | 17017.0433 | 19695.0481 | 22331.3109 | 24927.1937 | 27481.8129 | 29951.0733 | 32385.4657 | 34782.586 | 37135.5513 | 39444.1727 | 41722.4036 | 43963.3324 | 46165.997 | 48329.426 | 50460.8327 | 52589.0223 | 54679.4787 | 56734.9202 | 58758.8014 | 60758.2931 | 62555.8343
F2_Commercial_Warehouse (WA)_New_Food Preparation_Natural Gas_Fryer_Baseline Forecast | F2 | Commercial | Warehouse (WA) | New | Food Preparation | Natural Gas | Fryer | Baseline Forecast | Usage (MMtherm) | 0 | 2.0518e-05 | 3.9667e-05 | 5.8965e-05 | 7.8261e-05 | 9.7178e-05 | 0.00011578 | 0.000134 | 0.00015193 | 0.0001696 | 0.00018698 | 0.00020378 | 0.00022034 | 0.00023665 | 0.00025266 | 0.00026836 | 0.00028387 | 0.00029911 | 0.0003141 | 0.00032882 | 0.00034332 | 0.0003578 | 0.00037202 | 0.00038601 | 0.00039977 | 0.00041338 | 0.00042561
F3_Commercial_Warehouse (WA)_New_Food Preparation_Natural Gas_Fryer_Baseline Forecast | F3 | Commercial | Warehouse (WA) | New | Food Preparation | Natural Gas | Fryer | Baseline Forecast | Summer Peak Demand (n/a) | 0 | 0 | 0 | 0 | 0 | 0 | 0 | 0 | 0 | 0 | 0 | 0 | 0 | 0 | 0 | 0 | 0 | 0 | 0 | 0 | 0 | 0 | 0 | 0 | 0 | 0 | 0
F4_Commercial_Warehouse (WA)_New_Food Preparation_Natural Gas_Fryer_Baseline Forecast | F4 | Commercial | Warehouse (WA) | New | Food Preparation | Natural Gas | Fryer | Baseline Forecast | Winter Peak Demand (n/a) | 0 | 0 | 0 | 0 | 0 | 0 | 0 | 0 | 0 | 0 | 0 | 0 | 0 | 0 | 0 | 0 | 0 | 0 | 0 | 0 | 0 | 0 | 0 | 0 | 0 | 0 | 0
F5_Commercial_Warehouse (WA)_New_Food Preparation_Natural Gas_Fryer_Baseline Forecast | F5 | Commercial | Warehouse (WA) | New | Food Preparation | Natural Gas | Fryer | Baseline Forecast | Turnover | 0 | 3015.7722 | 2814.4201 | 2836.4641 | 2836.0906 | 2780.5145 | 2733.7818 | 2678.0047 | 2636.2628 | 2595.8827 | 2554.6193 | 2469.2604 | 2708.5534 | 2902.2141 | 3070.0019 | 3218.2991 | 3357.9848 | 3471.0488 | 3564.4105 | 3641.0401 | 3710.6789 | 3796.1297 | 3831.2438 | 4845.1255 | 4759.6383 | 4772.6586 | 4611.0556
F6_Commercial_Warehouse (WA)_New_Food Preparation_Natural Gas_Fryer_Baseline Forecast | F6 | Commercial | Warehouse (WA) | New | Food Preparation | Natural Gas | Fryer | Baseline Forecast | Avg. Replacement Usage (therms) | 0.0068037 | 0.0068037 | 0.0068037 | 0.0068037 | 0.0068037 | 0.0068037 | 0.0068037 | 0.0068037 | 0.0068037 | 0.0068037 | 0.0068037 | 0.0068037 | 0.0068037 | 0.0068037 | 0.0068037 | 0.0068037 | 0.0068037 | 0.0068037 | 0.0068037 | 0.0068037 | 0.0068037 | 0.0068037 | 0.0068037 | 0.0068037 | 0.0068037 | 0.0068037 | 0.0068037
F7_Commercial_Warehouse (WA)_New_Food Preparation_Natural Gas_Fryer_Baseline Forecast | F7 | Commercial | Warehouse (WA) | New | Food Preparation | Natural Gas | Fryer | Baseline Forecast | Avg. Replacement Summer Demand (n/a) | 0 | 0 | 0 | 0 | 0 | 0 | 0 | 0 | 0 | 0 | 0 | 0 | 0 | 0 | 0 | 0 | 0 | 0 | 0 | 0 | 0 | 0 | 0 | 0 | 0 | 0 | 0
F8_Commercial_Warehouse (WA)_New_Food Preparation_Natural Gas_Fryer_Baseline Forecast | F8 | Commercial | Warehouse (WA) | New | Food Preparation | Natural Gas | Fryer | Baseline Forecast | Avg. Replacement Winter Demand (n/a) | 0 | 0 | 0 | 0 | 0 | 0 | 0 | 0 | 0 | 0 | 0 | 0 | 0 | 0 | 0 | 0 | 0 | 0 | 0 | 0 | 0 | 0 | 0 | 0 | 0 | 0 | 0
F1_Commercial_Warehouse (WA)_New_Food Preparation_Natural Gas_Broiler_Baseline Forecast | F1 | Commercial | Warehouse (WA) | New | Food Preparation | Natural Gas | Broiler | Baseline Forecast | Units | 0 | 0 | 0 | 0 | 0 | 0 | 0 | 0 | 0 | 0 | 0 | 0 | 0 | 0 | 0 | 0 | 0 | 0 | 0 | 0 | 0 | 0 | 0 | 0 | 0 | 0 | 0
F2_Commercial_Warehouse (WA)_New_Food Preparation_Natural Gas_Broiler_Baseline Forecast | F2 | Commercial | Warehouse (WA) | New | Food Preparation | Natural Gas | Broiler | Baseline Forecast | Usage (MMtherm) | 0 | 0 | 0 | 0 | 0 | 0 | 0 | 0 | 0 | 0 | 0 | 0 | 0 | 0 | 0 | 0 | 0 | 0 | 0 | 0 | 0 | 0 | 0 | 0 | 0 | 0 | 0
F3_Commercial_Warehouse (WA)_New_Food Preparation_Natural Gas_Broiler_Baseline Forecast | F3 | Commercial | Warehouse (WA) | New | Food Preparation | Natural Gas | Broiler | Baseline Forecast | Summer Peak Demand (n/a) | 0 | 0 | 0 | 0 | 0 | 0 | 0 | 0 | 0 | 0 | 0 | 0 | 0 | 0 | 0 | 0 | 0 | 0 | 0 | 0 | 0 | 0 | 0 | 0 | 0 | 0 | 0
F4_Commercial_Warehouse (WA)_New_Food Preparation_Natural Gas_Broiler_Baseline Forecast | F4 | Commercial | Warehouse (WA) | New | Food Preparation | Natural Gas | Broiler | Baseline Forecast | Winter Peak Demand (n/a) | 0 | 0 | 0 | 0 | 0 | 0 | 0 | 0 | 0 | 0 | 0 | 0 | 0 | 0 | 0 | 0 | 0 | 0 | 0 | 0 | 0 | 0 | 0 | 0 | 0 | 0 | 0
F5_Commercial_Warehouse (WA)_New_Food Preparation_Natural Gas_Broiler_Baseline Forecast | F5 | Commercial | Warehouse (WA) | New | Food Preparation | Natural Gas | Broiler | Baseline Forecast | Turnover | 0 | 0 | 0 | 0 | 0 | 0 | 0 | 0 | 0 | 0 | 0 | 0 | 0 | 0 | 0 | 0 | 0 | 0 | 0 | 0 | 0 | 0 | 0 | 0 | 0 | 0 | 0
F6_Commercial_Warehouse (WA)_New_Food Preparation_Natural Gas_Broiler_Baseline Forecast | F6 | Commercial | Warehouse (WA) | New | Food Preparation | Natural Gas | Broiler | Baseline Forecast | Avg. Replacement Usage (therms) | 0.0072707 | 0.0072707 | 0.0072707 | 0.0072707 | 0.0072707 | 0.0072707 | 0.0072707 | 0.0072707 | 0.0072707 | 0.0072707 | 0.0072707 | 0.0072707 | 0.0072707 | 0.0072707 | 0.0072707 | 0.0072707 | 0.0072707 | 0.0072707 | 0.0072707 | 0.0072707 | 0.0072707 | 0.0072707 | 0.0072707 | 0.0072707 | 0.0072707 | 0.0072707 | 0.0072707
F7_Commercial_Warehouse (WA)_New_Food Preparation_Natural Gas_Broiler_Baseline Forecast | F7 | Commercial | Warehouse (WA) | New | Food Preparation | Natural Gas | Broiler | Baseline Forecast | Avg. Replacement Summer Demand (n/a) | 0 | 0 | 0 | 0 | 0 | 0 | 0 | 0 | 0 | 0 | 0 | 0 | 0 | 0 | 0 | 0 | 0 | 0 | 0 | 0 | 0 | 0 | 0 | 0 | 0 | 0 | 0
F8_Commercial_Warehouse (WA)_New_Food Preparation_Natural Gas_Broiler_Baseline Forecast | F8 | Commercial | Warehouse (WA) | New | Food Preparation | Natural Gas | Broiler | Baseline Forecast | Avg. Replacement Winter Demand (n/a) | 0 | 0 | 0 | 0 | 0 | 0 | 0 | 0 | 0 | 0 | 0 | 0 | 0 | 0 | 0 | 0 | 0 | 0 | 0 | 0 | 0 | 0 | 0 | 0 | 0 | 0 | 0
F1_Commercial_Warehouse (WA)_New_Food Preparation_Natural Gas_Griddle_Baseline Forecast | F1 | Commercial | Warehouse (WA) | New | Food Preparation | Natural Gas | Griddle | Baseline Forecast | Units | 0 | 3015.7722 | 5830.1923 | 8666.6564 | 11502.747 | 14283.2616 | 17017.0433 | 19695.0481 | 22331.3109 | 24927.1937 | 27481.8129 | 29951.0733 | 32385.4657 | 34782.586 | 37135.5513 | 39444.1727 | 41722.4036 | 43963.3324 | 46165.997 | 48329.426 | 50460.8327 | 52589.0223 | 54679.4787 | 56734.9202 | 58758.8014 | 60758.2931 | 62555.8343
F2_Commercial_Warehouse (WA)_New_Food Preparation_Natural Gas_Griddle_Baseline Forecast | F2 | Commercial | Warehouse (WA) | New | Food Preparation | Natural Gas | Griddle | Baseline Forecast | Usage (MMtherm) | 0 | 1.5282e-05 | 2.9544e-05 | 4.3918e-05 | 5.829e-05 | 7.238e-05 | 8.6233e-05 | 9.9804e-05 | 0.00011316 | 0.00012632 | 0.00013926 | 0.00015178 | 0.00016411 | 0.00017626 | 0.00018818 | 0.00019988 | 0.00021143 | 0.00022278 | 0.00023394 | 0.00024491 | 0.00025571 | 0.00026649 | 0.00027709 | 0.0002875 | 0.00029776 | 0.00030789 | 0.000317
F3_Commercial_Warehouse (WA)_New_Food Preparation_Natural Gas_Griddle_Baseline Forecast | F3 | Commercial | Warehouse (WA) | New | Food Preparation | Natural Gas | Griddle | Baseline Forecast | Summer Peak Demand (n/a) | 0 | 0 | 0 | 0 | 0 | 0 | 0 | 0 | 0 | 0 | 0 | 0 | 0 | 0 | 0 | 0 | 0 | 0 | 0 | 0 | 0 | 0 | 0 | 0 | 0 | 0 | 0
F4_Commercial_Warehouse (WA)_New_Food Preparation_Natural Gas_Griddle_Baseline Forecast | F4 | Commercial | Warehouse (WA) | New | Food Preparation | Natural Gas | Griddle | Baseline Forecast | Winter Peak Demand (n/a) | 0 | 0 | 0 | 0 | 0 | 0 | 0 | 0 | 0 | 0 | 0 | 0 | 0 | 0 | 0 | 0 | 0 | 0 | 0 | 0 | 0 | 0 | 0 | 0 | 0 | 0 | 0
F5_Commercial_Warehouse (WA)_New_Food Preparation_Natural Gas_Griddle_Baseline Forecast | F5 | Commercial | Warehouse (WA) | New | Food Preparation | Natural Gas | Griddle | Baseline Forecast | Turnover | 0 | 3015.7722 | 2814.4201 | 2836.4641 | 2836.0906 | 2780.5145 | 2733.7818 | 2678.0047 | 2636.2628 | 2595.8827 | 2889.7051 | 3079.8278 | 3292.2816 | 3474.8097 | 3619.8575 | 3738.5013 | 3846.7914 | 3928.1229 | 3990.824 | 5002.6779 | 4935.3809 | 4993.2086 | 5023.1149 | 5047.341 | 5084.3453 | 5130.1492 | 5003.9516
F6_Commercial_Warehouse (WA)_New_Food Preparation_Natural Gas_Griddle_Baseline Forecast | F6 | Commercial | Warehouse (WA) | New | Food Preparation | Natural Gas | Griddle | Baseline Forecast | Avg. Replacement Usage (therms) | 0.0050675 | 0.0050675 | 0.0050675 | 0.0050675 | 0.0050675 | 0.0050675 | 0.0050675 | 0.0050675 | 0.0050675 | 0.0050675 | 0.0050675 | 0.0050675 | 0.0050675 | 0.0050675 | 0.0050675 | 0.0050675 | 0.0050675 | 0.0050675 | 0.0050675 | 0.0050675 | 0.0050675 | 0.0050675 | 0.0050675 | 0.0050675 | 0.0050675 | 0.0050675 | 0.0050675
F7_Commercial_Warehouse (WA)_New_Food Preparation_Natural Gas_Griddle_Baseline Forecast | F7 | Commercial | Warehouse (WA) | New | Food Preparation | Natural Gas | Griddle | Baseline Forecast | Avg. Replacement Summer Demand (n/a) | 0 | 0 | 0 | 0 | 0 | 0 | 0 | 0 | 0 | 0 | 0 | 0 | 0 | 0 | 0 | 0 | 0 | 0 | 0 | 0 | 0 | 0 | 0 | 0 | 0 | 0 | 0
F8_Commercial_Warehouse (WA)_New_Food Preparation_Natural Gas_Griddle_Baseline Forecast | F8 | Commercial | Warehouse (WA) | New | Food Preparation | Natural Gas | Griddle | Baseline Forecast | Avg. Replacement Winter Demand (n/a) | 0 | 0 | 0 | 0 | 0 | 0 | 0 | 0 | 0 | 0 | 0 | 0 | 0 | 0 | 0 | 0 | 0 | 0 | 0 | 0 | 0 | 0 | 0 | 0 | 0 | 0 | 0
F1_Commercial_Warehouse (WA)_New_Food Preparation_Natural Gas_Range_Baseline Forecast | F1 | Commercial | Warehouse (WA) | New | Food Preparation | Natural Gas | Range | Baseline Forecast | Units | 0 | 3015.7722 | 5830.1923 | 8666.6564 | 11502.747 | 14283.2616 | 17017.0433 | 19695.0481 | 22331.3109 | 24927.1937 | 27481.8129 | 29951.0733 | 32385.4657 | 34782.586 | 37135.5513 | 39444.1727 | 41722.4036 | 43963.3324 | 46165.997 | 48329.426 | 50460.8327 | 52589.0223 | 54679.4787 | 56734.9202 | 58758.8014 | 60758.2931 | 62555.8343
F2_Commercial_Warehouse (WA)_New_Food Preparation_Natural Gas_Range_Baseline Forecast | F2 | Commercial | Warehouse (WA) | New | Food Preparation | Natural Gas | Range | Baseline Forecast | Usage (MMtherm) | 0 | 1.5098e-05 | 2.9187e-05 | 4.3387e-05 | 5.7586e-05 | 7.1505e-05 | 8.5191e-05 | 9.8598e-05 | 0.0001118 | 0.00012479 | 0.00013758 | 0.00014994 | 0.00016213 | 0.00017413 | 0.00018591 | 0.00019747 | 0.00020887 | 0.00022009 | 0.00023112 | 0.00024195 | 0.00025262 | 0.00026327 | 0.00027374 | 0.00028403 | 0.00029416 | 0.00030417 | 0.00031317
F3_Commercial_Warehouse (WA)_New_Food Preparation_Natural Gas_Range_Baseline Forecast | F3 | Commercial | Warehouse (WA) | New | Food Preparation | Natural Gas | Range | Baseline Forecast | Summer Peak Demand (n/a) | 0 | 0 | 0 | 0 | 0 | 0 | 0 | 0 | 0 | 0 | 0 | 0 | 0 | 0 | 0 | 0 | 0 | 0 | 0 | 0 | 0 | 0 | 0 | 0 | 0 | 0 | 0
F4_Commercial_Warehouse (WA)_New_Food Preparation_Natural Gas_Range_Baseline Forecast | F4 | Commercial | Warehouse (WA) | New | Food Preparation | Natural Gas | Range | Baseline Forecast | Winter Peak Demand (n/a) | 0 | 0 | 0 | 0 | 0 | 0 | 0 | 0 | 0 | 0 | 0 | 0 | 0 | 0 | 0 | 0 | 0 | 0 | 0 | 0 | 0 | 0 | 0 | 0 | 0 | 0 | 0
F5_Commercial_Warehouse (WA)_New_Food Preparation_Natural Gas_Range_Baseline Forecast | F5 | Commercial | Warehouse (WA) | New | Food Preparation | Natural Gas | Range | Baseline Forecast | Turnover | 0 | 3015.7722 | 2814.4201 | 2836.4641 | 2836.0906 | 2780.5145 | 2733.7818 | 2678.0047 | 2636.2628 | 2595.8827 | 3157.7737 | 3514.668 | 3838.0112 | 4087.2336 | 4261.1588 | 5172.4991 | 5052.1508 | 4993.096 | 4923.4769 | 4957.0647 | 5056.9982 | 5221.6434 | 5371.7238 | 5522.1017 | 5979.0056 | 6267.579 | 6295.3927
F6_Commercial_Warehouse (WA)_New_Food Preparation_Natural Gas_Range_Baseline Forecast | F6 | Commercial | Warehouse (WA) | New | Food Preparation | Natural Gas | Range | Baseline Forecast | Avg. Replacement Usage (therms) | 0.0050062 | 0.0050062 | 0.0050062 | 0.0050062 | 0.0050062 | 0.0050062 | 0.0050062 | 0.0050062 | 0.0050062 | 0.0050062 | 0.0050062 | 0.0050062 | 0.0050062 | 0.0050062 | 0.0050062 | 0.0050062 | 0.0050062 | 0.0050062 | 0.0050062 | 0.0050062 | 0.0050062 | 0.0050062 | 0.0050062 | 0.0050062 | 0.0050062 | 0.0050062 | 0.0050062
F7_Commercial_Warehouse (WA)_New_Food Preparation_Natural Gas_Range_Baseline Forecast | F7 | Commercial | Warehouse (WA) | New | Food Preparation | Natural Gas | Range | Baseline Forecast | Avg. Replacement Summer Demand (n/a) | 0 | 0 | 0 | 0 | 0 | 0 | 0 | 0 | 0 | 0 | 0 | 0 | 0 | 0 | 0 | 0 | 0 | 0 | 0 | 0 | 0 | 0 | 0 | 0 | 0 | 0 | 0
F8_Commercial_Warehouse (WA)_New_Food Preparation_Natural Gas_Range_Baseline Forecast | F8 | Commercial | Warehouse (WA) | New | Food Preparation | Natural Gas | Range | Baseline Forecast | Avg. Replacement Winter Demand (n/a) | 0 | 0 | 0 | 0 | 0 | 0 | 0 | 0 | 0 | 0 | 0 | 0 | 0 | 0 | 0 | 0 | 0 | 0 | 0 | 0 | 0 | 0 | 0 | 0 | 0 | 0 | 0
F1_Commercial_Warehouse (WA)_New_Food Preparation_Natural Gas_Steamer_Baseline Forecast | F1 | Commercial | Warehouse (WA) | New | Food Preparation | Natural Gas | Steamer | Baseline Forecast | Units | 0 | 0 | 0 | 0 | 0 | 0 | 0 | 0 | 0 | 0 | 0 | 0 | 0 | 0 | 0 | 0 | 0 | 0 | 0 | 0 | 0 | 0 | 0 | 0 | 0 | 0 | 0
F2_Commercial_Warehouse (WA)_New_Food Preparation_Natural Gas_Steamer_Baseline Forecast | F2 | Commercial | Warehouse (WA) | New | Food Preparation | Natural Gas | Steamer | Baseline Forecast | Usage (MMtherm) | 0 | 0 | 0 | 0 | 0 | 0 | 0 | 0 | 0 | 0 | 0 | 0 | 0 | 0 | 0 | 0 | 0 | 0 | 0 | 0 | 0 | 0 | 0 | 0 | 0 | 0 | 0
F3_Commercial_Warehouse (WA)_New_Food Preparation_Natural Gas_Steamer_Baseline Forecast | F3 | Commercial | Warehouse (WA) | New | Food Preparation | Natural Gas | Steamer | Baseline Forecast | Summer Peak Demand (n/a) | 0 | 0 | 0 | 0 | 0 | 0 | 0 | 0 | 0 | 0 | 0 | 0 | 0 | 0 | 0 | 0 | 0 | 0 | 0 | 0 | 0 | 0 | 0 | 0 | 0 | 0 | 0
F4_Commercial_Warehouse (WA)_New_Food Preparation_Natural Gas_Steamer_Baseline Forecast | F4 | Commercial | Warehouse (WA) | New | Food Preparation | Natural Gas | Steamer | Baseline Forecast | Winter Peak Demand (n/a) | 0 | 0 | 0 | 0 | 0 | 0 | 0 | 0 | 0 | 0 | 0 | 0 | 0 | 0 | 0 | 0 | 0 | 0 | 0 | 0 | 0 | 0 | 0 | 0 | 0 | 0 | 0
F5_Commercial_Warehouse (WA)_New_Food Preparation_Natural Gas_Steamer_Baseline Forecast | F5 | Commercial | Warehouse (WA) | New | Food Preparation | Natural Gas | Steamer | Baseline Forecast | Turnover | 0 | 0 | 0 | 0 | 0 | 0 | 0 | 0 | 0 | 0 | 0 | 0 | 0 | 0 | 0 | 0 | 0 | 0 | 0 | 0 | 0 | 0 | 0 | 0 | 0 | 0 | 0
F6_Commercial_Warehouse (WA)_New_Food Preparation_Natural Gas_Steamer_Baseline Forecast | F6 | Commercial | Warehouse (WA) | New | Food Preparation | Natural Gas | Steamer | Baseline Forecast | Avg. Replacement Usage (therms) | 0.0057852 | 0.0057852 | 0.0057852 | 0.0057852 | 0.0057852 | 0.0057852 | 0.0057852 | 0.0057852 | 0.0057852 | 0.0057852 | 0.0057852 | 0.0057852 | 0.0057852 | 0.0057852 | 0.0057852 | 0.0057852 | 0.0057852 | 0.0057852 | 0.0057852 | 0.0057852 | 0.0057852 | 0.0057852 | 0.0057852 | 0.0057852 | 0.0057852 | 0.0057852 | 0.0057852
F7_Commercial_Warehouse (WA)_New_Food Preparation_Natural Gas_Steamer_Baseline Forecast | F7 | Commercial | Warehouse (WA) | New | Food Preparation | Natural Gas | Steamer | Baseline Forecast | Avg. Replacement Summer Demand (n/a) | 0 | 0 | 0 | 0 | 0 | 0 | 0 | 0 | 0 | 0 | 0 | 0 | 0 | 0 | 0 | 0 | 0 | 0 | 0 | 0 | 0 | 0 | 0 | 0 | 0 | 0 | 0
F8_Commercial_Warehouse (WA)_New_Food Preparation_Natural Gas_Steamer_Baseline Forecast | F8 | Commercial | Warehouse (WA) | New | Food Preparation | Natural Gas | Steamer | Baseline Forecast | Avg. Replacement Winter Demand (n/a) | 0 | 0 | 0 | 0 | 0 | 0 | 0 | 0 | 0 | 0 | 0 | 0 | 0 | 0 | 0 | 0 | 0 | 0 | 0 | 0 | 0 | 0 | 0 | 0 | 0 | 0 | 0
F1_Commercial_Warehouse (WA)_New_Food Preparation_Natural Gas_Food Prep Other_Baseline Forecast | F1 | Commercial | Warehouse (WA) | New | Food Preparation | Natural Gas | Food Prep Other | Baseline Forecast | Units | 0 | 0 | 0 | 0 | 0 | 0 | 0 | 0 | 0 | 0 | 0 | 0 | 0 | 0 | 0 | 0 | 0 | 0 | 0 | 0 | 0 | 0 | 0 | 0 | 0 | 0 | 0
F2_Commercial_Warehouse (WA)_New_Food Preparation_Natural Gas_Food Prep Other_Baseline Forecast | F2 | Commercial | Warehouse (WA) | New | Food Preparation | Natural Gas | Food Prep Other | Baseline Forecast | Usage (MMtherm) | 0 | 0 | 0 | 0 | 0 | 0 | 0 | 0 | 0 | 0 | 0 | 0 | 0 | 0 | 0 | 0 | 0 | 0 | 0 | 0 | 0 | 0 | 0 | 0 | 0 | 0 | 0
F3_Commercial_Warehouse (WA)_New_Food Preparation_Natural Gas_Food Prep Other_Baseline Forecast | F3 | Commercial | Warehouse (WA) | New | Food Preparation | Natural Gas | Food Prep Other | Baseline Forecast | Summer Peak Demand (n/a) | 0 | 0 | 0 | 0 | 0 | 0 | 0 | 0 | 0 | 0 | 0 | 0 | 0 | 0 | 0 | 0 | 0 | 0 | 0 | 0 | 0 | 0 | 0 | 0 | 0 | 0 | 0
F4_Commercial_Warehouse (WA)_New_Food Preparation_Natural Gas_Food Prep Other_Baseline Forecast | F4 | Commercial | Warehouse (WA) | New | Food Preparation | Natural Gas | Food Prep Other | Baseline Forecast | Winter Peak Demand (n/a) | 0 | 0 | 0 | 0 | 0 | 0 | 0 | 0 | 0 | 0 | 0 | 0 | 0 | 0 | 0 | 0 | 0 | 0 | 0 | 0 | 0 | 0 | 0 | 0 | 0 | 0 | 0
F5_Commercial_Warehouse (WA)_New_Food Preparation_Natural Gas_Food Prep Other_Baseline Forecast | F5 | Commercial | Warehouse (WA) | New | Food Preparation | Natural Gas | Food Prep Other | Baseline Forecast | Turnover | 0 | 0 | 0 | 0 | 0 | 0 | 0 | 0 | 0 | 0 | 0 | 0 | 0 | 0 | 0 | 0 | 0 | 0 | 0 | 0 | 0 | 0 | 0 | 0 | 0 | 0 | 0
F6_Commercial_Warehouse (WA)_New_Food Preparation_Natural Gas_Food Prep Other_Baseline Forecast | F6 | Commercial | Warehouse (WA) | New | Food Preparation | Natural Gas | Food Prep Other | Baseline Forecast | Avg. Replacement Usage (therms) | 0.0020893 | 0.0020893 | 0.0020893 | 0.0020893 | 0.0020893 | 0.0020893 | 0.0020893 | 0.0020893 | 0.0020893 | 0.0020893 | 0.0020893 | 0.0020893 | 0.0020893 | 0.0020893 | 0.0020893 | 0.0020893 | 0.0020893 | 0.0020893 | 0.0020893 | 0.0020893 | 0.0020893 | 0.0020893 | 0.0020893 | 0.0020893 | 0.0020893 | 0.0020893 | 0.0020893
F7_Commercial_Warehouse (WA)_New_Food Preparation_Natural Gas_Food Prep Other_Baseline Forecast | F7 | Commercial | Warehouse (WA) | New | Food Preparation | Natural Gas | Food Prep Other | Baseline Forecast | Avg. Replacement Summer Demand (n/a) | 0 | 0 | 0 | 0 | 0 | 0 | 0 | 0 | 0 | 0 | 0 | 0 | 0 | 0 | 0 | 0 | 0 | 0 | 0 | 0 | 0 | 0 | 0 | 0 | 0 | 0 | 0
F8_Commercial_Warehouse (WA)_New_Food Preparation_Natural Gas_Food Prep Other_Baseline Forecast | F8 | Commercial | Warehouse (WA) | New | Food Preparation | Natural Gas | Food Prep Other | Baseline Forecast | Avg. Replacement Winter Demand (n/a) | 0 | 0 | 0 | 0 | 0 | 0 | 0 | 0 | 0 | 0 | 0 | 0 | 0 | 0 | 0 | 0 | 0 | 0 | 0 | 0 | 0 | 0 | 0 | 0 | 0 | 0 | 0
F1_Commercial_Warehouse (WA)_New_Miscellaneous_Natural Gas_Pool Heater_Baseline Forecast | F1 | Commercial | Warehouse (WA) | New | Miscellaneous | Natural Gas | Pool Heater | Baseline Forecast | Units | 0 | 0 | 0 | 0 | 0 | 0 | 0 | 0 | 0 | 0 | 0 | 0 | 0 | 0 | 0 | 0 | 0 | 0 | 0 | 0 | 0 | 0 | 0 | 0 | 0 | 0 | 0
F2_Commercial_Warehouse (WA)_New_Miscellaneous_Natural Gas_Pool Heater_Baseline Forecast | F2 | Commercial | Warehouse (WA) | New | Miscellaneous | Natural Gas | Pool Heater | Baseline Forecast | Usage (MMtherm) | 0 | 0 | 0 | 0 | 0 | 0 | 0 | 0 | 0 | 0 | 0 | 0 | 0 | 0 | 0 | 0 | 0 | 0 | 0 | 0 | 0 | 0 | 0 | 0 | 0 | 0 | 0
F3_Commercial_Warehouse (WA)_New_Miscellaneous_Natural Gas_Pool Heater_Baseline Forecast | F3 | Commercial | Warehouse (WA) | New | Miscellaneous | Natural Gas | Pool Heater | Baseline Forecast | Summer Peak Demand (n/a) | 0 | 0 | 0 | 0 | 0 | 0 | 0 | 0 | 0 | 0 | 0 | 0 | 0 | 0 | 0 | 0 | 0 | 0 | 0 | 0 | 0 | 0 | 0 | 0 | 0 | 0 | 0
F4_Commercial_Warehouse (WA)_New_Miscellaneous_Natural Gas_Pool Heater_Baseline Forecast | F4 | Commercial | Warehouse (WA) | New | Miscellaneous | Natural Gas | Pool Heater | Baseline Forecast | Winter Peak Demand (n/a) | 0 | 0 | 0 | 0 | 0 | 0 | 0 | 0 | 0 | 0 | 0 | 0 | 0 | 0 | 0 | 0 | 0 | 0 | 0 | 0 | 0 | 0 | 0 | 0 | 0 | 0 | 0
F5_Commercial_Warehouse (WA)_New_Miscellaneous_Natural Gas_Pool Heater_Baseline Forecast | F5 | Commercial | Warehouse (WA) | New | Miscellaneous | Natural Gas | Pool Heater | Baseline Forecast | Turnover | 0 | 0 | 0 | 0 | 0 | 0 | 0 | 0 | 0 | 0 | 0 | 0 | 0 | 0 | 0 | 0 | 0 | 0 | 0 | 0 | 0 | 0 | 0 | 0 | 0 | 0 | 0
F6_Commercial_Warehouse (WA)_New_Miscellaneous_Natural Gas_Pool Heater_Baseline Forecast | F6 | Commercial | Warehouse (WA) | New | Miscellaneous | Natural Gas | Pool Heater | Baseline Forecast | Avg. Replacement Usage (therms) | 0.01 | 0.01 | 0.01 | 0.01 | 0.01 | 0.01 | 0.01 | 0.01 | 0.01 | 0.01 | 0.01 | 0.01 | 0.01 | 0.01 | 0.01 | 0.01 | 0.01 | 0.01 | 0.01 | 0.01 | 0.01 | 0.01 | 0.01 | 0.01 | 0.01 | 0.01 | 0.01
F7_Commercial_Warehouse (WA)_New_Miscellaneous_Natural Gas_Pool Heater_Baseline Forecast | F7 | Commercial | Warehouse (WA) | New | Miscellaneous | Natural Gas | Pool Heater | Baseline Forecast | Avg. Replacement Summer Demand (n/a) | 0 | 0 | 0 | 0 | 0 | 0 | 0 | 0 | 0 | 0 | 0 | 0 | 0 | 0 | 0 | 0 | 0 | 0 | 0 | 0 | 0 | 0 | 0 | 0 | 0 | 0 | 0
F8_Commercial_Warehouse (WA)_New_Miscellaneous_Natural Gas_Pool Heater_Baseline Forecast | F8 | Commercial | Warehouse (WA) | New | Miscellaneous | Natural Gas | Pool Heater | Baseline Forecast | Avg. Replacement Winter Demand (n/a) | 0 | 0 | 0 | 0 | 0 | 0 | 0 | 0 | 0 | 0 | 0 | 0 | 0 | 0 | 0 | 0 | 0 | 0 | 0 | 0 | 0 | 0 | 0 | 0 | 0 | 0 | 0
F1_Commercial_Warehouse (WA)_New_Miscellaneous_Natural Gas_Miscellaneous_Baseline Forecast | F1 | Commercial | Warehouse (WA) | New | Miscellaneous | Natural Gas | Miscellaneous | Baseline Forecast | Units | 0 | 190345.49 | 367982.305 | 547010.464 | 726015.0509 | 901511.8588 | 1074059.0525 | 1243085.7853 | 1409477.9085 | 1573321.3747 | 1734560.4269 | 1890411.9119 | 2044062.6406 | 2195360.8851 | 2343872.2152 | 2489584.6994 | 2633379.0425 | 2774818.9997 | 2913843.8433 | 3050392.2715 | 3184919.5582 | 3319243.7908 | 3451186.4327 | 3580919.0466 | 3708659.6815 | 3834860.9328 | 3948315.7389
F2_Commercial_Warehouse (WA)_New_Miscellaneous_Natural Gas_Miscellaneous_Baseline Forecast | F2 | Commercial | Warehouse (WA) | New | Miscellaneous | Natural Gas | Miscellaneous | Baseline Forecast | Usage (MMtherm) | 0 | 0.0013523 | 0.0026142 | 0.0038861 | 0.0051578 | 0.0064046 | 0.0076304 | 0.0088312 | 0.010013 | 0.011177 | 0.012323 | 0.01343 | 0.014522 | 0.015596 | 0.016651 | 0.017687 | 0.018708 | 0.019713 | 0.020701 | 0.021671 | 0.022626 | 0.023581 | 0.024518 | 0.02544 | 0.026347 | 0.027244 | 0.02805
F3_Commercial_Warehouse (WA)_New_Miscellaneous_Natural Gas_Miscellaneous_Baseline Forecast | F3 | Commercial | Warehouse (WA) | New | Miscellaneous | Natural Gas | Miscellaneous | Baseline Forecast | Summer Peak Demand (n/a) | 0 | 0 | 0 | 0 | 0 | 0 | 0 | 0 | 0 | 0 | 0 | 0 | 0 | 0 | 0 | 0 | 0 | 0 | 0 | 0 | 0 | 0 | 0 | 0 | 0 | 0 | 0
F4_Commercial_Warehouse (WA)_New_Miscellaneous_Natural Gas_Miscellaneous_Baseline Forecast | F4 | Commercial | Warehouse (WA) | New | Miscellaneous | Natural Gas | Miscellaneous | Baseline Forecast | Winter Peak Demand (n/a) | 0 | 0 | 0 | 0 | 0 | 0 | 0 | 0 | 0 | 0 | 0 | 0 | 0 | 0 | 0 | 0 | 0 | 0 | 0 | 0 | 0 | 0 | 0 | 0 | 0 | 0 | 0
F5_Commercial_Warehouse (WA)_New_Miscellaneous_Natural Gas_Miscellaneous_Baseline Forecast | F5 | Commercial | Warehouse (WA) | New | Miscellaneous | Natural Gas | Miscellaneous | Baseline Forecast | Turnover | 0 | 190345.49 | 177636.8151 | 179028.159 | 206196.7998 | 224181.1067 | 239852.0441 | 256173.2902 | 273115.0448 | 289584.8338 | 305613.5516 | 374076.0108 | 378366.8208 | 387976.4946 | 412733.6095 | 431480.9831 | 448729.824 | 466530.4824 | 484250.107 | 501358.6483 | 518539.0544 | 552602.7902 | 563339.942 | 576378.5832 | 596736.4554 | 614136.9848 | 619050.8056
F6_Commercial_Warehouse (WA)_New_Miscellaneous_Natural Gas_Miscellaneous_Baseline Forecast | F6 | Commercial | Warehouse (WA) | New | Miscellaneous | Natural Gas | Miscellaneous | Baseline Forecast | Avg. Replacement Usage (therms) | 0.0071043 | 0.0071043 | 0.0071043 | 0.0071043 | 0.0071043 | 0.0071043 | 0.0071043 | 0.0071043 | 0.0071043 | 0.0071043 | 0.0071043 | 0.0071043 | 0.0071043 | 0.0071043 | 0.0071043 | 0.0071043 | 0.0071043 | 0.0071043 | 0.0071043 | 0.0071043 | 0.0071043 | 0.0071043 | 0.0071043 | 0.0071043 | 0.0071043 | 0.0071043 | 0.0071043
F7_Commercial_Warehouse (WA)_New_Miscellaneous_Natural Gas_Miscellaneous_Baseline Forecast | F7 | Commercial | Warehouse (WA) | New | Miscellaneous | Natural Gas | Miscellaneous | Baseline Forecast | Avg. Replacement Summer Demand (n/a) | 0 | 0 | 0 | 0 | 0 | 0 | 0 | 0 | 0 | 0 | 0 | 0 | 0 | 0 | 0 | 0 | 0 | 0 | 0 | 0 | 0 | 0 | 0 | 0 | 0 | 0 | 0
F8_Commercial_Warehouse (WA)_New_Miscellaneous_Natural Gas_Miscellaneous_Baseline Forecast | F8 | Commercial | Warehouse (WA) | New | Miscellaneous | Natural Gas | Miscellaneous | Baseline Forecast | Avg. Replacement Winter Demand (n/a) | 0 | 0 | 0 | 0 | 0 | 0 | 0 | 0 | 0 | 0 | 0 | 0 | 0 | 0 | 0 | 0 | 0 | 0 | 0 | 0 | 0 | 0 | 0 | 0 | 0 | 0 | 0
F1_Commercial_Miscellaneous (WA)_Existing_Space Heating_Natural Gas_Furnace_Baseline Forecast | F1 | Commercial | Miscellaneous (WA) | Existing | Space Heating | Natural Gas | Furnace | Baseline Forecast | Units | 12962917.4379 | 12739418.8614 | 12519773.7086 | 12303915.5412 | 12091779.0664 | 11883300.1169 | 11678415.6322 | 11477063.6385 | 11279183.2309 | 11084714.5546 | 10893598.7864 | 10705778.1176 | 10521195.7363 | 10339795.8098 | 10161523.4683 | 9986324.7878 | 9814146.7742 | 9644937.3471 | 9478645.3238 | 9315220.4045 | 9154613.1561 | 8996774.9982 | 8841658.1879 | 8689215.8054 | 8539401.7398 | 8392170.6753 | 8247478.0774
F2_Commercial_Miscellaneous (WA)_Existing_Space Heating_Natural Gas_Furnace_Baseline Forecast | F2 | Commercial | Miscellaneous (WA) | Existing | Space Heating | Natural Gas | Furnace | Baseline Forecast | Usage (MMtherm) | 5.5778 | 5.2734 | 5.174 | 5.0766 | 4.9813 | 4.8881 | 4.7969 | 4.7077 | 4.6206 | 4.5355 | 4.4524 | 4.3713 | 4.292 | 4.2145 | 4.1387 | 4.0645 | 3.9919 | 3.9209 | 3.8513 | 3.7831 | 3.7163 | 3.6508 | 3.5866 | 3.5236 | 3.4618 | 3.4012 | 3.3418
F3_Commercial_Miscellaneous (WA)_Existing_Space Heating_Natural Gas_Furnace_Baseline Forecast | F3 | Commercial | Miscellaneous (WA) | Existing | Space Heating | Natural Gas | Furnace | Baseline Forecast | Summer Peak Demand (n/a) | 0 | 0 | 0 | 0 | 0 | 0 | 0 | 0 | 0 | 0 | 0 | 0 | 0 | 0 | 0 | 0 | 0 | 0 | 0 | 0 | 0 | 0 | 0 | 0 | 0 | 0 | 0
F4_Commercial_Miscellaneous (WA)_Existing_Space Heating_Natural Gas_Furnace_Baseline Forecast | F4 | Commercial | Miscellaneous (WA) | Existing | Space Heating | Natural Gas | Furnace | Baseline Forecast | Winter Peak Demand (n/a) | 0 | 0 | 0 | 0 | 0 | 0 | 0 | 0 | 0 | 0 | 0 | 0 | 0 | 0 | 0 | 0 | 0 | 0 | 0 | 0 | 0 | 0 | 0 | 0 | 0 | 0 | 0
F5_Commercial_Miscellaneous (WA)_Existing_Space Heating_Natural Gas_Furnace_Baseline Forecast | F5 | Commercial | Miscellaneous (WA) | Existing | Space Heating | Natural Gas | Furnace | Baseline Forecast | Turnover | 0 | 514723.9944 | 523094.3101 | 529482.2991 | 534118.0403 | 537206.766 | 538931.5156 | 539455.5069 | 538924.2536 | 537467.4579 | 535200.7007 | 532226.9523 | 514145.9157 | 498620.4528 | 485229.3499 | 473613.5623 | 463467.7217 | 454532.7497 | 446589.4356 | 439452.858 | 432967.5429 | 427003.265 | 421451.4099 | 526998.4937 | 512013.4914 | 497220.7821 | 482775.7357
F6_Commercial_Miscellaneous (WA)_Existing_Space Heating_Natural Gas_Furnace_Baseline Forecast | F6 | Commercial | Miscellaneous (WA) | Existing | Space Heating | Natural Gas | Furnace | Baseline Forecast | Avg. Replacement Usage (therms) | 0.41947 | 0.40421 | 0.40421 | 0.40421 | 0.40421 | 0.40421 | 0.40421 | 0.40421 | 0.40421 | 0.40421 | 0.40421 | 0.40421 | 0.40421 | 0.40421 | 0.40421 | 0.40421 | 0.40421 | 0.40421 | 0.40421 | 0.40421 | 0.40421 | 0.40421 | 0.40421 | 0.40421 | 0.40421 | 0.40421 | 0.40421
F7_Commercial_Miscellaneous (WA)_Existing_Space Heating_Natural Gas_Furnace_Baseline Forecast | F7 | Commercial | Miscellaneous (WA) | Existing | Space Heating | Natural Gas | Furnace | Baseline Forecast | Avg. Replacement Summer Demand (n/a) | 0 | 0 | 0 | 0 | 0 | 0 | 0 | 0 | 0 | 0 | 0 | 0 | 0 | 0 | 0 | 0 | 0 | 0 | 0 | 0 | 0 | 0 | 0 | 0 | 0 | 0 | 0
F8_Commercial_Miscellaneous (WA)_Existing_Space Heating_Natural Gas_Furnace_Baseline Forecast | F8 | Commercial | Miscellaneous (WA) | Existing | Space Heating | Natural Gas | Furnace | Baseline Forecast | Avg. Replacement Winter Demand (n/a) | 0 | 0 | 0 | 0 | 0 | 0 | 0 | 0 | 0 | 0 | 0 | 0 | 0 | 0 | 0 | 0 | 0 | 0 | 0 | 0 | 0 | 0 | 0 | 0 | 0 | 0 | 0
F1_Commercial_Miscellaneous (WA)_Existing_Space Heating_Natural Gas_Boiler_Baseline Forecast | F1 | Commercial | Miscellaneous (WA) | Existing | Space Heating | Natural Gas | Boiler | Baseline Forecast | Units | 6112023.0478 | 6006643.34 | 5903080.5238 | 5801303.2734 | 5701280.8032 | 5602982.8583 | 5506379.7056 | 5411442.1244 | 5318141.3982 | 5226449.3051 | 5136338.1102 | 5047780.5565 | 4960749.8573 | 4875219.6873 | 4791164.1755 | 4708557.8966 | 4627375.8639 | 4547593.5214 | 4469186.7366 | 4392131.7928 | 4316405.3826 | 4241984.6002 | 4168846.9346 | 4096970.2633 | 4026332.845 | 3956913.3132 | 3888690.6699
F2_Commercial_Miscellaneous (WA)_Existing_Space Heating_Natural Gas_Boiler_Baseline Forecast | F2 | Commercial | Miscellaneous (WA) | Existing | Space Heating | Natural Gas | Boiler | Baseline Forecast | Usage (MMtherm) | 8.4569 | 7.9877 | 7.8278 | 7.6696 | 7.5136 | 7.3598 | 7.2085 | 7.0598 | 6.914 | 6.771 | 6.6311 | 6.494 | 6.3601 | 6.2292 | 6.1014 | 5.9768 | 5.8553 | 5.7368 | 5.6211 | 5.5087 | 5.3991 | 5.2923 | 5.1887 | 5.0878 | 4.9897 | 4.8944 | 4.8017
F3_Commercial_Miscellaneous (WA)_Existing_Space Heating_Natural Gas_Boiler_Baseline Forecast | F3 | Commercial | Miscellaneous (WA) | Existing | Space Heating | Natural Gas | Boiler | Baseline Forecast | Summer Peak Demand (n/a) | 0 | 0 | 0 | 0 | 0 | 0 | 0 | 0 | 0 | 0 | 0 | 0 | 0 | 0 | 0 | 0 | 0 | 0 | 0 | 0 | 0 | 0 | 0 | 0 | 0 | 0 | 0
F4_Commercial_Miscellaneous (WA)_Existing_Space Heating_Natural Gas_Boiler_Baseline Forecast | F4 | Commercial | Miscellaneous (WA) | Existing | Space Heating | Natural Gas | Boiler | Baseline Forecast | Winter Peak Demand (n/a) | 0 | 0 | 0 | 0 | 0 | 0 | 0 | 0 | 0 | 0 | 0 | 0 | 0 | 0 | 0 | 0 | 0 | 0 | 0 | 0 | 0 | 0 | 0 | 0 | 0 | 0 | 0
F5_Commercial_Miscellaneous (WA)_Existing_Space Heating_Natural Gas_Boiler_Baseline Forecast | F5 | Commercial | Miscellaneous (WA) | Existing | Space Heating | Natural Gas | Boiler | Baseline Forecast | Turnover | 0 | 91009.7476 | 99197.7719 | 106204.6755 | 112161.6634 | 117185.8647 | 121381.8343 | 124842.895 | 127652.3357 | 129884.4828 | 131605.6565 | 132875.0261 | 133745.3729 | 134263.7732 | 134472.2071 | 134408.1034 | 134104.8259 | 133592.108 | 132896.4409 | 132041.4202 | 131048.0563 | 129935.0507 | 128719.0433 | 127414.8336 | 126035.5778 | 124592.9652 | 123097.3753
F6_Commercial_Miscellaneous (WA)_Existing_Space Heating_Natural Gas_Boiler_Baseline Forecast | F6 | Commercial | Miscellaneous (WA) | Existing | Space Heating | Natural Gas | Boiler | Baseline Forecast | Avg. Replacement Usage (therms) | 1.2581 | 1.2131 | 1.2139 | 1.2127 | 1.2135 | 1.2127 | 1.2135 | 1.2126 | 1.2135 | 1.2126 | 1.2136 | 1.2126 | 1.2136 | 1.2126 | 1.2136 | 1.2131 | 1.2142 | 1.2131 | 1.2119 | 1.2137 | 1.2131 | 1.2119 | 1.2137 | 1.2137 | 1.2137 | 1.2137 | 1.2137
F7_Commercial_Miscellaneous (WA)_Existing_Space Heating_Natural Gas_Boiler_Baseline Forecast | F7 | Commercial | Miscellaneous (WA) | Existing | Space Heating | Natural Gas | Boiler | Baseline Forecast | Avg. Replacement Summer Demand (n/a) | 0 | 0 | 0 | 0 | 0 | 0 | 0 | 0 | 0 | 0 | 0 | 0 | 0 | 0 | 0 | 0 | 0 | 0 | 0 | 0 | 0 | 0 | 0 | 0 | 0 | 0 | 0
F8_Commercial_Miscellaneous (WA)_Existing_Space Heating_Natural Gas_Boiler_Baseline Forecast | F8 | Commercial | Miscellaneous (WA) | Existing | Space Heating | Natural Gas | Boiler | Baseline Forecast | Avg. Replacement Winter Demand (n/a) | 0 | 0 | 0 | 0 | 0 | 0 | 0 | 0 | 0 | 0 | 0 | 0 | 0 | 0 | 0 | 0 | 0 | 0 | 0 | 0 | 0 | 0 | 0 | 0 | 0 | 0 | 0
F1_Commercial_Miscellaneous (WA)_Existing_Space Heating_Natural Gas_Unit Heater_Baseline Forecast | F1 | Commercial | Miscellaneous (WA) | Existing | Space Heating | Natural Gas | Unit Heater | Baseline Forecast | Units | 97020.2512 | 95347.4882 | 93703.566 | 92087.9873 | 90500.2634 | 88939.914 | 87406.4672 | 85899.4592 | 84418.434 | 82962.9438 | 81532.5482 | 80126.8146 | 78745.3178 | 77387.6399 | 76053.3702 | 74742.1052 | 73453.4483 | 72187.0095 | 70942.4059 | 69719.2609 | 68517.2047 | 67335.8736 | 66174.9103 | 65033.9635 | 63912.6883 | 62810.7454 | 61727.8015
F2_Commercial_Miscellaneous (WA)_Existing_Space Heating_Natural Gas_Unit Heater_Baseline Forecast | F2 | Commercial | Miscellaneous (WA) | Existing | Space Heating | Natural Gas | Unit Heater | Baseline Forecast | Usage (MMtherm) | 0.020873 | 0.019767 | 0.019426 | 0.019091 | 0.018762 | 0.018439 | 0.018121 | 0.017808 | 0.017501 | 0.017199 | 0.016903 | 0.016611 | 0.016325 | 0.016044 | 0.015767 | 0.015495 | 0.015228 | 0.014965 | 0.014707 | 0.014454 | 0.014205 | 0.01396 | 0.013719 | 0.013483 | 0.01325 | 0.013022 | 0.012797
F3_Commercial_Miscellaneous (WA)_Existing_Space Heating_Natural Gas_Unit Heater_Baseline Forecast | F3 | Commercial | Miscellaneous (WA) | Existing | Space Heating | Natural Gas | Unit Heater | Baseline Forecast | Summer Peak Demand (n/a) | 0 | 0 | 0 | 0 | 0 | 0 | 0 | 0 | 0 | 0 | 0 | 0 | 0 | 0 | 0 | 0 | 0 | 0 | 0 | 0 | 0 | 0 | 0 | 0 | 0 | 0 | 0
F4_Commercial_Miscellaneous (WA)_Existing_Space Heating_Natural Gas_Unit Heater_Baseline Forecast | F4 | Commercial | Miscellaneous (WA) | Existing | Space Heating | Natural Gas | Unit Heater | Baseline Forecast | Winter Peak Demand (n/a) | 0 | 0 | 0 | 0 | 0 | 0 | 0 | 0 | 0 | 0 | 0 | 0 | 0 | 0 | 0 | 0 | 0 | 0 | 0 | 0 | 0 | 0 | 0 | 0 | 0 | 0 | 0
F5_Commercial_Miscellaneous (WA)_Existing_Space Heating_Natural Gas_Unit Heater_Baseline Forecast | F5 | Commercial | Miscellaneous (WA) | Existing | Space Heating | Natural Gas | Unit Heater | Baseline Forecast | Turnover | 0 | 80.2588 | 229.4547 | 437.5441 | 695.624 | 995.8085 | 1331.119 | 1695.3858 | 2083.1607 | 2489.6382 | 2841.9557 | 3146.0727 | 3407.31 | 3630.4185 | 3819.6392 | 3978.7584 | 4111.1556 | 3678.5 | 3302.2268 | 2980.38 | 2710.5995 | 2490.2337 | 2316.4335 | 2186.2288 | 2096.5909 | 2044.4835 | 2022.1786
F6_Commercial_Miscellaneous (WA)_Existing_Space Heating_Natural Gas_Unit Heater_Baseline Forecast | F6 | Commercial | Miscellaneous (WA) | Existing | Space Heating | Natural Gas | Unit Heater | Baseline Forecast | Avg. Replacement Usage (therms) | 0.21514 | 0.20731 | 0.20731 | 0.20731 | 0.20731 | 0.20731 | 0.20731 | 0.20731 | 0.20731 | 0.20731 | 0.20731 | 0.20731 | 0.20731 | 0.20731 | 0.20731 | 0.20731 | 0.20731 | 0.20731 | 0.20731 | 0.20731 | 0.20731 | 0.20731 | 0.20731 | 0.20731 | 0.20731 | 0.20731 | 0.20731
F7_Commercial_Miscellaneous (WA)_Existing_Space Heating_Natural Gas_Unit Heater_Baseline Forecast | F7 | Commercial | Miscellaneous (WA) | Existing | Space Heating | Natural Gas | Unit Heater | Baseline Forecast | Avg. Replacement Summer Demand (n/a) | 0 | 0 | 0 | 0 | 0 | 0 | 0 | 0 | 0 | 0 | 0 | 0 | 0 | 0 | 0 | 0 | 0 | 0 | 0 | 0 | 0 | 0 | 0 | 0 | 0 | 0 | 0
F8_Commercial_Miscellaneous (WA)_Existing_Space Heating_Natural Gas_Unit Heater_Baseline Forecast | F8 | Commercial | Miscellaneous (WA) | Existing | Space Heating | Natural Gas | Unit Heater | Baseline Forecast | Avg. Replacement Winter Demand (n/a) | 0 | 0 | 0 | 0 | 0 | 0 | 0 | 0 | 0 | 0 | 0 | 0 | 0 | 0 | 0 | 0 | 0 | 0 | 0 | 0 | 0 | 0 | 0 | 0 | 0 | 0 | 0
F1_Commercial_Miscellaneous (WA)_Existing_Water Heating_Natural Gas_Water Heater_Baseline Forecast | F1 | Commercial | Miscellaneous (WA) | Existing | Water Heating | Natural Gas | Water Heater | Baseline Forecast | Units | 17181615.0312 | 16885380.2893 | 16594253.043 | 16308145.2319 | 16026970.3141 | 15750643.2397 | 15479080.4252 | 15212199.7282 | 14949920.4226 | 14692163.1739 | 14438850.0157 | 14189904.3258 | 13945250.803 | 13704815.4443 | 13468525.5228 | 13236309.5655 | 13008097.3317 | 12783819.7915 | 12563409.1054 | 12346798.6036 | 12133922.7656 | 11924717.2007 | 11719118.6282 | 11517064.8588 | 11318494.775 | 11123348.3134 | 10931566.4459
F2_Commercial_Miscellaneous (WA)_Existing_Water Heating_Natural Gas_Water Heater_Baseline Forecast | F2 | Commercial | Miscellaneous (WA) | Existing | Water Heating | Natural Gas | Water Heater | Baseline Forecast | Usage (MMtherm) | 6.2894 | 6.1471 | 6.0061 | 5.8673 | 5.7312 | 5.5982 | 5.4688 | 5.3432 | 5.2218 | 5.1046 | 4.9919 | 4.8838 | 4.7799 | 4.6799 | 4.5835 | 4.4904 | 4.4004 | 4.3134 | 4.229 | 4.1471 | 4.0676 | 3.9903 | 3.9152 | 3.8419 | 3.7706 | 3.701 | 3.6332
F3_Commercial_Miscellaneous (WA)_Existing_Water Heating_Natural Gas_Water Heater_Baseline Forecast | F3 | Commercial | Miscellaneous (WA) | Existing | Water Heating | Natural Gas | Water Heater | Baseline Forecast | Summer Peak Demand (n/a) | 0 | 0 | 0 | 0 | 0 | 0 | 0 | 0 | 0 | 0 | 0 | 0 | 0 | 0 | 0 | 0 | 0 | 0 | 0 | 0 | 0 | 0 | 0 | 0 | 0 | 0 | 0
F4_Commercial_Miscellaneous (WA)_Existing_Water Heating_Natural Gas_Water Heater_Baseline Forecast | F4 | Commercial | Miscellaneous (WA) | Existing | Water Heating | Natural Gas | Water Heater | Baseline Forecast | Winter Peak Demand (n/a) | 0 | 0 | 0 | 0 | 0 | 0 | 0 | 0 | 0 | 0 | 0 | 0 | 0 | 0 | 0 | 0 | 0 | 0 | 0 | 0 | 0 | 0 | 0 | 0 | 0 | 0 | 0
F5_Commercial_Miscellaneous (WA)_Existing_Water Heating_Natural Gas_Water Heater_Baseline Forecast | F5 | Commercial | Miscellaneous (WA) | Existing | Water Heating | Natural Gas | Water Heater | Baseline Forecast | Turnover | 0 | 511678.1906 | 557713.1877 | 597107.6466 | 630599.2327 | 658846.4731 | 682437.2006 | 701896.0971 | 717691.4331 | 730241.0885 | 739917.9318 | 747054.6257 | 705847.9175 | 672489.4429 | 645644.1429 | 624174.6372 | 607114.2131 | 593643.3272 | 583069.1788 | 574807.9654 | 568369.4824 | 563343.7677 | 559389.5303 | 663965.74 | 655610.6223 | 644859.7913 | 632507.6367
F6_Commercial_Miscellaneous (WA)_Existing_Water Heating_Natural Gas_Water Heater_Baseline Forecast | F6 | Commercial | Miscellaneous (WA) | Existing | Water Heating | Natural Gas | Water Heater | Baseline Forecast | Avg. Replacement Usage (therms) | 0.32864 | 0.32864 | 0.32864 | 0.32864 | 0.32864 | 0.32864 | 0.32864 | 0.32864 | 0.32864 | 0.32864 | 0.32864 | 0.32864 | 0.32864 | 0.32864 | 0.32864 | 0.32864 | 0.32864 | 0.32864 | 0.32864 | 0.32864 | 0.32864 | 0.32864 | 0.32864 | 0.32864 | 0.32864 | 0.32864 | 0.32864
F7_Commercial_Miscellaneous (WA)_Existing_Water Heating_Natural Gas_Water Heater_Baseline Forecast | F7 | Commercial | Miscellaneous (WA) | Existing | Water Heating | Natural Gas | Water Heater | Baseline Forecast | Avg. Replacement Summer Demand (n/a) | 0 | 0 | 0 | 0 | 0 | 0 | 0 | 0 | 0 | 0 | 0 | 0 | 0 | 0 | 0 | 0 | 0 | 0 | 0 | 0 | 0 | 0 | 0 | 0 | 0 | 0 | 0
F8_Commercial_Miscellaneous (WA)_Existing_Water Heating_Natural Gas_Water Heater_Baseline Forecast | F8 | Commercial | Miscellaneous (WA) | Existing | Water Heating | Natural Gas | Water Heater | Baseline Forecast | Avg. Replacement Winter Demand (n/a) | 0 | 0 | 0 | 0 | 0 | 0 | 0 | 0 | 0 | 0 | 0 | 0 | 0 | 0 | 0 | 0 | 0 | 0 | 0 | 0 | 0 | 0 | 0 | 0 | 0 | 0 | 0
F1_Commercial_Miscellaneous (WA)_Existing_Food Preparation_Natural Gas_Oven_Baseline Forecast | F1 | Commercial | Miscellaneous (WA) | Existing | Food Preparation | Natural Gas | Oven | Baseline Forecast | Units | 6722992.9449 | 6607079.2735 | 6493164.1136 | 6381213.0082 | 6271192.0942 | 6163068.0926 | 6056808.2979 | 5952380.5686 | 5849753.3175 | 5748895.5016 | 5649776.6137 | 5552366.6721 | 5456636.2122 | 5362556.2775 | 5270098.4107 | 5179234.645 | 5089937.4959 | 5002179.9529 | 4915935.4709 | 4831177.9628 | 4747881.791 | 4666021.7602 | 4585573.1091 | 4506511.5038 | 4428813.0296 | 4352454.1842 | 4277411.8707
F2_Commercial_Miscellaneous (WA)_Existing_Food Preparation_Natural Gas_Oven_Baseline Forecast | F2 | Commercial | Miscellaneous (WA) | Existing | Food Preparation | Natural Gas | Oven | Baseline Forecast | Usage (MMtherm) | 0.079102 | 0.077738 | 0.076398 | 0.07508 | 0.073786 | 0.072514 | 0.071263 | 0.070035 | 0.068827 | 0.067641 | 0.066474 | 0.065328 | 0.064202 | 0.063095 | 0.062007 | 0.060938 | 0.059887 | 0.058855 | 0.05784 | 0.056843 | 0.055863 | 0.0549 | 0.053953 | 0.053023 | 0.052109 | 0.05121 | 0.050327
F3_Commercial_Miscellaneous (WA)_Existing_Food Preparation_Natural Gas_Oven_Baseline Forecast | F3 | Commercial | Miscellaneous (WA) | Existing | Food Preparation | Natural Gas | Oven | Baseline Forecast | Summer Peak Demand (n/a) | 0 | 0 | 0 | 0 | 0 | 0 | 0 | 0 | 0 | 0 | 0 | 0 | 0 | 0 | 0 | 0 | 0 | 0 | 0 | 0 | 0 | 0 | 0 | 0 | 0 | 0 | 0
F4_Commercial_Miscellaneous (WA)_Existing_Food Preparation_Natural Gas_Oven_Baseline Forecast | F4 | Commercial | Miscellaneous (WA) | Existing | Food Preparation | Natural Gas | Oven | Baseline Forecast | Winter Peak Demand (n/a) | 0 | 0 | 0 | 0 | 0 | 0 | 0 | 0 | 0 | 0 | 0 | 0 | 0 | 0 | 0 | 0 | 0 | 0 | 0 | 0 | 0 | 0 | 0 | 0 | 0 | 0 | 0
F5_Commercial_Miscellaneous (WA)_Existing_Food Preparation_Natural Gas_Oven_Baseline Forecast | F5 | Commercial | Miscellaneous (WA) | Existing | Food Preparation | Natural Gas | Oven | Baseline Forecast | Turnover | 0 | 264283.1709 | 337644.5339 | 393082.7213 | 434468.1883 | 464843.2478 | 486599.1332 | 501615.2058 | 511368.4005 | 517019.2732 | 451682.3312 | 412860.3772 | 391819.434 | 382354.721 | 380108.2991 | 436371.0912 | 444876.7113 | 449808.7376 | 451961.4411 | 440363.9341 | 422942.9317 | 404340.0567 | 387067.3944 | 372294.8796 | 355735.3537 | 349387.9319 | 348757.349
F6_Commercial_Miscellaneous (WA)_Existing_Food Preparation_Natural Gas_Oven_Baseline Forecast | F6 | Commercial | Miscellaneous (WA) | Existing | Food Preparation | Natural Gas | Oven | Baseline Forecast | Avg. Replacement Usage (therms) | 0.011766 | 0.011766 | 0.011766 | 0.011766 | 0.011766 | 0.011766 | 0.011766 | 0.011766 | 0.011766 | 0.011766 | 0.011766 | 0.011766 | 0.011766 | 0.011766 | 0.011766 | 0.011766 | 0.011766 | 0.011766 | 0.011766 | 0.011766 | 0.011766 | 0.011766 | 0.011766 | 0.011766 | 0.011766 | 0.011766 | 0.011766
F7_Commercial_Miscellaneous (WA)_Existing_Food Preparation_Natural Gas_Oven_Baseline Forecast | F7 | Commercial | Miscellaneous (WA) | Existing | Food Preparation | Natural Gas | Oven | Baseline Forecast | Avg. Replacement Summer Demand (n/a) | 0 | 0 | 0 | 0 | 0 | 0 | 0 | 0 | 0 | 0 | 0 | 0 | 0 | 0 | 0 | 0 | 0 | 0 | 0 | 0 | 0 | 0 | 0 | 0 | 0 | 0 | 0
F8_Commercial_Miscellaneous (WA)_Existing_Food Preparation_Natural Gas_Oven_Baseline Forecast | F8 | Commercial | Miscellaneous (WA) | Existing | Food Preparation | Natural Gas | Oven | Baseline Forecast | Avg. Replacement Winter Demand (n/a) | 0 | 0 | 0 | 0 | 0 | 0 | 0 | 0 | 0 | 0 | 0 | 0 | 0 | 0 | 0 | 0 | 0 | 0 | 0 | 0 | 0 | 0 | 0 | 0 | 0 | 0 | 0
F1_Commercial_Miscellaneous (WA)_Existing_Food Preparation_Natural Gas_Conveyor Oven_Baseline Forecast | F1 | Commercial | Miscellaneous (WA) | Existing | Food Preparation | Natural Gas | Conveyor Oven | Baseline Forecast | Units | 3361496.4725 | 3303539.6367 | 3246582.0568 | 3190606.5041 | 3135596.0471 | 3081534.0463 | 3028404.149 | 2976190.2843 | 2924876.6587 | 2874447.7508 | 2824888.3068 | 2776183.336 | 2728318.1061 | 2681278.1388 | 2635049.2053 | 2589617.3225 | 2544968.748 | 2501089.9764 | 2457967.7355 | 2415588.9814 | 2373940.8955 | 2333010.8801 | 2292786.5546 | 2253255.7519 | 2214406.5148 | 2176227.0921 | 2138705.9354
F2_Commercial_Miscellaneous (WA)_Existing_Food Preparation_Natural Gas_Conveyor Oven_Baseline Forecast | F2 | Commercial | Miscellaneous (WA) | Existing | Food Preparation | Natural Gas | Conveyor Oven | Baseline Forecast | Usage (MMtherm) | 0.067674 | 0.066507 | 0.065361 | 0.064234 | 0.063126 | 0.062038 | 0.060968 | 0.059917 | 0.058884 | 0.057869 | 0.056871 | 0.055891 | 0.054927 | 0.05398 | 0.053049 | 0.052135 | 0.051236 | 0.050352 | 0.049484 | 0.048631 | 0.047793 | 0.046969 | 0.046159 | 0.045363 | 0.044581 | 0.043812 | 0.043057
F3_Commercial_Miscellaneous (WA)_Existing_Food Preparation_Natural Gas_Conveyor Oven_Baseline Forecast | F3 | Commercial | Miscellaneous (WA) | Existing | Food Preparation | Natural Gas | Conveyor Oven | Baseline Forecast | Summer Peak Demand (n/a) | 0 | 0 | 0 | 0 | 0 | 0 | 0 | 0 | 0 | 0 | 0 | 0 | 0 | 0 | 0 | 0 | 0 | 0 | 0 | 0 | 0 | 0 | 0 | 0 | 0 | 0 | 0
F4_Commercial_Miscellaneous (WA)_Existing_Food Preparation_Natural Gas_Conveyor Oven_Baseline Forecast | F4 | Commercial | Miscellaneous (WA) | Existing | Food Preparation | Natural Gas | Conveyor Oven | Baseline Forecast | Winter Peak Demand (n/a) | 0 | 0 | 0 | 0 | 0 | 0 | 0 | 0 | 0 | 0 | 0 | 0 | 0 | 0 | 0 | 0 | 0 | 0 | 0 | 0 | 0 | 0 | 0 | 0 | 0 | 0 | 0
F5_Commercial_Miscellaneous (WA)_Existing_Food Preparation_Natural Gas_Conveyor Oven_Baseline Forecast | F5 | Commercial | Miscellaneous (WA) | Existing | Food Preparation | Natural Gas | Conveyor Oven | Baseline Forecast | Turnover | 0 | 0 | 0 | 0 | 0 | 12326.1362 | 33918.1265 | 62380.9484 | 95842.3584 | 132840.8781 | 160938.1807 | 182054.3743 | 197698.7667 | 209057.6966 | 217063.587 | 222449.2355 | 225790.4981 | 177518.0467 | 139565.9126 | 109727.683 | 86268.6611 | 69691.425 | 59927.7209 | 56561.2356 | 58981.168 | 66486.0069 | 78883.4185
F6_Commercial_Miscellaneous (WA)_Existing_Food Preparation_Natural Gas_Conveyor Oven_Baseline Forecast | F6 | Commercial | Miscellaneous (WA) | Existing | Food Preparation | Natural Gas | Conveyor Oven | Baseline Forecast | Avg. Replacement Usage (therms) | 0.020132 | 0.020132 | 0.020132 | 0.020132 | 0.020132 | 0.020132 | 0.020132 | 0.020132 | 0.020132 | 0.020132 | 0.020132 | 0.020132 | 0.020132 | 0.020132 | 0.020132 | 0.020132 | 0.020132 | 0.020132 | 0.020132 | 0.020132 | 0.020132 | 0.020132 | 0.020132 | 0.020132 | 0.020132 | 0.020132 | 0.020132
F7_Commercial_Miscellaneous (WA)_Existing_Food Preparation_Natural Gas_Conveyor Oven_Baseline Forecast | F7 | Commercial | Miscellaneous (WA) | Existing | Food Preparation | Natural Gas | Conveyor Oven | Baseline Forecast | Avg. Replacement Summer Demand (n/a) | 0 | 0 | 0 | 0 | 0 | 0 | 0 | 0 | 0 | 0 | 0 | 0 | 0 | 0 | 0 | 0 | 0 | 0 | 0 | 0 | 0 | 0 | 0 | 0 | 0 | 0 | 0
F8_Commercial_Miscellaneous (WA)_Existing_Food Preparation_Natural Gas_Conveyor Oven_Baseline Forecast | F8 | Commercial | Miscellaneous (WA) | Existing | Food Preparation | Natural Gas | Conveyor Oven | Baseline Forecast | Avg. Replacement Winter Demand (n/a) | 0 | 0 | 0 | 0 | 0 | 0 | 0 | 0 | 0 | 0 | 0 | 0 | 0 | 0 | 0 | 0 | 0 | 0 | 0 | 0 | 0 | 0 | 0 | 0 | 0 | 0 | 0
F1_Commercial_Miscellaneous (WA)_Existing_Food Preparation_Natural Gas_Double Rack Oven_Baseline Forecast | F1 | Commercial | Miscellaneous (WA) | Existing | Food Preparation | Natural Gas | Double Rack Oven | Baseline Forecast | Units | 3361496.4725 | 3303539.6367 | 3246582.0568 | 3190606.5041 | 3135596.0471 | 3081534.0463 | 3028404.149 | 2976190.2843 | 2924876.6587 | 2874447.7508 | 2824888.3068 | 2776183.336 | 2728318.1061 | 2681278.1388 | 2635049.2053 | 2589617.3225 | 2544968.748 | 2501089.9764 | 2457967.7355 | 2415588.9814 | 2373940.8955 | 2333010.8801 | 2292786.5546 | 2253255.7519 | 2214406.5148 | 2176227.0921 | 2138705.9354
F2_Commercial_Miscellaneous (WA)_Existing_Food Preparation_Natural Gas_Double Rack Oven_Baseline Forecast | F2 | Commercial | Miscellaneous (WA) | Existing | Food Preparation | Natural Gas | Double Rack Oven | Baseline Forecast | Usage (MMtherm) | 0.10281 | 0.10104 | 0.099295 | 0.097583 | 0.0959 | 0.094247 | 0.092622 | 0.091025 | 0.089456 | 0.087913 | 0.086398 | 0.084908 | 0.083444 | 0.082005 | 0.080591 | 0.079202 | 0.077836 | 0.076494 | 0.075176 | 0.073879 | 0.072606 | 0.071354 | 0.070124 | 0.068915 | 0.067726 | 0.066559 | 0.065411
F3_Commercial_Miscellaneous (WA)_Existing_Food Preparation_Natural Gas_Double Rack Oven_Baseline Forecast | F3 | Commercial | Miscellaneous (WA) | Existing | Food Preparation | Natural Gas | Double Rack Oven | Baseline Forecast | Summer Peak Demand (n/a) | 0 | 0 | 0 | 0 | 0 | 0 | 0 | 0 | 0 | 0 | 0 | 0 | 0 | 0 | 0 | 0 | 0 | 0 | 0 | 0 | 0 | 0 | 0 | 0 | 0 | 0 | 0
F4_Commercial_Miscellaneous (WA)_Existing_Food Preparation_Natural Gas_Double Rack Oven_Baseline Forecast | F4 | Commercial | Miscellaneous (WA) | Existing | Food Preparation | Natural Gas | Double Rack Oven | Baseline Forecast | Winter Peak Demand (n/a) | 0 | 0 | 0 | 0 | 0 | 0 | 0 | 0 | 0 | 0 | 0 | 0 | 0 | 0 | 0 | 0 | 0 | 0 | 0 | 0 | 0 | 0 | 0 | 0 | 0 | 0 | 0
F5_Commercial_Miscellaneous (WA)_Existing_Food Preparation_Natural Gas_Double Rack Oven_Baseline Forecast | F5 | Commercial | Miscellaneous (WA) | Existing | Food Preparation | Natural Gas | Double Rack Oven | Baseline Forecast | Turnover | 0 | 73411.9919 | 100203.1499 | 122984.9695 | 142275.1018 | 158525.563 | 172131.036 | 183436.1228 | 192741.6793 | 200310.35 | 181958.7869 | 168473.0225 | 158856.9049 | 152289.4157 | 148096.2903 | 145726.0157 | 144729.5518 | 144743.2188 | 145474.2736 | 160899.7482 | 162880.7708 | 162898.8839 | 161592.9242 | 159444.1232 | 156809.3114 | 153947.794 | 151043.0238
F6_Commercial_Miscellaneous (WA)_Existing_Food Preparation_Natural Gas_Double Rack Oven_Baseline Forecast | F6 | Commercial | Miscellaneous (WA) | Existing | Food Preparation | Natural Gas | Double Rack Oven | Baseline Forecast | Avg. Replacement Usage (therms) | 0.030584 | 0.030584 | 0.030584 | 0.030584 | 0.030584 | 0.030584 | 0.030584 | 0.030584 | 0.030584 | 0.030584 | 0.030584 | 0.030584 | 0.030584 | 0.030584 | 0.030584 | 0.030584 | 0.030584 | 0.030584 | 0.030584 | 0.030584 | 0.030584 | 0.030584 | 0.030584 | 0.030584 | 0.030584 | 0.030584 | 0.030584
F7_Commercial_Miscellaneous (WA)_Existing_Food Preparation_Natural Gas_Double Rack Oven_Baseline Forecast | F7 | Commercial | Miscellaneous (WA) | Existing | Food Preparation | Natural Gas | Double Rack Oven | Baseline Forecast | Avg. Replacement Summer Demand (n/a) | 0 | 0 | 0 | 0 | 0 | 0 | 0 | 0 | 0 | 0 | 0 | 0 | 0 | 0 | 0 | 0 | 0 | 0 | 0 | 0 | 0 | 0 | 0 | 0 | 0 | 0 | 0
F8_Commercial_Miscellaneous (WA)_Existing_Food Preparation_Natural Gas_Double Rack Oven_Baseline Forecast | F8 | Commercial | Miscellaneous (WA) | Existing | Food Preparation | Natural Gas | Double Rack Oven | Baseline Forecast | Avg. Replacement Winter Demand (n/a) | 0 | 0 | 0 | 0 | 0 | 0 | 0 | 0 | 0 | 0 | 0 | 0 | 0 | 0 | 0 | 0 | 0 | 0 | 0 | 0 | 0 | 0 | 0 | 0 | 0 | 0 | 0
F1_Commercial_Miscellaneous (WA)_Existing_Food Preparation_Natural Gas_Fryer_Baseline Forecast | F1 | Commercial | Miscellaneous (WA) | Existing | Food Preparation | Natural Gas | Fryer | Baseline Forecast | Units | 577301.1784 | 567347.7098 | 557565.8527 | 547952.6484 | 538505.1889 | 529220.6167 | 520096.1233 | 511128.9487 | 502316.3807 | 493655.7534 | 485144.4473 | 476779.8879 | 468559.545 | 460480.9321 | 452541.6057 | 444739.1642 | 437071.2476 | 429535.5365 | 422129.7513 | 414851.6522 | 407699.0375 | 400669.7437 | 393761.6447 | 386972.6508 | 380300.7086 | 373743.7998 | 367299.9412
F2_Commercial_Miscellaneous (WA)_Existing_Food Preparation_Natural Gas_Fryer_Baseline Forecast | F2 | Commercial | Miscellaneous (WA) | Existing | Food Preparation | Natural Gas | Fryer | Baseline Forecast | Usage (MMtherm) | 0.010524 | 0.010342 | 0.010164 | 0.0099885 | 0.0098163 | 0.0096471 | 0.0094808 | 0.0093173 | 0.0091566 | 0.0089988 | 0.0088436 | 0.0086911 | 0.0085413 | 0.008394 | 0.0082493 | 0.0081071 | 0.0079673 | 0.0078299 | 0.0076949 | 0.0075623 | 0.0074319 | 0.0073037 | 0.0071778 | 0.0070541 | 0.0069324 | 0.0068129 | 0.0066955
F3_Commercial_Miscellaneous (WA)_Existing_Food Preparation_Natural Gas_Fryer_Baseline Forecast | F3 | Commercial | Miscellaneous (WA) | Existing | Food Preparation | Natural Gas | Fryer | Baseline Forecast | Summer Peak Demand (n/a) | 0 | 0 | 0 | 0 | 0 | 0 | 0 | 0 | 0 | 0 | 0 | 0 | 0 | 0 | 0 | 0 | 0 | 0 | 0 | 0 | 0 | 0 | 0 | 0 | 0 | 0 | 0
F4_Commercial_Miscellaneous (WA)_Existing_Food Preparation_Natural Gas_Fryer_Baseline Forecast | F4 | Commercial | Miscellaneous (WA) | Existing | Food Preparation | Natural Gas | Fryer | Baseline Forecast | Winter Peak Demand (n/a) | 0 | 0 | 0 | 0 | 0 | 0 | 0 | 0 | 0 | 0 | 0 | 0 | 0 | 0 | 0 | 0 | 0 | 0 | 0 | 0 | 0 | 0 | 0 | 0 | 0 | 0 | 0
F5_Commercial_Miscellaneous (WA)_Existing_Food Preparation_Natural Gas_Fryer_Baseline Forecast | F5 | Commercial | Miscellaneous (WA) | Existing | Food Preparation | Natural Gas | Fryer | Baseline Forecast | Turnover | 0 | 17192.3548 | 18739.1278 | 20062.7792 | 21188.0943 | 22137.1998 | 22929.8468 | 23583.6645 | 24114.3868 | 24536.0544 | 24861.1957 | 25100.9882 | 23716.4454 | 22595.6027 | 21693.6024 | 20972.2283 | 20398.9992 | 19946.3782 | 19591.0875 | 19313.5113 | 19097.1787 | 18928.315 | 18795.4528 | 22309.2069 | 22028.4754 | 21667.2482 | 21252.2166
F6_Commercial_Miscellaneous (WA)_Existing_Food Preparation_Natural Gas_Fryer_Baseline Forecast | F6 | Commercial | Miscellaneous (WA) | Existing | Food Preparation | Natural Gas | Fryer | Baseline Forecast | Avg. Replacement Usage (therms) | 0.018229 | 0.018229 | 0.018229 | 0.018229 | 0.018229 | 0.018229 | 0.018229 | 0.018229 | 0.018229 | 0.018229 | 0.018229 | 0.018229 | 0.018229 | 0.018229 | 0.018229 | 0.018229 | 0.018229 | 0.018229 | 0.018229 | 0.018229 | 0.018229 | 0.018229 | 0.018229 | 0.018229 | 0.018229 | 0.018229 | 0.018229
F7_Commercial_Miscellaneous (WA)_Existing_Food Preparation_Natural Gas_Fryer_Baseline Forecast | F7 | Commercial | Miscellaneous (WA) | Existing | Food Preparation | Natural Gas | Fryer | Baseline Forecast | Avg. Replacement Summer Demand (n/a) | 0 | 0 | 0 | 0 | 0 | 0 | 0 | 0 | 0 | 0 | 0 | 0 | 0 | 0 | 0 | 0 | 0 | 0 | 0 | 0 | 0 | 0 | 0 | 0 | 0 | 0 | 0
F8_Commercial_Miscellaneous (WA)_Existing_Food Preparation_Natural Gas_Fryer_Baseline Forecast | F8 | Commercial | Miscellaneous (WA) | Existing | Food Preparation | Natural Gas | Fryer | Baseline Forecast | Avg. Replacement Winter Demand (n/a) | 0 | 0 | 0 | 0 | 0 | 0 | 0 | 0 | 0 | 0 | 0 | 0 | 0 | 0 | 0 | 0 | 0 | 0 | 0 | 0 | 0 | 0 | 0 | 0 | 0 | 0 | 0
F1_Commercial_Miscellaneous (WA)_Existing_Food Preparation_Natural Gas_Broiler_Baseline Forecast | F1 | Commercial | Miscellaneous (WA) | Existing | Food Preparation | Natural Gas | Broiler | Baseline Forecast | Units | 6579950.5419 | 6466503.1187 | 6355011.6856 | 6245442.5186 | 6137762.4752 | 6031938.9843 | 5927940.0363 | 5825734.1736 | 5725290.4809 | 5626578.5761 | 5529568.6006 | 5434231.211 | 5340537.5694 | 5248459.3354 | 5157968.6572 | 5069038.1632 | 4981640.9534 | 4895750.5922 | 4811341.0992 | 4728386.9423 | 4646863.0295 | 4566744.7014 | 4488007.7238 | 4410628.2803 | 4334582.9651 | 4259848.7761 | 4186403.1075
F2_Commercial_Miscellaneous (WA)_Existing_Food Preparation_Natural Gas_Broiler_Baseline Forecast | F2 | Commercial | Miscellaneous (WA) | Existing | Food Preparation | Natural Gas | Broiler | Baseline Forecast | Usage (MMtherm) | 0.12818 | 0.12597 | 0.1238 | 0.12166 | 0.11956 | 0.1175 | 0.11548 | 0.11349 | 0.11153 | 0.10961 | 0.10772 | 0.10586 | 0.10403 | 0.10224 | 0.10048 | 0.098746 | 0.097043 | 0.09537 | 0.093726 | 0.09211 | 0.090522 | 0.088961 | 0.087427 | 0.08592 | 0.084438 | 0.082982 | 0.081552
F3_Commercial_Miscellaneous (WA)_Existing_Food Preparation_Natural Gas_Broiler_Baseline Forecast | F3 | Commercial | Miscellaneous (WA) | Existing | Food Preparation | Natural Gas | Broiler | Baseline Forecast | Summer Peak Demand (n/a) | 0 | 0 | 0 | 0 | 0 | 0 | 0 | 0 | 0 | 0 | 0 | 0 | 0 | 0 | 0 | 0 | 0 | 0 | 0 | 0 | 0 | 0 | 0 | 0 | 0 | 0 | 0
F4_Commercial_Miscellaneous (WA)_Existing_Food Preparation_Natural Gas_Broiler_Baseline Forecast | F4 | Commercial | Miscellaneous (WA) | Existing | Food Preparation | Natural Gas | Broiler | Baseline Forecast | Winter Peak Demand (n/a) | 0 | 0 | 0 | 0 | 0 | 0 | 0 | 0 | 0 | 0 | 0 | 0 | 0 | 0 | 0 | 0 | 0 | 0 | 0 | 0 | 0 | 0 | 0 | 0 | 0 | 0 | 0
F5_Commercial_Miscellaneous (WA)_Existing_Food Preparation_Natural Gas_Broiler_Baseline Forecast | F5 | Commercial | Miscellaneous (WA) | Existing | Food Preparation | Natural Gas | Broiler | Baseline Forecast | Turnover | 0 | 239500.1155 | 268061.1925 | 291996.5695 | 311908.5971 | 328323.1648 | 341699.3742 | 352437.9881 | 360888.8121 | 367357.1419 | 343665.1135 | 325682.279 | 312247.2883 | 302402.8596 | 295362.7125 | 290483.6017 | 287241.689 | 285212.6044 | 284054.6409 | 334721.2607 | 330704.9893 | 324989.3301 | 318247.9708 | 310979.8351 | 303546.6512 | 296203.2866 | 289122.1455
F6_Commercial_Miscellaneous (WA)_Existing_Food Preparation_Natural Gas_Broiler_Baseline Forecast | F6 | Commercial | Miscellaneous (WA) | Existing | Food Preparation | Natural Gas | Broiler | Baseline Forecast | Avg. Replacement Usage (therms) | 0.01948 | 0.01948 | 0.01948 | 0.01948 | 0.01948 | 0.01948 | 0.01948 | 0.01948 | 0.01948 | 0.01948 | 0.01948 | 0.01948 | 0.01948 | 0.01948 | 0.01948 | 0.01948 | 0.01948 | 0.01948 | 0.01948 | 0.01948 | 0.01948 | 0.01948 | 0.01948 | 0.01948 | 0.01948 | 0.01948 | 0.01948
F7_Commercial_Miscellaneous (WA)_Existing_Food Preparation_Natural Gas_Broiler_Baseline Forecast | F7 | Commercial | Miscellaneous (WA) | Existing | Food Preparation | Natural Gas | Broiler | Baseline Forecast | Avg. Replacement Summer Demand (n/a) | 0 | 0 | 0 | 0 | 0 | 0 | 0 | 0 | 0 | 0 | 0 | 0 | 0 | 0 | 0 | 0 | 0 | 0 | 0 | 0 | 0 | 0 | 0 | 0 | 0 | 0 | 0
F8_Commercial_Miscellaneous (WA)_Existing_Food Preparation_Natural Gas_Broiler_Baseline Forecast | F8 | Commercial | Miscellaneous (WA) | Existing | Food Preparation | Natural Gas | Broiler | Baseline Forecast | Avg. Replacement Winter Demand (n/a) | 0 | 0 | 0 | 0 | 0 | 0 | 0 | 0 | 0 | 0 | 0 | 0 | 0 | 0 | 0 | 0 | 0 | 0 | 0 | 0 | 0 | 0 | 0 | 0 | 0 | 0 | 0
F1_Commercial_Miscellaneous (WA)_Existing_Food Preparation_Natural Gas_Griddle_Baseline Forecast | F1 | Commercial | Miscellaneous (WA) | Existing | Food Preparation | Natural Gas | Griddle | Baseline Forecast | Units | 7298369.786 | 7172535.8242 | 7048871.4135 | 6927339.1477 | 6807902.2658 | 6690524.6406 | 6575170.7675 | 6461805.7542 | 6350395.3102 | 6240905.7359 | 6133303.9128 | 6027557.2937 | 5923633.892 | 5821502.2732 | 5721131.5444 | 5622491.3453 | 5525551.8394 | 5430283.7042 | 5336658.1231 | 5244646.7762 | 5154221.8317 | 5065355.9381 | 4978022.215 | 4892194.2458 | 4807846.0691 | 4724952.1714 | 4643487.4788
F2_Commercial_Miscellaneous (WA)_Existing_Food Preparation_Natural Gas_Griddle_Baseline Forecast | F2 | Commercial | Miscellaneous (WA) | Existing | Food Preparation | Natural Gas | Griddle | Baseline Forecast | Usage (MMtherm) | 0.099091 | 0.097382 | 0.095703 | 0.094053 | 0.092431 | 0.090838 | 0.089272 | 0.087733 | 0.08622 | 0.084733 | 0.083272 | 0.081837 | 0.080426 | 0.079039 | 0.077676 | 0.076337 | 0.075021 | 0.073727 | 0.072456 | 0.071207 | 0.069979 | 0.068773 | 0.067587 | 0.066422 | 0.065277 | 0.064151 | 0.063045
F3_Commercial_Miscellaneous (WA)_Existing_Food Preparation_Natural Gas_Griddle_Baseline Forecast | F3 | Commercial | Miscellaneous (WA) | Existing | Food Preparation | Natural Gas | Griddle | Baseline Forecast | Summer Peak Demand (n/a) | 0 | 0 | 0 | 0 | 0 | 0 | 0 | 0 | 0 | 0 | 0 | 0 | 0 | 0 | 0 | 0 | 0 | 0 | 0 | 0 | 0 | 0 | 0 | 0 | 0 | 0 | 0
F4_Commercial_Miscellaneous (WA)_Existing_Food Preparation_Natural Gas_Griddle_Baseline Forecast | F4 | Commercial | Miscellaneous (WA) | Existing | Food Preparation | Natural Gas | Griddle | Baseline Forecast | Winter Peak Demand (n/a) | 0 | 0 | 0 | 0 | 0 | 0 | 0 | 0 | 0 | 0 | 0 | 0 | 0 | 0 | 0 | 0 | 0 | 0 | 0 | 0 | 0 | 0 | 0 | 0 | 0 | 0 | 0
F5_Commercial_Miscellaneous (WA)_Existing_Food Preparation_Natural Gas_Griddle_Baseline Forecast | F5 | Commercial | Miscellaneous (WA) | Existing | Food Preparation | Natural Gas | Griddle | Baseline Forecast | Turnover | 0 | 265649.475 | 297328.9382 | 323877.6533 | 345963.7373 | 364170.498 | 379007.1631 | 390918.252 | 400291.7629 | 407466.3249 | 381187.528 | 361241.2722 | 346339.4079 | 335420.1342 | 327611.3222 | 322199.495 | 318603.6203 | 316352.9941 | 315068.6005 | 371267.1578 | 366812.3775 | 360472.6651 | 352995.2633 | 344933.5702 | 336688.8085 | 328543.6728 | 320689.3908
F6_Commercial_Miscellaneous (WA)_Existing_Food Preparation_Natural Gas_Griddle_Baseline Forecast | F6 | Commercial | Miscellaneous (WA) | Existing | Food Preparation | Natural Gas | Griddle | Baseline Forecast | Avg. Replacement Usage (therms) | 0.013577 | 0.013577 | 0.013577 | 0.013577 | 0.013577 | 0.013577 | 0.013577 | 0.013577 | 0.013577 | 0.013577 | 0.013577 | 0.013577 | 0.013577 | 0.013577 | 0.013577 | 0.013577 | 0.013577 | 0.013577 | 0.013577 | 0.013577 | 0.013577 | 0.013577 | 0.013577 | 0.013577 | 0.013577 | 0.013577 | 0.013577
F7_Commercial_Miscellaneous (WA)_Existing_Food Preparation_Natural Gas_Griddle_Baseline Forecast | F7 | Commercial | Miscellaneous (WA) | Existing | Food Preparation | Natural Gas | Griddle | Baseline Forecast | Avg. Replacement Summer Demand (n/a) | 0 | 0 | 0 | 0 | 0 | 0 | 0 | 0 | 0 | 0 | 0 | 0 | 0 | 0 | 0 | 0 | 0 | 0 | 0 | 0 | 0 | 0 | 0 | 0 | 0 | 0 | 0
F8_Commercial_Miscellaneous (WA)_Existing_Food Preparation_Natural Gas_Griddle_Baseline Forecast | F8 | Commercial | Miscellaneous (WA) | Existing | Food Preparation | Natural Gas | Griddle | Baseline Forecast | Avg. Replacement Winter Demand (n/a) | 0 | 0 | 0 | 0 | 0 | 0 | 0 | 0 | 0 | 0 | 0 | 0 | 0 | 0 | 0 | 0 | 0 | 0 | 0 | 0 | 0 | 0 | 0 | 0 | 0 | 0 | 0
F1_Commercial_Miscellaneous (WA)_Existing_Food Preparation_Natural Gas_Range_Baseline Forecast | F1 | Commercial | Miscellaneous (WA) | Existing | Food Preparation | Natural Gas | Range | Baseline Forecast | Units | 8113518.3045 | 7973630.0578 | 7836153.6775 | 7701047.5796 | 7568270.8972 | 7437783.468 | 7309545.822 | 7183519.1699 | 7059665.3911 | 6937947.0223 | 6818327.246 | 6700769.8797 | 6585239.3645 | 6471700.7548 | 6360119.7073 | 6250462.471 | 6142695.8766 | 6036787.327 | 5932704.7869 | 5830416.7734 | 5729892.3462 | 5631101.0989 | 5534013.1489 | 5438599.1291 | 5344830.1786 | 5252677.9341 | 5162114.5215
F2_Commercial_Miscellaneous (WA)_Existing_Food Preparation_Natural Gas_Range_Baseline Forecast | F2 | Commercial | Miscellaneous (WA) | Existing | Food Preparation | Natural Gas | Range | Baseline Forecast | Usage (MMtherm) | 0.10883 | 0.10695 | 0.10511 | 0.10329 | 0.10151 | 0.099764 | 0.098044 | 0.096353 | 0.094692 | 0.093059 | 0.091455 | 0.089878 | 0.088328 | 0.086805 | 0.085309 | 0.083838 | 0.082392 | 0.080972 | 0.079576 | 0.078204 | 0.076856 | 0.07553 | 0.074228 | 0.072948 | 0.071691 | 0.070455 | 0.06924
F3_Commercial_Miscellaneous (WA)_Existing_Food Preparation_Natural Gas_Range_Baseline Forecast | F3 | Commercial | Miscellaneous (WA) | Existing | Food Preparation | Natural Gas | Range | Baseline Forecast | Summer Peak Demand (n/a) | 0 | 0 | 0 | 0 | 0 | 0 | 0 | 0 | 0 | 0 | 0 | 0 | 0 | 0 | 0 | 0 | 0 | 0 | 0 | 0 | 0 | 0 | 0 | 0 | 0 | 0 | 0
F4_Commercial_Miscellaneous (WA)_Existing_Food Preparation_Natural Gas_Range_Baseline Forecast | F4 | Commercial | Miscellaneous (WA) | Existing | Food Preparation | Natural Gas | Range | Baseline Forecast | Winter Peak Demand (n/a) | 0 | 0 | 0 | 0 | 0 | 0 | 0 | 0 | 0 | 0 | 0 | 0 | 0 | 0 | 0 | 0 | 0 | 0 | 0 | 0 | 0 | 0 | 0 | 0 | 0 | 0 | 0
F5_Commercial_Miscellaneous (WA)_Existing_Food Preparation_Natural Gas_Range_Baseline Forecast | F5 | Commercial | Miscellaneous (WA) | Existing | Food Preparation | Natural Gas | Range | Baseline Forecast | Turnover | 0 | 318945.2023 | 407479.9912 | 474384.5309 | 524329.8078 | 560987.3803 | 587243.0637 | 605364.93 | 617135.3907 | 623955.0408 | 545104.3741 | 498252.825 | 472859.9562 | 461437.6444 | 458726.5921 | 526626.2906 | 536891.1391 | 542843.2628 | 545441.2127 | 531444.9783 | 510420.7674 | 487970.2356 | 467125.0461 | 449297.1129 | 429312.5588 | 421652.2915 | 420891.2843
F6_Commercial_Miscellaneous (WA)_Existing_Food Preparation_Natural Gas_Range_Baseline Forecast | F6 | Commercial | Miscellaneous (WA) | Existing | Food Preparation | Natural Gas | Range | Baseline Forecast | Avg. Replacement Usage (therms) | 0.013413 | 0.013413 | 0.013413 | 0.013413 | 0.013413 | 0.013413 | 0.013413 | 0.013413 | 0.013413 | 0.013413 | 0.013413 | 0.013413 | 0.013413 | 0.013413 | 0.013413 | 0.013413 | 0.013413 | 0.013413 | 0.013413 | 0.013413 | 0.013413 | 0.013413 | 0.013413 | 0.013413 | 0.013413 | 0.013413 | 0.013413
F7_Commercial_Miscellaneous (WA)_Existing_Food Preparation_Natural Gas_Range_Baseline Forecast | F7 | Commercial | Miscellaneous (WA) | Existing | Food Preparation | Natural Gas | Range | Baseline Forecast | Avg. Replacement Summer Demand (n/a) | 0 | 0 | 0 | 0 | 0 | 0 | 0 | 0 | 0 | 0 | 0 | 0 | 0 | 0 | 0 | 0 | 0 | 0 | 0 | 0 | 0 | 0 | 0 | 0 | 0 | 0 | 0
F8_Commercial_Miscellaneous (WA)_Existing_Food Preparation_Natural Gas_Range_Baseline Forecast | F8 | Commercial | Miscellaneous (WA) | Existing | Food Preparation | Natural Gas | Range | Baseline Forecast | Avg. Replacement Winter Demand (n/a) | 0 | 0 | 0 | 0 | 0 | 0 | 0 | 0 | 0 | 0 | 0 | 0 | 0 | 0 | 0 | 0 | 0 | 0 | 0 | 0 | 0 | 0 | 0 | 0 | 0 | 0 | 0
F1_Commercial_Miscellaneous (WA)_Existing_Food Preparation_Natural Gas_Steamer_Baseline Forecast | F1 | Commercial | Miscellaneous (WA) | Existing | Food Preparation | Natural Gas | Steamer | Baseline Forecast | Units | 285911.1171 | 280981.6151 | 276137.1045 | 271376.1199 | 266697.2213 | 262098.9933 | 257580.0452 | 253139.0099 | 248774.5442 | 244485.328 | 240270.0637 | 236127.4764 | 232056.313 | 228055.3421 | 224123.3534 | 220259.1577 | 216461.586 | 212729.4897 | 209061.7399 | 205457.2271 | 201914.8611 | 198433.5704 | 195012.3019 | 191650.0209 | 188345.7102 | 185098.3703 | 181907.0191
F2_Commercial_Miscellaneous (WA)_Existing_Food Preparation_Natural Gas_Steamer_Baseline Forecast | F2 | Commercial | Miscellaneous (WA) | Existing | Food Preparation | Natural Gas | Steamer | Baseline Forecast | Usage (MMtherm) | 0.0044317 | 0.0043553 | 0.0042802 | 0.0042064 | 0.0041338 | 0.0040626 | 0.0039925 | 0.0039237 | 0.003856 | 0.0037896 | 0.0037242 | 0.00366 | 0.0035969 | 0.0035349 | 0.0034739 | 0.003414 | 0.0033552 | 0.0032973 | 0.0032405 | 0.0031846 | 0.0031297 | 0.0030757 | 0.0030227 | 0.0029706 | 0.0029194 | 0.0028691 | 0.0028196
F3_Commercial_Miscellaneous (WA)_Existing_Food Preparation_Natural Gas_Steamer_Baseline Forecast | F3 | Commercial | Miscellaneous (WA) | Existing | Food Preparation | Natural Gas | Steamer | Baseline Forecast | Summer Peak Demand (n/a) | 0 | 0 | 0 | 0 | 0 | 0 | 0 | 0 | 0 | 0 | 0 | 0 | 0 | 0 | 0 | 0 | 0 | 0 | 0 | 0 | 0 | 0 | 0 | 0 | 0 | 0 | 0
F4_Commercial_Miscellaneous (WA)_Existing_Food Preparation_Natural Gas_Steamer_Baseline Forecast | F4 | Commercial | Miscellaneous (WA) | Existing | Food Preparation | Natural Gas | Steamer | Baseline Forecast | Winter Peak Demand (n/a) | 0 | 0 | 0 | 0 | 0 | 0 | 0 | 0 | 0 | 0 | 0 | 0 | 0 | 0 | 0 | 0 | 0 | 0 | 0 | 0 | 0 | 0 | 0 | 0 | 0 | 0 | 0
F5_Commercial_Miscellaneous (WA)_Existing_Food Preparation_Natural Gas_Steamer_Baseline Forecast | F5 | Commercial | Miscellaneous (WA) | Existing | Food Preparation | Natural Gas | Steamer | Baseline Forecast | Turnover | 0 | 10406.7265 | 11647.7585 | 12687.7953 | 13553.01 | 14266.2536 | 14847.4748 | 15314.0876 | 15681.2916 | 15962.3526 | 14932.8898 | 14151.5021 | 13567.7268 | 13139.968 | 12834.0605 | 12622.054 | 12481.1868 | 12393.0193 | 12342.7037 | 14544.2628 | 14369.7483 | 14121.3922 | 13828.4676 | 13512.6535 | 13189.6679 | 12870.585 | 12562.8962
F6_Commercial_Miscellaneous (WA)_Existing_Food Preparation_Natural Gas_Steamer_Baseline Forecast | F6 | Commercial | Miscellaneous (WA) | Existing | Food Preparation | Natural Gas | Steamer | Baseline Forecast | Avg. Replacement Usage (therms) | 0.0155 | 0.0155 | 0.0155 | 0.0155 | 0.0155 | 0.0155 | 0.0155 | 0.0155 | 0.0155 | 0.0155 | 0.0155 | 0.0155 | 0.0155 | 0.0155 | 0.0155 | 0.0155 | 0.0155 | 0.0155 | 0.0155 | 0.0155 | 0.0155 | 0.0155 | 0.0155 | 0.0155 | 0.0155 | 0.0155 | 0.0155
F7_Commercial_Miscellaneous (WA)_Existing_Food Preparation_Natural Gas_Steamer_Baseline Forecast | F7 | Commercial | Miscellaneous (WA) | Existing | Food Preparation | Natural Gas | Steamer | Baseline Forecast | Avg. Replacement Summer Demand (n/a) | 0 | 0 | 0 | 0 | 0 | 0 | 0 | 0 | 0 | 0 | 0 | 0 | 0 | 0 | 0 | 0 | 0 | 0 | 0 | 0 | 0 | 0 | 0 | 0 | 0 | 0 | 0
F8_Commercial_Miscellaneous (WA)_Existing_Food Preparation_Natural Gas_Steamer_Baseline Forecast | F8 | Commercial | Miscellaneous (WA) | Existing | Food Preparation | Natural Gas | Steamer | Baseline Forecast | Avg. Replacement Winter Demand (n/a) | 0 | 0 | 0 | 0 | 0 | 0 | 0 | 0 | 0 | 0 | 0 | 0 | 0 | 0 | 0 | 0 | 0 | 0 | 0 | 0 | 0 | 0 | 0 | 0 | 0 | 0 | 0
F1_Commercial_Miscellaneous (WA)_Existing_Food Preparation_Natural Gas_Food Prep Other_Baseline Forecast | F1 | Commercial | Miscellaneous (WA) | Existing | Food Preparation | Natural Gas | Food Prep Other | Baseline Forecast | Units | 0 | 0 | 0 | 0 | 0 | 0 | 0 | 0 | 0 | 0 | 0 | 0 | 0 | 0 | 0 | 0 | 0 | 0 | 0 | 0 | 0 | 0 | 0 | 0 | 0 | 0 | 0
F2_Commercial_Miscellaneous (WA)_Existing_Food Preparation_Natural Gas_Food Prep Other_Baseline Forecast | F2 | Commercial | Miscellaneous (WA) | Existing | Food Preparation | Natural Gas | Food Prep Other | Baseline Forecast | Usage (MMtherm) | 0 | 0 | 0 | 0 | 0 | 0 | 0 | 0 | 0 | 0 | 0 | 0 | 0 | 0 | 0 | 0 | 0 | 0 | 0 | 0 | 0 | 0 | 0 | 0 | 0 | 0 | 0
F3_Commercial_Miscellaneous (WA)_Existing_Food Preparation_Natural Gas_Food Prep Other_Baseline Forecast | F3 | Commercial | Miscellaneous (WA) | Existing | Food Preparation | Natural Gas | Food Prep Other | Baseline Forecast | Summer Peak Demand (n/a) | 0 | 0 | 0 | 0 | 0 | 0 | 0 | 0 | 0 | 0 | 0 | 0 | 0 | 0 | 0 | 0 | 0 | 0 | 0 | 0 | 0 | 0 | 0 | 0 | 0 | 0 | 0
F4_Commercial_Miscellaneous (WA)_Existing_Food Preparation_Natural Gas_Food Prep Other_Baseline Forecast | F4 | Commercial | Miscellaneous (WA) | Existing | Food Preparation | Natural Gas | Food Prep Other | Baseline Forecast | Winter Peak Demand (n/a) | 0 | 0 | 0 | 0 | 0 | 0 | 0 | 0 | 0 | 0 | 0 | 0 | 0 | 0 | 0 | 0 | 0 | 0 | 0 | 0 | 0 | 0 | 0 | 0 | 0 | 0 | 0
F5_Commercial_Miscellaneous (WA)_Existing_Food Preparation_Natural Gas_Food Prep Other_Baseline Forecast | F5 | Commercial | Miscellaneous (WA) | Existing | Food Preparation | Natural Gas | Food Prep Other | Baseline Forecast | Turnover | 0 | 0 | 0 | 0 | 0 | 0 | 0 | 0 | 0 | 0 | 0 | 0 | 0 | 0 | 0 | 0 | 0 | 0 | 0 | 0 | 0 | 0 | 0 | 0 | 0 | 0 | 0
F6_Commercial_Miscellaneous (WA)_Existing_Food Preparation_Natural Gas_Food Prep Other_Baseline Forecast | F6 | Commercial | Miscellaneous (WA) | Existing | Food Preparation | Natural Gas | Food Prep Other | Baseline Forecast | Avg. Replacement Usage (therms) | 0.0055977 | 0.0055977 | 0.0055977 | 0.0055977 | 0.0055977 | 0.0055977 | 0.0055977 | 0.0055977 | 0.0055977 | 0.0055977 | 0.0055977 | 0.0055977 | 0.0055977 | 0.0055977 | 0.0055977 | 0.0055977 | 0.0055977 | 0.0055977 | 0.0055977 | 0.0055977 | 0.0055977 | 0.0055977 | 0.0055977 | 0.0055977 | 0.0055977 | 0.0055977 | 0.0055977
F7_Commercial_Miscellaneous (WA)_Existing_Food Preparation_Natural Gas_Food Prep Other_Baseline Forecast | F7 | Commercial | Miscellaneous (WA) | Existing | Food Preparation | Natural Gas | Food Prep Other | Baseline Forecast | Avg. Replacement Summer Demand (n/a) | 0 | 0 | 0 | 0 | 0 | 0 | 0 | 0 | 0 | 0 | 0 | 0 | 0 | 0 | 0 | 0 | 0 | 0 | 0 | 0 | 0 | 0 | 0 | 0 | 0 | 0 | 0
F8_Commercial_Miscellaneous (WA)_Existing_Food Preparation_Natural Gas_Food Prep Other_Baseline Forecast | F8 | Commercial | Miscellaneous (WA) | Existing | Food Preparation | Natural Gas | Food Prep Other | Baseline Forecast | Avg. Replacement Winter Demand (n/a) | 0 | 0 | 0 | 0 | 0 | 0 | 0 | 0 | 0 | 0 | 0 | 0 | 0 | 0 | 0 | 0 | 0 | 0 | 0 | 0 | 0 | 0 | 0 | 0 | 0 | 0 | 0
F1_Commercial_Miscellaneous (WA)_Existing_Miscellaneous_Natural Gas_Pool Heater_Baseline Forecast | F1 | Commercial | Miscellaneous (WA) | Existing | Miscellaneous | Natural Gas | Pool Heater | Baseline Forecast | Units | 246783.4483 | 242528.5613 | 238347.0344 | 234237.6027 | 230199.0234 | 226230.0747 | 222329.5562 | 218496.288 | 214729.1106 | 211026.8845 | 207388.49 | 203812.8264 | 200298.8121 | 196845.3843 | 193451.4984 | 190116.1277 | 186838.2634 | 183616.9141 | 180451.1052 | 177339.8793 | 174282.2951 | 171277.428 | 168324.3689 | 165422.2246 | 162570.1173 | 159767.1842 | 157012.5776
F2_Commercial_Miscellaneous (WA)_Existing_Miscellaneous_Natural Gas_Pool Heater_Baseline Forecast | F2 | Commercial | Miscellaneous (WA) | Existing | Miscellaneous | Natural Gas | Pool Heater | Baseline Forecast | Usage (MMtherm) | 0.0076924 | 0.0075598 | 0.0074295 | 0.0073014 | 0.0071755 | 0.0070518 | 0.0069302 | 0.0068107 | 0.0066933 | 0.0065779 | 0.0064645 | 0.006353 | 0.0062435 | 0.0061358 | 0.00603 | 0.0059261 | 0.0058239 | 0.0057235 | 0.0056248 | 0.0055278 | 0.0054325 | 0.0053389 | 0.0052468 | 0.0051563 | 0.0050674 | 0.0049801 | 0.0048942
F3_Commercial_Miscellaneous (WA)_Existing_Miscellaneous_Natural Gas_Pool Heater_Baseline Forecast | F3 | Commercial | Miscellaneous (WA) | Existing | Miscellaneous | Natural Gas | Pool Heater | Baseline Forecast | Summer Peak Demand (n/a) | 0 | 0 | 0 | 0 | 0 | 0 | 0 | 0 | 0 | 0 | 0 | 0 | 0 | 0 | 0 | 0 | 0 | 0 | 0 | 0 | 0 | 0 | 0 | 0 | 0 | 0 | 0
F4_Commercial_Miscellaneous (WA)_Existing_Miscellaneous_Natural Gas_Pool Heater_Baseline Forecast | F4 | Commercial | Miscellaneous (WA) | Existing | Miscellaneous | Natural Gas | Pool Heater | Baseline Forecast | Winter Peak Demand (n/a) | 0 | 0 | 0 | 0 | 0 | 0 | 0 | 0 | 0 | 0 | 0 | 0 | 0 | 0 | 0 | 0 | 0 | 0 | 0 | 0 | 0 | 0 | 0 | 0 | 0 | 0 | 0
F5_Commercial_Miscellaneous (WA)_Existing_Miscellaneous_Natural Gas_Pool Heater_Baseline Forecast | F5 | Commercial | Miscellaneous (WA) | Existing | Miscellaneous | Natural Gas | Pool Heater | Baseline Forecast | Turnover | 0 | 29103.4274 | 27648.256 | 26422.0016 | 25377.1403 | 24476.2842 | 24579.3328 | 24393.5549 | 24022.6698 | 23539.5094 | 22994.4797 | 28996.264 | 27059.4215 | 25513.566 | 24244.9224 | 23175.334 | 23652.5369 | 23609.3743 | 23250.5336 | 22709.6711 | 22072.875 | 23099.8865 | 22173.357 | 21457.899 | 20851.435 | 20296.9094 | 20385.9239
F6_Commercial_Miscellaneous (WA)_Existing_Miscellaneous_Natural Gas_Pool Heater_Baseline Forecast | F6 | Commercial | Miscellaneous (WA) | Existing | Miscellaneous | Natural Gas | Pool Heater | Baseline Forecast | Avg. Replacement Usage (therms) | 0.031171 | 0.031171 | 0.031171 | 0.031171 | 0.031171 | 0.031171 | 0.031171 | 0.031171 | 0.031171 | 0.031171 | 0.031171 | 0.031171 | 0.031171 | 0.031171 | 0.031171 | 0.031171 | 0.031171 | 0.031171 | 0.031171 | 0.031171 | 0.031171 | 0.031171 | 0.031171 | 0.031171 | 0.031171 | 0.031171 | 0.031171
F7_Commercial_Miscellaneous (WA)_Existing_Miscellaneous_Natural Gas_Pool Heater_Baseline Forecast | F7 | Commercial | Miscellaneous (WA) | Existing | Miscellaneous | Natural Gas | Pool Heater | Baseline Forecast | Avg. Replacement Summer Demand (n/a) | 0 | 0 | 0 | 0 | 0 | 0 | 0 | 0 | 0 | 0 | 0 | 0 | 0 | 0 | 0 | 0 | 0 | 0 | 0 | 0 | 0 | 0 | 0 | 0 | 0 | 0 | 0
F8_Commercial_Miscellaneous (WA)_Existing_Miscellaneous_Natural Gas_Pool Heater_Baseline Forecast | F8 | Commercial | Miscellaneous (WA) | Existing | Miscellaneous | Natural Gas | Pool Heater | Baseline Forecast | Avg. Replacement Winter Demand (n/a) | 0 | 0 | 0 | 0 | 0 | 0 | 0 | 0 | 0 | 0 | 0 | 0 | 0 | 0 | 0 | 0 | 0 | 0 | 0 | 0 | 0 | 0 | 0 | 0 | 0 | 0 | 0
F1_Commercial_Miscellaneous (WA)_Existing_Miscellaneous_Natural Gas_Miscellaneous_Baseline Forecast | F1 | Commercial | Miscellaneous (WA) | Existing | Miscellaneous | Natural Gas | Miscellaneous | Baseline Forecast | Units | 20313304.1294 | 19963074.7479 | 19618883.8039 | 19280627.1866 | 18948202.58 | 18621509.432 | 18300448.9246 | 17984923.9431 | 17674839.0476 | 17370100.4433 | 17070615.9529 | 16776294.9882 | 16487048.5229 | 16202789.0656 | 15923430.6334 | 15648888.7259 | 15379080.2996 | 15113923.7427 | 14853338.8506 | 14597246.8015 | 14345570.1325 | 14098232.7164 | 13855159.7385 | 13616277.6741 | 13381514.2659 | 13150798.5027 | 12924060.5975
F2_Commercial_Miscellaneous (WA)_Existing_Miscellaneous_Natural Gas_Miscellaneous_Baseline Forecast | F2 | Commercial | Miscellaneous (WA) | Existing | Miscellaneous | Natural Gas | Miscellaneous | Baseline Forecast | Usage (MMtherm) | 2.6334 | 2.588 | 2.5434 | 2.4996 | 2.4565 | 2.4141 | 2.3725 | 2.3316 | 2.2914 | 2.2519 | 2.213 | 2.1749 | 2.1374 | 2.1005 | 2.0643 | 2.0287 | 1.9938 | 1.9594 | 1.9256 | 1.8924 | 1.8598 | 1.8277 | 1.7962 | 1.7652 | 1.7348 | 1.7049 | 1.6755
F3_Commercial_Miscellaneous (WA)_Existing_Miscellaneous_Natural Gas_Miscellaneous_Baseline Forecast | F3 | Commercial | Miscellaneous (WA) | Existing | Miscellaneous | Natural Gas | Miscellaneous | Baseline Forecast | Summer Peak Demand (n/a) | 0 | 0 | 0 | 0 | 0 | 0 | 0 | 0 | 0 | 0 | 0 | 0 | 0 | 0 | 0 | 0 | 0 | 0 | 0 | 0 | 0 | 0 | 0 | 0 | 0 | 0 | 0
F4_Commercial_Miscellaneous (WA)_Existing_Miscellaneous_Natural Gas_Miscellaneous_Baseline Forecast | F4 | Commercial | Miscellaneous (WA) | Existing | Miscellaneous | Natural Gas | Miscellaneous | Baseline Forecast | Winter Peak Demand (n/a) | 0 | 0 | 0 | 0 | 0 | 0 | 0 | 0 | 0 | 0 | 0 | 0 | 0 | 0 | 0 | 0 | 0 | 0 | 0 | 0 | 0 | 0 | 0 | 0 | 0 | 0 | 0
F5_Commercial_Miscellaneous (WA)_Existing_Miscellaneous_Natural Gas_Miscellaneous_Baseline Forecast | F5 | Commercial | Miscellaneous (WA) | Existing | Miscellaneous | Natural Gas | Miscellaneous | Baseline Forecast | Turnover | 0 | 1711120.6927 | 2001926.9188 | 2237227.2945 | 2116579.7301 | 2054382.2686 | 2033894.8046 | 2000277.7276 | 1963526.2514 | 1929790.1209 | 1896813.7054 | 2283014.5413 | 2263226.1276 | 2229722.8557 | 2167708.2849 | 2126588.2104 | 2097357.2438 | 2061024.0399 | 2023933.2139 | 1989308.8064 | 1955259.4423 | 2024043.1168 | 1979514.366 | 1933946.4393 | 1897766 | 1866105.1758 | 1835993.8744
F6_Commercial_Miscellaneous (WA)_Existing_Miscellaneous_Natural Gas_Miscellaneous_Baseline Forecast | F6 | Commercial | Miscellaneous (WA) | Existing | Miscellaneous | Natural Gas | Miscellaneous | Baseline Forecast | Avg. Replacement Usage (therms) | 0.12964 | 0.12964 | 0.12964 | 0.12964 | 0.12964 | 0.12964 | 0.12964 | 0.12964 | 0.12964 | 0.12964 | 0.12964 | 0.12964 | 0.12964 | 0.12964 | 0.12964 | 0.12964 | 0.12964 | 0.12964 | 0.12964 | 0.12964 | 0.12964 | 0.12964 | 0.12964 | 0.12964 | 0.12964 | 0.12964 | 0.12964
F7_Commercial_Miscellaneous (WA)_Existing_Miscellaneous_Natural Gas_Miscellaneous_Baseline Forecast | F7 | Commercial | Miscellaneous (WA) | Existing | Miscellaneous | Natural Gas | Miscellaneous | Baseline Forecast | Avg. Replacement Summer Demand (n/a) | 0 | 0 | 0 | 0 | 0 | 0 | 0 | 0 | 0 | 0 | 0 | 0 | 0 | 0 | 0 | 0 | 0 | 0 | 0 | 0 | 0 | 0 | 0 | 0 | 0 | 0 | 0
F8_Commercial_Miscellaneous (WA)_Existing_Miscellaneous_Natural Gas_Miscellaneous_Baseline Forecast | F8 | Commercial | Miscellaneous (WA) | Existing | Miscellaneous | Natural Gas | Miscellaneous | Baseline Forecast | Avg. Replacement Winter Demand (n/a) | 0 | 0 | 0 | 0 | 0 | 0 | 0 | 0 | 0 | 0 | 0 | 0 | 0 | 0 | 0 | 0 | 0 | 0 | 0 | 0 | 0 | 0 | 0 | 0 | 0 | 0 | 0
F1_Commercial_Miscellaneous (WA)_New_Space Heating_Natural Gas_Furnace_Baseline Forecast | F1 | Commercial | Miscellaneous (WA) | New | Space Heating | Natural Gas | Furnace | Baseline Forecast | Units | 0 | 292582.877 | 565631.0612 | 840817.9008 | 1115968.5075 | 1385727.2548 | 1650952.1066 | 1910765.6056 | 2166529.4072 | 2418375.6302 | 2666218.5698 | 2905780.2 | 3141959.0149 | 3374521.7915 | 3602800.7606 | 3826777.5821 | 4047806.0006 | 4265215.4575 | 4478912.6074 | 4688803.2226 | 4895587.1111 | 5102058.8822 | 5304869.8748 | 5504283.8006 | 5700635.8259 | 5894621.6419 | 6069014.7078
F2_Commercial_Miscellaneous (WA)_New_Space Heating_Natural Gas_Furnace_Baseline Forecast | F2 | Commercial | Miscellaneous (WA) | New | Space Heating | Natural Gas | Furnace | Baseline Forecast | Usage (MMtherm) | 0 | 0.12131 | 0.23453 | 0.34863 | 0.46271 | 0.57456 | 0.68453 | 0.79226 | 0.89831 | 1.0027 | 1.1055 | 1.2048 | 1.3028 | 1.3992 | 1.4938 | 1.5867 | 1.6783 | 1.7685 | 1.8571 | 1.9441 | 2.0299 | 2.1155 | 2.1996 | 2.2822 | 2.3637 | 2.4441 | 2.5164
F3_Commercial_Miscellaneous (WA)_New_Space Heating_Natural Gas_Furnace_Baseline Forecast | F3 | Commercial | Miscellaneous (WA) | New | Space Heating | Natural Gas | Furnace | Baseline Forecast | Summer Peak Demand (n/a) | 0 | 0 | 0 | 0 | 0 | 0 | 0 | 0 | 0 | 0 | 0 | 0 | 0 | 0 | 0 | 0 | 0 | 0 | 0 | 0 | 0 | 0 | 0 | 0 | 0 | 0 | 0
F4_Commercial_Miscellaneous (WA)_New_Space Heating_Natural Gas_Furnace_Baseline Forecast | F4 | Commercial | Miscellaneous (WA) | New | Space Heating | Natural Gas | Furnace | Baseline Forecast | Winter Peak Demand (n/a) | 0 | 0 | 0 | 0 | 0 | 0 | 0 | 0 | 0 | 0 | 0 | 0 | 0 | 0 | 0 | 0 | 0 | 0 | 0 | 0 | 0 | 0 | 0 | 0 | 0 | 0 | 0
F5_Commercial_Miscellaneous (WA)_New_Space Heating_Natural Gas_Furnace_Baseline Forecast | F5 | Commercial | Miscellaneous (WA) | New | Space Heating | Natural Gas | Furnace | Baseline Forecast | Turnover | 0 | 292582.877 | 273048.1842 | 275186.8397 | 275150.6067 | 269758.7473 | 265224.8518 | 259813.499 | 255763.8016 | 251846.223 | 247842.9396 | 239561.6302 | 262777.2583 | 281565.7419 | 297844.1047 | 312231.5454 | 325783.5082 | 336752.7067 | 345810.4224 | 353244.8449 | 360001.0267 | 368291.2548 | 371697.9443 | 470062.2812 | 461768.5153 | 463031.7124 | 447353.3855
F6_Commercial_Miscellaneous (WA)_New_Space Heating_Natural Gas_Furnace_Baseline Forecast | F6 | Commercial | Miscellaneous (WA) | New | Space Heating | Natural Gas | Furnace | Baseline Forecast | Avg. Replacement Usage (therms) | 0.43029 | 0.41463 | 0.41463 | 0.41463 | 0.41463 | 0.41463 | 0.41463 | 0.41463 | 0.41463 | 0.41463 | 0.41463 | 0.41463 | 0.41463 | 0.41463 | 0.41463 | 0.41463 | 0.41463 | 0.41463 | 0.41463 | 0.41463 | 0.41463 | 0.41463 | 0.41463 | 0.41463 | 0.41463 | 0.41463 | 0.41463
F7_Commercial_Miscellaneous (WA)_New_Space Heating_Natural Gas_Furnace_Baseline Forecast | F7 | Commercial | Miscellaneous (WA) | New | Space Heating | Natural Gas | Furnace | Baseline Forecast | Avg. Replacement Summer Demand (n/a) | 0 | 0 | 0 | 0 | 0 | 0 | 0 | 0 | 0 | 0 | 0 | 0 | 0 | 0 | 0 | 0 | 0 | 0 | 0 | 0 | 0 | 0 | 0 | 0 | 0 | 0 | 0
F8_Commercial_Miscellaneous (WA)_New_Space Heating_Natural Gas_Furnace_Baseline Forecast | F8 | Commercial | Miscellaneous (WA) | New | Space Heating | Natural Gas | Furnace | Baseline Forecast | Avg. Replacement Winter Demand (n/a) | 0 | 0 | 0 | 0 | 0 | 0 | 0 | 0 | 0 | 0 | 0 | 0 | 0 | 0 | 0 | 0 | 0 | 0 | 0 | 0 | 0 | 0 | 0 | 0 | 0 | 0 | 0
F1_Commercial_Miscellaneous (WA)_New_Space Heating_Natural Gas_Boiler_Baseline Forecast | F1 | Commercial | Miscellaneous (WA) | New | Space Heating | Natural Gas | Boiler | Baseline Forecast | Units | 0 | 137952.9952 | 266695.3716 | 396446.1252 | 526179.7949 | 653371.1998 | 778424.8704 | 900927.085 | 1021519.8649 | 1140265.5043 | 1257123.5933 | 1370077.0401 | 1481435.4875 | 1591088.9708 | 1698722.6364 | 1804327.8369 | 1908542.8637 | 2011051.548 | 2111809.8774 | 2210773.4235 | 2308272.1462 | 2405623.7053 | 2501249.2053 | 2595272.9863 | 2687853.0795 | 2779317.5036 | 2861543.9348
F2_Commercial_Miscellaneous (WA)_New_Space Heating_Natural Gas_Boiler_Baseline Forecast | F2 | Commercial | Miscellaneous (WA) | New | Space Heating | Natural Gas | Boiler | Baseline Forecast | Usage (MMtherm) | 0 | 0.18021 | 0.34839 | 0.5178 | 0.6872 | 0.85319 | 1.0163 | 1.176 | 1.3332 | 1.4879 | 1.6402 | 1.7872 | 1.9322 | 2.0749 | 2.215 | 2.3524 | 2.4887 | 2.6226 | 2.7543 | 2.8836 | 3.011 | 3.1382 | 3.2631 | 3.3859 | 3.5069 | 3.6263 | 3.7337
F3_Commercial_Miscellaneous (WA)_New_Space Heating_Natural Gas_Boiler_Baseline Forecast | F3 | Commercial | Miscellaneous (WA) | New | Space Heating | Natural Gas | Boiler | Baseline Forecast | Summer Peak Demand (n/a) | 0 | 0 | 0 | 0 | 0 | 0 | 0 | 0 | 0 | 0 | 0 | 0 | 0 | 0 | 0 | 0 | 0 | 0 | 0 | 0 | 0 | 0 | 0 | 0 | 0 | 0 | 0
F4_Commercial_Miscellaneous (WA)_New_Space Heating_Natural Gas_Boiler_Baseline Forecast | F4 | Commercial | Miscellaneous (WA) | New | Space Heating | Natural Gas | Boiler | Baseline Forecast | Winter Peak Demand (n/a) | 0 | 0 | 0 | 0 | 0 | 0 | 0 | 0 | 0 | 0 | 0 | 0 | 0 | 0 | 0 | 0 | 0 | 0 | 0 | 0 | 0 | 0 | 0 | 0 | 0 | 0 | 0
F5_Commercial_Miscellaneous (WA)_New_Space Heating_Natural Gas_Boiler_Baseline Forecast | F5 | Commercial | Miscellaneous (WA) | New | Space Heating | Natural Gas | Boiler | Baseline Forecast | Turnover | 0 | 137952.9952 | 128742.3763 | 129750.7536 | 129733.6697 | 127191.4049 | 125053.6706 | 122502.2146 | 120592.7799 | 118745.6394 | 116858.0889 | 112953.4468 | 111358.4475 | 109653.4833 | 107633.6656 | 105605.2005 | 104215.0268 | 102508.6843 | 100758.3294 | 98963.5461 | 97498.7227 | 97351.5591 | 95625.5 | 94023.781 | 92580.0932 | 91464.4241 | 82226.4312
F6_Commercial_Miscellaneous (WA)_New_Space Heating_Natural Gas_Boiler_Baseline Forecast | F6 | Commercial | Miscellaneous (WA) | New | Space Heating | Natural Gas | Boiler | Baseline Forecast | Avg. Replacement Usage (therms) | 1.3543 | 1.3063 | 1.3063 | 1.3057 | 1.3057 | 1.305 | 1.3044 | 1.3036 | 1.3036 | 1.3029 | 1.3029 | 1.3021 | 1.3021 | 1.3012 | 1.3012 | 1.3012 | 1.3077 | 1.3069 | 1.3069 | 1.3061 | 1.3069 | 1.3069 | 1.3061 | 1.3061 | 1.3061 | 1.3061 | 1.3061
F7_Commercial_Miscellaneous (WA)_New_Space Heating_Natural Gas_Boiler_Baseline Forecast | F7 | Commercial | Miscellaneous (WA) | New | Space Heating | Natural Gas | Boiler | Baseline Forecast | Avg. Replacement Summer Demand (n/a) | 0 | 0 | 0 | 0 | 0 | 0 | 0 | 0 | 0 | 0 | 0 | 0 | 0 | 0 | 0 | 0 | 0 | 0 | 0 | 0 | 0 | 0 | 0 | 0 | 0 | 0 | 0
F8_Commercial_Miscellaneous (WA)_New_Space Heating_Natural Gas_Boiler_Baseline Forecast | F8 | Commercial | Miscellaneous (WA) | New | Space Heating | Natural Gas | Boiler | Baseline Forecast | Avg. Replacement Winter Demand (n/a) | 0 | 0 | 0 | 0 | 0 | 0 | 0 | 0 | 0 | 0 | 0 | 0 | 0 | 0 | 0 | 0 | 0 | 0 | 0 | 0 | 0 | 0 | 0 | 0 | 0 | 0 | 0
F1_Commercial_Miscellaneous (WA)_New_Space Heating_Natural Gas_Unit Heater_Baseline Forecast | F1 | Commercial | Miscellaneous (WA) | New | Space Heating | Natural Gas | Unit Heater | Baseline Forecast | Units | 0 | 2189.8206 | 4233.4349 | 6293.0559 | 8352.4057 | 10371.4003 | 12356.4613 | 14301.0213 | 16215.2716 | 18100.201 | 19955.168 | 21748.154 | 23515.8215 | 25256.425 | 26964.9665 | 28641.3089 | 30295.5841 | 31922.7733 | 33522.178 | 35093.0929 | 36640.7557 | 38186.0825 | 39704.0103 | 41196.513 | 42666.0991 | 44117.9754 | 45423.2108
F2_Commercial_Miscellaneous (WA)_New_Space Heating_Natural Gas_Unit Heater_Baseline Forecast | F2 | Commercial | Miscellaneous (WA) | New | Space Heating | Natural Gas | Unit Heater | Baseline Forecast | Usage (MMtherm) | 0 | 0.00045398 | 0.00087765 | 0.0013046 | 0.0017316 | 0.0021501 | 0.0025617 | 0.0029648 | 0.0033617 | 0.0037524 | 0.004137 | 0.0045087 | 0.0048752 | 0.005236 | 0.0055902 | 0.0059378 | 0.0062807 | 0.0066181 | 0.0069496 | 0.0072753 | 0.0075962 | 0.0079165 | 0.0082312 | 0.0085407 | 0.0088453 | 0.0091463 | 0.0094169
F3_Commercial_Miscellaneous (WA)_New_Space Heating_Natural Gas_Unit Heater_Baseline Forecast | F3 | Commercial | Miscellaneous (WA) | New | Space Heating | Natural Gas | Unit Heater | Baseline Forecast | Summer Peak Demand (n/a) | 0 | 0 | 0 | 0 | 0 | 0 | 0 | 0 | 0 | 0 | 0 | 0 | 0 | 0 | 0 | 0 | 0 | 0 | 0 | 0 | 0 | 0 | 0 | 0 | 0 | 0 | 0
F4_Commercial_Miscellaneous (WA)_New_Space Heating_Natural Gas_Unit Heater_Baseline Forecast | F4 | Commercial | Miscellaneous (WA) | New | Space Heating | Natural Gas | Unit Heater | Baseline Forecast | Winter Peak Demand (n/a) | 0 | 0 | 0 | 0 | 0 | 0 | 0 | 0 | 0 | 0 | 0 | 0 | 0 | 0 | 0 | 0 | 0 | 0 | 0 | 0 | 0 | 0 | 0 | 0 | 0 | 0 | 0
F5_Commercial_Miscellaneous (WA)_New_Space Heating_Natural Gas_Unit Heater_Baseline Forecast | F5 | Commercial | Miscellaneous (WA) | New | Space Heating | Natural Gas | Unit Heater | Baseline Forecast | Turnover | 0 | 2189.8206 | 2043.6143 | 2059.6209 | 2059.3498 | 2018.9947 | 1985.061 | 1944.56 | 1914.2503 | 1884.9294 | 1854.967 | 1792.986 | 1767.6675 | 1740.6035 | 1708.5415 | 1676.3424 | 1654.2752 | 1826.2639 | 1966.1647 | 2091.5714 | 2208.2005 | 2329.3605 | 2411.1459 | 2481.2973 | 2542.513 | 2598.6216 | 2516.3646
F6_Commercial_Miscellaneous (WA)_New_Space Heating_Natural Gas_Unit Heater_Baseline Forecast | F6 | Commercial | Miscellaneous (WA) | New | Space Heating | Natural Gas | Unit Heater | Baseline Forecast | Avg. Replacement Usage (therms) | 0.21514 | 0.20731 | 0.20731 | 0.20731 | 0.20731 | 0.20731 | 0.20731 | 0.20731 | 0.20731 | 0.20731 | 0.20731 | 0.20731 | 0.20731 | 0.20731 | 0.20731 | 0.20731 | 0.20731 | 0.20731 | 0.20731 | 0.20731 | 0.20731 | 0.20731 | 0.20731 | 0.20731 | 0.20731 | 0.20731 | 0.20731
F7_Commercial_Miscellaneous (WA)_New_Space Heating_Natural Gas_Unit Heater_Baseline Forecast | F7 | Commercial | Miscellaneous (WA) | New | Space Heating | Natural Gas | Unit Heater | Baseline Forecast | Avg. Replacement Summer Demand (n/a) | 0 | 0 | 0 | 0 | 0 | 0 | 0 | 0 | 0 | 0 | 0 | 0 | 0 | 0 | 0 | 0 | 0 | 0 | 0 | 0 | 0 | 0 | 0 | 0 | 0 | 0 | 0
F8_Commercial_Miscellaneous (WA)_New_Space Heating_Natural Gas_Unit Heater_Baseline Forecast | F8 | Commercial | Miscellaneous (WA) | New | Space Heating | Natural Gas | Unit Heater | Baseline Forecast | Avg. Replacement Winter Demand (n/a) | 0 | 0 | 0 | 0 | 0 | 0 | 0 | 0 | 0 | 0 | 0 | 0 | 0 | 0 | 0 | 0 | 0 | 0 | 0 | 0 | 0 | 0 | 0 | 0 | 0 | 0 | 0
F1_Commercial_Miscellaneous (WA)_New_Water Heating_Natural Gas_Water Heater_Baseline Forecast | F1 | Commercial | Miscellaneous (WA) | New | Water Heating | Natural Gas | Water Heater | Baseline Forecast | Units | 0 | 426582.289 | 824683.2327 | 1225902.31 | 1627068.5602 | 2020373.5447 | 2407068.1645 | 2785873.0975 | 3158773.6208 | 3525962.3619 | 3887314.3644 | 4236592.3181 | 4580938.1681 | 4920011.8782 | 5252839.8487 | 5579395.3402 | 5901652.0959 | 6218632.4494 | 6530200.3042 | 6836218.2776 | 7137706.6812 | 7438740.0213 | 7734435.9908 | 8025179.078 | 8311457.9515 | 8594286.9203 | 8848549.8971
F2_Commercial_Miscellaneous (WA)_New_Water Heating_Natural Gas_Water Heater_Baseline Forecast | F2 | Commercial | Miscellaneous (WA) | New | Water Heating | Natural Gas | Water Heater | Baseline Forecast | Usage (MMtherm) | 0 | 0.14383 | 0.27805 | 0.41333 | 0.54859 | 0.68119 | 0.81157 | 0.93929 | 1.065 | 1.1888 | 1.3107 | 1.4284 | 1.5445 | 1.6588 | 1.7711 | 1.8812 | 1.9898 | 2.0967 | 2.2017 | 2.3049 | 2.4066 | 2.5081 | 2.6078 | 2.7058 | 2.8023 | 2.8977 | 2.9834
F3_Commercial_Miscellaneous (WA)_New_Water Heating_Natural Gas_Water Heater_Baseline Forecast | F3 | Commercial | Miscellaneous (WA) | New | Water Heating | Natural Gas | Water Heater | Baseline Forecast | Summer Peak Demand (n/a) | 0 | 0 | 0 | 0 | 0 | 0 | 0 | 0 | 0 | 0 | 0 | 0 | 0 | 0 | 0 | 0 | 0 | 0 | 0 | 0 | 0 | 0 | 0 | 0 | 0 | 0 | 0
F4_Commercial_Miscellaneous (WA)_New_Water Heating_Natural Gas_Water Heater_Baseline Forecast | F4 | Commercial | Miscellaneous (WA) | New | Water Heating | Natural Gas | Water Heater | Baseline Forecast | Winter Peak Demand (n/a) | 0 | 0 | 0 | 0 | 0 | 0 | 0 | 0 | 0 | 0 | 0 | 0 | 0 | 0 | 0 | 0 | 0 | 0 | 0 | 0 | 0 | 0 | 0 | 0 | 0 | 0 | 0
F5_Commercial_Miscellaneous (WA)_New_Water Heating_Natural Gas_Water Heater_Baseline Forecast | F5 | Commercial | Miscellaneous (WA) | New | Water Heating | Natural Gas | Water Heater | Baseline Forecast | Turnover | 0 | 426582.289 | 398100.9437 | 401219.0774 | 401166.2501 | 393304.9845 | 386694.6198 | 378804.933 | 372900.5232 | 367188.7412 | 361352.0025 | 349277.9537 | 383126.0582 | 410519.4395 | 434253.0953 | 455229.8095 | 474988.407 | 490981.3655 | 504187.4052 | 515026.7031 | 524877.1343 | 536964.1864 | 541931.0984 | 685345.1095 | 673252.8994 | 675094.6255 | 652235.8149
F6_Commercial_Miscellaneous (WA)_New_Water Heating_Natural Gas_Water Heater_Baseline Forecast | F6 | Commercial | Miscellaneous (WA) | New | Water Heating | Natural Gas | Water Heater | Baseline Forecast | Avg. Replacement Usage (therms) | 0.33716 | 0.33716 | 0.33716 | 0.33716 | 0.33716 | 0.33716 | 0.33716 | 0.33716 | 0.33716 | 0.33716 | 0.33716 | 0.33716 | 0.33716 | 0.33716 | 0.33716 | 0.33716 | 0.33716 | 0.33716 | 0.33716 | 0.33716 | 0.33716 | 0.33716 | 0.33716 | 0.33716 | 0.33716 | 0.33716 | 0.33716
F7_Commercial_Miscellaneous (WA)_New_Water Heating_Natural Gas_Water Heater_Baseline Forecast | F7 | Commercial | Miscellaneous (WA) | New | Water Heating | Natural Gas | Water Heater | Baseline Forecast | Avg. Replacement Summer Demand (n/a) | 0 | 0 | 0 | 0 | 0 | 0 | 0 | 0 | 0 | 0 | 0 | 0 | 0 | 0 | 0 | 0 | 0 | 0 | 0 | 0 | 0 | 0 | 0 | 0 | 0 | 0 | 0
F8_Commercial_Miscellaneous (WA)_New_Water Heating_Natural Gas_Water Heater_Baseline Forecast | F8 | Commercial | Miscellaneous (WA) | New | Water Heating | Natural Gas | Water Heater | Baseline Forecast | Avg. Replacement Winter Demand (n/a) | 0 | 0 | 0 | 0 | 0 | 0 | 0 | 0 | 0 | 0 | 0 | 0 | 0 | 0 | 0 | 0 | 0 | 0 | 0 | 0 | 0 | 0 | 0 | 0 | 0 | 0 | 0
F1_Commercial_Miscellaneous (WA)_New_Food Preparation_Natural Gas_Oven_Baseline Forecast | F1 | Commercial | Miscellaneous (WA) | New | Food Preparation | Natural Gas | Oven | Baseline Forecast | Units | 0 | 151743.0491 | 293354.7677 | 436075.6629 | 578777.7666 | 718683.4756 | 856237.7581 | 990985.536 | 1123633.0085 | 1254248.6966 | 1382788.1509 | 1507032.6474 | 1629522.7052 | 1750137.3673 | 1868530.3067 | 1984692.0116 | 2099324.5784 | 2212080.2332 | 2322910.5643 | 2431766.702 | 2539011.5896 | 2646094.6028 | 2751279.0167 | 2854701.6006 | 2956536.1828 | 3057143.5714 | 3147589.519
F2_Commercial_Miscellaneous (WA)_New_Food Preparation_Natural Gas_Oven_Baseline Forecast | F2 | Commercial | Miscellaneous (WA) | New | Food Preparation | Natural Gas | Oven | Baseline Forecast | Usage (MMtherm) | 0 | 0.0017854 | 0.0034516 | 0.0051308 | 0.0068098 | 0.0084559 | 0.010074 | 0.01166 | 0.01322 | 0.014757 | 0.01627 | 0.017732 | 0.019173 | 0.020592 | 0.021985 | 0.023352 | 0.0247 | 0.026027 | 0.027331 | 0.028612 | 0.029874 | 0.031134 | 0.032371 | 0.033588 | 0.034786 | 0.03597 | 0.037034
F3_Commercial_Miscellaneous (WA)_New_Food Preparation_Natural Gas_Oven_Baseline Forecast | F3 | Commercial | Miscellaneous (WA) | New | Food Preparation | Natural Gas | Oven | Baseline Forecast | Summer Peak Demand (n/a) | 0 | 0 | 0 | 0 | 0 | 0 | 0 | 0 | 0 | 0 | 0 | 0 | 0 | 0 | 0 | 0 | 0 | 0 | 0 | 0 | 0 | 0 | 0 | 0 | 0 | 0 | 0
F4_Commercial_Miscellaneous (WA)_New_Food Preparation_Natural Gas_Oven_Baseline Forecast | F4 | Commercial | Miscellaneous (WA) | New | Food Preparation | Natural Gas | Oven | Baseline Forecast | Winter Peak Demand (n/a) | 0 | 0 | 0 | 0 | 0 | 0 | 0 | 0 | 0 | 0 | 0 | 0 | 0 | 0 | 0 | 0 | 0 | 0 | 0 | 0 | 0 | 0 | 0 | 0 | 0 | 0 | 0
F5_Commercial_Miscellaneous (WA)_New_Food Preparation_Natural Gas_Oven_Baseline Forecast | F5 | Commercial | Miscellaneous (WA) | New | Food Preparation | Natural Gas | Oven | Baseline Forecast | Turnover | 0 | 151743.0491 | 141611.7186 | 142720.8952 | 142702.1036 | 139905.709 | 137554.2825 | 134747.778 | 132647.4724 | 130615.6881 | 158888.0642 | 176845.728 | 193115.2221 | 205655.2143 | 214406.5229 | 260261.9582 | 254206.4574 | 251235.0259 | 247732.0394 | 249422.0591 | 254450.358 | 262734.7257 | 270286.2442 | 277852.7326 | 300842.5266 | 315362.5294 | 316762.0157
F6_Commercial_Miscellaneous (WA)_New_Food Preparation_Natural Gas_Oven_Baseline Forecast | F6 | Commercial | Miscellaneous (WA) | New | Food Preparation | Natural Gas | Oven | Baseline Forecast | Avg. Replacement Usage (therms) | 0.011766 | 0.011766 | 0.011766 | 0.011766 | 0.011766 | 0.011766 | 0.011766 | 0.011766 | 0.011766 | 0.011766 | 0.011766 | 0.011766 | 0.011766 | 0.011766 | 0.011766 | 0.011766 | 0.011766 | 0.011766 | 0.011766 | 0.011766 | 0.011766 | 0.011766 | 0.011766 | 0.011766 | 0.011766 | 0.011766 | 0.011766
F7_Commercial_Miscellaneous (WA)_New_Food Preparation_Natural Gas_Oven_Baseline Forecast | F7 | Commercial | Miscellaneous (WA) | New | Food Preparation | Natural Gas | Oven | Baseline Forecast | Avg. Replacement Summer Demand (n/a) | 0 | 0 | 0 | 0 | 0 | 0 | 0 | 0 | 0 | 0 | 0 | 0 | 0 | 0 | 0 | 0 | 0 | 0 | 0 | 0 | 0 | 0 | 0 | 0 | 0 | 0 | 0
F8_Commercial_Miscellaneous (WA)_New_Food Preparation_Natural Gas_Oven_Baseline Forecast | F8 | Commercial | Miscellaneous (WA) | New | Food Preparation | Natural Gas | Oven | Baseline Forecast | Avg. Replacement Winter Demand (n/a) | 0 | 0 | 0 | 0 | 0 | 0 | 0 | 0 | 0 | 0 | 0 | 0 | 0 | 0 | 0 | 0 | 0 | 0 | 0 | 0 | 0 | 0 | 0 | 0 | 0 | 0 | 0
F1_Commercial_Miscellaneous (WA)_New_Food Preparation_Natural Gas_Conveyor Oven_Baseline Forecast | F1 | Commercial | Miscellaneous (WA) | New | Food Preparation | Natural Gas | Conveyor Oven | Baseline Forecast | Units | 0 | 75871.5246 | 146677.3839 | 218037.8315 | 289388.8833 | 359341.7378 | 428118.879 | 495492.768 | 561816.5042 | 627124.3483 | 691394.0755 | 753516.3237 | 814761.3526 | 875068.6836 | 934265.1533 | 992346.0058 | 1049662.2892 | 1106040.1166 | 1161455.2821 | 1215883.351 | 1269505.7948 | 1323047.3014 | 1375639.5084 | 1427350.8003 | 1478268.0914 | 1528571.7857 | 1573794.7595
F2_Commercial_Miscellaneous (WA)_New_Food Preparation_Natural Gas_Conveyor Oven_Baseline Forecast | F2 | Commercial | Miscellaneous (WA) | New | Food Preparation | Natural Gas | Conveyor Oven | Baseline Forecast | Usage (MMtherm) | 0 | 0.0015275 | 0.0029529 | 0.0043896 | 0.005826 | 0.0072343 | 0.008619 | 0.0099753 | 0.011311 | 0.012625 | 0.013919 | 0.01517 | 0.016403 | 0.017617 | 0.018809 | 0.019978 | 0.021132 | 0.022267 | 0.023383 | 0.024478 | 0.025558 | 0.026636 | 0.027695 | 0.028736 | 0.029761 | 0.030773 | 0.031684
F3_Commercial_Miscellaneous (WA)_New_Food Preparation_Natural Gas_Conveyor Oven_Baseline Forecast | F3 | Commercial | Miscellaneous (WA) | New | Food Preparation | Natural Gas | Conveyor Oven | Baseline Forecast | Summer Peak Demand (n/a) | 0 | 0 | 0 | 0 | 0 | 0 | 0 | 0 | 0 | 0 | 0 | 0 | 0 | 0 | 0 | 0 | 0 | 0 | 0 | 0 | 0 | 0 | 0 | 0 | 0 | 0 | 0
F4_Commercial_Miscellaneous (WA)_New_Food Preparation_Natural Gas_Conveyor Oven_Baseline Forecast | F4 | Commercial | Miscellaneous (WA) | New | Food Preparation | Natural Gas | Conveyor Oven | Baseline Forecast | Winter Peak Demand (n/a) | 0 | 0 | 0 | 0 | 0 | 0 | 0 | 0 | 0 | 0 | 0 | 0 | 0 | 0 | 0 | 0 | 0 | 0 | 0 | 0 | 0 | 0 | 0 | 0 | 0 | 0 | 0
F5_Commercial_Miscellaneous (WA)_New_Food Preparation_Natural Gas_Conveyor Oven_Baseline Forecast | F5 | Commercial | Miscellaneous (WA) | New | Food Preparation | Natural Gas | Conveyor Oven | Baseline Forecast | Turnover | 0 | 75871.5246 | 70805.8593 | 71360.4476 | 71351.0518 | 69952.8545 | 68777.1413 | 67373.889 | 66323.7362 | 65307.844 | 64269.7272 | 62122.2482 | 61245.0289 | 60307.331 | 59196.4697 | 58080.8525 | 57316.2834 | 71552.1323 | 81715.7813 | 89740.651 | 96142.7199 | 101548.2984 | 124642.3335 | 121498.2373 | 120156.9766 | 118754.5485 | 112471.0735
F6_Commercial_Miscellaneous (WA)_New_Food Preparation_Natural Gas_Conveyor Oven_Baseline Forecast | F6 | Commercial | Miscellaneous (WA) | New | Food Preparation | Natural Gas | Conveyor Oven | Baseline Forecast | Avg. Replacement Usage (therms) | 0.020132 | 0.020132 | 0.020132 | 0.020132 | 0.020132 | 0.020132 | 0.020132 | 0.020132 | 0.020132 | 0.020132 | 0.020132 | 0.020132 | 0.020132 | 0.020132 | 0.020132 | 0.020132 | 0.020132 | 0.020132 | 0.020132 | 0.020132 | 0.020132 | 0.020132 | 0.020132 | 0.020132 | 0.020132 | 0.020132 | 0.020132
F7_Commercial_Miscellaneous (WA)_New_Food Preparation_Natural Gas_Conveyor Oven_Baseline Forecast | F7 | Commercial | Miscellaneous (WA) | New | Food Preparation | Natural Gas | Conveyor Oven | Baseline Forecast | Avg. Replacement Summer Demand (n/a) | 0 | 0 | 0 | 0 | 0 | 0 | 0 | 0 | 0 | 0 | 0 | 0 | 0 | 0 | 0 | 0 | 0 | 0 | 0 | 0 | 0 | 0 | 0 | 0 | 0 | 0 | 0
F8_Commercial_Miscellaneous (WA)_New_Food Preparation_Natural Gas_Conveyor Oven_Baseline Forecast | F8 | Commercial | Miscellaneous (WA) | New | Food Preparation | Natural Gas | Conveyor Oven | Baseline Forecast | Avg. Replacement Winter Demand (n/a) | 0 | 0 | 0 | 0 | 0 | 0 | 0 | 0 | 0 | 0 | 0 | 0 | 0 | 0 | 0 | 0 | 0 | 0 | 0 | 0 | 0 | 0 | 0 | 0 | 0 | 0 | 0
F1_Commercial_Miscellaneous (WA)_New_Food Preparation_Natural Gas_Double Rack Oven_Baseline Forecast | F1 | Commercial | Miscellaneous (WA) | New | Food Preparation | Natural Gas | Double Rack Oven | Baseline Forecast | Units | 0 | 75871.5246 | 146677.3839 | 218037.8315 | 289388.8833 | 359341.7378 | 428118.879 | 495492.768 | 561816.5042 | 627124.3483 | 691394.0755 | 753516.3237 | 814761.3526 | 875068.6836 | 934265.1533 | 992346.0058 | 1049662.2892 | 1106040.1166 | 1161455.2821 | 1215883.351 | 1269505.7948 | 1323047.3014 | 1375639.5084 | 1427350.8003 | 1478268.0914 | 1528571.7857 | 1573794.7595
F2_Commercial_Miscellaneous (WA)_New_Food Preparation_Natural Gas_Double Rack Oven_Baseline Forecast | F2 | Commercial | Miscellaneous (WA) | New | Food Preparation | Natural Gas | Double Rack Oven | Baseline Forecast | Usage (MMtherm) | 0 | 0.0023205 | 0.004486 | 0.0066686 | 0.0088508 | 0.01099 | 0.013094 | 0.015154 | 0.017183 | 0.01918 | 0.021146 | 0.023046 | 0.024919 | 0.026763 | 0.028574 | 0.03035 | 0.032103 | 0.033828 | 0.035522 | 0.037187 | 0.038827 | 0.040465 | 0.042073 | 0.043655 | 0.045212 | 0.04675 | 0.048134
F3_Commercial_Miscellaneous (WA)_New_Food Preparation_Natural Gas_Double Rack Oven_Baseline Forecast | F3 | Commercial | Miscellaneous (WA) | New | Food Preparation | Natural Gas | Double Rack Oven | Baseline Forecast | Summer Peak Demand (n/a) | 0 | 0 | 0 | 0 | 0 | 0 | 0 | 0 | 0 | 0 | 0 | 0 | 0 | 0 | 0 | 0 | 0 | 0 | 0 | 0 | 0 | 0 | 0 | 0 | 0 | 0 | 0
F4_Commercial_Miscellaneous (WA)_New_Food Preparation_Natural Gas_Double Rack Oven_Baseline Forecast | F4 | Commercial | Miscellaneous (WA) | New | Food Preparation | Natural Gas | Double Rack Oven | Baseline Forecast | Winter Peak Demand (n/a) | 0 | 0 | 0 | 0 | 0 | 0 | 0 | 0 | 0 | 0 | 0 | 0 | 0 | 0 | 0 | 0 | 0 | 0 | 0 | 0 | 0 | 0 | 0 | 0 | 0 | 0 | 0
F5_Commercial_Miscellaneous (WA)_New_Food Preparation_Natural Gas_Double Rack Oven_Baseline Forecast | F5 | Commercial | Miscellaneous (WA) | New | Food Preparation | Natural Gas | Double Rack Oven | Baseline Forecast | Turnover | 0 | 75871.5246 | 70805.8593 | 71360.4476 | 71351.0518 | 69952.8545 | 68777.1413 | 67373.889 | 66323.7362 | 65307.844 | 72699.8966 | 77483.0498 | 82828.0134 | 87420.1008 | 91069.2489 | 94054.1163 | 96778.5056 | 98824.6623 | 100402.1125 | 125858.5762 | 124165.5037 | 125620.3447 | 126372.7364 | 126982.2207 | 127913.1844 | 129065.5295 | 125890.6215
F6_Commercial_Miscellaneous (WA)_New_Food Preparation_Natural Gas_Double Rack Oven_Baseline Forecast | F6 | Commercial | Miscellaneous (WA) | New | Food Preparation | Natural Gas | Double Rack Oven | Baseline Forecast | Avg. Replacement Usage (therms) | 0.030584 | 0.030584 | 0.030584 | 0.030584 | 0.030584 | 0.030584 | 0.030584 | 0.030584 | 0.030584 | 0.030584 | 0.030584 | 0.030584 | 0.030584 | 0.030584 | 0.030584 | 0.030584 | 0.030584 | 0.030584 | 0.030584 | 0.030584 | 0.030584 | 0.030584 | 0.030584 | 0.030584 | 0.030584 | 0.030584 | 0.030584
F7_Commercial_Miscellaneous (WA)_New_Food Preparation_Natural Gas_Double Rack Oven_Baseline Forecast | F7 | Commercial | Miscellaneous (WA) | New | Food Preparation | Natural Gas | Double Rack Oven | Baseline Forecast | Avg. Replacement Summer Demand (n/a) | 0 | 0 | 0 | 0 | 0 | 0 | 0 | 0 | 0 | 0 | 0 | 0 | 0 | 0 | 0 | 0 | 0 | 0 | 0 | 0 | 0 | 0 | 0 | 0 | 0 | 0 | 0
F8_Commercial_Miscellaneous (WA)_New_Food Preparation_Natural Gas_Double Rack Oven_Baseline Forecast | F8 | Commercial | Miscellaneous (WA) | New | Food Preparation | Natural Gas | Double Rack Oven | Baseline Forecast | Avg. Replacement Winter Demand (n/a) | 0 | 0 | 0 | 0 | 0 | 0 | 0 | 0 | 0 | 0 | 0 | 0 | 0 | 0 | 0 | 0 | 0 | 0 | 0 | 0 | 0 | 0 | 0 | 0 | 0 | 0 | 0
F1_Commercial_Miscellaneous (WA)_New_Food Preparation_Natural Gas_Fryer_Baseline Forecast | F1 | Commercial | Miscellaneous (WA) | New | Food Preparation | Natural Gas | Fryer | Baseline Forecast | Units | 0 | 13030.1254 | 25190.2768 | 37445.6728 | 49699.4552 | 61713.1121 | 73524.8528 | 85095.5999 | 96485.9944 | 107701.9203 | 118739.5607 | 129408.3945 | 139926.5752 | 150283.7163 | 160450.0788 | 170424.846 | 180268.3065 | 189950.5973 | 199467.5611 | 208815.0016 | 218024.0846 | 227219.2675 | 236251.4183 | 245132.2813 | 253876.7832 | 262515.9063 | 270282.4699
F2_Commercial_Miscellaneous (WA)_New_Food Preparation_Natural Gas_Fryer_Baseline Forecast | F2 | Commercial | Miscellaneous (WA) | New | Food Preparation | Natural Gas | Fryer | Baseline Forecast | Usage (MMtherm) | 0 | 0.00023752 | 0.00045919 | 0.00068259 | 0.00090596 | 0.001125 | 0.0013403 | 0.0015512 | 0.0017588 | 0.0019633 | 0.0021645 | 0.002359 | 0.0025507 | 0.0027395 | 0.0029248 | 0.0031066 | 0.0032861 | 0.0034626 | 0.0036361 | 0.0038065 | 0.0039743 | 0.0041419 | 0.0043066 | 0.0044685 | 0.0046279 | 0.0047854 | 0.0049269
F3_Commercial_Miscellaneous (WA)_New_Food Preparation_Natural Gas_Fryer_Baseline Forecast | F3 | Commercial | Miscellaneous (WA) | New | Food Preparation | Natural Gas | Fryer | Baseline Forecast | Summer Peak Demand (n/a) | 0 | 0 | 0 | 0 | 0 | 0 | 0 | 0 | 0 | 0 | 0 | 0 | 0 | 0 | 0 | 0 | 0 | 0 | 0 | 0 | 0 | 0 | 0 | 0 | 0 | 0 | 0
F4_Commercial_Miscellaneous (WA)_New_Food Preparation_Natural Gas_Fryer_Baseline Forecast | F4 | Commercial | Miscellaneous (WA) | New | Food Preparation | Natural Gas | Fryer | Baseline Forecast | Winter Peak Demand (n/a) | 0 | 0 | 0 | 0 | 0 | 0 | 0 | 0 | 0 | 0 | 0 | 0 | 0 | 0 | 0 | 0 | 0 | 0 | 0 | 0 | 0 | 0 | 0 | 0 | 0 | 0 | 0
F5_Commercial_Miscellaneous (WA)_New_Food Preparation_Natural Gas_Fryer_Baseline Forecast | F5 | Commercial | Miscellaneous (WA) | New | Food Preparation | Natural Gas | Fryer | Baseline Forecast | Turnover | 0 | 13030.1254 | 12160.1514 | 12255.396 | 12253.7824 | 12013.6569 | 11811.7407 | 11570.7471 | 11390.3945 | 11215.9259 | 11037.6404 | 10668.8338 | 11702.7376 | 12539.4793 | 13264.4332 | 13905.1753 | 14508.7095 | 14997.2208 | 15400.6045 | 15731.6951 | 16032.5805 | 16401.7843 | 16553.5006 | 20934.1385 | 20564.7771 | 20621.0334 | 19922.8019
F6_Commercial_Miscellaneous (WA)_New_Food Preparation_Natural Gas_Fryer_Baseline Forecast | F6 | Commercial | Miscellaneous (WA) | New | Food Preparation | Natural Gas | Fryer | Baseline Forecast | Avg. Replacement Usage (therms) | 0.018229 | 0.018229 | 0.018229 | 0.018229 | 0.018229 | 0.018229 | 0.018229 | 0.018229 | 0.018229 | 0.018229 | 0.018229 | 0.018229 | 0.018229 | 0.018229 | 0.018229 | 0.018229 | 0.018229 | 0.018229 | 0.018229 | 0.018229 | 0.018229 | 0.018229 | 0.018229 | 0.018229 | 0.018229 | 0.018229 | 0.018229
F7_Commercial_Miscellaneous (WA)_New_Food Preparation_Natural Gas_Fryer_Baseline Forecast | F7 | Commercial | Miscellaneous (WA) | New | Food Preparation | Natural Gas | Fryer | Baseline Forecast | Avg. Replacement Summer Demand (n/a) | 0 | 0 | 0 | 0 | 0 | 0 | 0 | 0 | 0 | 0 | 0 | 0 | 0 | 0 | 0 | 0 | 0 | 0 | 0 | 0 | 0 | 0 | 0 | 0 | 0 | 0 | 0
F8_Commercial_Miscellaneous (WA)_New_Food Preparation_Natural Gas_Fryer_Baseline Forecast | F8 | Commercial | Miscellaneous (WA) | New | Food Preparation | Natural Gas | Fryer | Baseline Forecast | Avg. Replacement Winter Demand (n/a) | 0 | 0 | 0 | 0 | 0 | 0 | 0 | 0 | 0 | 0 | 0 | 0 | 0 | 0 | 0 | 0 | 0 | 0 | 0 | 0 | 0 | 0 | 0 | 0 | 0 | 0 | 0
F1_Commercial_Miscellaneous (WA)_New_Food Preparation_Natural Gas_Broiler_Baseline Forecast | F1 | Commercial | Miscellaneous (WA) | New | Food Preparation | Natural Gas | Broiler | Baseline Forecast | Units | 0 | 148514.4736 | 287113.1769 | 426797.4573 | 566463.346 | 703392.3378 | 838019.9335 | 969900.7374 | 1099725.9232 | 1227562.5541 | 1353367.1264 | 1474968.1229 | 1594852.0093 | 1712900.402 | 1828774.3427 | 1942464.522 | 2054658.098 | 2165014.6964 | 2273486.9353 | 2380026.9849 | 2484990.0664 | 2589794.7177 | 2692741.1653 | 2793963.2687 | 2893631.1576 | 2992097.9635 | 3080619.5292
F2_Commercial_Miscellaneous (WA)_New_Food Preparation_Natural Gas_Broiler_Baseline Forecast | F2 | Commercial | Miscellaneous (WA) | New | Food Preparation | Natural Gas | Broiler | Baseline Forecast | Usage (MMtherm) | 0 | 0.0028931 | 0.005593 | 0.0083141 | 0.011035 | 0.013702 | 0.016325 | 0.018894 | 0.021423 | 0.023913 | 0.026364 | 0.028733 | 0.031068 | 0.033368 | 0.035625 | 0.037839 | 0.040025 | 0.042175 | 0.044288 | 0.046363 | 0.048408 | 0.05045 | 0.052455 | 0.054427 | 0.056368 | 0.058286 | 0.060011
F3_Commercial_Miscellaneous (WA)_New_Food Preparation_Natural Gas_Broiler_Baseline Forecast | F3 | Commercial | Miscellaneous (WA) | New | Food Preparation | Natural Gas | Broiler | Baseline Forecast | Summer Peak Demand (n/a) | 0 | 0 | 0 | 0 | 0 | 0 | 0 | 0 | 0 | 0 | 0 | 0 | 0 | 0 | 0 | 0 | 0 | 0 | 0 | 0 | 0 | 0 | 0 | 0 | 0 | 0 | 0
F4_Commercial_Miscellaneous (WA)_New_Food Preparation_Natural Gas_Broiler_Baseline Forecast | F4 | Commercial | Miscellaneous (WA) | New | Food Preparation | Natural Gas | Broiler | Baseline Forecast | Winter Peak Demand (n/a) | 0 | 0 | 0 | 0 | 0 | 0 | 0 | 0 | 0 | 0 | 0 | 0 | 0 | 0 | 0 | 0 | 0 | 0 | 0 | 0 | 0 | 0 | 0 | 0 | 0 | 0 | 0
F5_Commercial_Miscellaneous (WA)_New_Food Preparation_Natural Gas_Broiler_Baseline Forecast | F5 | Commercial | Miscellaneous (WA) | New | Food Preparation | Natural Gas | Broiler | Baseline Forecast | Turnover | 0 | 148514.4736 | 138598.7033 | 139684.2804 | 139665.8886 | 136928.9918 | 134627.5957 | 131880.804 | 129825.1858 | 127836.6309 | 142306.1805 | 151668.9486 | 162131.4305 | 171120.1973 | 178263.2106 | 184105.9298 | 189438.7768 | 193444.0198 | 196531.7947 | 246361.4682 | 243047.369 | 245895.1429 | 247367.9095 | 248560.9427 | 250383.2545 | 252638.9087 | 246424.1953
F6_Commercial_Miscellaneous (WA)_New_Food Preparation_Natural Gas_Broiler_Baseline Forecast | F6 | Commercial | Miscellaneous (WA) | New | Food Preparation | Natural Gas | Broiler | Baseline Forecast | Avg. Replacement Usage (therms) | 0.01948 | 0.01948 | 0.01948 | 0.01948 | 0.01948 | 0.01948 | 0.01948 | 0.01948 | 0.01948 | 0.01948 | 0.01948 | 0.01948 | 0.01948 | 0.01948 | 0.01948 | 0.01948 | 0.01948 | 0.01948 | 0.01948 | 0.01948 | 0.01948 | 0.01948 | 0.01948 | 0.01948 | 0.01948 | 0.01948 | 0.01948
F7_Commercial_Miscellaneous (WA)_New_Food Preparation_Natural Gas_Broiler_Baseline Forecast | F7 | Commercial | Miscellaneous (WA) | New | Food Preparation | Natural Gas | Broiler | Baseline Forecast | Avg. Replacement Summer Demand (n/a) | 0 | 0 | 0 | 0 | 0 | 0 | 0 | 0 | 0 | 0 | 0 | 0 | 0 | 0 | 0 | 0 | 0 | 0 | 0 | 0 | 0 | 0 | 0 | 0 | 0 | 0 | 0
F8_Commercial_Miscellaneous (WA)_New_Food Preparation_Natural Gas_Broiler_Baseline Forecast | F8 | Commercial | Miscellaneous (WA) | New | Food Preparation | Natural Gas | Broiler | Baseline Forecast | Avg. Replacement Winter Demand (n/a) | 0 | 0 | 0 | 0 | 0 | 0 | 0 | 0 | 0 | 0 | 0 | 0 | 0 | 0 | 0 | 0 | 0 | 0 | 0 | 0 | 0 | 0 | 0 | 0 | 0 | 0 | 0
F1_Commercial_Miscellaneous (WA)_New_Food Preparation_Natural Gas_Griddle_Baseline Forecast | F1 | Commercial | Miscellaneous (WA) | New | Food Preparation | Natural Gas | Griddle | Baseline Forecast | Units | 0 | 164729.7408 | 318461.0769 | 473396.5168 | 628311.5569 | 780190.8773 | 929517.5281 | 1075797.4839 | 1219797.3829 | 1361591.6105 | 1501131.9131 | 1636009.6805 | 1768982.8585 | 1899920.1379 | 2028445.5519 | 2154548.7748 | 2278991.9905 | 2401397.6618 | 2521713.2335 | 2639885.6536 | 2756308.9272 | 2872556.4728 | 2986742.9303 | 3099016.7743 | 3209566.71 | 3318784.4247 | 3416971.0473
F2_Commercial_Miscellaneous (WA)_New_Food Preparation_Natural Gas_Griddle_Baseline Forecast | F2 | Commercial | Miscellaneous (WA) | New | Food Preparation | Natural Gas | Griddle | Baseline Forecast | Usage (MMtherm) | 0 | 0.0022366 | 0.0043238 | 0.0064273 | 0.0085306 | 0.010593 | 0.01262 | 0.014606 | 0.016561 | 0.018486 | 0.020381 | 0.022212 | 0.024018 | 0.025795 | 0.02754 | 0.029252 | 0.030942 | 0.032604 | 0.034238 | 0.035842 | 0.037423 | 0.039001 | 0.040551 | 0.042076 | 0.043577 | 0.045059 | 0.046393
F3_Commercial_Miscellaneous (WA)_New_Food Preparation_Natural Gas_Griddle_Baseline Forecast | F3 | Commercial | Miscellaneous (WA) | New | Food Preparation | Natural Gas | Griddle | Baseline Forecast | Summer Peak Demand (n/a) | 0 | 0 | 0 | 0 | 0 | 0 | 0 | 0 | 0 | 0 | 0 | 0 | 0 | 0 | 0 | 0 | 0 | 0 | 0 | 0 | 0 | 0 | 0 | 0 | 0 | 0 | 0
F4_Commercial_Miscellaneous (WA)_New_Food Preparation_Natural Gas_Griddle_Baseline Forecast | F4 | Commercial | Miscellaneous (WA) | New | Food Preparation | Natural Gas | Griddle | Baseline Forecast | Winter Peak Demand (n/a) | 0 | 0 | 0 | 0 | 0 | 0 | 0 | 0 | 0 | 0 | 0 | 0 | 0 | 0 | 0 | 0 | 0 | 0 | 0 | 0 | 0 | 0 | 0 | 0 | 0 | 0 | 0
F5_Commercial_Miscellaneous (WA)_New_Food Preparation_Natural Gas_Griddle_Baseline Forecast | F5 | Commercial | Miscellaneous (WA) | New | Food Preparation | Natural Gas | Griddle | Baseline Forecast | Turnover | 0 | 164729.7408 | 153731.3361 | 154935.4399 | 154915.0401 | 151879.3204 | 149326.6508 | 146279.9559 | 143999.899 | 141794.2275 | 157843.6071 | 168228.631 | 179833.4389 | 189803.6269 | 197726.5363 | 204207.1817 | 210122.2853 | 214564.833 | 217989.7407 | 273259.9713 | 269584.0285 | 272742.7311 | 274376.2989 | 275699.5912 | 277720.8686 | 280222.8021 | 273329.5471
F6_Commercial_Miscellaneous (WA)_New_Food Preparation_Natural Gas_Griddle_Baseline Forecast | F6 | Commercial | Miscellaneous (WA) | New | Food Preparation | Natural Gas | Griddle | Baseline Forecast | Avg. Replacement Usage (therms) | 0.013577 | 0.013577 | 0.013577 | 0.013577 | 0.013577 | 0.013577 | 0.013577 | 0.013577 | 0.013577 | 0.013577 | 0.013577 | 0.013577 | 0.013577 | 0.013577 | 0.013577 | 0.013577 | 0.013577 | 0.013577 | 0.013577 | 0.013577 | 0.013577 | 0.013577 | 0.013577 | 0.013577 | 0.013577 | 0.013577 | 0.013577
F7_Commercial_Miscellaneous (WA)_New_Food Preparation_Natural Gas_Griddle_Baseline Forecast | F7 | Commercial | Miscellaneous (WA) | New | Food Preparation | Natural Gas | Griddle | Baseline Forecast | Avg. Replacement Summer Demand (n/a) | 0 | 0 | 0 | 0 | 0 | 0 | 0 | 0 | 0 | 0 | 0 | 0 | 0 | 0 | 0 | 0 | 0 | 0 | 0 | 0 | 0 | 0 | 0 | 0 | 0 | 0 | 0
F8_Commercial_Miscellaneous (WA)_New_Food Preparation_Natural Gas_Griddle_Baseline Forecast | F8 | Commercial | Miscellaneous (WA) | New | Food Preparation | Natural Gas | Griddle | Baseline Forecast | Avg. Replacement Winter Demand (n/a) | 0 | 0 | 0 | 0 | 0 | 0 | 0 | 0 | 0 | 0 | 0 | 0 | 0 | 0 | 0 | 0 | 0 | 0 | 0 | 0 | 0 | 0 | 0 | 0 | 0 | 0 | 0
F1_Commercial_Miscellaneous (WA)_New_Food Preparation_Natural Gas_Range_Baseline Forecast | F1 | Commercial | Miscellaneous (WA) | New | Food Preparation | Natural Gas | Range | Baseline Forecast | Units | 0 | 183128.261 | 354029.7152 | 526269.7585 | 698487.1235 | 867329.7119 | 1033334.5253 | 1195952.3611 | 1356035.4825 | 1513666.5829 | 1668792.0195 | 1818734.1664 | 1966559.002 | 2112120.5512 | 2255000.856 | 2395188.4372 | 2533530.6065 | 2669607.6599 | 2803361.1722 | 2934732.1662 | 3064158.6531 | 3193389.7851 | 3320329.6278 | 3445143.239 | 3568040.4 | 3689456.5454 | 3798609.5458
F2_Commercial_Miscellaneous (WA)_New_Food Preparation_Natural Gas_Range_Baseline Forecast | F2 | Commercial | Miscellaneous (WA) | New | Food Preparation | Natural Gas | Range | Baseline Forecast | Usage (MMtherm) | 0 | 0.0024563 | 0.0047486 | 0.0070589 | 0.0093689 | 0.011634 | 0.01386 | 0.016041 | 0.018189 | 0.020303 | 0.022384 | 0.024395 | 0.026378 | 0.02833 | 0.030247 | 0.032127 | 0.033982 | 0.035808 | 0.037602 | 0.039364 | 0.0411 | 0.042833 | 0.044536 | 0.04621 | 0.047858 | 0.049487 | 0.050951
F3_Commercial_Miscellaneous (WA)_New_Food Preparation_Natural Gas_Range_Baseline Forecast | F3 | Commercial | Miscellaneous (WA) | New | Food Preparation | Natural Gas | Range | Baseline Forecast | Summer Peak Demand (n/a) | 0 | 0 | 0 | 0 | 0 | 0 | 0 | 0 | 0 | 0 | 0 | 0 | 0 | 0 | 0 | 0 | 0 | 0 | 0 | 0 | 0 | 0 | 0 | 0 | 0 | 0 | 0
F4_Commercial_Miscellaneous (WA)_New_Food Preparation_Natural Gas_Range_Baseline Forecast | F4 | Commercial | Miscellaneous (WA) | New | Food Preparation | Natural Gas | Range | Baseline Forecast | Winter Peak Demand (n/a) | 0 | 0 | 0 | 0 | 0 | 0 | 0 | 0 | 0 | 0 | 0 | 0 | 0 | 0 | 0 | 0 | 0 | 0 | 0 | 0 | 0 | 0 | 0 | 0 | 0 | 0 | 0
F5_Commercial_Miscellaneous (WA)_New_Food Preparation_Natural Gas_Range_Baseline Forecast | F5 | Commercial | Miscellaneous (WA) | New | Food Preparation | Natural Gas | Range | Baseline Forecast | Turnover | 0 | 183128.261 | 170901.4542 | 172240.0433 | 172217.365 | 168842.5885 | 166004.8134 | 162617.8358 | 160083.1214 | 157631.1004 | 191751.0888 | 213422.9596 | 233057.4943 | 248191.1492 | 258752.5024 | 314092.2769 | 306784.309 | 303198.2925 | 298970.7787 | 301010.3474 | 307078.6559 | 317076.4901 | 326189.899 | 335321.374 | 363066.1769 | 380589.3708 | 382278.3147
F6_Commercial_Miscellaneous (WA)_New_Food Preparation_Natural Gas_Range_Baseline Forecast | F6 | Commercial | Miscellaneous (WA) | New | Food Preparation | Natural Gas | Range | Baseline Forecast | Avg. Replacement Usage (therms) | 0.013413 | 0.013413 | 0.013413 | 0.013413 | 0.013413 | 0.013413 | 0.013413 | 0.013413 | 0.013413 | 0.013413 | 0.013413 | 0.013413 | 0.013413 | 0.013413 | 0.013413 | 0.013413 | 0.013413 | 0.013413 | 0.013413 | 0.013413 | 0.013413 | 0.013413 | 0.013413 | 0.013413 | 0.013413 | 0.013413 | 0.013413
F7_Commercial_Miscellaneous (WA)_New_Food Preparation_Natural Gas_Range_Baseline Forecast | F7 | Commercial | Miscellaneous (WA) | New | Food Preparation | Natural Gas | Range | Baseline Forecast | Avg. Replacement Summer Demand (n/a) | 0 | 0 | 0 | 0 | 0 | 0 | 0 | 0 | 0 | 0 | 0 | 0 | 0 | 0 | 0 | 0 | 0 | 0 | 0 | 0 | 0 | 0 | 0 | 0 | 0 | 0 | 0
F8_Commercial_Miscellaneous (WA)_New_Food Preparation_Natural Gas_Range_Baseline Forecast | F8 | Commercial | Miscellaneous (WA) | New | Food Preparation | Natural Gas | Range | Baseline Forecast | Avg. Replacement Winter Demand (n/a) | 0 | 0 | 0 | 0 | 0 | 0 | 0 | 0 | 0 | 0 | 0 | 0 | 0 | 0 | 0 | 0 | 0 | 0 | 0 | 0 | 0 | 0 | 0 | 0 | 0 | 0 | 0
F1_Commercial_Miscellaneous (WA)_New_Food Preparation_Natural Gas_Steamer_Baseline Forecast | F1 | Commercial | Miscellaneous (WA) | New | Food Preparation | Natural Gas | Steamer | Baseline Forecast | Units | 0 | 6453.2307 | 12475.6028 | 18545.1451 | 24613.8884 | 30563.7083 | 36413.5283 | 42143.9951 | 47785.1414 | 53339.8813 | 58806.3245 | 64090.1145 | 69299.2929 | 74428.7156 | 79463.6543 | 84403.7045 | 89278.7246 | 94073.9245 | 98787.2455 | 103416.6092 | 107977.4508 | 112531.4083 | 117004.6233 | 121402.9124 | 125733.668 | 130012.2343 | 133858.6613
F2_Commercial_Miscellaneous (WA)_New_Food Preparation_Natural Gas_Steamer_Baseline Forecast | F2 | Commercial | Miscellaneous (WA) | New | Food Preparation | Natural Gas | Steamer | Baseline Forecast | Usage (MMtherm) | 0 | 0.00010003 | 0.00019337 | 0.00028745 | 0.00038152 | 0.00047374 | 0.00056441 | 0.00065324 | 0.00074068 | 0.00082678 | 0.00091151 | 0.00099341 | 0.0010741 | 0.0011537 | 0.0012317 | 0.0013083 | 0.0013838 | 0.0014582 | 0.0015312 | 0.001603 | 0.0016737 | 0.0017443 | 0.0018136 | 0.0018818 | 0.0019489 | 0.0020152 | 0.0020748
F3_Commercial_Miscellaneous (WA)_New_Food Preparation_Natural Gas_Steamer_Baseline Forecast | F3 | Commercial | Miscellaneous (WA) | New | Food Preparation | Natural Gas | Steamer | Baseline Forecast | Summer Peak Demand (n/a) | 0 | 0 | 0 | 0 | 0 | 0 | 0 | 0 | 0 | 0 | 0 | 0 | 0 | 0 | 0 | 0 | 0 | 0 | 0 | 0 | 0 | 0 | 0 | 0 | 0 | 0 | 0
F4_Commercial_Miscellaneous (WA)_New_Food Preparation_Natural Gas_Steamer_Baseline Forecast | F4 | Commercial | Miscellaneous (WA) | New | Food Preparation | Natural Gas | Steamer | Baseline Forecast | Winter Peak Demand (n/a) | 0 | 0 | 0 | 0 | 0 | 0 | 0 | 0 | 0 | 0 | 0 | 0 | 0 | 0 | 0 | 0 | 0 | 0 | 0 | 0 | 0 | 0 | 0 | 0 | 0 | 0 | 0
F5_Commercial_Miscellaneous (WA)_New_Food Preparation_Natural Gas_Steamer_Baseline Forecast | F5 | Commercial | Miscellaneous (WA) | New | Food Preparation | Natural Gas | Steamer | Baseline Forecast | Turnover | 0 | 6453.2307 | 6022.372 | 6069.5424 | 6068.7432 | 5949.82 | 5849.82 | 5730.4668 | 5641.1463 | 5554.7399 | 6183.4688 | 6590.2986 | 7044.9129 | 7435.4916 | 7745.8688 | 7999.7459 | 8231.468 | 8405.5033 | 8539.6728 | 10704.8651 | 10560.8613 | 10684.6023 | 10748.5968 | 10800.4363 | 10879.6192 | 10977.6315 | 10707.5907
F6_Commercial_Miscellaneous (WA)_New_Food Preparation_Natural Gas_Steamer_Baseline Forecast | F6 | Commercial | Miscellaneous (WA) | New | Food Preparation | Natural Gas | Steamer | Baseline Forecast | Avg. Replacement Usage (therms) | 0.0155 | 0.0155 | 0.0155 | 0.0155 | 0.0155 | 0.0155 | 0.0155 | 0.0155 | 0.0155 | 0.0155 | 0.0155 | 0.0155 | 0.0155 | 0.0155 | 0.0155 | 0.0155 | 0.0155 | 0.0155 | 0.0155 | 0.0155 | 0.0155 | 0.0155 | 0.0155 | 0.0155 | 0.0155 | 0.0155 | 0.0155
F7_Commercial_Miscellaneous (WA)_New_Food Preparation_Natural Gas_Steamer_Baseline Forecast | F7 | Commercial | Miscellaneous (WA) | New | Food Preparation | Natural Gas | Steamer | Baseline Forecast | Avg. Replacement Summer Demand (n/a) | 0 | 0 | 0 | 0 | 0 | 0 | 0 | 0 | 0 | 0 | 0 | 0 | 0 | 0 | 0 | 0 | 0 | 0 | 0 | 0 | 0 | 0 | 0 | 0 | 0 | 0 | 0
F8_Commercial_Miscellaneous (WA)_New_Food Preparation_Natural Gas_Steamer_Baseline Forecast | F8 | Commercial | Miscellaneous (WA) | New | Food Preparation | Natural Gas | Steamer | Baseline Forecast | Avg. Replacement Winter Demand (n/a) | 0 | 0 | 0 | 0 | 0 | 0 | 0 | 0 | 0 | 0 | 0 | 0 | 0 | 0 | 0 | 0 | 0 | 0 | 0 | 0 | 0 | 0 | 0 | 0 | 0 | 0 | 0
F1_Commercial_Miscellaneous (WA)_New_Food Preparation_Natural Gas_Food Prep Other_Baseline Forecast | F1 | Commercial | Miscellaneous (WA) | New | Food Preparation | Natural Gas | Food Prep Other | Baseline Forecast | Units | 0 | 0 | 0 | 0 | 0 | 0 | 0 | 0 | 0 | 0 | 0 | 0 | 0 | 0 | 0 | 0 | 0 | 0 | 0 | 0 | 0 | 0 | 0 | 0 | 0 | 0 | 0
F2_Commercial_Miscellaneous (WA)_New_Food Preparation_Natural Gas_Food Prep Other_Baseline Forecast | F2 | Commercial | Miscellaneous (WA) | New | Food Preparation | Natural Gas | Food Prep Other | Baseline Forecast | Usage (MMtherm) | 0 | 0 | 0 | 0 | 0 | 0 | 0 | 0 | 0 | 0 | 0 | 0 | 0 | 0 | 0 | 0 | 0 | 0 | 0 | 0 | 0 | 0 | 0 | 0 | 0 | 0 | 0
F3_Commercial_Miscellaneous (WA)_New_Food Preparation_Natural Gas_Food Prep Other_Baseline Forecast | F3 | Commercial | Miscellaneous (WA) | New | Food Preparation | Natural Gas | Food Prep Other | Baseline Forecast | Summer Peak Demand (n/a) | 0 | 0 | 0 | 0 | 0 | 0 | 0 | 0 | 0 | 0 | 0 | 0 | 0 | 0 | 0 | 0 | 0 | 0 | 0 | 0 | 0 | 0 | 0 | 0 | 0 | 0 | 0
F4_Commercial_Miscellaneous (WA)_New_Food Preparation_Natural Gas_Food Prep Other_Baseline Forecast | F4 | Commercial | Miscellaneous (WA) | New | Food Preparation | Natural Gas | Food Prep Other | Baseline Forecast | Winter Peak Demand (n/a) | 0 | 0 | 0 | 0 | 0 | 0 | 0 | 0 | 0 | 0 | 0 | 0 | 0 | 0 | 0 | 0 | 0 | 0 | 0 | 0 | 0 | 0 | 0 | 0 | 0 | 0 | 0
F5_Commercial_Miscellaneous (WA)_New_Food Preparation_Natural Gas_Food Prep Other_Baseline Forecast | F5 | Commercial | Miscellaneous (WA) | New | Food Preparation | Natural Gas | Food Prep Other | Baseline Forecast | Turnover | 0 | 0 | 0 | 0 | 0 | 0 | 0 | 0 | 0 | 0 | 0 | 0 | 0 | 0 | 0 | 0 | 0 | 0 | 0 | 0 | 0 | 0 | 0 | 0 | 0 | 0 | 0
F6_Commercial_Miscellaneous (WA)_New_Food Preparation_Natural Gas_Food Prep Other_Baseline Forecast | F6 | Commercial | Miscellaneous (WA) | New | Food Preparation | Natural Gas | Food Prep Other | Baseline Forecast | Avg. Replacement Usage (therms) | 0.0055977 | 0.0055977 | 0.0055977 | 0.0055977 | 0.0055977 | 0.0055977 | 0.0055977 | 0.0055977 | 0.0055977 | 0.0055977 | 0.0055977 | 0.0055977 | 0.0055977 | 0.0055977 | 0.0055977 | 0.0055977 | 0.0055977 | 0.0055977 | 0.0055977 | 0.0055977 | 0.0055977 | 0.0055977 | 0.0055977 | 0.0055977 | 0.0055977 | 0.0055977 | 0.0055977
F7_Commercial_Miscellaneous (WA)_New_Food Preparation_Natural Gas_Food Prep Other_Baseline Forecast | F7 | Commercial | Miscellaneous (WA) | New | Food Preparation | Natural Gas | Food Prep Other | Baseline Forecast | Avg. Replacement Summer Demand (n/a) | 0 | 0 | 0 | 0 | 0 | 0 | 0 | 0 | 0 | 0 | 0 | 0 | 0 | 0 | 0 | 0 | 0 | 0 | 0 | 0 | 0 | 0 | 0 | 0 | 0 | 0 | 0
F8_Commercial_Miscellaneous (WA)_New_Food Preparation_Natural Gas_Food Prep Other_Baseline Forecast | F8 | Commercial | Miscellaneous (WA) | New | Food Preparation | Natural Gas | Food Prep Other | Baseline Forecast | Avg. Replacement Winter Demand (n/a) | 0 | 0 | 0 | 0 | 0 | 0 | 0 | 0 | 0 | 0 | 0 | 0 | 0 | 0 | 0 | 0 | 0 | 0 | 0 | 0 | 0 | 0 | 0 | 0 | 0 | 0 | 0
F1_Commercial_Miscellaneous (WA)_New_Miscellaneous_Natural Gas_Pool Heater_Baseline Forecast | F1 | Commercial | Miscellaneous (WA) | New | Miscellaneous | Natural Gas | Pool Heater | Baseline Forecast | Units | 0 | 5570.0896 | 10768.2846 | 16007.1945 | 21245.4147 | 26380.9865 | 31430.2437 | 36376.4814 | 41245.6224 | 46040.1819 | 50758.5284 | 55319.2182 | 59815.5071 | 64242.9552 | 68588.8497 | 72852.8414 | 77060.7024 | 81199.6669 | 85267.9579 | 89263.7813 | 93200.4601 | 97131.1968 | 100992.2409 | 104788.6129 | 108526.6934 | 112219.7269 | 115539.7606
F2_Commercial_Miscellaneous (WA)_New_Miscellaneous_Natural Gas_Pool Heater_Baseline Forecast | F2 | Commercial | Miscellaneous (WA) | New | Miscellaneous | Natural Gas | Pool Heater | Baseline Forecast | Usage (MMtherm) | 0 | 0.00017362 | 0.00033566 | 0.00049896 | 0.00066224 | 0.00082232 | 0.00097971 | 0.0011339 | 0.0012857 | 0.0014351 | 0.0015822 | 0.0017243 | 0.0018645 | 0.0020025 | 0.002138 | 0.0022709 | 0.002402 | 0.0025311 | 0.0026579 | 0.0027824 | 0.0029051 | 0.0030277 | 0.003148 | 0.0032663 | 0.0033829 | 0.003498 | 0.0036015
F3_Commercial_Miscellaneous (WA)_New_Miscellaneous_Natural Gas_Pool Heater_Baseline Forecast | F3 | Commercial | Miscellaneous (WA) | New | Miscellaneous | Natural Gas | Pool Heater | Baseline Forecast | Summer Peak Demand (n/a) | 0 | 0 | 0 | 0 | 0 | 0 | 0 | 0 | 0 | 0 | 0 | 0 | 0 | 0 | 0 | 0 | 0 | 0 | 0 | 0 | 0 | 0 | 0 | 0 | 0 | 0 | 0
F4_Commercial_Miscellaneous (WA)_New_Miscellaneous_Natural Gas_Pool Heater_Baseline Forecast | F4 | Commercial | Miscellaneous (WA) | New | Miscellaneous | Natural Gas | Pool Heater | Baseline Forecast | Winter Peak Demand (n/a) | 0 | 0 | 0 | 0 | 0 | 0 | 0 | 0 | 0 | 0 | 0 | 0 | 0 | 0 | 0 | 0 | 0 | 0 | 0 | 0 | 0 | 0 | 0 | 0 | 0 | 0 | 0
F5_Commercial_Miscellaneous (WA)_New_Miscellaneous_Natural Gas_Pool Heater_Baseline Forecast | F5 | Commercial | Miscellaneous (WA) | New | Miscellaneous | Natural Gas | Pool Heater | Baseline Forecast | Turnover | 0 | 5570.0896 | 5198.195 | 5238.91 | 5238.2202 | 5135.5718 | 6163.2751 | 6877.0911 | 7461.6057 | 7916.1753 | 8242.7534 | 10073.0359 | 10184.0941 | 10480.6866 | 10771.5395 | 11026.1498 | 11901.6009 | 12517.8978 | 13020.8019 | 13431.3028 | 13775.9026 | 14662.2336 | 14978.9345 | 15372.5945 | 15761.5645 | 16133.7458 | 16434.5445
F6_Commercial_Miscellaneous (WA)_New_Miscellaneous_Natural Gas_Pool Heater_Baseline Forecast | F6 | Commercial | Miscellaneous (WA) | New | Miscellaneous | Natural Gas | Pool Heater | Baseline Forecast | Avg. Replacement Usage (therms) | 0.031171 | 0.031171 | 0.031171 | 0.031171 | 0.031171 | 0.031171 | 0.031171 | 0.031171 | 0.031171 | 0.031171 | 0.031171 | 0.031171 | 0.031171 | 0.031171 | 0.031171 | 0.031171 | 0.031171 | 0.031171 | 0.031171 | 0.031171 | 0.031171 | 0.031171 | 0.031171 | 0.031171 | 0.031171 | 0.031171 | 0.031171
F7_Commercial_Miscellaneous (WA)_New_Miscellaneous_Natural Gas_Pool Heater_Baseline Forecast | F7 | Commercial | Miscellaneous (WA) | New | Miscellaneous | Natural Gas | Pool Heater | Baseline Forecast | Avg. Replacement Summer Demand (n/a) | 0 | 0 | 0 | 0 | 0 | 0 | 0 | 0 | 0 | 0 | 0 | 0 | 0 | 0 | 0 | 0 | 0 | 0 | 0 | 0 | 0 | 0 | 0 | 0 | 0 | 0 | 0
F8_Commercial_Miscellaneous (WA)_New_Miscellaneous_Natural Gas_Pool Heater_Baseline Forecast | F8 | Commercial | Miscellaneous (WA) | New | Miscellaneous | Natural Gas | Pool Heater | Baseline Forecast | Avg. Replacement Winter Demand (n/a) | 0 | 0 | 0 | 0 | 0 | 0 | 0 | 0 | 0 | 0 | 0 | 0 | 0 | 0 | 0 | 0 | 0 | 0 | 0 | 0 | 0 | 0 | 0 | 0 | 0 | 0 | 0
F1_Commercial_Miscellaneous (WA)_New_Miscellaneous_Natural Gas_Miscellaneous_Baseline Forecast | F1 | Commercial | Miscellaneous (WA) | New | Miscellaneous | Natural Gas | Miscellaneous | Baseline Forecast | Units | 0 | 458486.6788 | 886361.8723 | 1317588.407 | 1748758.1635 | 2171478.7047 | 2587094.4875 | 2994230.5081 | 3395020.5241 | 3789671.5697 | 4178049.3429 | 4553450.0407 | 4923549.7594 | 5287983.0309 | 5645703.4397 | 5996682.2464 | 6343040.8117 | 6683728.349 | 7018598.5832 | 7347503.8563 | 7671540.7898 | 7995088.6254 | 8312899.9047 | 8625387.8721 | 8933077.7441 | 9237059.6906 | 9510339.1745
F2_Commercial_Miscellaneous (WA)_New_Miscellaneous_Natural Gas_Miscellaneous_Baseline Forecast | F2 | Commercial | Miscellaneous (WA) | New | Miscellaneous | Natural Gas | Miscellaneous | Baseline Forecast | Usage (MMtherm) | 0 | 0.059439 | 0.11491 | 0.17081 | 0.22671 | 0.28151 | 0.33539 | 0.38817 | 0.44013 | 0.4913 | 0.54165 | 0.59031 | 0.63829 | 0.68554 | 0.73191 | 0.77741 | 0.82232 | 0.86648 | 0.9099 | 0.95254 | 0.99455 | 1.0365 | 1.0777 | 1.1182 | 1.1581 | 1.1975 | 1.2329
F3_Commercial_Miscellaneous (WA)_New_Miscellaneous_Natural Gas_Miscellaneous_Baseline Forecast | F3 | Commercial | Miscellaneous (WA) | New | Miscellaneous | Natural Gas | Miscellaneous | Baseline Forecast | Summer Peak Demand (n/a) | 0 | 0 | 0 | 0 | 0 | 0 | 0 | 0 | 0 | 0 | 0 | 0 | 0 | 0 | 0 | 0 | 0 | 0 | 0 | 0 | 0 | 0 | 0 | 0 | 0 | 0 | 0
F4_Commercial_Miscellaneous (WA)_New_Miscellaneous_Natural Gas_Miscellaneous_Baseline Forecast | F4 | Commercial | Miscellaneous (WA) | New | Miscellaneous | Natural Gas | Miscellaneous | Baseline Forecast | Winter Peak Demand (n/a) | 0 | 0 | 0 | 0 | 0 | 0 | 0 | 0 | 0 | 0 | 0 | 0 | 0 | 0 | 0 | 0 | 0 | 0 | 0 | 0 | 0 | 0 | 0 | 0 | 0 | 0 | 0
F5_Commercial_Miscellaneous (WA)_New_Miscellaneous_Natural Gas_Miscellaneous_Baseline Forecast | F5 | Commercial | Miscellaneous (WA) | New | Miscellaneous | Natural Gas | Miscellaneous | Baseline Forecast | Turnover | 0 | 458486.6788 | 427875.1936 | 431226.5347 | 496667.8534 | 539986.7949 | 577733.5051 | 617046.6188 | 657854.3565 | 697525.2669 | 736133.7655 | 901039.8293 | 911375.1372 | 934522.034 | 994154.6913 | 1039311.6376 | 1080859.0564 | 1123735.6423 | 1166417.0415 | 1207626.5195 | 1249009.0987 | 1331058.687 | 1356921.3492 | 1388327.6267 | 1437363.7936 | 1479276.5857 | 1491112.5445
F6_Commercial_Miscellaneous (WA)_New_Miscellaneous_Natural Gas_Miscellaneous_Baseline Forecast | F6 | Commercial | Miscellaneous (WA) | New | Miscellaneous | Natural Gas | Miscellaneous | Baseline Forecast | Avg. Replacement Usage (therms) | 0.12964 | 0.12964 | 0.12964 | 0.12964 | 0.12964 | 0.12964 | 0.12964 | 0.12964 | 0.12964 | 0.12964 | 0.12964 | 0.12964 | 0.12964 | 0.12964 | 0.12964 | 0.12964 | 0.12964 | 0.12964 | 0.12964 | 0.12964 | 0.12964 | 0.12964 | 0.12964 | 0.12964 | 0.12964 | 0.12964 | 0.12964
F7_Commercial_Miscellaneous (WA)_New_Miscellaneous_Natural Gas_Miscellaneous_Baseline Forecast | F7 | Commercial | Miscellaneous (WA) | New | Miscellaneous | Natural Gas | Miscellaneous | Baseline Forecast | Avg. Replacement Summer Demand (n/a) | 0 | 0 | 0 | 0 | 0 | 0 | 0 | 0 | 0 | 0 | 0 | 0 | 0 | 0 | 0 | 0 | 0 | 0 | 0 | 0 | 0 | 0 | 0 | 0 | 0 | 0 | 0
F8_Commercial_Miscellaneous (WA)_New_Miscellaneous_Natural Gas_Miscellaneous_Baseline Forecast | F8 | Commercial | Miscellaneous (WA) | New | Miscellaneous | Natural Gas | Miscellaneous | Baseline Forecast | Avg. Replacement Winter Demand (n/a) | 0 | 0 | 0 | 0 | 0 | 0 | 0 | 0 | 0 | 0 | 0 | 0 | 0 | 0 | 0 | 0 | 0 | 0 | 0 | 0 | 0 | 0 | 0 | 0 | 0 | 0 | 0
F1_Commercial_Office (ID)_Existing_Space Heating_Natural Gas_Furnace_Baseline Forecast | F1 | Commercial | Office (ID) | Existing | Space Heating | Natural Gas | Furnace | Baseline Forecast | Units | 3412729.4575 | 3350679.831 | 3289758.3795 | 3229944.5908 | 3171218.3255 | 3113559.8105 | 3056949.6321 | 3001368.7297 | 2946798.3892 | 2893220.2366 | 2840616.2323 | 2788968.6645 | 2738260.1433 | 2688473.5952 | 2639592.2571 | 2591599.6706 | 2544479.6766 | 2498216.4098 | 2452794.2932 | 2408198.0334 | 2364412.6146 | 2321423.2943 | 2279215.5981 | 2237775.3145 | 2197088.4906 | 2157141.4271 | 2117920.6739
F2_Commercial_Office (ID)_Existing_Space Heating_Natural Gas_Furnace_Baseline Forecast | F2 | Commercial | Office (ID) | Existing | Space Heating | Natural Gas | Furnace | Baseline Forecast | Usage (MMtherm) | 0.73962 | 0.69859 | 0.68477 | 0.67124 | 0.65802 | 0.64508 | 0.63245 | 0.62011 | 0.60805 | 0.59628 | 0.5848 | 0.57359 | 0.56265 | 0.55196 | 0.54152 | 0.53131 | 0.52132 | 0.51155 | 0.50199 | 0.49264 | 0.48347 | 0.4745 | 0.4657 | 0.45709 | 0.44865 | 0.44037 | 0.43226
F3_Commercial_Office (ID)_Existing_Space Heating_Natural Gas_Furnace_Baseline Forecast | F3 | Commercial | Office (ID) | Existing | Space Heating | Natural Gas | Furnace | Baseline Forecast | Summer Peak Demand (n/a) | 0 | 0 | 0 | 0 | 0 | 0 | 0 | 0 | 0 | 0 | 0 | 0 | 0 | 0 | 0 | 0 | 0 | 0 | 0 | 0 | 0 | 0 | 0 | 0 | 0 | 0 | 0
F4_Commercial_Office (ID)_Existing_Space Heating_Natural Gas_Furnace_Baseline Forecast | F4 | Commercial | Office (ID) | Existing | Space Heating | Natural Gas | Furnace | Baseline Forecast | Winter Peak Demand (n/a) | 0 | 0 | 0 | 0 | 0 | 0 | 0 | 0 | 0 | 0 | 0 | 0 | 0 | 0 | 0 | 0 | 0 | 0 | 0 | 0 | 0 | 0 | 0 | 0 | 0 | 0 | 0
F5_Commercial_Office (ID)_Existing_Space Heating_Natural Gas_Furnace_Baseline Forecast | F5 | Commercial | Office (ID) | Existing | Space Heating | Natural Gas | Furnace | Baseline Forecast | Turnover | 0 | 135381.0033 | 137450.8781 | 138996.2799 | 140079.0494 | 140754.2837 | 141071.0622 | 141073.095 | 140799.3017 | 140284.3274 | 139559.0041 | 138650.7619 | 133812.2875 | 129647.4269 | 126044.8435 | 122909.7569 | 120161.6631 | 117732.3536 | 115564.1953 | 113608.6386 | 111824.924 | 110178.9615 | 108642.3617 | 135720.4432 | 131735.1008 | 127806.689 | 123974.9535
F6_Commercial_Office (ID)_Existing_Space Heating_Natural Gas_Furnace_Baseline Forecast | F6 | Commercial | Office (ID) | Existing | Space Heating | Natural Gas | Furnace | Baseline Forecast | Avg. Replacement Usage (therms) | 0.21129 | 0.2036 | 0.2036 | 0.2036 | 0.2036 | 0.2036 | 0.2036 | 0.2036 | 0.2036 | 0.2036 | 0.2036 | 0.2036 | 0.2036 | 0.2036 | 0.2036 | 0.2036 | 0.2036 | 0.2036 | 0.2036 | 0.2036 | 0.2036 | 0.2036 | 0.2036 | 0.2036 | 0.2036 | 0.2036 | 0.2036
F7_Commercial_Office (ID)_Existing_Space Heating_Natural Gas_Furnace_Baseline Forecast | F7 | Commercial | Office (ID) | Existing | Space Heating | Natural Gas | Furnace | Baseline Forecast | Avg. Replacement Summer Demand (n/a) | 0 | 0 | 0 | 0 | 0 | 0 | 0 | 0 | 0 | 0 | 0 | 0 | 0 | 0 | 0 | 0 | 0 | 0 | 0 | 0 | 0 | 0 | 0 | 0 | 0 | 0 | 0
F8_Commercial_Office (ID)_Existing_Space Heating_Natural Gas_Furnace_Baseline Forecast | F8 | Commercial | Office (ID) | Existing | Space Heating | Natural Gas | Furnace | Baseline Forecast | Avg. Replacement Winter Demand (n/a) | 0 | 0 | 0 | 0 | 0 | 0 | 0 | 0 | 0 | 0 | 0 | 0 | 0 | 0 | 0 | 0 | 0 | 0 | 0 | 0 | 0 | 0 | 0 | 0 | 0 | 0 | 0
F1_Commercial_Office (ID)_Existing_Space Heating_Natural Gas_Boiler_Baseline Forecast | F1 | Commercial | Office (ID) | Existing | Space Heating | Natural Gas | Boiler | Baseline Forecast | Units | 3672570.4574 | 3605796.4491 | 3540236.5136 | 3475868.577 | 3412670.9665 | 3350622.4035 | 3289701.9962 | 3229889.2326 | 3171163.9738 | 3113506.447 | 3056897.2389 | 3001317.2891 | 2946747.8839 | 2893170.6496 | 2840567.5469 | 2788920.8642 | 2738213.2121 | 2688427.5174 | 2639547.0171 | 2591555.2531 | 2544436.0667 | 2498173.5927 | 2452752.2547 | 2408156.7592 | 2364372.0908 | 2321383.5073 | 2279176.5345
F2_Commercial_Office (ID)_Existing_Space Heating_Natural Gas_Boiler_Baseline Forecast | F2 | Commercial | Office (ID) | Existing | Space Heating | Natural Gas | Boiler | Baseline Forecast | Usage (MMtherm) | 3.2464 | 3.0652 | 3.0027 | 2.9411 | 2.8806 | 2.8211 | 2.7625 | 2.7051 | 2.6474 | 2.5908 | 2.5355 | 2.4814 | 2.4284 | 2.3765 | 2.3273 | 2.2793 | 2.2324 | 2.1865 | 2.1418 | 2.0982 | 2.0557 | 2.0143 | 1.9739 | 1.9346 | 1.8962 | 1.8589 | 1.8226
F3_Commercial_Office (ID)_Existing_Space Heating_Natural Gas_Boiler_Baseline Forecast | F3 | Commercial | Office (ID) | Existing | Space Heating | Natural Gas | Boiler | Baseline Forecast | Summer Peak Demand (n/a) | 0 | 0 | 0 | 0 | 0 | 0 | 0 | 0 | 0 | 0 | 0 | 0 | 0 | 0 | 0 | 0 | 0 | 0 | 0 | 0 | 0 | 0 | 0 | 0 | 0 | 0 | 0
F4_Commercial_Office (ID)_Existing_Space Heating_Natural Gas_Boiler_Baseline Forecast | F4 | Commercial | Office (ID) | Existing | Space Heating | Natural Gas | Boiler | Baseline Forecast | Winter Peak Demand (n/a) | 0 | 0 | 0 | 0 | 0 | 0 | 0 | 0 | 0 | 0 | 0 | 0 | 0 | 0 | 0 | 0 | 0 | 0 | 0 | 0 | 0 | 0 | 0 | 0 | 0 | 0 | 0
F5_Commercial_Office (ID)_Existing_Space Heating_Natural Gas_Boiler_Baseline Forecast | F5 | Commercial | Office (ID) | Existing | Space Heating | Natural Gas | Boiler | Baseline Forecast | Turnover | 0 | 54633.2795 | 59491.5778 | 63632.8557 | 67137.6951 | 70077.9555 | 72517.7129 | 74514.0968 | 76118.0378 | 77374.9349 | 78325.2503 | 79005.0416 | 79446.4357 | 79678.052 | 79725.3806 | 79611.1192 | 79355.4742 | 78976.4295 | 78489.9859 | 77910.3753 | 77250.2514 | 76520.8606 | 75732.1937 | 74893.1218 | 74011.5172 | 73094.3621 | 72147.8444
F6_Commercial_Office (ID)_Existing_Space Heating_Natural Gas_Boiler_Baseline Forecast | F6 | Commercial | Office (ID) | Existing | Space Heating | Natural Gas | Boiler | Baseline Forecast | Avg. Replacement Usage (therms) | 0.8216 | 0.79146 | 0.79094 | 0.79067 | 0.79277 | 0.79252 | 0.79198 | 0.7917 | 0.77449 | 0.77392 | 0.77562 | 0.77504 | 0.77444 | 0.77382 | 0.79236 | 0.79204 | 0.7917 | 0.79135 | 0.79099 | 0.79061 | 0.79135 | 0.79099 | 0.79061 | 0.79061 | 0.79061 | 0.79061 | 0.79061
F7_Commercial_Office (ID)_Existing_Space Heating_Natural Gas_Boiler_Baseline Forecast | F7 | Commercial | Office (ID) | Existing | Space Heating | Natural Gas | Boiler | Baseline Forecast | Avg. Replacement Summer Demand (n/a) | 0 | 0 | 0 | 0 | 0 | 0 | 0 | 0 | 0 | 0 | 0 | 0 | 0 | 0 | 0 | 0 | 0 | 0 | 0 | 0 | 0 | 0 | 0 | 0 | 0 | 0 | 0
F8_Commercial_Office (ID)_Existing_Space Heating_Natural Gas_Boiler_Baseline Forecast | F8 | Commercial | Office (ID) | Existing | Space Heating | Natural Gas | Boiler | Baseline Forecast | Avg. Replacement Winter Demand (n/a) | 0 | 0 | 0 | 0 | 0 | 0 | 0 | 0 | 0 | 0 | 0 | 0 | 0 | 0 | 0 | 0 | 0 | 0 | 0 | 0 | 0 | 0 | 0 | 0 | 0 | 0 | 0
F1_Commercial_Office (ID)_Existing_Space Heating_Natural Gas_Unit Heater_Baseline Forecast | F1 | Commercial | Office (ID) | Existing | Space Heating | Natural Gas | Unit Heater | Baseline Forecast | Units | 138910.4426 | 136384.7982 | 133905.0746 | 131470.4368 | 129080.0653 | 126733.155 | 124428.9158 | 122166.5719 | 119945.3615 | 117764.5367 | 115623.3633 | 113521.1204 | 111457.1 | 109430.6073 | 107440.9599 | 105487.4879 | 103569.5335 | 101686.4511 | 99837.6065 | 98022.3773 | 96240.1523 | 94490.3313 | 92772.3253 | 91085.5558 | 89429.4548 | 87803.4647 | 86207.038
F2_Commercial_Office (ID)_Existing_Space Heating_Natural Gas_Unit Heater_Baseline Forecast | F2 | Commercial | Office (ID) | Existing | Space Heating | Natural Gas | Unit Heater | Baseline Forecast | Usage (MMtherm) | 0.015053 | 0.014241 | 0.013982 | 0.013728 | 0.013478 | 0.013233 | 0.012993 | 0.012756 | 0.012525 | 0.012297 | 0.012073 | 0.011854 | 0.011638 | 0.011427 | 0.011219 | 0.011015 | 0.010815 | 0.010618 | 0.010425 | 0.010235 | 0.010049 | 0.0098666 | 0.0096872 | 0.009511 | 0.0093381 | 0.0091683 | 0.0090016
F3_Commercial_Office (ID)_Existing_Space Heating_Natural Gas_Unit Heater_Baseline Forecast | F3 | Commercial | Office (ID) | Existing | Space Heating | Natural Gas | Unit Heater | Baseline Forecast | Summer Peak Demand (n/a) | 0 | 0 | 0 | 0 | 0 | 0 | 0 | 0 | 0 | 0 | 0 | 0 | 0 | 0 | 0 | 0 | 0 | 0 | 0 | 0 | 0 | 0 | 0 | 0 | 0 | 0 | 0
F4_Commercial_Office (ID)_Existing_Space Heating_Natural Gas_Unit Heater_Baseline Forecast | F4 | Commercial | Office (ID) | Existing | Space Heating | Natural Gas | Unit Heater | Baseline Forecast | Winter Peak Demand (n/a) | 0 | 0 | 0 | 0 | 0 | 0 | 0 | 0 | 0 | 0 | 0 | 0 | 0 | 0 | 0 | 0 | 0 | 0 | 0 | 0 | 0 | 0 | 0 | 0 | 0 | 0 | 0
F5_Commercial_Office (ID)_Existing_Space Heating_Natural Gas_Unit Heater_Baseline Forecast | F5 | Commercial | Office (ID) | Existing | Space Heating | Natural Gas | Unit Heater | Baseline Forecast | Turnover | 0 | 114.802 | 327.8973 | 624.6647 | 992.165 | 1418.9575 | 1894.9364 | 2411.1849 | 2959.8448 | 3534.0005 | 4030.2491 | 4457.2556 | 4822.7489 | 5133.6221 | 5396.0226 | 5615.4322 | 5796.739 | 5181.7302 | 4647.2404 | 4190.2902 | 3807.3431 | 3494.4673 | 3247.4683 | 3061.9979 | 2933.6426 | 2857.994 | 2824.1089
F6_Commercial_Office (ID)_Existing_Space Heating_Natural Gas_Unit Heater_Baseline Forecast | F6 | Commercial | Office (ID) | Existing | Space Heating | Natural Gas | Unit Heater | Baseline Forecast | Avg. Replacement Usage (therms) | 0.10836 | 0.10442 | 0.10442 | 0.10442 | 0.10442 | 0.10442 | 0.10442 | 0.10442 | 0.10442 | 0.10442 | 0.10442 | 0.10442 | 0.10442 | 0.10442 | 0.10442 | 0.10442 | 0.10442 | 0.10442 | 0.10442 | 0.10442 | 0.10442 | 0.10442 | 0.10442 | 0.10442 | 0.10442 | 0.10442 | 0.10442
F7_Commercial_Office (ID)_Existing_Space Heating_Natural Gas_Unit Heater_Baseline Forecast | F7 | Commercial | Office (ID) | Existing | Space Heating | Natural Gas | Unit Heater | Baseline Forecast | Avg. Replacement Summer Demand (n/a) | 0 | 0 | 0 | 0 | 0 | 0 | 0 | 0 | 0 | 0 | 0 | 0 | 0 | 0 | 0 | 0 | 0 | 0 | 0 | 0 | 0 | 0 | 0 | 0 | 0 | 0 | 0
F8_Commercial_Office (ID)_Existing_Space Heating_Natural Gas_Unit Heater_Baseline Forecast | F8 | Commercial | Office (ID) | Existing | Space Heating | Natural Gas | Unit Heater | Baseline Forecast | Avg. Replacement Winter Demand (n/a) | 0 | 0 | 0 | 0 | 0 | 0 | 0 | 0 | 0 | 0 | 0 | 0 | 0 | 0 | 0 | 0 | 0 | 0 | 0 | 0 | 0 | 0 | 0 | 0 | 0 | 0 | 0
F1_Commercial_Office (ID)_Existing_Water Heating_Natural Gas_Water Heater_Baseline Forecast | F1 | Commercial | Office (ID) | Existing | Water Heating | Natural Gas | Water Heater | Baseline Forecast | Units | 4205553.6723 | 4129089.06 | 4054014.7135 | 3980305.3551 | 3907936.1668 | 3836882.7819 | 3767121.2768 | 3698628.1627 | 3631380.3779 | 3565355.2801 | 3500530.6387 | 3436884.6271 | 3374395.8157 | 3313043.1645 | 3252806.016 | 3193664.0885 | 3135597.4687 | 3078586.6056 | 3022612.3037 | 2967655.7163 | 2913698.3397 | 2860722.0062 | 2808708.8788 | 2757641.4447 | 2707502.5093 | 2658275.191 | 2609942.9148
F2_Commercial_Office (ID)_Existing_Water Heating_Natural Gas_Water Heater_Baseline Forecast | F2 | Commercial | Office (ID) | Existing | Water Heating | Natural Gas | Water Heater | Baseline Forecast | Usage (MMtherm) | 0.76893 | 0.75075 | 0.73279 | 0.71511 | 0.6978 | 0.6809 | 0.66447 | 0.64854 | 0.63315 | 0.61831 | 0.60404 | 0.59036 | 0.57721 | 0.56457 | 0.55238 | 0.54062 | 0.52927 | 0.51828 | 0.50763 | 0.49732 | 0.4873 | 0.47758 | 0.46812 | 0.45892 | 0.44996 | 0.44123 | 0.43271
F3_Commercial_Office (ID)_Existing_Water Heating_Natural Gas_Water Heater_Baseline Forecast | F3 | Commercial | Office (ID) | Existing | Water Heating | Natural Gas | Water Heater | Baseline Forecast | Summer Peak Demand (n/a) | 0 | 0 | 0 | 0 | 0 | 0 | 0 | 0 | 0 | 0 | 0 | 0 | 0 | 0 | 0 | 0 | 0 | 0 | 0 | 0 | 0 | 0 | 0 | 0 | 0 | 0 | 0
F4_Commercial_Office (ID)_Existing_Water Heating_Natural Gas_Water Heater_Baseline Forecast | F4 | Commercial | Office (ID) | Existing | Water Heating | Natural Gas | Water Heater | Baseline Forecast | Winter Peak Demand (n/a) | 0 | 0 | 0 | 0 | 0 | 0 | 0 | 0 | 0 | 0 | 0 | 0 | 0 | 0 | 0 | 0 | 0 | 0 | 0 | 0 | 0 | 0 | 0 | 0 | 0 | 0 | 0
F5_Commercial_Office (ID)_Existing_Water Heating_Natural Gas_Water Heater_Baseline Forecast | F5 | Commercial | Office (ID) | Existing | Water Heating | Natural Gas | Water Heater | Baseline Forecast | Turnover | 0 | 125123.9109 | 136250.6322 | 145735.1973 | 153762.1584 | 160496.0921 | 166083.7484 | 170655.9681 | 174329.3953 | 177208.0047 | 179384.4654 | 180941.358 | 170797.2336 | 162569.6136 | 155930.5916 | 150601.2015 | 146344.676 | 142960.5881 | 140279.7647 | 138159.8744 | 136481.602 | 135145.336 | 134068.3024 | 158979.6936 | 156828.9283 | 154109.6023 | 151013.0166
F6_Commercial_Office (ID)_Existing_Water Heating_Natural Gas_Water Heater_Baseline Forecast | F6 | Commercial | Office (ID) | Existing | Water Heating | Natural Gas | Water Heater | Baseline Forecast | Avg. Replacement Usage (therms) | 0.16391 | 0.16391 | 0.16391 | 0.16391 | 0.16391 | 0.16391 | 0.16391 | 0.16391 | 0.16391 | 0.16391 | 0.16391 | 0.16391 | 0.16391 | 0.16391 | 0.16391 | 0.16391 | 0.16391 | 0.16391 | 0.16391 | 0.16391 | 0.16391 | 0.16391 | 0.16391 | 0.16391 | 0.16391 | 0.16391 | 0.16391
F7_Commercial_Office (ID)_Existing_Water Heating_Natural Gas_Water Heater_Baseline Forecast | F7 | Commercial | Office (ID) | Existing | Water Heating | Natural Gas | Water Heater | Baseline Forecast | Avg. Replacement Summer Demand (n/a) | 0 | 0 | 0 | 0 | 0 | 0 | 0 | 0 | 0 | 0 | 0 | 0 | 0 | 0 | 0 | 0 | 0 | 0 | 0 | 0 | 0 | 0 | 0 | 0 | 0 | 0 | 0
F8_Commercial_Office (ID)_Existing_Water Heating_Natural Gas_Water Heater_Baseline Forecast | F8 | Commercial | Office (ID) | Existing | Water Heating | Natural Gas | Water Heater | Baseline Forecast | Avg. Replacement Winter Demand (n/a) | 0 | 0 | 0 | 0 | 0 | 0 | 0 | 0 | 0 | 0 | 0 | 0 | 0 | 0 | 0 | 0 | 0 | 0 | 0 | 0 | 0 | 0 | 0 | 0 | 0 | 0 | 0
F1_Commercial_Office (ID)_Existing_Food Preparation_Natural Gas_Oven_Baseline Forecast | F1 | Commercial | Office (ID) | Existing | Food Preparation | Natural Gas | Oven | Baseline Forecast | Units | 63871.6776 | 62710.3744 | 61570.1858 | 60450.7279 | 59351.6237 | 58272.5033 | 57213.0032 | 56172.7668 | 55151.4438 | 54148.6902 | 53164.1686 | 52197.5474 | 51248.501 | 50316.7101 | 49401.8608 | 48503.6452 | 47621.7607 | 46755.9105 | 45905.8031 | 45071.1521 | 44251.6766 | 43447.1007 | 42657.1534 | 41881.5688 | 41120.0857 | 40372.4478 | 39638.4033
F2_Commercial_Office (ID)_Existing_Food Preparation_Natural Gas_Oven_Baseline Forecast | F2 | Commercial | Office (ID) | Existing | Food Preparation | Natural Gas | Oven | Baseline Forecast | Usage (MMtherm) | 0.0021203 | 0.0020817 | 0.0020439 | 0.0020067 | 0.0019702 | 0.0019344 | 0.0018992 | 0.0018647 | 0.0018308 | 0.0017975 | 0.0017648 | 0.0017327 | 0.0017012 | 0.0016703 | 0.0016399 | 0.0016101 | 0.0015808 | 0.0015521 | 0.0015239 | 0.0014962 | 0.001469 | 0.0014423 | 0.001416 | 0.0013903 | 0.001365 | 0.0013402 | 0.0013158
F3_Commercial_Office (ID)_Existing_Food Preparation_Natural Gas_Oven_Baseline Forecast | F3 | Commercial | Office (ID) | Existing | Food Preparation | Natural Gas | Oven | Baseline Forecast | Summer Peak Demand (n/a) | 0 | 0 | 0 | 0 | 0 | 0 | 0 | 0 | 0 | 0 | 0 | 0 | 0 | 0 | 0 | 0 | 0 | 0 | 0 | 0 | 0 | 0 | 0 | 0 | 0 | 0 | 0
F4_Commercial_Office (ID)_Existing_Food Preparation_Natural Gas_Oven_Baseline Forecast | F4 | Commercial | Office (ID) | Existing | Food Preparation | Natural Gas | Oven | Baseline Forecast | Winter Peak Demand (n/a) | 0 | 0 | 0 | 0 | 0 | 0 | 0 | 0 | 0 | 0 | 0 | 0 | 0 | 0 | 0 | 0 | 0 | 0 | 0 | 0 | 0 | 0 | 0 | 0 | 0 | 0 | 0
F5_Commercial_Office (ID)_Existing_Food Preparation_Natural Gas_Oven_Baseline Forecast | F5 | Commercial | Office (ID) | Existing | Food Preparation | Natural Gas | Oven | Baseline Forecast | Turnover | 0 | 2508.415 | 3201.6497 | 3723.7648 | 4111.8805 | 4395.1453 | 4596.4469 | 4733.7555 | 4821.1786 | 4869.7905 | 4250.3124 | 3881.2817 | 3679.9519 | 3587.6233 | 3563.1322 | 4086.6248 | 4162.2932 | 4204.4103 | 4220.4893 | 4108.2548 | 3941.9545 | 3764.9638 | 3600.6826 | 3459.9476 | 3302.8868 | 3240.8488 | 3231.904
F6_Commercial_Office (ID)_Existing_Food Preparation_Natural Gas_Oven_Baseline Forecast | F6 | Commercial | Office (ID) | Existing | Food Preparation | Natural Gas | Oven | Baseline Forecast | Avg. Replacement Usage (therms) | 0.033196 | 0.033196 | 0.033196 | 0.033196 | 0.033196 | 0.033196 | 0.033196 | 0.033196 | 0.033196 | 0.033196 | 0.033196 | 0.033196 | 0.033196 | 0.033196 | 0.033196 | 0.033196 | 0.033196 | 0.033196 | 0.033196 | 0.033196 | 0.033196 | 0.033196 | 0.033196 | 0.033196 | 0.033196 | 0.033196 | 0.033196
F7_Commercial_Office (ID)_Existing_Food Preparation_Natural Gas_Oven_Baseline Forecast | F7 | Commercial | Office (ID) | Existing | Food Preparation | Natural Gas | Oven | Baseline Forecast | Avg. Replacement Summer Demand (n/a) | 0 | 0 | 0 | 0 | 0 | 0 | 0 | 0 | 0 | 0 | 0 | 0 | 0 | 0 | 0 | 0 | 0 | 0 | 0 | 0 | 0 | 0 | 0 | 0 | 0 | 0 | 0
F8_Commercial_Office (ID)_Existing_Food Preparation_Natural Gas_Oven_Baseline Forecast | F8 | Commercial | Office (ID) | Existing | Food Preparation | Natural Gas | Oven | Baseline Forecast | Avg. Replacement Winter Demand (n/a) | 0 | 0 | 0 | 0 | 0 | 0 | 0 | 0 | 0 | 0 | 0 | 0 | 0 | 0 | 0 | 0 | 0 | 0 | 0 | 0 | 0 | 0 | 0 | 0 | 0 | 0 | 0
F1_Commercial_Office (ID)_Existing_Food Preparation_Natural Gas_Conveyor Oven_Baseline Forecast | F1 | Commercial | Office (ID) | Existing | Food Preparation | Natural Gas | Conveyor Oven | Baseline Forecast | Units | 31935.8388 | 31355.1872 | 30785.0929 | 30225.3639 | 29675.8119 | 29136.2516 | 28606.5016 | 28086.3834 | 27575.7219 | 27074.3451 | 26582.0843 | 26098.7737 | 25624.2505 | 25158.3551 | 24700.9304 | 24251.8226 | 23810.8804 | 23377.9553 | 22952.9015 | 22535.5761 | 22125.8383 | 21723.5503 | 21328.5767 | 20940.7844 | 20560.0429 | 20186.2239 | 19819.2016
F2_Commercial_Office (ID)_Existing_Food Preparation_Natural Gas_Conveyor Oven_Baseline Forecast | F2 | Commercial | Office (ID) | Existing | Food Preparation | Natural Gas | Conveyor Oven | Baseline Forecast | Usage (MMtherm) | 0.001814 | 0.001781 | 0.0017486 | 0.0017168 | 0.0016856 | 0.0016549 | 0.0016248 | 0.0015953 | 0.0015663 | 0.0015378 | 0.0015099 | 0.0014824 | 0.0014555 | 0.001429 | 0.001403 | 0.0013775 | 0.0013525 | 0.0013279 | 0.0013037 | 0.00128 | 0.0012567 | 0.0012339 | 0.0012115 | 0.0011894 | 0.0011678 | 0.0011466 | 0.0011257
F3_Commercial_Office (ID)_Existing_Food Preparation_Natural Gas_Conveyor Oven_Baseline Forecast | F3 | Commercial | Office (ID) | Existing | Food Preparation | Natural Gas | Conveyor Oven | Baseline Forecast | Summer Peak Demand (n/a) | 0 | 0 | 0 | 0 | 0 | 0 | 0 | 0 | 0 | 0 | 0 | 0 | 0 | 0 | 0 | 0 | 0 | 0 | 0 | 0 | 0 | 0 | 0 | 0 | 0 | 0 | 0
F4_Commercial_Office (ID)_Existing_Food Preparation_Natural Gas_Conveyor Oven_Baseline Forecast | F4 | Commercial | Office (ID) | Existing | Food Preparation | Natural Gas | Conveyor Oven | Baseline Forecast | Winter Peak Demand (n/a) | 0 | 0 | 0 | 0 | 0 | 0 | 0 | 0 | 0 | 0 | 0 | 0 | 0 | 0 | 0 | 0 | 0 | 0 | 0 | 0 | 0 | 0 | 0 | 0 | 0 | 0 | 0
F5_Commercial_Office (ID)_Existing_Food Preparation_Natural Gas_Conveyor Oven_Baseline Forecast | F5 | Commercial | Office (ID) | Existing | Food Preparation | Natural Gas | Conveyor Oven | Baseline Forecast | Turnover | 0 | 0 | 0 | 0 | 0 | 116.545 | 320.3928 | 588.6906 | 903.6013 | 1251.2246 | 1514.4217 | 1711.4849 | 1856.7786 | 1961.5823 | 2034.7523 | 2083.2419 | 2112.5095 | 1659.2802 | 1303.2891 | 1023.6744 | 804.0497 | 648.9233 | 557.4758 | 525.6557 | 547.6209 | 616.7102 | 731.0058
F6_Commercial_Office (ID)_Existing_Food Preparation_Natural Gas_Conveyor Oven_Baseline Forecast | F6 | Commercial | Office (ID) | Existing | Food Preparation | Natural Gas | Conveyor Oven | Baseline Forecast | Avg. Replacement Usage (therms) | 0.0568 | 0.0568 | 0.0568 | 0.0568 | 0.0568 | 0.0568 | 0.0568 | 0.0568 | 0.0568 | 0.0568 | 0.0568 | 0.0568 | 0.0568 | 0.0568 | 0.0568 | 0.0568 | 0.0568 | 0.0568 | 0.0568 | 0.0568 | 0.0568 | 0.0568 | 0.0568 | 0.0568 | 0.0568 | 0.0568 | 0.0568
F7_Commercial_Office (ID)_Existing_Food Preparation_Natural Gas_Conveyor Oven_Baseline Forecast | F7 | Commercial | Office (ID) | Existing | Food Preparation | Natural Gas | Conveyor Oven | Baseline Forecast | Avg. Replacement Summer Demand (n/a) | 0 | 0 | 0 | 0 | 0 | 0 | 0 | 0 | 0 | 0 | 0 | 0 | 0 | 0 | 0 | 0 | 0 | 0 | 0 | 0 | 0 | 0 | 0 | 0 | 0 | 0 | 0
F8_Commercial_Office (ID)_Existing_Food Preparation_Natural Gas_Conveyor Oven_Baseline Forecast | F8 | Commercial | Office (ID) | Existing | Food Preparation | Natural Gas | Conveyor Oven | Baseline Forecast | Avg. Replacement Winter Demand (n/a) | 0 | 0 | 0 | 0 | 0 | 0 | 0 | 0 | 0 | 0 | 0 | 0 | 0 | 0 | 0 | 0 | 0 | 0 | 0 | 0 | 0 | 0 | 0 | 0 | 0 | 0 | 0
F1_Commercial_Office (ID)_Existing_Food Preparation_Natural Gas_Double Rack Oven_Baseline Forecast | F1 | Commercial | Office (ID) | Existing | Food Preparation | Natural Gas | Double Rack Oven | Baseline Forecast | Units | 31935.8388 | 31355.1872 | 30785.0929 | 30225.3639 | 29675.8119 | 29136.2516 | 28606.5016 | 28086.3834 | 27575.7219 | 27074.3451 | 26582.0843 | 26098.7737 | 25624.2505 | 25158.3551 | 24700.9304 | 24251.8226 | 23810.8804 | 23377.9553 | 22952.9015 | 22535.5761 | 22125.8383 | 21723.5503 | 21328.5767 | 20940.7844 | 20560.0429 | 20186.2239 | 19819.2016
F2_Commercial_Office (ID)_Existing_Food Preparation_Natural Gas_Double Rack Oven_Baseline Forecast | F2 | Commercial | Office (ID) | Existing | Food Preparation | Natural Gas | Double Rack Oven | Baseline Forecast | Usage (MMtherm) | 0.0027557 | 0.0027056 | 0.0026564 | 0.0026081 | 0.0025607 | 0.0025142 | 0.0024684 | 0.0024236 | 0.0023795 | 0.0023362 | 0.0022938 | 0.0022521 | 0.0022111 | 0.0021709 | 0.0021314 | 0.0020927 | 0.0020546 | 0.0020173 | 0.0019806 | 0.0019446 | 0.0019092 | 0.0018745 | 0.0018404 | 0.001807 | 0.0017741 | 0.0017419 | 0.0017102
F3_Commercial_Office (ID)_Existing_Food Preparation_Natural Gas_Double Rack Oven_Baseline Forecast | F3 | Commercial | Office (ID) | Existing | Food Preparation | Natural Gas | Double Rack Oven | Baseline Forecast | Summer Peak Demand (n/a) | 0 | 0 | 0 | 0 | 0 | 0 | 0 | 0 | 0 | 0 | 0 | 0 | 0 | 0 | 0 | 0 | 0 | 0 | 0 | 0 | 0 | 0 | 0 | 0 | 0 | 0 | 0
F4_Commercial_Office (ID)_Existing_Food Preparation_Natural Gas_Double Rack Oven_Baseline Forecast | F4 | Commercial | Office (ID) | Existing | Food Preparation | Natural Gas | Double Rack Oven | Baseline Forecast | Winter Peak Demand (n/a) | 0 | 0 | 0 | 0 | 0 | 0 | 0 | 0 | 0 | 0 | 0 | 0 | 0 | 0 | 0 | 0 | 0 | 0 | 0 | 0 | 0 | 0 | 0 | 0 | 0 | 0 | 0
F5_Commercial_Office (ID)_Existing_Food Preparation_Natural Gas_Double Rack Oven_Baseline Forecast | F5 | Commercial | Office (ID) | Existing | Food Preparation | Natural Gas | Double Rack Oven | Baseline Forecast | Turnover | 0 | 696.7819 | 950.1572 | 1165.0655 | 1346.5157 | 1498.8771 | 1625.9609 | 1731.0914 | 1817.1675 | 1886.7177 | 1712.2248 | 1583.8072 | 1491.9775 | 1428.9272 | 1388.2535 | 1364.7273 | 1354.0984 | 1352.9303 | 1358.4624 | 1501.0701 | 1518.0974 | 1516.8134 | 1503.2132 | 1481.8047 | 1455.9234 | 1427.9873 | 1399.7025
F6_Commercial_Office (ID)_Existing_Food Preparation_Natural Gas_Double Rack Oven_Baseline Forecast | F6 | Commercial | Office (ID) | Existing | Food Preparation | Natural Gas | Double Rack Oven | Baseline Forecast | Avg. Replacement Usage (therms) | 0.08629 | 0.08629 | 0.08629 | 0.08629 | 0.08629 | 0.08629 | 0.08629 | 0.08629 | 0.08629 | 0.08629 | 0.08629 | 0.08629 | 0.08629 | 0.08629 | 0.08629 | 0.08629 | 0.08629 | 0.08629 | 0.08629 | 0.08629 | 0.08629 | 0.08629 | 0.08629 | 0.08629 | 0.08629 | 0.08629 | 0.08629
F7_Commercial_Office (ID)_Existing_Food Preparation_Natural Gas_Double Rack Oven_Baseline Forecast | F7 | Commercial | Office (ID) | Existing | Food Preparation | Natural Gas | Double Rack Oven | Baseline Forecast | Avg. Replacement Summer Demand (n/a) | 0 | 0 | 0 | 0 | 0 | 0 | 0 | 0 | 0 | 0 | 0 | 0 | 0 | 0 | 0 | 0 | 0 | 0 | 0 | 0 | 0 | 0 | 0 | 0 | 0 | 0 | 0
F8_Commercial_Office (ID)_Existing_Food Preparation_Natural Gas_Double Rack Oven_Baseline Forecast | F8 | Commercial | Office (ID) | Existing | Food Preparation | Natural Gas | Double Rack Oven | Baseline Forecast | Avg. Replacement Winter Demand (n/a) | 0 | 0 | 0 | 0 | 0 | 0 | 0 | 0 | 0 | 0 | 0 | 0 | 0 | 0 | 0 | 0 | 0 | 0 | 0 | 0 | 0 | 0 | 0 | 0 | 0 | 0 | 0
F1_Commercial_Office (ID)_Existing_Food Preparation_Natural Gas_Fryer_Baseline Forecast | F1 | Commercial | Office (ID) | Existing | Food Preparation | Natural Gas | Fryer | Baseline Forecast | Units | 127743.3553 | 125420.7488 | 123140.3716 | 120901.4557 | 118703.2474 | 116545.0066 | 114426.0065 | 112345.5336 | 110302.8875 | 108297.3805 | 106328.3372 | 104395.0947 | 102497.0021 | 100633.4202 | 98803.7217 | 97007.2904 | 95243.5215 | 93511.8211 | 91811.6061 | 90142.3042 | 88503.3532 | 86894.2014 | 85314.3068 | 83763.1376 | 82240.1714 | 80744.8956 | 79276.8066
F2_Commercial_Office (ID)_Existing_Food Preparation_Natural Gas_Fryer_Baseline Forecast | F2 | Commercial | Office (ID) | Existing | Food Preparation | Natural Gas | Fryer | Baseline Forecast | Usage (MMtherm) | 0.0065698 | 0.0064504 | 0.0063331 | 0.006218 | 0.0061049 | 0.0059939 | 0.0058849 | 0.0057779 | 0.0056729 | 0.0055697 | 0.0054685 | 0.005369 | 0.0052714 | 0.0051756 | 0.0050815 | 0.0049891 | 0.0048984 | 0.0048093 | 0.0047219 | 0.004636 | 0.0045517 | 0.004469 | 0.0043877 | 0.0043079 | 0.0042296 | 0.0041527 | 0.0040772
F3_Commercial_Office (ID)_Existing_Food Preparation_Natural Gas_Fryer_Baseline Forecast | F3 | Commercial | Office (ID) | Existing | Food Preparation | Natural Gas | Fryer | Baseline Forecast | Summer Peak Demand (n/a) | 0 | 0 | 0 | 0 | 0 | 0 | 0 | 0 | 0 | 0 | 0 | 0 | 0 | 0 | 0 | 0 | 0 | 0 | 0 | 0 | 0 | 0 | 0 | 0 | 0 | 0 | 0
F4_Commercial_Office (ID)_Existing_Food Preparation_Natural Gas_Fryer_Baseline Forecast | F4 | Commercial | Office (ID) | Existing | Food Preparation | Natural Gas | Fryer | Baseline Forecast | Winter Peak Demand (n/a) | 0 | 0 | 0 | 0 | 0 | 0 | 0 | 0 | 0 | 0 | 0 | 0 | 0 | 0 | 0 | 0 | 0 | 0 | 0 | 0 | 0 | 0 | 0 | 0 | 0 | 0 | 0
F5_Commercial_Office (ID)_Existing_Food Preparation_Natural Gas_Fryer_Baseline Forecast | F5 | Commercial | Office (ID) | Existing | Food Preparation | Natural Gas | Fryer | Baseline Forecast | Turnover | 0 | 3800.6288 | 4138.602 | 4426.6949 | 4670.5132 | 4875.0559 | 5044.7805 | 5183.6613 | 5295.2414 | 5382.6789 | 5448.7887 | 5496.0792 | 5187.9523 | 4938.039 | 4736.3792 | 4574.4994 | 4445.2078 | 4342.4164 | 4260.9866 | 4196.5951 | 4145.6177 | 4105.0287 | 4072.3139 | 4828.9954 | 4763.6661 | 4681.0668 | 4587.0083
F6_Commercial_Office (ID)_Existing_Food Preparation_Natural Gas_Fryer_Baseline Forecast | F6 | Commercial | Office (ID) | Existing | Food Preparation | Natural Gas | Fryer | Baseline Forecast | Avg. Replacement Usage (therms) | 0.05143 | 0.05143 | 0.05143 | 0.05143 | 0.05143 | 0.05143 | 0.05143 | 0.05143 | 0.05143 | 0.05143 | 0.05143 | 0.05143 | 0.05143 | 0.05143 | 0.05143 | 0.05143 | 0.05143 | 0.05143 | 0.05143 | 0.05143 | 0.05143 | 0.05143 | 0.05143 | 0.05143 | 0.05143 | 0.05143 | 0.05143
F7_Commercial_Office (ID)_Existing_Food Preparation_Natural Gas_Fryer_Baseline Forecast | F7 | Commercial | Office (ID) | Existing | Food Preparation | Natural Gas | Fryer | Baseline Forecast | Avg. Replacement Summer Demand (n/a) | 0 | 0 | 0 | 0 | 0 | 0 | 0 | 0 | 0 | 0 | 0 | 0 | 0 | 0 | 0 | 0 | 0 | 0 | 0 | 0 | 0 | 0 | 0 | 0 | 0 | 0 | 0
F8_Commercial_Office (ID)_Existing_Food Preparation_Natural Gas_Fryer_Baseline Forecast | F8 | Commercial | Office (ID) | Existing | Food Preparation | Natural Gas | Fryer | Baseline Forecast | Avg. Replacement Winter Demand (n/a) | 0 | 0 | 0 | 0 | 0 | 0 | 0 | 0 | 0 | 0 | 0 | 0 | 0 | 0 | 0 | 0 | 0 | 0 | 0 | 0 | 0 | 0 | 0 | 0 | 0 | 0 | 0
F1_Commercial_Office (ID)_Existing_Food Preparation_Natural Gas_Broiler_Baseline Forecast | F1 | Commercial | Office (ID) | Existing | Food Preparation | Natural Gas | Broiler | Baseline Forecast | Units | 0 | 0 | 0 | 0 | 0 | 0 | 0 | 0 | 0 | 0 | 0 | 0 | 0 | 0 | 0 | 0 | 0 | 0 | 0 | 0 | 0 | 0 | 0 | 0 | 0 | 0 | 0
F2_Commercial_Office (ID)_Existing_Food Preparation_Natural Gas_Broiler_Baseline Forecast | F2 | Commercial | Office (ID) | Existing | Food Preparation | Natural Gas | Broiler | Baseline Forecast | Usage (MMtherm) | 0 | 0 | 0 | 0 | 0 | 0 | 0 | 0 | 0 | 0 | 0 | 0 | 0 | 0 | 0 | 0 | 0 | 0 | 0 | 0 | 0 | 0 | 0 | 0 | 0 | 0 | 0
F3_Commercial_Office (ID)_Existing_Food Preparation_Natural Gas_Broiler_Baseline Forecast | F3 | Commercial | Office (ID) | Existing | Food Preparation | Natural Gas | Broiler | Baseline Forecast | Summer Peak Demand (n/a) | 0 | 0 | 0 | 0 | 0 | 0 | 0 | 0 | 0 | 0 | 0 | 0 | 0 | 0 | 0 | 0 | 0 | 0 | 0 | 0 | 0 | 0 | 0 | 0 | 0 | 0 | 0
F4_Commercial_Office (ID)_Existing_Food Preparation_Natural Gas_Broiler_Baseline Forecast | F4 | Commercial | Office (ID) | Existing | Food Preparation | Natural Gas | Broiler | Baseline Forecast | Winter Peak Demand (n/a) | 0 | 0 | 0 | 0 | 0 | 0 | 0 | 0 | 0 | 0 | 0 | 0 | 0 | 0 | 0 | 0 | 0 | 0 | 0 | 0 | 0 | 0 | 0 | 0 | 0 | 0 | 0
F5_Commercial_Office (ID)_Existing_Food Preparation_Natural Gas_Broiler_Baseline Forecast | F5 | Commercial | Office (ID) | Existing | Food Preparation | Natural Gas | Broiler | Baseline Forecast | Turnover | 0 | 0 | 0 | 0 | 0 | 0 | 0 | 0 | 0 | 0 | 0 | 0 | 0 | 0 | 0 | 0 | 0 | 0 | 0 | 0 | 0 | 0 | 0 | 0 | 0 | 0 | 0
F6_Commercial_Office (ID)_Existing_Food Preparation_Natural Gas_Broiler_Baseline Forecast | F6 | Commercial | Office (ID) | Existing | Food Preparation | Natural Gas | Broiler | Baseline Forecast | Avg. Replacement Usage (therms) | 0.05496 | 0.05496 | 0.05496 | 0.05496 | 0.05496 | 0.05496 | 0.05496 | 0.05496 | 0.05496 | 0.05496 | 0.05496 | 0.05496 | 0.05496 | 0.05496 | 0.05496 | 0.05496 | 0.05496 | 0.05496 | 0.05496 | 0.05496 | 0.05496 | 0.05496 | 0.05496 | 0.05496 | 0.05496 | 0.05496 | 0.05496
F7_Commercial_Office (ID)_Existing_Food Preparation_Natural Gas_Broiler_Baseline Forecast | F7 | Commercial | Office (ID) | Existing | Food Preparation | Natural Gas | Broiler | Baseline Forecast | Avg. Replacement Summer Demand (n/a) | 0 | 0 | 0 | 0 | 0 | 0 | 0 | 0 | 0 | 0 | 0 | 0 | 0 | 0 | 0 | 0 | 0 | 0 | 0 | 0 | 0 | 0 | 0 | 0 | 0 | 0 | 0
F8_Commercial_Office (ID)_Existing_Food Preparation_Natural Gas_Broiler_Baseline Forecast | F8 | Commercial | Office (ID) | Existing | Food Preparation | Natural Gas | Broiler | Baseline Forecast | Avg. Replacement Winter Demand (n/a) | 0 | 0 | 0 | 0 | 0 | 0 | 0 | 0 | 0 | 0 | 0 | 0 | 0 | 0 | 0 | 0 | 0 | 0 | 0 | 0 | 0 | 0 | 0 | 0 | 0 | 0 | 0
F1_Commercial_Office (ID)_Existing_Food Preparation_Natural Gas_Griddle_Baseline Forecast | F1 | Commercial | Office (ID) | Existing | Food Preparation | Natural Gas | Griddle | Baseline Forecast | Units | 127743.3553 | 125420.7488 | 123140.3716 | 120901.4557 | 118703.2474 | 116545.0066 | 114426.0065 | 112345.5336 | 110302.8875 | 108297.3805 | 106328.3372 | 104395.0947 | 102497.0021 | 100633.4202 | 98803.7217 | 97007.2904 | 95243.5215 | 93511.8211 | 91811.6061 | 90142.3042 | 88503.3532 | 86894.2014 | 85314.3068 | 83763.1376 | 82240.1714 | 80744.8956 | 79276.8066
F2_Commercial_Office (ID)_Existing_Food Preparation_Natural Gas_Griddle_Baseline Forecast | F2 | Commercial | Office (ID) | Existing | Food Preparation | Natural Gas | Griddle | Baseline Forecast | Usage (MMtherm) | 0.0048933 | 0.0048043 | 0.004717 | 0.0046312 | 0.004547 | 0.0044644 | 0.0043832 | 0.0043035 | 0.0042252 | 0.0041484 | 0.004073 | 0.0039989 | 0.0039262 | 0.0038548 | 0.0037848 | 0.0037159 | 0.0036484 | 0.003582 | 0.0035169 | 0.003453 | 0.0033902 | 0.0033286 | 0.003268 | 0.0032086 | 0.0031503 | 0.003093 | 0.0030368
F3_Commercial_Office (ID)_Existing_Food Preparation_Natural Gas_Griddle_Baseline Forecast | F3 | Commercial | Office (ID) | Existing | Food Preparation | Natural Gas | Griddle | Baseline Forecast | Summer Peak Demand (n/a) | 0 | 0 | 0 | 0 | 0 | 0 | 0 | 0 | 0 | 0 | 0 | 0 | 0 | 0 | 0 | 0 | 0 | 0 | 0 | 0 | 0 | 0 | 0 | 0 | 0 | 0 | 0
F4_Commercial_Office (ID)_Existing_Food Preparation_Natural Gas_Griddle_Baseline Forecast | F4 | Commercial | Office (ID) | Existing | Food Preparation | Natural Gas | Griddle | Baseline Forecast | Winter Peak Demand (n/a) | 0 | 0 | 0 | 0 | 0 | 0 | 0 | 0 | 0 | 0 | 0 | 0 | 0 | 0 | 0 | 0 | 0 | 0 | 0 | 0 | 0 | 0 | 0 | 0 | 0 | 0 | 0
F5_Commercial_Office (ID)_Existing_Food Preparation_Natural Gas_Griddle_Baseline Forecast | F5 | Commercial | Office (ID) | Existing | Food Preparation | Natural Gas | Griddle | Baseline Forecast | Turnover | 0 | 4645.2129 | 5194.1926 | 5652.5715 | 6032.2574 | 6343.636 | 6595.7642 | 6796.5397 | 6952.8486 | 7070.6941 | 6608.3528 | 6256.5671 | 5992.7321 | 5798.2414 | 5657.8349 | 5559.0481 | 5491.7466 | 5447.7346 | 5420.4248 | 6381.1499 | 6298.5503 | 6183.7677 | 6049.701 | 5905.8812 | 5759.1996 | 5614.4959 | 5475.0295
F6_Commercial_Office (ID)_Existing_Food Preparation_Natural Gas_Griddle_Baseline Forecast | F6 | Commercial | Office (ID) | Existing | Food Preparation | Natural Gas | Griddle | Baseline Forecast | Avg. Replacement Usage (therms) | 0.038306 | 0.038306 | 0.038306 | 0.038306 | 0.038306 | 0.038306 | 0.038306 | 0.038306 | 0.038306 | 0.038306 | 0.038306 | 0.038306 | 0.038306 | 0.038306 | 0.038306 | 0.038306 | 0.038306 | 0.038306 | 0.038306 | 0.038306 | 0.038306 | 0.038306 | 0.038306 | 0.038306 | 0.038306 | 0.038306 | 0.038306
F7_Commercial_Office (ID)_Existing_Food Preparation_Natural Gas_Griddle_Baseline Forecast | F7 | Commercial | Office (ID) | Existing | Food Preparation | Natural Gas | Griddle | Baseline Forecast | Avg. Replacement Summer Demand (n/a) | 0 | 0 | 0 | 0 | 0 | 0 | 0 | 0 | 0 | 0 | 0 | 0 | 0 | 0 | 0 | 0 | 0 | 0 | 0 | 0 | 0 | 0 | 0 | 0 | 0 | 0 | 0
F8_Commercial_Office (ID)_Existing_Food Preparation_Natural Gas_Griddle_Baseline Forecast | F8 | Commercial | Office (ID) | Existing | Food Preparation | Natural Gas | Griddle | Baseline Forecast | Avg. Replacement Winter Demand (n/a) | 0 | 0 | 0 | 0 | 0 | 0 | 0 | 0 | 0 | 0 | 0 | 0 | 0 | 0 | 0 | 0 | 0 | 0 | 0 | 0 | 0 | 0 | 0 | 0 | 0 | 0 | 0
F1_Commercial_Office (ID)_Existing_Food Preparation_Natural Gas_Range_Baseline Forecast | F1 | Commercial | Office (ID) | Existing | Food Preparation | Natural Gas | Range | Baseline Forecast | Units | 127743.3553 | 125420.7488 | 123140.3716 | 120901.4557 | 118703.2474 | 116545.0066 | 114426.0065 | 112345.5336 | 110302.8875 | 108297.3805 | 106328.3372 | 104395.0947 | 102497.0021 | 100633.4202 | 98803.7217 | 97007.2904 | 95243.5215 | 93511.8211 | 91811.6061 | 90142.3042 | 88503.3532 | 86894.2014 | 85314.3068 | 83763.1376 | 82240.1714 | 80744.8956 | 79276.8066
F2_Commercial_Office (ID)_Existing_Food Preparation_Natural Gas_Range_Baseline Forecast | F2 | Commercial | Office (ID) | Existing | Food Preparation | Natural Gas | Range | Baseline Forecast | Usage (MMtherm) | 0.0048342 | 0.0047463 | 0.00466 | 0.0045753 | 0.0044921 | 0.0044104 | 0.0043302 | 0.0042515 | 0.0041742 | 0.0040983 | 0.0040238 | 0.0039506 | 0.0038788 | 0.0038083 | 0.003739 | 0.0036711 | 0.0036043 | 0.0035388 | 0.0034744 | 0.0034113 | 0.0033492 | 0.0032883 | 0.0032286 | 0.0031699 | 0.0031122 | 0.0030556 | 0.0030001
F3_Commercial_Office (ID)_Existing_Food Preparation_Natural Gas_Range_Baseline Forecast | F3 | Commercial | Office (ID) | Existing | Food Preparation | Natural Gas | Range | Baseline Forecast | Summer Peak Demand (n/a) | 0 | 0 | 0 | 0 | 0 | 0 | 0 | 0 | 0 | 0 | 0 | 0 | 0 | 0 | 0 | 0 | 0 | 0 | 0 | 0 | 0 | 0 | 0 | 0 | 0 | 0 | 0
F4_Commercial_Office (ID)_Existing_Food Preparation_Natural Gas_Range_Baseline Forecast | F4 | Commercial | Office (ID) | Existing | Food Preparation | Natural Gas | Range | Baseline Forecast | Winter Peak Demand (n/a) | 0 | 0 | 0 | 0 | 0 | 0 | 0 | 0 | 0 | 0 | 0 | 0 | 0 | 0 | 0 | 0 | 0 | 0 | 0 | 0 | 0 | 0 | 0 | 0 | 0 | 0 | 0
F5_Commercial_Office (ID)_Existing_Food Preparation_Natural Gas_Range_Baseline Forecast | F5 | Commercial | Office (ID) | Existing | Food Preparation | Natural Gas | Range | Baseline Forecast | Turnover | 0 | 5016.83 | 6403.2993 | 7447.5297 | 8223.761 | 8790.2906 | 9192.8938 | 9467.5109 | 9642.3572 | 9739.5809 | 8500.6248 | 7762.5634 | 7359.9038 | 7175.2465 | 7126.2644 | 8173.2495 | 8324.5864 | 8408.8207 | 8440.9785 | 8216.5095 | 7883.9089 | 7529.9277 | 7201.3652 | 6919.8952 | 6605.7737 | 6481.6977 | 6463.808
F6_Commercial_Office (ID)_Existing_Food Preparation_Natural Gas_Range_Baseline Forecast | F6 | Commercial | Office (ID) | Existing | Food Preparation | Natural Gas | Range | Baseline Forecast | Avg. Replacement Usage (therms) | 0.037843 | 0.037843 | 0.037843 | 0.037843 | 0.037843 | 0.037843 | 0.037843 | 0.037843 | 0.037843 | 0.037843 | 0.037843 | 0.037843 | 0.037843 | 0.037843 | 0.037843 | 0.037843 | 0.037843 | 0.037843 | 0.037843 | 0.037843 | 0.037843 | 0.037843 | 0.037843 | 0.037843 | 0.037843 | 0.037843 | 0.037843
F7_Commercial_Office (ID)_Existing_Food Preparation_Natural Gas_Range_Baseline Forecast | F7 | Commercial | Office (ID) | Existing | Food Preparation | Natural Gas | Range | Baseline Forecast | Avg. Replacement Summer Demand (n/a) | 0 | 0 | 0 | 0 | 0 | 0 | 0 | 0 | 0 | 0 | 0 | 0 | 0 | 0 | 0 | 0 | 0 | 0 | 0 | 0 | 0 | 0 | 0 | 0 | 0 | 0 | 0
F8_Commercial_Office (ID)_Existing_Food Preparation_Natural Gas_Range_Baseline Forecast | F8 | Commercial | Office (ID) | Existing | Food Preparation | Natural Gas | Range | Baseline Forecast | Avg. Replacement Winter Demand (n/a) | 0 | 0 | 0 | 0 | 0 | 0 | 0 | 0 | 0 | 0 | 0 | 0 | 0 | 0 | 0 | 0 | 0 | 0 | 0 | 0 | 0 | 0 | 0 | 0 | 0 | 0 | 0
F1_Commercial_Office (ID)_Existing_Food Preparation_Natural Gas_Steamer_Baseline Forecast | F1 | Commercial | Office (ID) | Existing | Food Preparation | Natural Gas | Steamer | Baseline Forecast | Units | 0 | 0 | 0 | 0 | 0 | 0 | 0 | 0 | 0 | 0 | 0 | 0 | 0 | 0 | 0 | 0 | 0 | 0 | 0 | 0 | 0 | 0 | 0 | 0 | 0 | 0 | 0
F2_Commercial_Office (ID)_Existing_Food Preparation_Natural Gas_Steamer_Baseline Forecast | F2 | Commercial | Office (ID) | Existing | Food Preparation | Natural Gas | Steamer | Baseline Forecast | Usage (MMtherm) | 0 | 0 | 0 | 0 | 0 | 0 | 0 | 0 | 0 | 0 | 0 | 0 | 0 | 0 | 0 | 0 | 0 | 0 | 0 | 0 | 0 | 0 | 0 | 0 | 0 | 0 | 0
F3_Commercial_Office (ID)_Existing_Food Preparation_Natural Gas_Steamer_Baseline Forecast | F3 | Commercial | Office (ID) | Existing | Food Preparation | Natural Gas | Steamer | Baseline Forecast | Summer Peak Demand (n/a) | 0 | 0 | 0 | 0 | 0 | 0 | 0 | 0 | 0 | 0 | 0 | 0 | 0 | 0 | 0 | 0 | 0 | 0 | 0 | 0 | 0 | 0 | 0 | 0 | 0 | 0 | 0
F4_Commercial_Office (ID)_Existing_Food Preparation_Natural Gas_Steamer_Baseline Forecast | F4 | Commercial | Office (ID) | Existing | Food Preparation | Natural Gas | Steamer | Baseline Forecast | Winter Peak Demand (n/a) | 0 | 0 | 0 | 0 | 0 | 0 | 0 | 0 | 0 | 0 | 0 | 0 | 0 | 0 | 0 | 0 | 0 | 0 | 0 | 0 | 0 | 0 | 0 | 0 | 0 | 0 | 0
F5_Commercial_Office (ID)_Existing_Food Preparation_Natural Gas_Steamer_Baseline Forecast | F5 | Commercial | Office (ID) | Existing | Food Preparation | Natural Gas | Steamer | Baseline Forecast | Turnover | 0 | 0 | 0 | 0 | 0 | 0 | 0 | 0 | 0 | 0 | 0 | 0 | 0 | 0 | 0 | 0 | 0 | 0 | 0 | 0 | 0 | 0 | 0 | 0 | 0 | 0 | 0
F6_Commercial_Office (ID)_Existing_Food Preparation_Natural Gas_Steamer_Baseline Forecast | F6 | Commercial | Office (ID) | Existing | Food Preparation | Natural Gas | Steamer | Baseline Forecast | Avg. Replacement Usage (therms) | 0.043731 | 0.043731 | 0.043731 | 0.043731 | 0.043731 | 0.043731 | 0.043731 | 0.043731 | 0.043731 | 0.043731 | 0.043731 | 0.043731 | 0.043731 | 0.043731 | 0.043731 | 0.043731 | 0.043731 | 0.043731 | 0.043731 | 0.043731 | 0.043731 | 0.043731 | 0.043731 | 0.043731 | 0.043731 | 0.043731 | 0.043731
F7_Commercial_Office (ID)_Existing_Food Preparation_Natural Gas_Steamer_Baseline Forecast | F7 | Commercial | Office (ID) | Existing | Food Preparation | Natural Gas | Steamer | Baseline Forecast | Avg. Replacement Summer Demand (n/a) | 0 | 0 | 0 | 0 | 0 | 0 | 0 | 0 | 0 | 0 | 0 | 0 | 0 | 0 | 0 | 0 | 0 | 0 | 0 | 0 | 0 | 0 | 0 | 0 | 0 | 0 | 0
F8_Commercial_Office (ID)_Existing_Food Preparation_Natural Gas_Steamer_Baseline Forecast | F8 | Commercial | Office (ID) | Existing | Food Preparation | Natural Gas | Steamer | Baseline Forecast | Avg. Replacement Winter Demand (n/a) | 0 | 0 | 0 | 0 | 0 | 0 | 0 | 0 | 0 | 0 | 0 | 0 | 0 | 0 | 0 | 0 | 0 | 0 | 0 | 0 | 0 | 0 | 0 | 0 | 0 | 0 | 0
F1_Commercial_Office (ID)_Existing_Food Preparation_Natural Gas_Food Prep Other_Baseline Forecast | F1 | Commercial | Office (ID) | Existing | Food Preparation | Natural Gas | Food Prep Other | Baseline Forecast | Units | 0 | 0 | 0 | 0 | 0 | 0 | 0 | 0 | 0 | 0 | 0 | 0 | 0 | 0 | 0 | 0 | 0 | 0 | 0 | 0 | 0 | 0 | 0 | 0 | 0 | 0 | 0
F2_Commercial_Office (ID)_Existing_Food Preparation_Natural Gas_Food Prep Other_Baseline Forecast | F2 | Commercial | Office (ID) | Existing | Food Preparation | Natural Gas | Food Prep Other | Baseline Forecast | Usage (MMtherm) | 0 | 0 | 0 | 0 | 0 | 0 | 0 | 0 | 0 | 0 | 0 | 0 | 0 | 0 | 0 | 0 | 0 | 0 | 0 | 0 | 0 | 0 | 0 | 0 | 0 | 0 | 0
F3_Commercial_Office (ID)_Existing_Food Preparation_Natural Gas_Food Prep Other_Baseline Forecast | F3 | Commercial | Office (ID) | Existing | Food Preparation | Natural Gas | Food Prep Other | Baseline Forecast | Summer Peak Demand (n/a) | 0 | 0 | 0 | 0 | 0 | 0 | 0 | 0 | 0 | 0 | 0 | 0 | 0 | 0 | 0 | 0 | 0 | 0 | 0 | 0 | 0 | 0 | 0 | 0 | 0 | 0 | 0
F4_Commercial_Office (ID)_Existing_Food Preparation_Natural Gas_Food Prep Other_Baseline Forecast | F4 | Commercial | Office (ID) | Existing | Food Preparation | Natural Gas | Food Prep Other | Baseline Forecast | Winter Peak Demand (n/a) | 0 | 0 | 0 | 0 | 0 | 0 | 0 | 0 | 0 | 0 | 0 | 0 | 0 | 0 | 0 | 0 | 0 | 0 | 0 | 0 | 0 | 0 | 0 | 0 | 0 | 0 | 0
F5_Commercial_Office (ID)_Existing_Food Preparation_Natural Gas_Food Prep Other_Baseline Forecast | F5 | Commercial | Office (ID) | Existing | Food Preparation | Natural Gas | Food Prep Other | Baseline Forecast | Turnover | 0 | 0 | 0 | 0 | 0 | 0 | 0 | 0 | 0 | 0 | 0 | 0 | 0 | 0 | 0 | 0 | 0 | 0 | 0 | 0 | 0 | 0 | 0 | 0 | 0 | 0 | 0
F6_Commercial_Office (ID)_Existing_Food Preparation_Natural Gas_Food Prep Other_Baseline Forecast | F6 | Commercial | Office (ID) | Existing | Food Preparation | Natural Gas | Food Prep Other | Baseline Forecast | Avg. Replacement Usage (therms) | 0.015793 | 0.015793 | 0.015793 | 0.015793 | 0.015793 | 0.015793 | 0.015793 | 0.015793 | 0.015793 | 0.015793 | 0.015793 | 0.015793 | 0.015793 | 0.015793 | 0.015793 | 0.015793 | 0.015793 | 0.015793 | 0.015793 | 0.015793 | 0.015793 | 0.015793 | 0.015793 | 0.015793 | 0.015793 | 0.015793 | 0.015793
F7_Commercial_Office (ID)_Existing_Food Preparation_Natural Gas_Food Prep Other_Baseline Forecast | F7 | Commercial | Office (ID) | Existing | Food Preparation | Natural Gas | Food Prep Other | Baseline Forecast | Avg. Replacement Summer Demand (n/a) | 0 | 0 | 0 | 0 | 0 | 0 | 0 | 0 | 0 | 0 | 0 | 0 | 0 | 0 | 0 | 0 | 0 | 0 | 0 | 0 | 0 | 0 | 0 | 0 | 0 | 0 | 0
F8_Commercial_Office (ID)_Existing_Food Preparation_Natural Gas_Food Prep Other_Baseline Forecast | F8 | Commercial | Office (ID) | Existing | Food Preparation | Natural Gas | Food Prep Other | Baseline Forecast | Avg. Replacement Winter Demand (n/a) | 0 | 0 | 0 | 0 | 0 | 0 | 0 | 0 | 0 | 0 | 0 | 0 | 0 | 0 | 0 | 0 | 0 | 0 | 0 | 0 | 0 | 0 | 0 | 0 | 0 | 0 | 0
F1_Commercial_Office (ID)_Existing_Miscellaneous_Natural Gas_Pool Heater_Baseline Forecast | F1 | Commercial | Office (ID) | Existing | Miscellaneous | Natural Gas | Pool Heater | Baseline Forecast | Units | 0 | 0 | 0 | 0 | 0 | 0 | 0 | 0 | 0 | 0 | 0 | 0 | 0 | 0 | 0 | 0 | 0 | 0 | 0 | 0 | 0 | 0 | 0 | 0 | 0 | 0 | 0
F2_Commercial_Office (ID)_Existing_Miscellaneous_Natural Gas_Pool Heater_Baseline Forecast | F2 | Commercial | Office (ID) | Existing | Miscellaneous | Natural Gas | Pool Heater | Baseline Forecast | Usage (MMtherm) | 0 | 0 | 0 | 0 | 0 | 0 | 0 | 0 | 0 | 0 | 0 | 0 | 0 | 0 | 0 | 0 | 0 | 0 | 0 | 0 | 0 | 0 | 0 | 0 | 0 | 0 | 0
F3_Commercial_Office (ID)_Existing_Miscellaneous_Natural Gas_Pool Heater_Baseline Forecast | F3 | Commercial | Office (ID) | Existing | Miscellaneous | Natural Gas | Pool Heater | Baseline Forecast | Summer Peak Demand (n/a) | 0 | 0 | 0 | 0 | 0 | 0 | 0 | 0 | 0 | 0 | 0 | 0 | 0 | 0 | 0 | 0 | 0 | 0 | 0 | 0 | 0 | 0 | 0 | 0 | 0 | 0 | 0
F4_Commercial_Office (ID)_Existing_Miscellaneous_Natural Gas_Pool Heater_Baseline Forecast | F4 | Commercial | Office (ID) | Existing | Miscellaneous | Natural Gas | Pool Heater | Baseline Forecast | Winter Peak Demand (n/a) | 0 | 0 | 0 | 0 | 0 | 0 | 0 | 0 | 0 | 0 | 0 | 0 | 0 | 0 | 0 | 0 | 0 | 0 | 0 | 0 | 0 | 0 | 0 | 0 | 0 | 0 | 0
F5_Commercial_Office (ID)_Existing_Miscellaneous_Natural Gas_Pool Heater_Baseline Forecast | F5 | Commercial | Office (ID) | Existing | Miscellaneous | Natural Gas | Pool Heater | Baseline Forecast | Turnover | 0 | 0 | 0 | 0 | 0 | 0 | 0 | 0 | 0 | 0 | 0 | 0 | 0 | 0 | 0 | 0 | 0 | 0 | 0 | 0 | 0 | 0 | 0 | 0 | 0 | 0 | 0
F6_Commercial_Office (ID)_Existing_Miscellaneous_Natural Gas_Pool Heater_Baseline Forecast | F6 | Commercial | Office (ID) | Existing | Miscellaneous | Natural Gas | Pool Heater | Baseline Forecast | Avg. Replacement Usage (therms) | 0.01 | 0.01 | 0.01 | 0.01 | 0.01 | 0.01 | 0.01 | 0.01 | 0.01 | 0.01 | 0.01 | 0.01 | 0.01 | 0.01 | 0.01 | 0.01 | 0.01 | 0.01 | 0.01 | 0.01 | 0.01 | 0.01 | 0.01 | 0.01 | 0.01 | 0.01 | 0.01
F7_Commercial_Office (ID)_Existing_Miscellaneous_Natural Gas_Pool Heater_Baseline Forecast | F7 | Commercial | Office (ID) | Existing | Miscellaneous | Natural Gas | Pool Heater | Baseline Forecast | Avg. Replacement Summer Demand (n/a) | 0 | 0 | 0 | 0 | 0 | 0 | 0 | 0 | 0 | 0 | 0 | 0 | 0 | 0 | 0 | 0 | 0 | 0 | 0 | 0 | 0 | 0 | 0 | 0 | 0 | 0 | 0
F8_Commercial_Office (ID)_Existing_Miscellaneous_Natural Gas_Pool Heater_Baseline Forecast | F8 | Commercial | Office (ID) | Existing | Miscellaneous | Natural Gas | Pool Heater | Baseline Forecast | Avg. Replacement Winter Demand (n/a) | 0 | 0 | 0 | 0 | 0 | 0 | 0 | 0 | 0 | 0 | 0 | 0 | 0 | 0 | 0 | 0 | 0 | 0 | 0 | 0 | 0 | 0 | 0 | 0 | 0 | 0 | 0
F1_Commercial_Office (ID)_Existing_Miscellaneous_Natural Gas_Miscellaneous_Baseline Forecast | F1 | Commercial | Office (ID) | Existing | Miscellaneous | Natural Gas | Miscellaneous | Baseline Forecast | Units | 8062734.7739 | 7916139.5962 | 7772209.7854 | 7630896.8802 | 7492153.3005 | 7355932.3314 | 7222188.1072 | 7090875.5962 | 6961950.5854 | 6835369.6656 | 6711090.2172 | 6589070.395 | 6469269.1151 | 6351646.0403 | 6236161.5668 | 6122776.8111 | 6011453.5963 | 5902154.44 | 5794842.5411 | 5689481.7676 | 5586036.6446 | 5484472.342 | 5384754.663 | 5286850.0328 | 5190725.4867 | 5096348.6597 | 5003687.775
F2_Commercial_Office (ID)_Existing_Miscellaneous_Natural Gas_Miscellaneous_Baseline Forecast | F2 | Commercial | Office (ID) | Existing | Miscellaneous | Natural Gas | Miscellaneous | Baseline Forecast | Usage (MMtherm) | 0.026501 | 0.026019 | 0.025546 | 0.025082 | 0.024626 | 0.024178 | 0.023738 | 0.023307 | 0.022883 | 0.022467 | 0.022058 | 0.021657 | 0.021264 | 0.020877 | 0.020497 | 0.020125 | 0.019759 | 0.0194 | 0.019047 | 0.018701 | 0.01836 | 0.018027 | 0.017699 | 0.017377 | 0.017061 | 0.016751 | 0.016446
F3_Commercial_Office (ID)_Existing_Miscellaneous_Natural Gas_Miscellaneous_Baseline Forecast | F3 | Commercial | Office (ID) | Existing | Miscellaneous | Natural Gas | Miscellaneous | Baseline Forecast | Summer Peak Demand (n/a) | 0 | 0 | 0 | 0 | 0 | 0 | 0 | 0 | 0 | 0 | 0 | 0 | 0 | 0 | 0 | 0 | 0 | 0 | 0 | 0 | 0 | 0 | 0 | 0 | 0 | 0 | 0
F4_Commercial_Office (ID)_Existing_Miscellaneous_Natural Gas_Miscellaneous_Baseline Forecast | F4 | Commercial | Office (ID) | Existing | Miscellaneous | Natural Gas | Miscellaneous | Baseline Forecast | Winter Peak Demand (n/a) | 0 | 0 | 0 | 0 | 0 | 0 | 0 | 0 | 0 | 0 | 0 | 0 | 0 | 0 | 0 | 0 | 0 | 0 | 0 | 0 | 0 | 0 | 0 | 0 | 0 | 0 | 0
F5_Commercial_Office (ID)_Existing_Miscellaneous_Natural Gas_Miscellaneous_Baseline Forecast | F5 | Commercial | Office (ID) | Existing | Miscellaneous | Natural Gas | Miscellaneous | Baseline Forecast | Turnover | 0 | 678526.2511 | 793082.6312 | 885451.0083 | 836899.4232 | 811529.1086 | 802667.2422 | 788645.0101 | 773414.2698 | 759398.5364 | 745707.5912 | 896678.5298 | 888055.7892 | 874072.3767 | 848948.9109 | 832047.8987 | 819825.7308 | 804852.6905 | 789611.9793 | 775361.021 | 761360.5311 | 787390.0734 | 769330.6619 | 750901.6077 | 736148.5515 | 723174.5365 | 710824.5922
F6_Commercial_Office (ID)_Existing_Miscellaneous_Natural Gas_Miscellaneous_Baseline Forecast | F6 | Commercial | Office (ID) | Existing | Miscellaneous | Natural Gas | Miscellaneous | Baseline Forecast | Avg. Replacement Usage (therms) | 0.0032869 | 0.0032869 | 0.0032869 | 0.0032869 | 0.0032869 | 0.0032869 | 0.0032869 | 0.0032869 | 0.0032869 | 0.0032869 | 0.0032869 | 0.0032869 | 0.0032869 | 0.0032869 | 0.0032869 | 0.0032869 | 0.0032869 | 0.0032869 | 0.0032869 | 0.0032869 | 0.0032869 | 0.0032869 | 0.0032869 | 0.0032869 | 0.0032869 | 0.0032869 | 0.0032869
F7_Commercial_Office (ID)_Existing_Miscellaneous_Natural Gas_Miscellaneous_Baseline Forecast | F7 | Commercial | Office (ID) | Existing | Miscellaneous | Natural Gas | Miscellaneous | Baseline Forecast | Avg. Replacement Summer Demand (n/a) | 0 | 0 | 0 | 0 | 0 | 0 | 0 | 0 | 0 | 0 | 0 | 0 | 0 | 0 | 0 | 0 | 0 | 0 | 0 | 0 | 0 | 0 | 0 | 0 | 0 | 0 | 0
F8_Commercial_Office (ID)_Existing_Miscellaneous_Natural Gas_Miscellaneous_Baseline Forecast | F8 | Commercial | Office (ID) | Existing | Miscellaneous | Natural Gas | Miscellaneous | Baseline Forecast | Avg. Replacement Winter Demand (n/a) | 0 | 0 | 0 | 0 | 0 | 0 | 0 | 0 | 0 | 0 | 0 | 0 | 0 | 0 | 0 | 0 | 0 | 0 | 0 | 0 | 0 | 0 | 0 | 0 | 0 | 0 | 0
F1_Commercial_Office (ID)_New_Space Heating_Natural Gas_Furnace_Baseline Forecast | F1 | Commercial | Office (ID) | New | Space Heating | Natural Gas | Furnace | Baseline Forecast | Units | 0 | 77456.7025 | 149840.273 | 236274.7555 | 324572.6667 | 404472.0414 | 474377.0353 | 541979.1845 | 607576.7669 | 670691.154 | 732800.3302 | 794853.8869 | 855906.2716 | 916067.7458 | 975789.9499 | 1034902.9662 | 1093205.5154 | 1150527.0868 | 1207162.8211 | 1262817.3855 | 1317133.0437 | 1370559.4155 | 1423452.6645 | 1476261.8791 | 1528162.3208 | 1582491.3927 | 1630844.566
F2_Commercial_Office (ID)_New_Space Heating_Natural Gas_Furnace_Baseline Forecast | F2 | Commercial | Office (ID) | New | Space Heating | Natural Gas | Furnace | Baseline Forecast | Usage (MMtherm) | 0 | 0.016181 | 0.031303 | 0.04936 | 0.067806 | 0.084498 | 0.099102 | 0.11322 | 0.12693 | 0.14011 | 0.15309 | 0.16605 | 0.17881 | 0.19137 | 0.20385 | 0.2162 | 0.22838 | 0.24036 | 0.25219 | 0.26381 | 0.27516 | 0.28632 | 0.29737 | 0.3084 | 0.31925 | 0.3306 | 0.3407
F3_Commercial_Office (ID)_New_Space Heating_Natural Gas_Furnace_Baseline Forecast | F3 | Commercial | Office (ID) | New | Space Heating | Natural Gas | Furnace | Baseline Forecast | Summer Peak Demand (n/a) | 0 | 0 | 0 | 0 | 0 | 0 | 0 | 0 | 0 | 0 | 0 | 0 | 0 | 0 | 0 | 0 | 0 | 0 | 0 | 0 | 0 | 0 | 0 | 0 | 0 | 0 | 0
F4_Commercial_Office (ID)_New_Space Heating_Natural Gas_Furnace_Baseline Forecast | F4 | Commercial | Office (ID) | New | Space Heating | Natural Gas | Furnace | Baseline Forecast | Winter Peak Demand (n/a) | 0 | 0 | 0 | 0 | 0 | 0 | 0 | 0 | 0 | 0 | 0 | 0 | 0 | 0 | 0 | 0 | 0 | 0 | 0 | 0 | 0 | 0 | 0 | 0 | 0 | 0 | 0
F5_Commercial_Office (ID)_New_Space Heating_Natural Gas_Furnace_Baseline Forecast | F5 | Commercial | Office (ID) | New | Space Heating | Natural Gas | Furnace | Baseline Forecast | Turnover | 0 | 77456.7025 | 72383.5705 | 86434.4825 | 88297.9111 | 79899.3747 | 69904.9939 | 67602.1492 | 65597.5824 | 63114.3871 | 62109.1762 | 62053.5567 | 68093.9031 | 73143.1792 | 79381.4343 | 85012.1266 | 89110.7744 | 91684.0483 | 94019.9997 | 95603.6767 | 96370.7046 | 97304.5208 | 98423.7078 | 125070.9882 | 122625.8868 | 130318.4787 | 125756.5731
F6_Commercial_Office (ID)_New_Space Heating_Natural Gas_Furnace_Baseline Forecast | F6 | Commercial | Office (ID) | New | Space Heating | Natural Gas | Furnace | Baseline Forecast | Avg. Replacement Usage (therms) | 0.2168 | 0.20891 | 0.20891 | 0.20891 | 0.20891 | 0.20891 | 0.20891 | 0.20891 | 0.20891 | 0.20891 | 0.20891 | 0.20891 | 0.20891 | 0.20891 | 0.20891 | 0.20891 | 0.20891 | 0.20891 | 0.20891 | 0.20891 | 0.20891 | 0.20891 | 0.20891 | 0.20891 | 0.20891 | 0.20891 | 0.20891
F7_Commercial_Office (ID)_New_Space Heating_Natural Gas_Furnace_Baseline Forecast | F7 | Commercial | Office (ID) | New | Space Heating | Natural Gas | Furnace | Baseline Forecast | Avg. Replacement Summer Demand (n/a) | 0 | 0 | 0 | 0 | 0 | 0 | 0 | 0 | 0 | 0 | 0 | 0 | 0 | 0 | 0 | 0 | 0 | 0 | 0 | 0 | 0 | 0 | 0 | 0 | 0 | 0 | 0
F8_Commercial_Office (ID)_New_Space Heating_Natural Gas_Furnace_Baseline Forecast | F8 | Commercial | Office (ID) | New | Space Heating | Natural Gas | Furnace | Baseline Forecast | Avg. Replacement Winter Demand (n/a) | 0 | 0 | 0 | 0 | 0 | 0 | 0 | 0 | 0 | 0 | 0 | 0 | 0 | 0 | 0 | 0 | 0 | 0 | 0 | 0 | 0 | 0 | 0 | 0 | 0 | 0 | 0
F1_Commercial_Office (ID)_New_Space Heating_Natural Gas_Boiler_Baseline Forecast | F1 | Commercial | Office (ID) | New | Space Heating | Natural Gas | Boiler | Baseline Forecast | Units | 0 | 83354.16 | 161248.9261 | 254264.4232 | 349285.2281 | 435268.0423 | 510495.5161 | 583244.8093 | 653836.9105 | 721756.7489 | 788594.841 | 855373.0787 | 921073.9165 | 985816.0109 | 1050085.3898 | 1113699.198 | 1176440.8312 | 1238126.7961 | 1299074.7053 | 1358966.7394 | 1417417.9246 | 1474912.1142 | 1531832.5898 | 1588662.6327 | 1644514.7099 | 1702980.3301 | 1755015.0542
F2_Commercial_Office (ID)_New_Space Heating_Natural Gas_Boiler_Baseline Forecast | F2 | Commercial | Office (ID) | New | Space Heating | Natural Gas | Boiler | Baseline Forecast | Usage (MMtherm) | 0 | 0.071002 | 0.13735 | 0.21658 | 0.29752 | 0.37076 | 0.43484 | 0.49681 | 0.55694 | 0.6148 | 0.67173 | 0.72861 | 0.78458 | 0.83972 | 0.89447 | 0.94866 | 1.0021 | 1.0546 | 1.1066 | 1.1576 | 1.2074 | 1.2563 | 1.3048 | 1.3532 | 1.4008 | 1.4506 | 1.4949
F3_Commercial_Office (ID)_New_Space Heating_Natural Gas_Boiler_Baseline Forecast | F3 | Commercial | Office (ID) | New | Space Heating | Natural Gas | Boiler | Baseline Forecast | Summer Peak Demand (n/a) | 0 | 0 | 0 | 0 | 0 | 0 | 0 | 0 | 0 | 0 | 0 | 0 | 0 | 0 | 0 | 0 | 0 | 0 | 0 | 0 | 0 | 0 | 0 | 0 | 0 | 0 | 0
F4_Commercial_Office (ID)_New_Space Heating_Natural Gas_Boiler_Baseline Forecast | F4 | Commercial | Office (ID) | New | Space Heating | Natural Gas | Boiler | Baseline Forecast | Winter Peak Demand (n/a) | 0 | 0 | 0 | 0 | 0 | 0 | 0 | 0 | 0 | 0 | 0 | 0 | 0 | 0 | 0 | 0 | 0 | 0 | 0 | 0 | 0 | 0 | 0 | 0 | 0 | 0 | 0
F5_Commercial_Office (ID)_New_Space Heating_Natural Gas_Boiler_Baseline Forecast | F5 | Commercial | Office (ID) | New | Space Heating | Natural Gas | Boiler | Baseline Forecast | Turnover | 0 | 83354.16 | 77894.766 | 93015.4971 | 95020.8049 | 85982.8143 | 75227.4737 | 72749.2932 | 70592.1012 | 67919.8384 | 66838.092 | 66778.2377 | 65700.8377 | 64742.0945 | 64269.3788 | 63613.8083 | 62741.6332 | 61685.9649 | 60947.9091 | 59892.0341 | 58451.1853 | 57494.1896 | 56920.4755 | 56830.043 | 55852.0771 | 58465.6202 | 52034.7241
F6_Commercial_Office (ID)_New_Space Heating_Natural Gas_Boiler_Baseline Forecast | F6 | Commercial | Office (ID) | New | Space Heating | Natural Gas | Boiler | Baseline Forecast | Avg. Replacement Usage (therms) | 0.88397 | 0.85181 | 0.85181 | 0.85181 | 0.85181 | 0.85181 | 0.85181 | 0.85181 | 0.85181 | 0.85181 | 0.85181 | 0.85181 | 0.85181 | 0.85181 | 0.85181 | 0.85181 | 0.85181 | 0.85181 | 0.85181 | 0.85181 | 0.85181 | 0.85181 | 0.85181 | 0.85181 | 0.85181 | 0.85181 | 0.85181
F7_Commercial_Office (ID)_New_Space Heating_Natural Gas_Boiler_Baseline Forecast | F7 | Commercial | Office (ID) | New | Space Heating | Natural Gas | Boiler | Baseline Forecast | Avg. Replacement Summer Demand (n/a) | 0 | 0 | 0 | 0 | 0 | 0 | 0 | 0 | 0 | 0 | 0 | 0 | 0 | 0 | 0 | 0 | 0 | 0 | 0 | 0 | 0 | 0 | 0 | 0 | 0 | 0 | 0
F8_Commercial_Office (ID)_New_Space Heating_Natural Gas_Boiler_Baseline Forecast | F8 | Commercial | Office (ID) | New | Space Heating | Natural Gas | Boiler | Baseline Forecast | Avg. Replacement Winter Demand (n/a) | 0 | 0 | 0 | 0 | 0 | 0 | 0 | 0 | 0 | 0 | 0 | 0 | 0 | 0 | 0 | 0 | 0 | 0 | 0 | 0 | 0 | 0 | 0 | 0 | 0 | 0 | 0
F1_Commercial_Office (ID)_New_Space Heating_Natural Gas_Unit Heater_Baseline Forecast | F1 | Commercial | Office (ID) | New | Space Heating | Natural Gas | Unit Heater | Baseline Forecast | Units | 0 | 3152.7682 | 6099.0415 | 9617.2378 | 13211.2824 | 16463.4762 | 19308.8625 | 22060.5147 | 24730.5738 | 27299.5578 | 29827.6261 | 32353.4305 | 34838.4835 | 37287.2733 | 39718.1832 | 42124.2969 | 44497.4217 | 46830.6172 | 49135.8966 | 51401.2388 | 53612.0827 | 55786.7295 | 57939.6762 | 60089.2024 | 62201.7382 | 64413.1281 | 66381.2773
F2_Commercial_Office (ID)_New_Space Heating_Natural Gas_Unit Heater_Baseline Forecast | F2 | Commercial | Office (ID) | New | Space Heating | Natural Gas | Unit Heater | Baseline Forecast | Usage (MMtherm) | 0 | 0.00032921 | 0.00063685 | 0.0010042 | 0.0013795 | 0.0017191 | 0.0020162 | 0.0023035 | 0.0025823 | 0.0028506 | 0.0031146 | 0.0033783 | 0.0036378 | 0.0038935 | 0.0041473 | 0.0043986 | 0.0046464 | 0.00489 | 0.0051307 | 0.0053673 | 0.0055981 | 0.0058252 | 0.00605 | 0.0062744 | 0.006495 | 0.0067259 | 0.0069315
F3_Commercial_Office (ID)_New_Space Heating_Natural Gas_Unit Heater_Baseline Forecast | F3 | Commercial | Office (ID) | New | Space Heating | Natural Gas | Unit Heater | Baseline Forecast | Summer Peak Demand (n/a) | 0 | 0 | 0 | 0 | 0 | 0 | 0 | 0 | 0 | 0 | 0 | 0 | 0 | 0 | 0 | 0 | 0 | 0 | 0 | 0 | 0 | 0 | 0 | 0 | 0 | 0 | 0
F4_Commercial_Office (ID)_New_Space Heating_Natural Gas_Unit Heater_Baseline Forecast | F4 | Commercial | Office (ID) | New | Space Heating | Natural Gas | Unit Heater | Baseline Forecast | Winter Peak Demand (n/a) | 0 | 0 | 0 | 0 | 0 | 0 | 0 | 0 | 0 | 0 | 0 | 0 | 0 | 0 | 0 | 0 | 0 | 0 | 0 | 0 | 0 | 0 | 0 | 0 | 0 | 0 | 0
F5_Commercial_Office (ID)_New_Space Heating_Natural Gas_Unit Heater_Baseline Forecast | F5 | Commercial | Office (ID) | New | Space Heating | Natural Gas | Unit Heater | Baseline Forecast | Turnover | 0 | 3152.7682 | 2946.2733 | 3518.1963 | 3594.0446 | 3252.1938 | 2845.3863 | 2751.6522 | 2670.0591 | 2568.984 | 2528.0683 | 2525.8044 | 2485.0531 | 2448.7898 | 2430.9099 | 2406.1137 | 2373.1248 | 2619.8107 | 2833.6818 | 3065.5441 | 3265.0314 | 3428.653 | 3551.6239 | 3671.2011 | 3738.6093 | 3923.1825 | 3754.1487
F6_Commercial_Office (ID)_New_Space Heating_Natural Gas_Unit Heater_Baseline Forecast | F6 | Commercial | Office (ID) | New | Space Heating | Natural Gas | Unit Heater | Baseline Forecast | Avg. Replacement Usage (therms) | 0.10836 | 0.10442 | 0.10442 | 0.10442 | 0.10442 | 0.10442 | 0.10442 | 0.10442 | 0.10442 | 0.10442 | 0.10442 | 0.10442 | 0.10442 | 0.10442 | 0.10442 | 0.10442 | 0.10442 | 0.10442 | 0.10442 | 0.10442 | 0.10442 | 0.10442 | 0.10442 | 0.10442 | 0.10442 | 0.10442 | 0.10442
F7_Commercial_Office (ID)_New_Space Heating_Natural Gas_Unit Heater_Baseline Forecast | F7 | Commercial | Office (ID) | New | Space Heating | Natural Gas | Unit Heater | Baseline Forecast | Avg. Replacement Summer Demand (n/a) | 0 | 0 | 0 | 0 | 0 | 0 | 0 | 0 | 0 | 0 | 0 | 0 | 0 | 0 | 0 | 0 | 0 | 0 | 0 | 0 | 0 | 0 | 0 | 0 | 0 | 0 | 0
F8_Commercial_Office (ID)_New_Space Heating_Natural Gas_Unit Heater_Baseline Forecast | F8 | Commercial | Office (ID) | New | Space Heating | Natural Gas | Unit Heater | Baseline Forecast | Avg. Replacement Winter Demand (n/a) | 0 | 0 | 0 | 0 | 0 | 0 | 0 | 0 | 0 | 0 | 0 | 0 | 0 | 0 | 0 | 0 | 0 | 0 | 0 | 0 | 0 | 0 | 0 | 0 | 0 | 0 | 0
F1_Commercial_Office (ID)_New_Water Heating_Natural Gas_Water Heater_Baseline Forecast | F1 | Commercial | Office (ID) | New | Water Heating | Natural Gas | Water Heater | Baseline Forecast | Units | 0 | 104996.0614 | 203115.263 | 320281.111 | 439972.9208 | 548280.1347 | 643039.5138 | 734677.2828 | 823597.7709 | 909152.1754 | 993343.9711 | 1077460.3721 | 1160219.6392 | 1241771.2369 | 1322727.384 | 1402857.7497 | 1481889.4904 | 1559591.4714 | 1636363.7694 | 1711806.0471 | 1785433.377 | 1857855.2388 | 1929554.4286 | 2001139.7062 | 2071493.1009 | 2145138.6136 | 2210683.5256
F2_Commercial_Office (ID)_New_Water Heating_Natural Gas_Water Heater_Baseline Forecast | F2 | Commercial | Office (ID) | New | Water Heating | Natural Gas | Water Heater | Baseline Forecast | Usage (MMtherm) | 0 | 0.017682 | 0.034206 | 0.053937 | 0.074094 | 0.092333 | 0.10829 | 0.12372 | 0.1387 | 0.15311 | 0.16728 | 0.18145 | 0.19539 | 0.20912 | 0.22275 | 0.23625 | 0.24956 | 0.26264 | 0.27557 | 0.28828 | 0.30068 | 0.31287 | 0.32495 | 0.337 | 0.34885 | 0.36125 | 0.37229
F3_Commercial_Office (ID)_New_Water Heating_Natural Gas_Water Heater_Baseline Forecast | F3 | Commercial | Office (ID) | New | Water Heating | Natural Gas | Water Heater | Baseline Forecast | Summer Peak Demand (n/a) | 0 | 0 | 0 | 0 | 0 | 0 | 0 | 0 | 0 | 0 | 0 | 0 | 0 | 0 | 0 | 0 | 0 | 0 | 0 | 0 | 0 | 0 | 0 | 0 | 0 | 0 | 0
F4_Commercial_Office (ID)_New_Water Heating_Natural Gas_Water Heater_Baseline Forecast | F4 | Commercial | Office (ID) | New | Water Heating | Natural Gas | Water Heater | Baseline Forecast | Winter Peak Demand (n/a) | 0 | 0 | 0 | 0 | 0 | 0 | 0 | 0 | 0 | 0 | 0 | 0 | 0 | 0 | 0 | 0 | 0 | 0 | 0 | 0 | 0 | 0 | 0 | 0 | 0 | 0 | 0
F5_Commercial_Office (ID)_New_Water Heating_Natural Gas_Water Heater_Baseline Forecast | F5 | Commercial | Office (ID) | New | Water Heating | Natural Gas | Water Heater | Baseline Forecast | Turnover | 0 | 104996.0614 | 98119.2017 | 117165.848 | 119691.8097 | 108307.214 | 94759.3791 | 91637.7689 | 88920.4881 | 85554.4045 | 84191.7957 | 84116.401 | 92304.3636 | 99148.8856 | 107605.1223 | 115237.7803 | 120793.6826 | 124281.8717 | 127448.3594 | 129595.1052 | 130634.8462 | 131900.6763 | 133417.7849 | 169539.3779 | 166224.9325 | 176652.5885 | 170468.7192
F6_Commercial_Office (ID)_New_Water Heating_Natural Gas_Water Heater_Baseline Forecast | F6 | Commercial | Office (ID) | New | Water Heating | Natural Gas | Water Heater | Baseline Forecast | Avg. Replacement Usage (therms) | 0.16841 | 0.16841 | 0.16841 | 0.16841 | 0.16841 | 0.16841 | 0.16841 | 0.16841 | 0.16841 | 0.16841 | 0.16841 | 0.16841 | 0.16841 | 0.16841 | 0.16841 | 0.16841 | 0.16841 | 0.16841 | 0.16841 | 0.16841 | 0.16841 | 0.16841 | 0.16841 | 0.16841 | 0.16841 | 0.16841 | 0.16841
F7_Commercial_Office (ID)_New_Water Heating_Natural Gas_Water Heater_Baseline Forecast | F7 | Commercial | Office (ID) | New | Water Heating | Natural Gas | Water Heater | Baseline Forecast | Avg. Replacement Summer Demand (n/a) | 0 | 0 | 0 | 0 | 0 | 0 | 0 | 0 | 0 | 0 | 0 | 0 | 0 | 0 | 0 | 0 | 0 | 0 | 0 | 0 | 0 | 0 | 0 | 0 | 0 | 0 | 0
F8_Commercial_Office (ID)_New_Water Heating_Natural Gas_Water Heater_Baseline Forecast | F8 | Commercial | Office (ID) | New | Water Heating | Natural Gas | Water Heater | Baseline Forecast | Avg. Replacement Winter Demand (n/a) | 0 | 0 | 0 | 0 | 0 | 0 | 0 | 0 | 0 | 0 | 0 | 0 | 0 | 0 | 0 | 0 | 0 | 0 | 0 | 0 | 0 | 0 | 0 | 0 | 0 | 0 | 0
F1_Commercial_Office (ID)_New_Food Preparation_Natural Gas_Oven_Baseline Forecast | F1 | Commercial | Office (ID) | New | Food Preparation | Natural Gas | Oven | Baseline Forecast | Units | 0 | 1449.6577 | 2804.3681 | 4422.0514 | 6074.6101 | 7569.9841 | 8878.3062 | 10143.5289 | 11371.2346 | 12552.4656 | 13714.8834 | 14876.2602 | 16018.8993 | 17144.8644 | 18262.6082 | 19368.9507 | 20460.1247 | 21532.939 | 22592.9173 | 23634.5324 | 24651.0889 | 25651.0017 | 26640.9368 | 27629.2991 | 28600.653 | 29617.4606 | 30522.4248
F2_Commercial_Office (ID)_New_Food Preparation_Natural Gas_Oven_Baseline Forecast | F2 | Commercial | Office (ID) | New | Food Preparation | Natural Gas | Oven | Baseline Forecast | Usage (MMtherm) | 0 | 4.8122e-05 | 9.3093e-05 | 0.00014679 | 0.00020165 | 0.00025129 | 0.00029472 | 0.00033672 | 0.00037748 | 0.00041669 | 0.00045527 | 0.00049383 | 0.00053176 | 0.00056913 | 0.00060624 | 0.00064296 | 0.00067919 | 0.0007148 | 0.00074999 | 0.00078456 | 0.00081831 | 0.0008515 | 0.00088436 | 0.00091717 | 0.00094942 | 0.00098317 | 0.0010132
F3_Commercial_Office (ID)_New_Food Preparation_Natural Gas_Oven_Baseline Forecast | F3 | Commercial | Office (ID) | New | Food Preparation | Natural Gas | Oven | Baseline Forecast | Summer Peak Demand (n/a) | 0 | 0 | 0 | 0 | 0 | 0 | 0 | 0 | 0 | 0 | 0 | 0 | 0 | 0 | 0 | 0 | 0 | 0 | 0 | 0 | 0 | 0 | 0 | 0 | 0 | 0 | 0
F4_Commercial_Office (ID)_New_Food Preparation_Natural Gas_Oven_Baseline Forecast | F4 | Commercial | Office (ID) | New | Food Preparation | Natural Gas | Oven | Baseline Forecast | Winter Peak Demand (n/a) | 0 | 0 | 0 | 0 | 0 | 0 | 0 | 0 | 0 | 0 | 0 | 0 | 0 | 0 | 0 | 0 | 0 | 0 | 0 | 0 | 0 | 0 | 0 | 0 | 0 | 0 | 0
F5_Commercial_Office (ID)_New_Food Preparation_Natural Gas_Oven_Baseline Forecast | F5 | Commercial | Office (ID) | New | Food Preparation | Natural Gas | Oven | Baseline Forecast | Turnover | 0 | 1449.6577 | 1354.7104 | 1617.6833 | 1652.5587 | 1495.3741 | 1308.3221 | 1265.2227 | 1227.7058 | 1181.231 | 1452.3493 | 1664.2641 | 1868.4856 | 2037.154 | 2145.7698 | 2570.4467 | 2490.6121 | 2506.8427 | 2452.5896 | 2404.9689 | 2391.0578 | 2461.9128 | 2557.131 | 2659.0899 | 2893.0975 | 3107.8769 | 3132.7238
F6_Commercial_Office (ID)_New_Food Preparation_Natural Gas_Oven_Baseline Forecast | F6 | Commercial | Office (ID) | New | Food Preparation | Natural Gas | Oven | Baseline Forecast | Avg. Replacement Usage (therms) | 0.033196 | 0.033196 | 0.033196 | 0.033196 | 0.033196 | 0.033196 | 0.033196 | 0.033196 | 0.033196 | 0.033196 | 0.033196 | 0.033196 | 0.033196 | 0.033196 | 0.033196 | 0.033196 | 0.033196 | 0.033196 | 0.033196 | 0.033196 | 0.033196 | 0.033196 | 0.033196 | 0.033196 | 0.033196 | 0.033196 | 0.033196
F7_Commercial_Office (ID)_New_Food Preparation_Natural Gas_Oven_Baseline Forecast | F7 | Commercial | Office (ID) | New | Food Preparation | Natural Gas | Oven | Baseline Forecast | Avg. Replacement Summer Demand (n/a) | 0 | 0 | 0 | 0 | 0 | 0 | 0 | 0 | 0 | 0 | 0 | 0 | 0 | 0 | 0 | 0 | 0 | 0 | 0 | 0 | 0 | 0 | 0 | 0 | 0 | 0 | 0
F8_Commercial_Office (ID)_New_Food Preparation_Natural Gas_Oven_Baseline Forecast | F8 | Commercial | Office (ID) | New | Food Preparation | Natural Gas | Oven | Baseline Forecast | Avg. Replacement Winter Demand (n/a) | 0 | 0 | 0 | 0 | 0 | 0 | 0 | 0 | 0 | 0 | 0 | 0 | 0 | 0 | 0 | 0 | 0 | 0 | 0 | 0 | 0 | 0 | 0 | 0 | 0 | 0 | 0
F1_Commercial_Office (ID)_New_Food Preparation_Natural Gas_Conveyor Oven_Baseline Forecast | F1 | Commercial | Office (ID) | New | Food Preparation | Natural Gas | Conveyor Oven | Baseline Forecast | Units | 0 | 724.8288 | 1402.184 | 2211.0257 | 3037.305 | 3784.9921 | 4439.1531 | 5071.7644 | 5685.6173 | 6276.2328 | 6857.4417 | 7438.1301 | 8009.4496 | 8572.4322 | 9131.3041 | 9684.4754 | 10230.0624 | 10766.4695 | 11296.4587 | 11817.2662 | 12325.5444 | 12825.5009 | 13320.4684 | 13814.6495 | 14300.3265 | 14808.7303 | 15261.2124
F2_Commercial_Office (ID)_New_Food Preparation_Natural Gas_Conveyor Oven_Baseline Forecast | F2 | Commercial | Office (ID) | New | Food Preparation | Natural Gas | Conveyor Oven | Baseline Forecast | Usage (MMtherm) | 0 | 4.117e-05 | 7.9644e-05 | 0.00012559 | 0.00017252 | 0.00021499 | 0.00025214 | 0.00028808 | 0.00032294 | 0.00035649 | 0.0003895 | 0.00042249 | 0.00045494 | 0.00048691 | 0.00051866 | 0.00055008 | 0.00058107 | 0.00061154 | 0.00064164 | 0.00067122 | 0.00070009 | 0.00072849 | 0.0007566 | 0.00078467 | 0.00081226 | 0.00084114 | 0.00086684
F3_Commercial_Office (ID)_New_Food Preparation_Natural Gas_Conveyor Oven_Baseline Forecast | F3 | Commercial | Office (ID) | New | Food Preparation | Natural Gas | Conveyor Oven | Baseline Forecast | Summer Peak Demand (n/a) | 0 | 0 | 0 | 0 | 0 | 0 | 0 | 0 | 0 | 0 | 0 | 0 | 0 | 0 | 0 | 0 | 0 | 0 | 0 | 0 | 0 | 0 | 0 | 0 | 0 | 0 | 0
F4_Commercial_Office (ID)_New_Food Preparation_Natural Gas_Conveyor Oven_Baseline Forecast | F4 | Commercial | Office (ID) | New | Food Preparation | Natural Gas | Conveyor Oven | Baseline Forecast | Winter Peak Demand (n/a) | 0 | 0 | 0 | 0 | 0 | 0 | 0 | 0 | 0 | 0 | 0 | 0 | 0 | 0 | 0 | 0 | 0 | 0 | 0 | 0 | 0 | 0 | 0 | 0 | 0 | 0 | 0
F5_Commercial_Office (ID)_New_Food Preparation_Natural Gas_Conveyor Oven_Baseline Forecast | F5 | Commercial | Office (ID) | New | Food Preparation | Natural Gas | Conveyor Oven | Baseline Forecast | Turnover | 0 | 724.8288 | 677.3552 | 808.8416 | 826.2793 | 747.687 | 654.161 | 632.6113 | 613.8529 | 590.6155 | 581.2089 | 580.6884 | 571.3196 | 562.9826 | 558.8719 | 553.1712 | 545.587 | 681.3729 | 781.4328 | 883.7308 | 963.8727 | 1013.9694 | 1227.0197 | 1193.9002 | 1202.6912 | 1204.7094 | 1105.1659
F6_Commercial_Office (ID)_New_Food Preparation_Natural Gas_Conveyor Oven_Baseline Forecast | F6 | Commercial | Office (ID) | New | Food Preparation | Natural Gas | Conveyor Oven | Baseline Forecast | Avg. Replacement Usage (therms) | 0.0568 | 0.0568 | 0.0568 | 0.0568 | 0.0568 | 0.0568 | 0.0568 | 0.0568 | 0.0568 | 0.0568 | 0.0568 | 0.0568 | 0.0568 | 0.0568 | 0.0568 | 0.0568 | 0.0568 | 0.0568 | 0.0568 | 0.0568 | 0.0568 | 0.0568 | 0.0568 | 0.0568 | 0.0568 | 0.0568 | 0.0568
F7_Commercial_Office (ID)_New_Food Preparation_Natural Gas_Conveyor Oven_Baseline Forecast | F7 | Commercial | Office (ID) | New | Food Preparation | Natural Gas | Conveyor Oven | Baseline Forecast | Avg. Replacement Summer Demand (n/a) | 0 | 0 | 0 | 0 | 0 | 0 | 0 | 0 | 0 | 0 | 0 | 0 | 0 | 0 | 0 | 0 | 0 | 0 | 0 | 0 | 0 | 0 | 0 | 0 | 0 | 0 | 0
F8_Commercial_Office (ID)_New_Food Preparation_Natural Gas_Conveyor Oven_Baseline Forecast | F8 | Commercial | Office (ID) | New | Food Preparation | Natural Gas | Conveyor Oven | Baseline Forecast | Avg. Replacement Winter Demand (n/a) | 0 | 0 | 0 | 0 | 0 | 0 | 0 | 0 | 0 | 0 | 0 | 0 | 0 | 0 | 0 | 0 | 0 | 0 | 0 | 0 | 0 | 0 | 0 | 0 | 0 | 0 | 0
F1_Commercial_Office (ID)_New_Food Preparation_Natural Gas_Double Rack Oven_Baseline Forecast | F1 | Commercial | Office (ID) | New | Food Preparation | Natural Gas | Double Rack Oven | Baseline Forecast | Units | 0 | 724.8288 | 1402.184 | 2211.0257 | 3037.305 | 3784.9921 | 4439.1531 | 5071.7644 | 5685.6173 | 6276.2328 | 6857.4417 | 7438.1301 | 8009.4496 | 8572.4322 | 9131.3041 | 9684.4754 | 10230.0624 | 10766.4695 | 11296.4587 | 11817.2662 | 12325.5444 | 12825.5009 | 13320.4684 | 13814.6495 | 14300.3265 | 14808.7303 | 15261.2124
F2_Commercial_Office (ID)_New_Food Preparation_Natural Gas_Double Rack Oven_Baseline Forecast | F2 | Commercial | Office (ID) | New | Food Preparation | Natural Gas | Double Rack Oven | Baseline Forecast | Usage (MMtherm) | 0 | 6.2545e-05 | 0.00012099 | 0.00019079 | 0.00026209 | 0.00032661 | 0.00038305 | 0.00043764 | 0.00049061 | 0.00054157 | 0.00059173 | 0.00064183 | 0.00069113 | 0.00073971 | 0.00078794 | 0.00083567 | 0.00088275 | 0.00092903 | 0.00097477 | 0.0010197 | 0.0010636 | 0.0011067 | 0.0011494 | 0.0011921 | 0.001234 | 0.0012778 | 0.0013169
F3_Commercial_Office (ID)_New_Food Preparation_Natural Gas_Double Rack Oven_Baseline Forecast | F3 | Commercial | Office (ID) | New | Food Preparation | Natural Gas | Double Rack Oven | Baseline Forecast | Summer Peak Demand (n/a) | 0 | 0 | 0 | 0 | 0 | 0 | 0 | 0 | 0 | 0 | 0 | 0 | 0 | 0 | 0 | 0 | 0 | 0 | 0 | 0 | 0 | 0 | 0 | 0 | 0 | 0 | 0
F4_Commercial_Office (ID)_New_Food Preparation_Natural Gas_Double Rack Oven_Baseline Forecast | F4 | Commercial | Office (ID) | New | Food Preparation | Natural Gas | Double Rack Oven | Baseline Forecast | Winter Peak Demand (n/a) | 0 | 0 | 0 | 0 | 0 | 0 | 0 | 0 | 0 | 0 | 0 | 0 | 0 | 0 | 0 | 0 | 0 | 0 | 0 | 0 | 0 | 0 | 0 | 0 | 0 | 0 | 0
F5_Commercial_Office (ID)_New_Food Preparation_Natural Gas_Double Rack Oven_Baseline Forecast | F5 | Commercial | Office (ID) | New | Food Preparation | Natural Gas | Double Rack Oven | Baseline Forecast | Turnover | 0 | 724.8288 | 677.3552 | 808.8416 | 826.2793 | 747.687 | 654.161 | 632.6113 | 613.8529 | 590.6155 | 661.7454 | 727.5381 | 791.7239 | 850.7064 | 897.7028 | 927.0388 | 948.2038 | 962.4947 | 974.3576 | 1212.5372 | 1189.3673 | 1233.829 | 1247.1915 | 1238.3672 | 1221.3791 | 1261.081 | 1222.6958
F6_Commercial_Office (ID)_New_Food Preparation_Natural Gas_Double Rack Oven_Baseline Forecast | F6 | Commercial | Office (ID) | New | Food Preparation | Natural Gas | Double Rack Oven | Baseline Forecast | Avg. Replacement Usage (therms) | 0.08629 | 0.08629 | 0.08629 | 0.08629 | 0.08629 | 0.08629 | 0.08629 | 0.08629 | 0.08629 | 0.08629 | 0.08629 | 0.08629 | 0.08629 | 0.08629 | 0.08629 | 0.08629 | 0.08629 | 0.08629 | 0.08629 | 0.08629 | 0.08629 | 0.08629 | 0.08629 | 0.08629 | 0.08629 | 0.08629 | 0.08629
F7_Commercial_Office (ID)_New_Food Preparation_Natural Gas_Double Rack Oven_Baseline Forecast | F7 | Commercial | Office (ID) | New | Food Preparation | Natural Gas | Double Rack Oven | Baseline Forecast | Avg. Replacement Summer Demand (n/a) | 0 | 0 | 0 | 0 | 0 | 0 | 0 | 0 | 0 | 0 | 0 | 0 | 0 | 0 | 0 | 0 | 0 | 0 | 0 | 0 | 0 | 0 | 0 | 0 | 0 | 0 | 0
F8_Commercial_Office (ID)_New_Food Preparation_Natural Gas_Double Rack Oven_Baseline Forecast | F8 | Commercial | Office (ID) | New | Food Preparation | Natural Gas | Double Rack Oven | Baseline Forecast | Avg. Replacement Winter Demand (n/a) | 0 | 0 | 0 | 0 | 0 | 0 | 0 | 0 | 0 | 0 | 0 | 0 | 0 | 0 | 0 | 0 | 0 | 0 | 0 | 0 | 0 | 0 | 0 | 0 | 0 | 0 | 0
F1_Commercial_Office (ID)_New_Food Preparation_Natural Gas_Fryer_Baseline Forecast | F1 | Commercial | Office (ID) | New | Food Preparation | Natural Gas | Fryer | Baseline Forecast | Units | 0 | 2899.3154 | 5608.7362 | 8844.1028 | 12149.2201 | 15139.9683 | 17756.6124 | 20287.0577 | 22742.4693 | 25104.9312 | 27429.7667 | 29752.5203 | 32037.7986 | 34289.7288 | 36525.2165 | 38737.9014 | 40920.2494 | 43065.878 | 45185.8347 | 47269.0648 | 49302.1778 | 51302.0034 | 53281.8736 | 55258.5982 | 57201.3061 | 59234.9211 | 61044.8497
F2_Commercial_Office (ID)_New_Food Preparation_Natural Gas_Fryer_Baseline Forecast | F2 | Commercial | Office (ID) | New | Food Preparation | Natural Gas | Fryer | Baseline Forecast | Usage (MMtherm) | 0 | 0.00014911 | 0.00028846 | 0.00045485 | 0.00062484 | 0.00077865 | 0.00091322 | 0.0010434 | 0.0011696 | 0.0012911 | 0.0014107 | 0.0015302 | 0.0016477 | 0.0017635 | 0.0018785 | 0.0019923 | 0.0021045 | 0.0022149 | 0.0023239 | 0.0024311 | 0.0025356 | 0.0026385 | 0.0027403 | 0.002842 | 0.0029419 | 0.0030465 | 0.0031395
F3_Commercial_Office (ID)_New_Food Preparation_Natural Gas_Fryer_Baseline Forecast | F3 | Commercial | Office (ID) | New | Food Preparation | Natural Gas | Fryer | Baseline Forecast | Summer Peak Demand (n/a) | 0 | 0 | 0 | 0 | 0 | 0 | 0 | 0 | 0 | 0 | 0 | 0 | 0 | 0 | 0 | 0 | 0 | 0 | 0 | 0 | 0 | 0 | 0 | 0 | 0 | 0 | 0
F4_Commercial_Office (ID)_New_Food Preparation_Natural Gas_Fryer_Baseline Forecast | F4 | Commercial | Office (ID) | New | Food Preparation | Natural Gas | Fryer | Baseline Forecast | Winter Peak Demand (n/a) | 0 | 0 | 0 | 0 | 0 | 0 | 0 | 0 | 0 | 0 | 0 | 0 | 0 | 0 | 0 | 0 | 0 | 0 | 0 | 0 | 0 | 0 | 0 | 0 | 0 | 0 | 0
F5_Commercial_Office (ID)_New_Food Preparation_Natural Gas_Fryer_Baseline Forecast | F5 | Commercial | Office (ID) | New | Food Preparation | Natural Gas | Fryer | Baseline Forecast | Turnover | 0 | 2899.3154 | 2709.4208 | 3235.3666 | 3305.1174 | 2990.7481 | 2616.6441 | 2530.4453 | 2455.4115 | 2362.462 | 2324.8355 | 2322.7536 | 2548.8524 | 2737.854 | 2971.3609 | 3182.1258 | 3335.544 | 3431.8653 | 3519.3034 | 3578.5827 | 3607.2936 | 3642.2477 | 3684.1405 | 4681.5864 | 4590.0627 | 4878.0075 | 4707.2488
F6_Commercial_Office (ID)_New_Food Preparation_Natural Gas_Fryer_Baseline Forecast | F6 | Commercial | Office (ID) | New | Food Preparation | Natural Gas | Fryer | Baseline Forecast | Avg. Replacement Usage (therms) | 0.05143 | 0.05143 | 0.05143 | 0.05143 | 0.05143 | 0.05143 | 0.05143 | 0.05143 | 0.05143 | 0.05143 | 0.05143 | 0.05143 | 0.05143 | 0.05143 | 0.05143 | 0.05143 | 0.05143 | 0.05143 | 0.05143 | 0.05143 | 0.05143 | 0.05143 | 0.05143 | 0.05143 | 0.05143 | 0.05143 | 0.05143
F7_Commercial_Office (ID)_New_Food Preparation_Natural Gas_Fryer_Baseline Forecast | F7 | Commercial | Office (ID) | New | Food Preparation | Natural Gas | Fryer | Baseline Forecast | Avg. Replacement Summer Demand (n/a) | 0 | 0 | 0 | 0 | 0 | 0 | 0 | 0 | 0 | 0 | 0 | 0 | 0 | 0 | 0 | 0 | 0 | 0 | 0 | 0 | 0 | 0 | 0 | 0 | 0 | 0 | 0
F8_Commercial_Office (ID)_New_Food Preparation_Natural Gas_Fryer_Baseline Forecast | F8 | Commercial | Office (ID) | New | Food Preparation | Natural Gas | Fryer | Baseline Forecast | Avg. Replacement Winter Demand (n/a) | 0 | 0 | 0 | 0 | 0 | 0 | 0 | 0 | 0 | 0 | 0 | 0 | 0 | 0 | 0 | 0 | 0 | 0 | 0 | 0 | 0 | 0 | 0 | 0 | 0 | 0 | 0
F1_Commercial_Office (ID)_New_Food Preparation_Natural Gas_Broiler_Baseline Forecast | F1 | Commercial | Office (ID) | New | Food Preparation | Natural Gas | Broiler | Baseline Forecast | Units | 0 | 0 | 0 | 0 | 0 | 0 | 0 | 0 | 0 | 0 | 0 | 0 | 0 | 0 | 0 | 0 | 0 | 0 | 0 | 0 | 0 | 0 | 0 | 0 | 0 | 0 | 0
F2_Commercial_Office (ID)_New_Food Preparation_Natural Gas_Broiler_Baseline Forecast | F2 | Commercial | Office (ID) | New | Food Preparation | Natural Gas | Broiler | Baseline Forecast | Usage (MMtherm) | 0 | 0 | 0 | 0 | 0 | 0 | 0 | 0 | 0 | 0 | 0 | 0 | 0 | 0 | 0 | 0 | 0 | 0 | 0 | 0 | 0 | 0 | 0 | 0 | 0 | 0 | 0
F3_Commercial_Office (ID)_New_Food Preparation_Natural Gas_Broiler_Baseline Forecast | F3 | Commercial | Office (ID) | New | Food Preparation | Natural Gas | Broiler | Baseline Forecast | Summer Peak Demand (n/a) | 0 | 0 | 0 | 0 | 0 | 0 | 0 | 0 | 0 | 0 | 0 | 0 | 0 | 0 | 0 | 0 | 0 | 0 | 0 | 0 | 0 | 0 | 0 | 0 | 0 | 0 | 0
F4_Commercial_Office (ID)_New_Food Preparation_Natural Gas_Broiler_Baseline Forecast | F4 | Commercial | Office (ID) | New | Food Preparation | Natural Gas | Broiler | Baseline Forecast | Winter Peak Demand (n/a) | 0 | 0 | 0 | 0 | 0 | 0 | 0 | 0 | 0 | 0 | 0 | 0 | 0 | 0 | 0 | 0 | 0 | 0 | 0 | 0 | 0 | 0 | 0 | 0 | 0 | 0 | 0
F5_Commercial_Office (ID)_New_Food Preparation_Natural Gas_Broiler_Baseline Forecast | F5 | Commercial | Office (ID) | New | Food Preparation | Natural Gas | Broiler | Baseline Forecast | Turnover | 0 | 0 | 0 | 0 | 0 | 0 | 0 | 0 | 0 | 0 | 0 | 0 | 0 | 0 | 0 | 0 | 0 | 0 | 0 | 0 | 0 | 0 | 0 | 0 | 0 | 0 | 0
F6_Commercial_Office (ID)_New_Food Preparation_Natural Gas_Broiler_Baseline Forecast | F6 | Commercial | Office (ID) | New | Food Preparation | Natural Gas | Broiler | Baseline Forecast | Avg. Replacement Usage (therms) | 0.05496 | 0.05496 | 0.05496 | 0.05496 | 0.05496 | 0.05496 | 0.05496 | 0.05496 | 0.05496 | 0.05496 | 0.05496 | 0.05496 | 0.05496 | 0.05496 | 0.05496 | 0.05496 | 0.05496 | 0.05496 | 0.05496 | 0.05496 | 0.05496 | 0.05496 | 0.05496 | 0.05496 | 0.05496 | 0.05496 | 0.05496
F7_Commercial_Office (ID)_New_Food Preparation_Natural Gas_Broiler_Baseline Forecast | F7 | Commercial | Office (ID) | New | Food Preparation | Natural Gas | Broiler | Baseline Forecast | Avg. Replacement Summer Demand (n/a) | 0 | 0 | 0 | 0 | 0 | 0 | 0 | 0 | 0 | 0 | 0 | 0 | 0 | 0 | 0 | 0 | 0 | 0 | 0 | 0 | 0 | 0 | 0 | 0 | 0 | 0 | 0
F8_Commercial_Office (ID)_New_Food Preparation_Natural Gas_Broiler_Baseline Forecast | F8 | Commercial | Office (ID) | New | Food Preparation | Natural Gas | Broiler | Baseline Forecast | Avg. Replacement Winter Demand (n/a) | 0 | 0 | 0 | 0 | 0 | 0 | 0 | 0 | 0 | 0 | 0 | 0 | 0 | 0 | 0 | 0 | 0 | 0 | 0 | 0 | 0 | 0 | 0 | 0 | 0 | 0 | 0
F1_Commercial_Office (ID)_New_Food Preparation_Natural Gas_Griddle_Baseline Forecast | F1 | Commercial | Office (ID) | New | Food Preparation | Natural Gas | Griddle | Baseline Forecast | Units | 0 | 2899.3154 | 5608.7362 | 8844.1028 | 12149.2201 | 15139.9683 | 17756.6124 | 20287.0577 | 22742.4693 | 25104.9312 | 27429.7667 | 29752.5203 | 32037.7986 | 34289.7288 | 36525.2165 | 38737.9014 | 40920.2494 | 43065.878 | 45185.8347 | 47269.0648 | 49302.1778 | 51302.0034 | 53281.8736 | 55258.5982 | 57201.3061 | 59234.9211 | 61044.8497
F2_Commercial_Office (ID)_New_Food Preparation_Natural Gas_Griddle_Baseline Forecast | F2 | Commercial | Office (ID) | New | Food Preparation | Natural Gas | Griddle | Baseline Forecast | Usage (MMtherm) | 0 | 0.00011106 | 0.00021485 | 0.00033878 | 0.00046539 | 0.00057995 | 0.00068018 | 0.00077711 | 0.00087117 | 0.00096166 | 0.0010507 | 0.0011397 | 0.0012272 | 0.0013135 | 0.0013991 | 0.0014839 | 0.0015675 | 0.0016497 | 0.0017309 | 0.0018107 | 0.0018886 | 0.0019652 | 0.002041 | 0.0021167 | 0.0021911 | 0.002269 | 0.0023384
F3_Commercial_Office (ID)_New_Food Preparation_Natural Gas_Griddle_Baseline Forecast | F3 | Commercial | Office (ID) | New | Food Preparation | Natural Gas | Griddle | Baseline Forecast | Summer Peak Demand (n/a) | 0 | 0 | 0 | 0 | 0 | 0 | 0 | 0 | 0 | 0 | 0 | 0 | 0 | 0 | 0 | 0 | 0 | 0 | 0 | 0 | 0 | 0 | 0 | 0 | 0 | 0 | 0
F4_Commercial_Office (ID)_New_Food Preparation_Natural Gas_Griddle_Baseline Forecast | F4 | Commercial | Office (ID) | New | Food Preparation | Natural Gas | Griddle | Baseline Forecast | Winter Peak Demand (n/a) | 0 | 0 | 0 | 0 | 0 | 0 | 0 | 0 | 0 | 0 | 0 | 0 | 0 | 0 | 0 | 0 | 0 | 0 | 0 | 0 | 0 | 0 | 0 | 0 | 0 | 0 | 0
F5_Commercial_Office (ID)_New_Food Preparation_Natural Gas_Griddle_Baseline Forecast | F5 | Commercial | Office (ID) | New | Food Preparation | Natural Gas | Griddle | Baseline Forecast | Turnover | 0 | 2899.3154 | 2709.4208 | 3235.3666 | 3305.1174 | 2990.7481 | 2616.6441 | 2530.4453 | 2455.4115 | 2362.462 | 2646.9816 | 2910.1525 | 3166.8958 | 3402.8255 | 3590.8111 | 3708.1551 | 3792.8154 | 3849.9786 | 3897.4303 | 4850.1487 | 4757.4691 | 4935.3159 | 4988.766 | 4953.4689 | 4885.5162 | 5044.324 | 4890.7833
F6_Commercial_Office (ID)_New_Food Preparation_Natural Gas_Griddle_Baseline Forecast | F6 | Commercial | Office (ID) | New | Food Preparation | Natural Gas | Griddle | Baseline Forecast | Avg. Replacement Usage (therms) | 0.038306 | 0.038306 | 0.038306 | 0.038306 | 0.038306 | 0.038306 | 0.038306 | 0.038306 | 0.038306 | 0.038306 | 0.038306 | 0.038306 | 0.038306 | 0.038306 | 0.038306 | 0.038306 | 0.038306 | 0.038306 | 0.038306 | 0.038306 | 0.038306 | 0.038306 | 0.038306 | 0.038306 | 0.038306 | 0.038306 | 0.038306
F7_Commercial_Office (ID)_New_Food Preparation_Natural Gas_Griddle_Baseline Forecast | F7 | Commercial | Office (ID) | New | Food Preparation | Natural Gas | Griddle | Baseline Forecast | Avg. Replacement Summer Demand (n/a) | 0 | 0 | 0 | 0 | 0 | 0 | 0 | 0 | 0 | 0 | 0 | 0 | 0 | 0 | 0 | 0 | 0 | 0 | 0 | 0 | 0 | 0 | 0 | 0 | 0 | 0 | 0
F8_Commercial_Office (ID)_New_Food Preparation_Natural Gas_Griddle_Baseline Forecast | F8 | Commercial | Office (ID) | New | Food Preparation | Natural Gas | Griddle | Baseline Forecast | Avg. Replacement Winter Demand (n/a) | 0 | 0 | 0 | 0 | 0 | 0 | 0 | 0 | 0 | 0 | 0 | 0 | 0 | 0 | 0 | 0 | 0 | 0 | 0 | 0 | 0 | 0 | 0 | 0 | 0 | 0 | 0
F1_Commercial_Office (ID)_New_Food Preparation_Natural Gas_Range_Baseline Forecast | F1 | Commercial | Office (ID) | New | Food Preparation | Natural Gas | Range | Baseline Forecast | Units | 0 | 2899.3154 | 5608.7362 | 8844.1028 | 12149.2201 | 15139.9683 | 17756.6124 | 20287.0577 | 22742.4693 | 25104.9312 | 27429.7667 | 29752.5203 | 32037.7986 | 34289.7288 | 36525.2165 | 38737.9014 | 40920.2494 | 43065.878 | 45185.8347 | 47269.0648 | 49302.1778 | 51302.0034 | 53281.8736 | 55258.5982 | 57201.3061 | 59234.9211 | 61044.8497
F2_Commercial_Office (ID)_New_Food Preparation_Natural Gas_Range_Baseline Forecast | F2 | Commercial | Office (ID) | New | Food Preparation | Natural Gas | Range | Baseline Forecast | Usage (MMtherm) | 0 | 0.00010972 | 0.00021225 | 0.00033469 | 0.00045976 | 0.00057294 | 0.00067196 | 0.00076772 | 0.00086065 | 0.00095005 | 0.001038 | 0.0011259 | 0.0012124 | 0.0012976 | 0.0013822 | 0.001466 | 0.0015485 | 0.0016297 | 0.00171 | 0.0017888 | 0.0018657 | 0.0019414 | 0.0020164 | 0.0020912 | 0.0021647 | 0.0022416 | 0.0023101
F3_Commercial_Office (ID)_New_Food Preparation_Natural Gas_Range_Baseline Forecast | F3 | Commercial | Office (ID) | New | Food Preparation | Natural Gas | Range | Baseline Forecast | Summer Peak Demand (n/a) | 0 | 0 | 0 | 0 | 0 | 0 | 0 | 0 | 0 | 0 | 0 | 0 | 0 | 0 | 0 | 0 | 0 | 0 | 0 | 0 | 0 | 0 | 0 | 0 | 0 | 0 | 0
F4_Commercial_Office (ID)_New_Food Preparation_Natural Gas_Range_Baseline Forecast | F4 | Commercial | Office (ID) | New | Food Preparation | Natural Gas | Range | Baseline Forecast | Winter Peak Demand (n/a) | 0 | 0 | 0 | 0 | 0 | 0 | 0 | 0 | 0 | 0 | 0 | 0 | 0 | 0 | 0 | 0 | 0 | 0 | 0 | 0 | 0 | 0 | 0 | 0 | 0 | 0 | 0
F5_Commercial_Office (ID)_New_Food Preparation_Natural Gas_Range_Baseline Forecast | F5 | Commercial | Office (ID) | New | Food Preparation | Natural Gas | Range | Baseline Forecast | Turnover | 0 | 2899.3154 | 2709.4208 | 3235.3666 | 3305.1174 | 2990.7481 | 2616.6441 | 2530.4453 | 2455.4115 | 2362.462 | 2904.6986 | 3328.5282 | 3736.9713 | 4074.3081 | 4291.5396 | 5140.8934 | 4981.2241 | 5013.6853 | 4905.1793 | 4809.9379 | 4782.1157 | 4923.8256 | 5114.262 | 5318.1799 | 5786.1949 | 6215.7538 | 6265.4476
F6_Commercial_Office (ID)_New_Food Preparation_Natural Gas_Range_Baseline Forecast | F6 | Commercial | Office (ID) | New | Food Preparation | Natural Gas | Range | Baseline Forecast | Avg. Replacement Usage (therms) | 0.037843 | 0.037843 | 0.037843 | 0.037843 | 0.037843 | 0.037843 | 0.037843 | 0.037843 | 0.037843 | 0.037843 | 0.037843 | 0.037843 | 0.037843 | 0.037843 | 0.037843 | 0.037843 | 0.037843 | 0.037843 | 0.037843 | 0.037843 | 0.037843 | 0.037843 | 0.037843 | 0.037843 | 0.037843 | 0.037843 | 0.037843
F7_Commercial_Office (ID)_New_Food Preparation_Natural Gas_Range_Baseline Forecast | F7 | Commercial | Office (ID) | New | Food Preparation | Natural Gas | Range | Baseline Forecast | Avg. Replacement Summer Demand (n/a) | 0 | 0 | 0 | 0 | 0 | 0 | 0 | 0 | 0 | 0 | 0 | 0 | 0 | 0 | 0 | 0 | 0 | 0 | 0 | 0 | 0 | 0 | 0 | 0 | 0 | 0 | 0
F8_Commercial_Office (ID)_New_Food Preparation_Natural Gas_Range_Baseline Forecast | F8 | Commercial | Office (ID) | New | Food Preparation | Natural Gas | Range | Baseline Forecast | Avg. Replacement Winter Demand (n/a) | 0 | 0 | 0 | 0 | 0 | 0 | 0 | 0 | 0 | 0 | 0 | 0 | 0 | 0 | 0 | 0 | 0 | 0 | 0 | 0 | 0 | 0 | 0 | 0 | 0 | 0 | 0
F1_Commercial_Office (ID)_New_Food Preparation_Natural Gas_Steamer_Baseline Forecast | F1 | Commercial | Office (ID) | New | Food Preparation | Natural Gas | Steamer | Baseline Forecast | Units | 0 | 0 | 0 | 0 | 0 | 0 | 0 | 0 | 0 | 0 | 0 | 0 | 0 | 0 | 0 | 0 | 0 | 0 | 0 | 0 | 0 | 0 | 0 | 0 | 0 | 0 | 0
F2_Commercial_Office (ID)_New_Food Preparation_Natural Gas_Steamer_Baseline Forecast | F2 | Commercial | Office (ID) | New | Food Preparation | Natural Gas | Steamer | Baseline Forecast | Usage (MMtherm) | 0 | 0 | 0 | 0 | 0 | 0 | 0 | 0 | 0 | 0 | 0 | 0 | 0 | 0 | 0 | 0 | 0 | 0 | 0 | 0 | 0 | 0 | 0 | 0 | 0 | 0 | 0
F3_Commercial_Office (ID)_New_Food Preparation_Natural Gas_Steamer_Baseline Forecast | F3 | Commercial | Office (ID) | New | Food Preparation | Natural Gas | Steamer | Baseline Forecast | Summer Peak Demand (n/a) | 0 | 0 | 0 | 0 | 0 | 0 | 0 | 0 | 0 | 0 | 0 | 0 | 0 | 0 | 0 | 0 | 0 | 0 | 0 | 0 | 0 | 0 | 0 | 0 | 0 | 0 | 0
F4_Commercial_Office (ID)_New_Food Preparation_Natural Gas_Steamer_Baseline Forecast | F4 | Commercial | Office (ID) | New | Food Preparation | Natural Gas | Steamer | Baseline Forecast | Winter Peak Demand (n/a) | 0 | 0 | 0 | 0 | 0 | 0 | 0 | 0 | 0 | 0 | 0 | 0 | 0 | 0 | 0 | 0 | 0 | 0 | 0 | 0 | 0 | 0 | 0 | 0 | 0 | 0 | 0
F5_Commercial_Office (ID)_New_Food Preparation_Natural Gas_Steamer_Baseline Forecast | F5 | Commercial | Office (ID) | New | Food Preparation | Natural Gas | Steamer | Baseline Forecast | Turnover | 0 | 0 | 0 | 0 | 0 | 0 | 0 | 0 | 0 | 0 | 0 | 0 | 0 | 0 | 0 | 0 | 0 | 0 | 0 | 0 | 0 | 0 | 0 | 0 | 0 | 0 | 0
F6_Commercial_Office (ID)_New_Food Preparation_Natural Gas_Steamer_Baseline Forecast | F6 | Commercial | Office (ID) | New | Food Preparation | Natural Gas | Steamer | Baseline Forecast | Avg. Replacement Usage (therms) | 0.043731 | 0.043731 | 0.043731 | 0.043731 | 0.043731 | 0.043731 | 0.043731 | 0.043731 | 0.043731 | 0.043731 | 0.043731 | 0.043731 | 0.043731 | 0.043731 | 0.043731 | 0.043731 | 0.043731 | 0.043731 | 0.043731 | 0.043731 | 0.043731 | 0.043731 | 0.043731 | 0.043731 | 0.043731 | 0.043731 | 0.043731
F7_Commercial_Office (ID)_New_Food Preparation_Natural Gas_Steamer_Baseline Forecast | F7 | Commercial | Office (ID) | New | Food Preparation | Natural Gas | Steamer | Baseline Forecast | Avg. Replacement Summer Demand (n/a) | 0 | 0 | 0 | 0 | 0 | 0 | 0 | 0 | 0 | 0 | 0 | 0 | 0 | 0 | 0 | 0 | 0 | 0 | 0 | 0 | 0 | 0 | 0 | 0 | 0 | 0 | 0
F8_Commercial_Office (ID)_New_Food Preparation_Natural Gas_Steamer_Baseline Forecast | F8 | Commercial | Office (ID) | New | Food Preparation | Natural Gas | Steamer | Baseline Forecast | Avg. Replacement Winter Demand (n/a) | 0 | 0 | 0 | 0 | 0 | 0 | 0 | 0 | 0 | 0 | 0 | 0 | 0 | 0 | 0 | 0 | 0 | 0 | 0 | 0 | 0 | 0 | 0 | 0 | 0 | 0 | 0
F1_Commercial_Office (ID)_New_Food Preparation_Natural Gas_Food Prep Other_Baseline Forecast | F1 | Commercial | Office (ID) | New | Food Preparation | Natural Gas | Food Prep Other | Baseline Forecast | Units | 0 | 0 | 0 | 0 | 0 | 0 | 0 | 0 | 0 | 0 | 0 | 0 | 0 | 0 | 0 | 0 | 0 | 0 | 0 | 0 | 0 | 0 | 0 | 0 | 0 | 0 | 0
F2_Commercial_Office (ID)_New_Food Preparation_Natural Gas_Food Prep Other_Baseline Forecast | F2 | Commercial | Office (ID) | New | Food Preparation | Natural Gas | Food Prep Other | Baseline Forecast | Usage (MMtherm) | 0 | 0 | 0 | 0 | 0 | 0 | 0 | 0 | 0 | 0 | 0 | 0 | 0 | 0 | 0 | 0 | 0 | 0 | 0 | 0 | 0 | 0 | 0 | 0 | 0 | 0 | 0
F3_Commercial_Office (ID)_New_Food Preparation_Natural Gas_Food Prep Other_Baseline Forecast | F3 | Commercial | Office (ID) | New | Food Preparation | Natural Gas | Food Prep Other | Baseline Forecast | Summer Peak Demand (n/a) | 0 | 0 | 0 | 0 | 0 | 0 | 0 | 0 | 0 | 0 | 0 | 0 | 0 | 0 | 0 | 0 | 0 | 0 | 0 | 0 | 0 | 0 | 0 | 0 | 0 | 0 | 0
F4_Commercial_Office (ID)_New_Food Preparation_Natural Gas_Food Prep Other_Baseline Forecast | F4 | Commercial | Office (ID) | New | Food Preparation | Natural Gas | Food Prep Other | Baseline Forecast | Winter Peak Demand (n/a) | 0 | 0 | 0 | 0 | 0 | 0 | 0 | 0 | 0 | 0 | 0 | 0 | 0 | 0 | 0 | 0 | 0 | 0 | 0 | 0 | 0 | 0 | 0 | 0 | 0 | 0 | 0
F5_Commercial_Office (ID)_New_Food Preparation_Natural Gas_Food Prep Other_Baseline Forecast | F5 | Commercial | Office (ID) | New | Food Preparation | Natural Gas | Food Prep Other | Baseline Forecast | Turnover | 0 | 0 | 0 | 0 | 0 | 0 | 0 | 0 | 0 | 0 | 0 | 0 | 0 | 0 | 0 | 0 | 0 | 0 | 0 | 0 | 0 | 0 | 0 | 0 | 0 | 0 | 0
F6_Commercial_Office (ID)_New_Food Preparation_Natural Gas_Food Prep Other_Baseline Forecast | F6 | Commercial | Office (ID) | New | Food Preparation | Natural Gas | Food Prep Other | Baseline Forecast | Avg. Replacement Usage (therms) | 0.015793 | 0.015793 | 0.015793 | 0.015793 | 0.015793 | 0.015793 | 0.015793 | 0.015793 | 0.015793 | 0.015793 | 0.015793 | 0.015793 | 0.015793 | 0.015793 | 0.015793 | 0.015793 | 0.015793 | 0.015793 | 0.015793 | 0.015793 | 0.015793 | 0.015793 | 0.015793 | 0.015793 | 0.015793 | 0.015793 | 0.015793
F7_Commercial_Office (ID)_New_Food Preparation_Natural Gas_Food Prep Other_Baseline Forecast | F7 | Commercial | Office (ID) | New | Food Preparation | Natural Gas | Food Prep Other | Baseline Forecast | Avg. Replacement Summer Demand (n/a) | 0 | 0 | 0 | 0 | 0 | 0 | 0 | 0 | 0 | 0 | 0 | 0 | 0 | 0 | 0 | 0 | 0 | 0 | 0 | 0 | 0 | 0 | 0 | 0 | 0 | 0 | 0
F8_Commercial_Office (ID)_New_Food Preparation_Natural Gas_Food Prep Other_Baseline Forecast | F8 | Commercial | Office (ID) | New | Food Preparation | Natural Gas | Food Prep Other | Baseline Forecast | Avg. Replacement Winter Demand (n/a) | 0 | 0 | 0 | 0 | 0 | 0 | 0 | 0 | 0 | 0 | 0 | 0 | 0 | 0 | 0 | 0 | 0 | 0 | 0 | 0 | 0 | 0 | 0 | 0 | 0 | 0 | 0
F1_Commercial_Office (ID)_New_Miscellaneous_Natural Gas_Pool Heater_Baseline Forecast | F1 | Commercial | Office (ID) | New | Miscellaneous | Natural Gas | Pool Heater | Baseline Forecast | Units | 0 | 0 | 0 | 0 | 0 | 0 | 0 | 0 | 0 | 0 | 0 | 0 | 0 | 0 | 0 | 0 | 0 | 0 | 0 | 0 | 0 | 0 | 0 | 0 | 0 | 0 | 0
F2_Commercial_Office (ID)_New_Miscellaneous_Natural Gas_Pool Heater_Baseline Forecast | F2 | Commercial | Office (ID) | New | Miscellaneous | Natural Gas | Pool Heater | Baseline Forecast | Usage (MMtherm) | 0 | 0 | 0 | 0 | 0 | 0 | 0 | 0 | 0 | 0 | 0 | 0 | 0 | 0 | 0 | 0 | 0 | 0 | 0 | 0 | 0 | 0 | 0 | 0 | 0 | 0 | 0
F3_Commercial_Office (ID)_New_Miscellaneous_Natural Gas_Pool Heater_Baseline Forecast | F3 | Commercial | Office (ID) | New | Miscellaneous | Natural Gas | Pool Heater | Baseline Forecast | Summer Peak Demand (n/a) | 0 | 0 | 0 | 0 | 0 | 0 | 0 | 0 | 0 | 0 | 0 | 0 | 0 | 0 | 0 | 0 | 0 | 0 | 0 | 0 | 0 | 0 | 0 | 0 | 0 | 0 | 0
F4_Commercial_Office (ID)_New_Miscellaneous_Natural Gas_Pool Heater_Baseline Forecast | F4 | Commercial | Office (ID) | New | Miscellaneous | Natural Gas | Pool Heater | Baseline Forecast | Winter Peak Demand (n/a) | 0 | 0 | 0 | 0 | 0 | 0 | 0 | 0 | 0 | 0 | 0 | 0 | 0 | 0 | 0 | 0 | 0 | 0 | 0 | 0 | 0 | 0 | 0 | 0 | 0 | 0 | 0
F5_Commercial_Office (ID)_New_Miscellaneous_Natural Gas_Pool Heater_Baseline Forecast | F5 | Commercial | Office (ID) | New | Miscellaneous | Natural Gas | Pool Heater | Baseline Forecast | Turnover | 0 | 0 | 0 | 0 | 0 | 0 | 0 | 0 | 0 | 0 | 0 | 0 | 0 | 0 | 0 | 0 | 0 | 0 | 0 | 0 | 0 | 0 | 0 | 0 | 0 | 0 | 0
F6_Commercial_Office (ID)_New_Miscellaneous_Natural Gas_Pool Heater_Baseline Forecast | F6 | Commercial | Office (ID) | New | Miscellaneous | Natural Gas | Pool Heater | Baseline Forecast | Avg. Replacement Usage (therms) | 0.01 | 0.01 | 0.01 | 0.01 | 0.01 | 0.01 | 0.01 | 0.01 | 0.01 | 0.01 | 0.01 | 0.01 | 0.01 | 0.01 | 0.01 | 0.01 | 0.01 | 0.01 | 0.01 | 0.01 | 0.01 | 0.01 | 0.01 | 0.01 | 0.01 | 0.01 | 0.01
F7_Commercial_Office (ID)_New_Miscellaneous_Natural Gas_Pool Heater_Baseline Forecast | F7 | Commercial | Office (ID) | New | Miscellaneous | Natural Gas | Pool Heater | Baseline Forecast | Avg. Replacement Summer Demand (n/a) | 0 | 0 | 0 | 0 | 0 | 0 | 0 | 0 | 0 | 0 | 0 | 0 | 0 | 0 | 0 | 0 | 0 | 0 | 0 | 0 | 0 | 0 | 0 | 0 | 0 | 0 | 0
F8_Commercial_Office (ID)_New_Miscellaneous_Natural Gas_Pool Heater_Baseline Forecast | F8 | Commercial | Office (ID) | New | Miscellaneous | Natural Gas | Pool Heater | Baseline Forecast | Avg. Replacement Winter Demand (n/a) | 0 | 0 | 0 | 0 | 0 | 0 | 0 | 0 | 0 | 0 | 0 | 0 | 0 | 0 | 0 | 0 | 0 | 0 | 0 | 0 | 0 | 0 | 0 | 0 | 0 | 0 | 0
F1_Commercial_Office (ID)_New_Miscellaneous_Natural Gas_Miscellaneous_Baseline Forecast | F1 | Commercial | Office (ID) | New | Miscellaneous | Natural Gas | Miscellaneous | Baseline Forecast | Units | 0 | 182995.1235 | 354004.7328 | 558210.2863 | 766818.2781 | 955584.3303 | 1120738.1851 | 1280451.4604 | 1435428.8518 | 1584539.5767 | 1731275.4434 | 1877879.9063 | 2022119.0531 | 2164253.3817 | 2305349.9138 | 2445007.2112 | 2582749.7414 | 2718174.6653 | 2851979.2667 | 2983465.8077 | 3111789.1196 | 3238011.45 | 3362974.2527 | 3487738.5203 | 3610355.7689 | 3738710.7712 | 3852947.4302
F2_Commercial_Office (ID)_New_Miscellaneous_Natural Gas_Miscellaneous_Baseline Forecast | F2 | Commercial | Office (ID) | New | Miscellaneous | Natural Gas | Miscellaneous | Baseline Forecast | Usage (MMtherm) | 0 | 0.00060148 | 0.0011636 | 0.0018348 | 0.0025204 | 0.0031409 | 0.0036837 | 0.0042087 | 0.004718 | 0.0052082 | 0.0056905 | 0.0061723 | 0.0066464 | 0.0071136 | 0.0075774 | 0.0080364 | 0.0084891 | 0.0089342 | 0.009374 | 0.0098062 | 0.010228 | 0.010643 | 0.011054 | 0.011464 | 0.011867 | 0.012289 | 0.012664
F3_Commercial_Office (ID)_New_Miscellaneous_Natural Gas_Miscellaneous_Baseline Forecast | F3 | Commercial | Office (ID) | New | Miscellaneous | Natural Gas | Miscellaneous | Baseline Forecast | Summer Peak Demand (n/a) | 0 | 0 | 0 | 0 | 0 | 0 | 0 | 0 | 0 | 0 | 0 | 0 | 0 | 0 | 0 | 0 | 0 | 0 | 0 | 0 | 0 | 0 | 0 | 0 | 0 | 0 | 0
F4_Commercial_Office (ID)_New_Miscellaneous_Natural Gas_Miscellaneous_Baseline Forecast | F4 | Commercial | Office (ID) | New | Miscellaneous | Natural Gas | Miscellaneous | Baseline Forecast | Winter Peak Demand (n/a) | 0 | 0 | 0 | 0 | 0 | 0 | 0 | 0 | 0 | 0 | 0 | 0 | 0 | 0 | 0 | 0 | 0 | 0 | 0 | 0 | 0 | 0 | 0 | 0 | 0 | 0 | 0
F5_Commercial_Office (ID)_New_Miscellaneous_Natural Gas_Miscellaneous_Baseline Forecast | F5 | Commercial | Office (ID) | New | Miscellaneous | Natural Gas | Miscellaneous | Baseline Forecast | Turnover | 0 | 182995.1235 | 171009.6092 | 204205.5535 | 234750.1523 | 235603.5625 | 234472.5142 | 252665.005 | 268307.9544 | 279747.281 | 294805.0583 | 365167.5587 | 368050.7751 | 385759.7513 | 410984.5043 | 423817.1743 | 436087.136 | 455161.456 | 472967.4819 | 487828.6733 | 503169.6814 | 535586.6195 | 546376.3352 | 563016.8869 | 582124.1372 | 604010.702 | 605947.4695
F6_Commercial_Office (ID)_New_Miscellaneous_Natural Gas_Miscellaneous_Baseline Forecast | F6 | Commercial | Office (ID) | New | Miscellaneous | Natural Gas | Miscellaneous | Baseline Forecast | Avg. Replacement Usage (therms) | 0.0032869 | 0.0032869 | 0.0032869 | 0.0032869 | 0.0032869 | 0.0032869 | 0.0032869 | 0.0032869 | 0.0032869 | 0.0032869 | 0.0032869 | 0.0032869 | 0.0032869 | 0.0032869 | 0.0032869 | 0.0032869 | 0.0032869 | 0.0032869 | 0.0032869 | 0.0032869 | 0.0032869 | 0.0032869 | 0.0032869 | 0.0032869 | 0.0032869 | 0.0032869 | 0.0032869
F7_Commercial_Office (ID)_New_Miscellaneous_Natural Gas_Miscellaneous_Baseline Forecast | F7 | Commercial | Office (ID) | New | Miscellaneous | Natural Gas | Miscellaneous | Baseline Forecast | Avg. Replacement Summer Demand (n/a) | 0 | 0 | 0 | 0 | 0 | 0 | 0 | 0 | 0 | 0 | 0 | 0 | 0 | 0 | 0 | 0 | 0 | 0 | 0 | 0 | 0 | 0 | 0 | 0 | 0 | 0 | 0
F8_Commercial_Office (ID)_New_Miscellaneous_Natural Gas_Miscellaneous_Baseline Forecast | F8 | Commercial | Office (ID) | New | Miscellaneous | Natural Gas | Miscellaneous | Baseline Forecast | Avg. Replacement Winter Demand (n/a) | 0 | 0 | 0 | 0 | 0 | 0 | 0 | 0 | 0 | 0 | 0 | 0 | 0 | 0 | 0 | 0 | 0 | 0 | 0 | 0 | 0 | 0 | 0 | 0 | 0 | 0 | 0
F1_Commercial_Restaurant (ID)_Existing_Space Heating_Natural Gas_Furnace_Baseline Forecast | F1 | Commercial | Restaurant (ID) | Existing | Space Heating | Natural Gas | Furnace | Baseline Forecast | Units | 195139.7368 | 191992.3216 | 188895.6713 | 185848.9669 | 182851.4029 | 179902.1868 | 177000.5386 | 174145.6912 | 171336.8897 | 168573.3915 | 165854.4658 | 163179.3938 | 160547.4681 | 157957.9928 | 155410.2832 | 152903.6658 | 150437.4776 | 148011.0667 | 145623.7914 | 143275.0206 | 140964.1332 | 138690.5181 | 136453.5743 | 134252.7102 | 132087.3439 | 129956.9028 | 127860.8238
F2_Commercial_Restaurant (ID)_Existing_Space Heating_Natural Gas_Furnace_Baseline Forecast | F2 | Commercial | Restaurant (ID) | Existing | Space Heating | Natural Gas | Furnace | Baseline Forecast | Usage (MMtherm) | 0.12144 | 0.11494 | 0.1129 | 0.1109 | 0.10895 | 0.10703 | 0.10515 | 0.10331 | 0.10151 | 0.099756 | 0.098038 | 0.09636 | 0.094719 | 0.093113 | 0.091542 | 0.090003 | 0.088496 | 0.087019 | 0.085571 | 0.084151 | 0.082758 | 0.081391 | 0.08005 | 0.078733 | 0.07744 | 0.076171 | 0.074924
F3_Commercial_Restaurant (ID)_Existing_Space Heating_Natural Gas_Furnace_Baseline Forecast | F3 | Commercial | Restaurant (ID) | Existing | Space Heating | Natural Gas | Furnace | Baseline Forecast | Summer Peak Demand (n/a) | 0 | 0 | 0 | 0 | 0 | 0 | 0 | 0 | 0 | 0 | 0 | 0 | 0 | 0 | 0 | 0 | 0 | 0 | 0 | 0 | 0 | 0 | 0 | 0 | 0 | 0 | 0
F4_Commercial_Restaurant (ID)_Existing_Space Heating_Natural Gas_Furnace_Baseline Forecast | F4 | Commercial | Restaurant (ID) | Existing | Space Heating | Natural Gas | Furnace | Baseline Forecast | Winter Peak Demand (n/a) | 0 | 0 | 0 | 0 | 0 | 0 | 0 | 0 | 0 | 0 | 0 | 0 | 0 | 0 | 0 | 0 | 0 | 0 | 0 | 0 | 0 | 0 | 0 | 0 | 0 | 0 | 0
F5_Commercial_Restaurant (ID)_Existing_Space Heating_Natural Gas_Furnace_Baseline Forecast | F5 | Commercial | Restaurant (ID) | Existing | Space Heating | Natural Gas | Furnace | Baseline Forecast | Turnover | 0 | 7757.2655 | 7892.3352 | 7997.7579 | 8076.9118 | 8132.8142 | 8168.1601 | 8185.356 | 8186.5507 | 8173.6622 | 8148.4024 | 8112.2988 | 7845.5745 | 7617.2767 | 7421.095 | 7251.6418 | 7104.3277 | 6975.2529 | 6861.112 | 6759.1119 | 6666.9004 | 6582.5036 | 6504.2722 | 8142.3891 | 7919.8174 | 7699.7091 | 7484.4822
F6_Commercial_Restaurant (ID)_Existing_Space Heating_Natural Gas_Furnace_Baseline Forecast | F6 | Commercial | Restaurant (ID) | Existing | Space Heating | Natural Gas | Furnace | Baseline Forecast | Avg. Replacement Usage (therms) | 0.60663 | 0.58456 | 0.58456 | 0.58456 | 0.58456 | 0.58456 | 0.58456 | 0.58456 | 0.58456 | 0.58456 | 0.58456 | 0.58456 | 0.58456 | 0.58456 | 0.58456 | 0.58456 | 0.58456 | 0.58456 | 0.58456 | 0.58456 | 0.58456 | 0.58456 | 0.58456 | 0.58456 | 0.58456 | 0.58456 | 0.58456
F7_Commercial_Restaurant (ID)_Existing_Space Heating_Natural Gas_Furnace_Baseline Forecast | F7 | Commercial | Restaurant (ID) | Existing | Space Heating | Natural Gas | Furnace | Baseline Forecast | Avg. Replacement Summer Demand (n/a) | 0 | 0 | 0 | 0 | 0 | 0 | 0 | 0 | 0 | 0 | 0 | 0 | 0 | 0 | 0 | 0 | 0 | 0 | 0 | 0 | 0 | 0 | 0 | 0 | 0 | 0 | 0
F8_Commercial_Restaurant (ID)_Existing_Space Heating_Natural Gas_Furnace_Baseline Forecast | F8 | Commercial | Restaurant (ID) | Existing | Space Heating | Natural Gas | Furnace | Baseline Forecast | Avg. Replacement Winter Demand (n/a) | 0 | 0 | 0 | 0 | 0 | 0 | 0 | 0 | 0 | 0 | 0 | 0 | 0 | 0 | 0 | 0 | 0 | 0 | 0 | 0 | 0 | 0 | 0 | 0 | 0 | 0 | 0
F1_Commercial_Restaurant (ID)_Existing_Space Heating_Natural Gas_Boiler_Baseline Forecast | F1 | Commercial | Restaurant (ID) | Existing | Space Heating | Natural Gas | Boiler | Baseline Forecast | Units | 1013.3529 | 997.0085 | 980.9277 | 965.1063 | 949.5401 | 934.2249 | 919.1568 | 904.3317 | 889.7457 | 875.3949 | 861.2757 | 847.3841 | 833.7166 | 820.2696 | 807.0394 | 794.0227 | 781.2159 | 768.6156 | 756.2186 | 744.0215 | 732.0211 | 720.2144 | 708.598 | 697.169 | 685.9243 | 674.861 | 663.9762
F2_Commercial_Restaurant (ID)_Existing_Space Heating_Natural Gas_Boiler_Baseline Forecast | F2 | Commercial | Restaurant (ID) | Existing | Space Heating | Natural Gas | Boiler | Baseline Forecast | Usage (MMtherm) | 0.0020065 | 0.0018975 | 0.0018617 | 0.0018263 | 0.0017912 | 0.0017566 | 0.0017224 | 0.0016882 | 0.0016547 | 0.0016215 | 0.001589 | 0.0015571 | 0.0015259 | 0.0014951 | 0.0014651 | 0.0014362 | 0.001408 | 0.0013804 | 0.0013533 | 0.0013269 | 0.0013014 | 0.0012763 | 0.0012519 | 0.0012281 | 0.001205 | 0.0011824 | 0.0011605
F3_Commercial_Restaurant (ID)_Existing_Space Heating_Natural Gas_Boiler_Baseline Forecast | F3 | Commercial | Restaurant (ID) | Existing | Space Heating | Natural Gas | Boiler | Baseline Forecast | Summer Peak Demand (n/a) | 0 | 0 | 0 | 0 | 0 | 0 | 0 | 0 | 0 | 0 | 0 | 0 | 0 | 0 | 0 | 0 | 0 | 0 | 0 | 0 | 0 | 0 | 0 | 0 | 0 | 0 | 0
F4_Commercial_Restaurant (ID)_Existing_Space Heating_Natural Gas_Boiler_Baseline Forecast | F4 | Commercial | Restaurant (ID) | Existing | Space Heating | Natural Gas | Boiler | Baseline Forecast | Winter Peak Demand (n/a) | 0 | 0 | 0 | 0 | 0 | 0 | 0 | 0 | 0 | 0 | 0 | 0 | 0 | 0 | 0 | 0 | 0 | 0 | 0 | 0 | 0 | 0 | 0 | 0 | 0 | 0 | 0
F5_Commercial_Restaurant (ID)_Existing_Space Heating_Natural Gas_Boiler_Baseline Forecast | F5 | Commercial | Restaurant (ID) | Existing | Space Heating | Natural Gas | Boiler | Baseline Forecast | Turnover | 0 | 15.1062 | 16.4839 | 17.6682 | 18.6804 | 19.5392 | 20.2618 | 20.8631 | 21.3567 | 21.7548 | 22.068 | 22.3061 | 22.4776 | 22.5903 | 22.6509 | 22.6658 | 22.6402 | 22.5792 | 22.487 | 22.3676 | 22.2245 | 22.0607 | 21.879 | 21.6818 | 21.4714 | 21.2496 | 21.0183
F6_Commercial_Restaurant (ID)_Existing_Space Heating_Natural Gas_Boiler_Baseline Forecast | F6 | Commercial | Restaurant (ID) | Existing | Space Heating | Natural Gas | Boiler | Baseline Forecast | Avg. Replacement Usage (therms) | 1.8062 | 1.7405 | 1.7405 | 1.7359 | 1.7359 | 1.7359 | 1.7307 | 1.7054 | 1.7054 | 1.6978 | 1.6978 | 1.6978 | 1.6978 | 1.689 | 1.689 | 1.7099 | 1.7099 | 1.7099 | 1.7004 | 1.7004 | 1.7099 | 1.7004 | 1.7004 | 1.7004 | 1.7004 | 1.7004 | 1.7004
F7_Commercial_Restaurant (ID)_Existing_Space Heating_Natural Gas_Boiler_Baseline Forecast | F7 | Commercial | Restaurant (ID) | Existing | Space Heating | Natural Gas | Boiler | Baseline Forecast | Avg. Replacement Summer Demand (n/a) | 0 | 0 | 0 | 0 | 0 | 0 | 0 | 0 | 0 | 0 | 0 | 0 | 0 | 0 | 0 | 0 | 0 | 0 | 0 | 0 | 0 | 0 | 0 | 0 | 0 | 0 | 0
F8_Commercial_Restaurant (ID)_Existing_Space Heating_Natural Gas_Boiler_Baseline Forecast | F8 | Commercial | Restaurant (ID) | Existing | Space Heating | Natural Gas | Boiler | Baseline Forecast | Avg. Replacement Winter Demand (n/a) | 0 | 0 | 0 | 0 | 0 | 0 | 0 | 0 | 0 | 0 | 0 | 0 | 0 | 0 | 0 | 0 | 0 | 0 | 0 | 0 | 0 | 0 | 0 | 0 | 0 | 0 | 0
F1_Commercial_Restaurant (ID)_Existing_Space Heating_Natural Gas_Unit Heater_Baseline Forecast | F1 | Commercial | Restaurant (ID) | Existing | Space Heating | Natural Gas | Unit Heater | Baseline Forecast | Units | 2181.3256 | 2146.143 | 2111.5277 | 2077.4709 | 2043.9633 | 2010.9961 | 1978.5607 | 1946.6484 | 1915.2509 | 1884.3597 | 1853.9668 | 1824.0641 | 1794.6437 | 1765.6979 | 1737.2189 | 1709.1992 | 1681.6315 | 1654.5084 | 1627.8228 | 1601.5676 | 1575.7358 | 1550.3207 | 1525.3156 | 1500.7137 | 1476.5086 | 1452.694 | 1429.2634
F2_Commercial_Restaurant (ID)_Existing_Space Heating_Natural Gas_Unit Heater_Baseline Forecast | F2 | Commercial | Restaurant (ID) | Existing | Space Heating | Natural Gas | Unit Heater | Baseline Forecast | Usage (MMtherm) | 0.00067876 | 0.00064352 | 0.00063314 | 0.00062292 | 0.00061288 | 0.00060299 | 0.00059327 | 0.0005837 | 0.00057428 | 0.00056502 | 0.00055591 | 0.00054694 | 0.00053812 | 0.00052944 | 0.0005209 | 0.0005125 | 0.00050423 | 0.0004961 | 0.0004881 | 0.00048023 | 0.00047248 | 0.00046486 | 0.00045736 | 0.00044998 | 0.00044273 | 0.00043559 | 0.00042856
F3_Commercial_Restaurant (ID)_Existing_Space Heating_Natural Gas_Unit Heater_Baseline Forecast | F3 | Commercial | Restaurant (ID) | Existing | Space Heating | Natural Gas | Unit Heater | Baseline Forecast | Summer Peak Demand (n/a) | 0 | 0 | 0 | 0 | 0 | 0 | 0 | 0 | 0 | 0 | 0 | 0 | 0 | 0 | 0 | 0 | 0 | 0 | 0 | 0 | 0 | 0 | 0 | 0 | 0 | 0 | 0
F4_Commercial_Restaurant (ID)_Existing_Space Heating_Natural Gas_Unit Heater_Baseline Forecast | F4 | Commercial | Restaurant (ID) | Existing | Space Heating | Natural Gas | Unit Heater | Baseline Forecast | Winter Peak Demand (n/a) | 0 | 0 | 0 | 0 | 0 | 0 | 0 | 0 | 0 | 0 | 0 | 0 | 0 | 0 | 0 | 0 | 0 | 0 | 0 | 0 | 0 | 0 | 0 | 0 | 0 | 0 | 0
F5_Commercial_Restaurant (ID)_Existing_Space Heating_Natural Gas_Unit Heater_Baseline Forecast | F5 | Commercial | Restaurant (ID) | Existing | Space Heating | Natural Gas | Unit Heater | Baseline Forecast | Turnover | 0 | 1.8065 | 5.1706 | 9.8708 | 15.7108 | 22.516 | 30.1316 | 38.4207 | 47.2619 | 56.5478 | 64.6232 | 71.6194 | 77.6542 | 82.8326 | 87.2486 | 90.9861 | 94.1201 | 84.3103 | 75.7719 | 68.4643 | 62.3375 | 57.3344 | 53.3932 | 50.4491 | 48.4354 | 47.285 | 46.8221
F6_Commercial_Restaurant (ID)_Existing_Space Heating_Natural Gas_Unit Heater_Baseline Forecast | F6 | Commercial | Restaurant (ID) | Existing | Space Heating | Natural Gas | Unit Heater | Baseline Forecast | Avg. Replacement Usage (therms) | 0.31117 | 0.29985 | 0.29985 | 0.29985 | 0.29985 | 0.29985 | 0.29985 | 0.29985 | 0.29985 | 0.29985 | 0.29985 | 0.29985 | 0.29985 | 0.29985 | 0.29985 | 0.29985 | 0.29985 | 0.29985 | 0.29985 | 0.29985 | 0.29985 | 0.29985 | 0.29985 | 0.29985 | 0.29985 | 0.29985 | 0.29985
F7_Commercial_Restaurant (ID)_Existing_Space Heating_Natural Gas_Unit Heater_Baseline Forecast | F7 | Commercial | Restaurant (ID) | Existing | Space Heating | Natural Gas | Unit Heater | Baseline Forecast | Avg. Replacement Summer Demand (n/a) | 0 | 0 | 0 | 0 | 0 | 0 | 0 | 0 | 0 | 0 | 0 | 0 | 0 | 0 | 0 | 0 | 0 | 0 | 0 | 0 | 0 | 0 | 0 | 0 | 0 | 0 | 0
F8_Commercial_Restaurant (ID)_Existing_Space Heating_Natural Gas_Unit Heater_Baseline Forecast | F8 | Commercial | Restaurant (ID) | Existing | Space Heating | Natural Gas | Unit Heater | Baseline Forecast | Avg. Replacement Winter Demand (n/a) | 0 | 0 | 0 | 0 | 0 | 0 | 0 | 0 | 0 | 0 | 0 | 0 | 0 | 0 | 0 | 0 | 0 | 0 | 0 | 0 | 0 | 0 | 0 | 0 | 0 | 0 | 0
F1_Commercial_Restaurant (ID)_Existing_Water Heating_Natural Gas_Water Heater_Baseline Forecast | F1 | Commercial | Restaurant (ID) | Existing | Water Heating | Natural Gas | Water Heater | Baseline Forecast | Units | 201624.4801 | 198372.4723 | 195172.9163 | 192024.966 | 188927.7892 | 185880.5668 | 182882.4931 | 179932.7755 | 177030.6339 | 174175.3011 | 171366.0221 | 168602.054 | 165882.666 | 163207.1391 | 160574.7659 | 157984.8504 | 155436.7076 | 152929.6639 | 150463.0565 | 148036.233 | 145648.5518 | 143299.3816 | 140988.1012 | 138714.0996 | 136476.7754 | 134275.5371 | 132109.8026
F2_Commercial_Restaurant (ID)_Existing_Water Heating_Natural Gas_Water Heater_Baseline Forecast | F2 | Commercial | Restaurant (ID) | Existing | Water Heating | Natural Gas | Water Heater | Baseline Forecast | Usage (MMtherm) | 0.16508 | 0.16153 | 0.15801 | 0.15453 | 0.15112 | 0.14778 | 0.14453 | 0.14137 | 0.13832 | 0.13537 | 0.13253 | 0.12981 | 0.12719 | 0.12467 | 0.12224 | 0.1199 | 0.11763 | 0.11543 | 0.1133 | 0.11123 | 0.10923 | 0.10727 | 0.10537 | 0.10352 | 0.10171 | 0.099948 | 0.098226
F3_Commercial_Restaurant (ID)_Existing_Water Heating_Natural Gas_Water Heater_Baseline Forecast | F3 | Commercial | Restaurant (ID) | Existing | Water Heating | Natural Gas | Water Heater | Baseline Forecast | Summer Peak Demand (n/a) | 0 | 0 | 0 | 0 | 0 | 0 | 0 | 0 | 0 | 0 | 0 | 0 | 0 | 0 | 0 | 0 | 0 | 0 | 0 | 0 | 0 | 0 | 0 | 0 | 0 | 0 | 0
F4_Commercial_Restaurant (ID)_Existing_Water Heating_Natural Gas_Water Heater_Baseline Forecast | F4 | Commercial | Restaurant (ID) | Existing | Water Heating | Natural Gas | Water Heater | Baseline Forecast | Winter Peak Demand (n/a) | 0 | 0 | 0 | 0 | 0 | 0 | 0 | 0 | 0 | 0 | 0 | 0 | 0 | 0 | 0 | 0 | 0 | 0 | 0 | 0 | 0 | 0 | 0 | 0 | 0 | 0 | 0
F5_Commercial_Restaurant (ID)_Existing_Water Heating_Natural Gas_Water Heater_Baseline Forecast | F5 | Commercial | Restaurant (ID) | Existing | Water Heating | Natural Gas | Water Heater | Baseline Forecast | Turnover | 0 | 6011.287 | 6559.5305 | 7030.8164 | 7433.5771 | 7775.3495 | 8062.8702 | 8302.1598 | 8498.5984 | 8656.9935 | 8781.6407 | 8876.3773 | 8396.2588 | 8008.5046 | 7697.5135 | 7449.9721 | 7254.5455 | 7101.6078 | 6983.0068 | 6891.8599 | 6822.3767 | 6769.7047 | 6729.7952 | 7996.9516 | 7905.2582 | 7784.4272 | 7643.9602
F6_Commercial_Restaurant (ID)_Existing_Water Heating_Natural Gas_Water Heater_Baseline Forecast | F6 | Commercial | Restaurant (ID) | Existing | Water Heating | Natural Gas | Water Heater | Baseline Forecast | Avg. Replacement Usage (therms) | 0.73522 | 0.73522 | 0.73522 | 0.73522 | 0.73522 | 0.73522 | 0.73522 | 0.73522 | 0.73522 | 0.73522 | 0.73522 | 0.73522 | 0.73522 | 0.73522 | 0.73522 | 0.73522 | 0.73522 | 0.73522 | 0.73522 | 0.73522 | 0.73522 | 0.73522 | 0.73522 | 0.73522 | 0.73522 | 0.73522 | 0.73522
F7_Commercial_Restaurant (ID)_Existing_Water Heating_Natural Gas_Water Heater_Baseline Forecast | F7 | Commercial | Restaurant (ID) | Existing | Water Heating | Natural Gas | Water Heater | Baseline Forecast | Avg. Replacement Summer Demand (n/a) | 0 | 0 | 0 | 0 | 0 | 0 | 0 | 0 | 0 | 0 | 0 | 0 | 0 | 0 | 0 | 0 | 0 | 0 | 0 | 0 | 0 | 0 | 0 | 0 | 0 | 0 | 0
F8_Commercial_Restaurant (ID)_Existing_Water Heating_Natural Gas_Water Heater_Baseline Forecast | F8 | Commercial | Restaurant (ID) | Existing | Water Heating | Natural Gas | Water Heater | Baseline Forecast | Avg. Replacement Winter Demand (n/a) | 0 | 0 | 0 | 0 | 0 | 0 | 0 | 0 | 0 | 0 | 0 | 0 | 0 | 0 | 0 | 0 | 0 | 0 | 0 | 0 | 0 | 0 | 0 | 0 | 0 | 0 | 0
F1_Commercial_Restaurant (ID)_Existing_Food Preparation_Natural Gas_Oven_Baseline Forecast | F1 | Commercial | Restaurant (ID) | Existing | Food Preparation | Natural Gas | Oven | Baseline Forecast | Units | 15876.7116 | 15620.6356 | 15368.6899 | 15120.8078 | 14876.9238 | 14636.9734 | 14400.8932 | 14168.6207 | 13940.0946 | 13715.2543 | 13494.0406 | 13276.3947 | 13062.2593 | 12851.5777 | 12644.2942 | 12440.354 | 12239.7031 | 12042.2886 | 11848.0581 | 11656.9604 | 11468.9449 | 11283.9619 | 11101.9625 | 10922.8986 | 10746.7228 | 10573.3886 | 10402.8501
F2_Commercial_Restaurant (ID)_Existing_Food Preparation_Natural Gas_Oven_Baseline Forecast | F2 | Commercial | Restaurant (ID) | Existing | Food Preparation | Natural Gas | Oven | Baseline Forecast | Usage (MMtherm) | 0.0048017 | 0.0047243 | 0.0046481 | 0.0045731 | 0.0044993 | 0.0044268 | 0.0043554 | 0.0042851 | 0.004216 | 0.004148 | 0.0040811 | 0.0040153 | 0.0039505 | 0.0038868 | 0.0038241 | 0.0037624 | 0.0037017 | 0.003642 | 0.0035833 | 0.0035255 | 0.0034686 | 0.0034127 | 0.0033576 | 0.0033035 | 0.0032502 | 0.0031978 | 0.0031462
F3_Commercial_Restaurant (ID)_Existing_Food Preparation_Natural Gas_Oven_Baseline Forecast | F3 | Commercial | Restaurant (ID) | Existing | Food Preparation | Natural Gas | Oven | Baseline Forecast | Summer Peak Demand (n/a) | 0 | 0 | 0 | 0 | 0 | 0 | 0 | 0 | 0 | 0 | 0 | 0 | 0 | 0 | 0 | 0 | 0 | 0 | 0 | 0 | 0 | 0 | 0 | 0 | 0 | 0 | 0
F4_Commercial_Restaurant (ID)_Existing_Food Preparation_Natural Gas_Oven_Baseline Forecast | F4 | Commercial | Restaurant (ID) | Existing | Food Preparation | Natural Gas | Oven | Baseline Forecast | Winter Peak Demand (n/a) | 0 | 0 | 0 | 0 | 0 | 0 | 0 | 0 | 0 | 0 | 0 | 0 | 0 | 0 | 0 | 0 | 0 | 0 | 0 | 0 | 0 | 0 | 0 | 0 | 0 | 0 | 0
F5_Commercial_Restaurant (ID)_Existing_Food Preparation_Natural Gas_Oven_Baseline Forecast | F5 | Commercial | Restaurant (ID) | Existing | Food Preparation | Natural Gas | Oven | Baseline Forecast | Turnover | 0 | 624.8254 | 799.1719 | 931.4418 | 1030.6733 | 1103.9791 | 1156.9562 | 1194.0089 | 1218.6025 | 1233.4632 | 1078.8072 | 987.2002 | 937.9491 | 916.3282 | 911.9756 | 1048.1492 | 1069.7889 | 1082.8732 | 1089.2872 | 1062.5369 | 1021.6575 | 977.8261 | 937.1146 | 902.3697 | 863.2085 | 848.7658 | 848.1929
F6_Commercial_Restaurant (ID)_Existing_Food Preparation_Natural Gas_Oven_Baseline Forecast | F6 | Commercial | Restaurant (ID) | Existing | Food Preparation | Natural Gas | Oven | Baseline Forecast | Avg. Replacement Usage (therms) | 0.30244 | 0.30244 | 0.30244 | 0.30244 | 0.30244 | 0.30244 | 0.30244 | 0.30244 | 0.30244 | 0.30244 | 0.30244 | 0.30244 | 0.30244 | 0.30244 | 0.30244 | 0.30244 | 0.30244 | 0.30244 | 0.30244 | 0.30244 | 0.30244 | 0.30244 | 0.30244 | 0.30244 | 0.30244 | 0.30244 | 0.30244
F7_Commercial_Restaurant (ID)_Existing_Food Preparation_Natural Gas_Oven_Baseline Forecast | F7 | Commercial | Restaurant (ID) | Existing | Food Preparation | Natural Gas | Oven | Baseline Forecast | Avg. Replacement Summer Demand (n/a) | 0 | 0 | 0 | 0 | 0 | 0 | 0 | 0 | 0 | 0 | 0 | 0 | 0 | 0 | 0 | 0 | 0 | 0 | 0 | 0 | 0 | 0 | 0 | 0 | 0 | 0 | 0
F8_Commercial_Restaurant (ID)_Existing_Food Preparation_Natural Gas_Oven_Baseline Forecast | F8 | Commercial | Restaurant (ID) | Existing | Food Preparation | Natural Gas | Oven | Baseline Forecast | Avg. Replacement Winter Demand (n/a) | 0 | 0 | 0 | 0 | 0 | 0 | 0 | 0 | 0 | 0 | 0 | 0 | 0 | 0 | 0 | 0 | 0 | 0 | 0 | 0 | 0 | 0 | 0 | 0 | 0 | 0 | 0
F1_Commercial_Restaurant (ID)_Existing_Food Preparation_Natural Gas_Conveyor Oven_Baseline Forecast | F1 | Commercial | Restaurant (ID) | Existing | Food Preparation | Natural Gas | Conveyor Oven | Baseline Forecast | Units | 7938.3558 | 7810.3178 | 7684.3449 | 7560.4039 | 7438.4619 | 7318.4867 | 7200.4466 | 7084.3104 | 6970.0473 | 6857.6272 | 6747.0203 | 6638.1974 | 6531.1297 | 6425.7889 | 6322.1471 | 6220.177 | 6119.8516 | 6021.1443 | 5924.0291 | 5828.4802 | 5734.4724 | 5641.981 | 5550.9813 | 5461.4493 | 5373.3614 | 5286.6943 | 5201.425
F2_Commercial_Restaurant (ID)_Existing_Food Preparation_Natural Gas_Conveyor Oven_Baseline Forecast | F2 | Commercial | Restaurant (ID) | Existing | Food Preparation | Natural Gas | Conveyor Oven | Baseline Forecast | Usage (MMtherm) | 0.004108 | 0.0040418 | 0.0039766 | 0.0039124 | 0.0038493 | 0.0037872 | 0.0037262 | 0.0036661 | 0.0036069 | 0.0035488 | 0.0034915 | 0.0034352 | 0.0033798 | 0.0033253 | 0.0032716 | 0.0032189 | 0.003167 | 0.0031159 | 0.0030656 | 0.0030162 | 0.0029675 | 0.0029197 | 0.0028726 | 0.0028262 | 0.0027807 | 0.0027358 | 0.0026917
F3_Commercial_Restaurant (ID)_Existing_Food Preparation_Natural Gas_Conveyor Oven_Baseline Forecast | F3 | Commercial | Restaurant (ID) | Existing | Food Preparation | Natural Gas | Conveyor Oven | Baseline Forecast | Summer Peak Demand (n/a) | 0 | 0 | 0 | 0 | 0 | 0 | 0 | 0 | 0 | 0 | 0 | 0 | 0 | 0 | 0 | 0 | 0 | 0 | 0 | 0 | 0 | 0 | 0 | 0 | 0 | 0 | 0
F4_Commercial_Restaurant (ID)_Existing_Food Preparation_Natural Gas_Conveyor Oven_Baseline Forecast | F4 | Commercial | Restaurant (ID) | Existing | Food Preparation | Natural Gas | Conveyor Oven | Baseline Forecast | Winter Peak Demand (n/a) | 0 | 0 | 0 | 0 | 0 | 0 | 0 | 0 | 0 | 0 | 0 | 0 | 0 | 0 | 0 | 0 | 0 | 0 | 0 | 0 | 0 | 0 | 0 | 0 | 0 | 0 | 0
F5_Commercial_Restaurant (ID)_Existing_Food Preparation_Natural Gas_Conveyor Oven_Baseline Forecast | F5 | Commercial | Restaurant (ID) | Existing | Food Preparation | Natural Gas | Conveyor Oven | Baseline Forecast | Turnover | 0 | 0 | 0 | 0 | 0 | 29.2739 | 80.645 | 148.4871 | 228.3945 | 316.9211 | 384.388 | 435.3145 | 473.2572 | 501.015 | 520.7902 | 534.3159 | 542.9553 | 427.3584 | 336.3724 | 264.7576 | 208.3899 | 168.5366 | 145.0888 | 137.0933 | 143.1206 | 161.514 | 191.8479
F6_Commercial_Restaurant (ID)_Existing_Food Preparation_Natural Gas_Conveyor Oven_Baseline Forecast | F6 | Commercial | Restaurant (ID) | Existing | Food Preparation | Natural Gas | Conveyor Oven | Baseline Forecast | Avg. Replacement Usage (therms) | 0.51749 | 0.51749 | 0.51749 | 0.51749 | 0.51749 | 0.51749 | 0.51749 | 0.51749 | 0.51749 | 0.51749 | 0.51749 | 0.51749 | 0.51749 | 0.51749 | 0.51749 | 0.51749 | 0.51749 | 0.51749 | 0.51749 | 0.51749 | 0.51749 | 0.51749 | 0.51749 | 0.51749 | 0.51749 | 0.51749 | 0.51749
F7_Commercial_Restaurant (ID)_Existing_Food Preparation_Natural Gas_Conveyor Oven_Baseline Forecast | F7 | Commercial | Restaurant (ID) | Existing | Food Preparation | Natural Gas | Conveyor Oven | Baseline Forecast | Avg. Replacement Summer Demand (n/a) | 0 | 0 | 0 | 0 | 0 | 0 | 0 | 0 | 0 | 0 | 0 | 0 | 0 | 0 | 0 | 0 | 0 | 0 | 0 | 0 | 0 | 0 | 0 | 0 | 0 | 0 | 0
F8_Commercial_Restaurant (ID)_Existing_Food Preparation_Natural Gas_Conveyor Oven_Baseline Forecast | F8 | Commercial | Restaurant (ID) | Existing | Food Preparation | Natural Gas | Conveyor Oven | Baseline Forecast | Avg. Replacement Winter Demand (n/a) | 0 | 0 | 0 | 0 | 0 | 0 | 0 | 0 | 0 | 0 | 0 | 0 | 0 | 0 | 0 | 0 | 0 | 0 | 0 | 0 | 0 | 0 | 0 | 0 | 0 | 0 | 0
F1_Commercial_Restaurant (ID)_Existing_Food Preparation_Natural Gas_Double Rack Oven_Baseline Forecast | F1 | Commercial | Restaurant (ID) | Existing | Food Preparation | Natural Gas | Double Rack Oven | Baseline Forecast | Units | 7938.3558 | 7810.3178 | 7684.3449 | 7560.4039 | 7438.4619 | 7318.4867 | 7200.4466 | 7084.3104 | 6970.0473 | 6857.6272 | 6747.0203 | 6638.1974 | 6531.1297 | 6425.7889 | 6322.1471 | 6220.177 | 6119.8516 | 6021.1443 | 5924.0291 | 5828.4802 | 5734.4724 | 5641.981 | 5550.9813 | 5461.4493 | 5373.3614 | 5286.6943 | 5201.425
F2_Commercial_Restaurant (ID)_Existing_Food Preparation_Natural Gas_Double Rack Oven_Baseline Forecast | F2 | Commercial | Restaurant (ID) | Existing | Food Preparation | Natural Gas | Double Rack Oven | Baseline Forecast | Usage (MMtherm) | 0.0062408 | 0.0061402 | 0.0060411 | 0.0059437 | 0.0058478 | 0.0057535 | 0.0056607 | 0.0055694 | 0.0054796 | 0.0053912 | 0.0053043 | 0.0052187 | 0.0051345 | 0.0050517 | 0.0049702 | 0.0048901 | 0.0048112 | 0.0047336 | 0.0046572 | 0.0045821 | 0.0045082 | 0.0044355 | 0.004364 | 0.0042936 | 0.0042243 | 0.0041562 | 0.0040892
F3_Commercial_Restaurant (ID)_Existing_Food Preparation_Natural Gas_Double Rack Oven_Baseline Forecast | F3 | Commercial | Restaurant (ID) | Existing | Food Preparation | Natural Gas | Double Rack Oven | Baseline Forecast | Summer Peak Demand (n/a) | 0 | 0 | 0 | 0 | 0 | 0 | 0 | 0 | 0 | 0 | 0 | 0 | 0 | 0 | 0 | 0 | 0 | 0 | 0 | 0 | 0 | 0 | 0 | 0 | 0 | 0 | 0
F4_Commercial_Restaurant (ID)_Existing_Food Preparation_Natural Gas_Double Rack Oven_Baseline Forecast | F4 | Commercial | Restaurant (ID) | Existing | Food Preparation | Natural Gas | Double Rack Oven | Baseline Forecast | Winter Peak Demand (n/a) | 0 | 0 | 0 | 0 | 0 | 0 | 0 | 0 | 0 | 0 | 0 | 0 | 0 | 0 | 0 | 0 | 0 | 0 | 0 | 0 | 0 | 0 | 0 | 0 | 0 | 0 | 0
F5_Commercial_Restaurant (ID)_Existing_Food Preparation_Natural Gas_Double Rack Oven_Baseline Forecast | F5 | Commercial | Restaurant (ID) | Existing | Food Preparation | Natural Gas | Double Rack Oven | Baseline Forecast | Turnover | 0 | 173.5626 | 237.1711 | 291.423 | 337.5141 | 376.4902 | 409.2652 | 436.6382 | 459.3078 | 477.8844 | 434.594 | 402.8398 | 380.2764 | 364.9676 | 355.3203 | 350.0292 | 348.0292 | 348.456 | 350.6123 | 388.2287 | 393.4535 | 393.9426 | 391.2267 | 386.4612 | 380.5052 | 373.9844 | 367.3431
F6_Commercial_Restaurant (ID)_Existing_Food Preparation_Natural Gas_Double Rack Oven_Baseline Forecast | F6 | Commercial | Restaurant (ID) | Existing | Food Preparation | Natural Gas | Double Rack Oven | Baseline Forecast | Avg. Replacement Usage (therms) | 0.78616 | 0.78616 | 0.78616 | 0.78616 | 0.78616 | 0.78616 | 0.78616 | 0.78616 | 0.78616 | 0.78616 | 0.78616 | 0.78616 | 0.78616 | 0.78616 | 0.78616 | 0.78616 | 0.78616 | 0.78616 | 0.78616 | 0.78616 | 0.78616 | 0.78616 | 0.78616 | 0.78616 | 0.78616 | 0.78616 | 0.78616
F7_Commercial_Restaurant (ID)_Existing_Food Preparation_Natural Gas_Double Rack Oven_Baseline Forecast | F7 | Commercial | Restaurant (ID) | Existing | Food Preparation | Natural Gas | Double Rack Oven | Baseline Forecast | Avg. Replacement Summer Demand (n/a) | 0 | 0 | 0 | 0 | 0 | 0 | 0 | 0 | 0 | 0 | 0 | 0 | 0 | 0 | 0 | 0 | 0 | 0 | 0 | 0 | 0 | 0 | 0 | 0 | 0 | 0 | 0
F8_Commercial_Restaurant (ID)_Existing_Food Preparation_Natural Gas_Double Rack Oven_Baseline Forecast | F8 | Commercial | Restaurant (ID) | Existing | Food Preparation | Natural Gas | Double Rack Oven | Baseline Forecast | Avg. Replacement Winter Demand (n/a) | 0 | 0 | 0 | 0 | 0 | 0 | 0 | 0 | 0 | 0 | 0 | 0 | 0 | 0 | 0 | 0 | 0 | 0 | 0 | 0 | 0 | 0 | 0 | 0 | 0 | 0 | 0
F1_Commercial_Restaurant (ID)_Existing_Food Preparation_Natural Gas_Fryer_Baseline Forecast | F1 | Commercial | Restaurant (ID) | Existing | Food Preparation | Natural Gas | Fryer | Baseline Forecast | Units | 207301.9303 | 203958.3508 | 200668.7 | 197432.1081 | 194247.7192 | 191114.6915 | 188032.1965 | 184999.4191 | 182015.5575 | 179079.8227 | 176191.4385 | 173349.6411 | 170553.6791 | 167802.8133 | 165096.3163 | 162433.4725 | 159813.5778 | 157235.9395 | 154699.8759 | 152204.7166 | 149749.8018 | 147334.4825 | 144958.1198 | 142620.0856 | 140319.7617 | 138056.5397 | 135829.8213
F2_Commercial_Restaurant (ID)_Existing_Food Preparation_Natural Gas_Fryer_Baseline Forecast | F2 | Commercial | Restaurant (ID) | Existing | Food Preparation | Natural Gas | Fryer | Baseline Forecast | Usage (MMtherm) | 0.097135 | 0.095568 | 0.094027 | 0.09251 | 0.091018 | 0.08955 | 0.088105 | 0.086684 | 0.085286 | 0.083911 | 0.082557 | 0.081226 | 0.079916 | 0.078627 | 0.077359 | 0.076111 | 0.074883 | 0.073675 | 0.072487 | 0.071318 | 0.070168 | 0.069036 | 0.067922 | 0.066827 | 0.065749 | 0.064689 | 0.063645
F3_Commercial_Restaurant (ID)_Existing_Food Preparation_Natural Gas_Fryer_Baseline Forecast | F3 | Commercial | Restaurant (ID) | Existing | Food Preparation | Natural Gas | Fryer | Baseline Forecast | Summer Peak Demand (n/a) | 0 | 0 | 0 | 0 | 0 | 0 | 0 | 0 | 0 | 0 | 0 | 0 | 0 | 0 | 0 | 0 | 0 | 0 | 0 | 0 | 0 | 0 | 0 | 0 | 0 | 0 | 0
F4_Commercial_Restaurant (ID)_Existing_Food Preparation_Natural Gas_Fryer_Baseline Forecast | F4 | Commercial | Restaurant (ID) | Existing | Food Preparation | Natural Gas | Fryer | Baseline Forecast | Winter Peak Demand (n/a) | 0 | 0 | 0 | 0 | 0 | 0 | 0 | 0 | 0 | 0 | 0 | 0 | 0 | 0 | 0 | 0 | 0 | 0 | 0 | 0 | 0 | 0 | 0 | 0 | 0 | 0 | 0
F5_Commercial_Restaurant (ID)_Existing_Food Preparation_Natural Gas_Fryer_Baseline Forecast | F5 | Commercial | Restaurant (ID) | Existing | Food Preparation | Natural Gas | Fryer | Baseline Forecast | Turnover | 0 | 6180.5561 | 6744.2373 | 7228.7939 | 7642.8957 | 7994.2919 | 8289.9088 | 8535.9365 | 8737.9065 | 8900.7618 | 9028.9188 | 9126.3231 | 8632.6851 | 8234.0124 | 7914.2642 | 7659.7524 | 7458.8229 | 7301.5787 | 7179.638 | 7085.9246 | 7014.4848 | 6960.3296 | 6919.2963 | 8222.134 | 8127.8587 | 8003.6252 | 7859.203
F6_Commercial_Restaurant (ID)_Existing_Food Preparation_Natural Gas_Fryer_Baseline Forecast | F6 | Commercial | Restaurant (ID) | Existing | Food Preparation | Natural Gas | Fryer | Baseline Forecast | Avg. Replacement Usage (therms) | 0.46857 | 0.46857 | 0.46857 | 0.46857 | 0.46857 | 0.46857 | 0.46857 | 0.46857 | 0.46857 | 0.46857 | 0.46857 | 0.46857 | 0.46857 | 0.46857 | 0.46857 | 0.46857 | 0.46857 | 0.46857 | 0.46857 | 0.46857 | 0.46857 | 0.46857 | 0.46857 | 0.46857 | 0.46857 | 0.46857 | 0.46857
F7_Commercial_Restaurant (ID)_Existing_Food Preparation_Natural Gas_Fryer_Baseline Forecast | F7 | Commercial | Restaurant (ID) | Existing | Food Preparation | Natural Gas | Fryer | Baseline Forecast | Avg. Replacement Summer Demand (n/a) | 0 | 0 | 0 | 0 | 0 | 0 | 0 | 0 | 0 | 0 | 0 | 0 | 0 | 0 | 0 | 0 | 0 | 0 | 0 | 0 | 0 | 0 | 0 | 0 | 0 | 0 | 0
F8_Commercial_Restaurant (ID)_Existing_Food Preparation_Natural Gas_Fryer_Baseline Forecast | F8 | Commercial | Restaurant (ID) | Existing | Food Preparation | Natural Gas | Fryer | Baseline Forecast | Avg. Replacement Winter Demand (n/a) | 0 | 0 | 0 | 0 | 0 | 0 | 0 | 0 | 0 | 0 | 0 | 0 | 0 | 0 | 0 | 0 | 0 | 0 | 0 | 0 | 0 | 0 | 0 | 0 | 0 | 0 | 0
F1_Commercial_Restaurant (ID)_Existing_Food Preparation_Natural Gas_Broiler_Baseline Forecast | F1 | Commercial | Restaurant (ID) | Existing | Food Preparation | Natural Gas | Broiler | Baseline Forecast | Units | 187302.8831 | 184281.8689 | 181309.5807 | 178385.2326 | 175508.0514 | 172677.2764 | 169892.159 | 167151.9629 | 164455.9635 | 161803.448 | 159193.715 | 156626.0744 | 154099.8474 | 151614.366 | 149168.973 | 146763.0218 | 144395.8763 | 142066.9105 | 139775.5088 | 137521.0651 | 135302.9834 | 133120.6772 | 130973.5695 | 128861.0926 | 126782.6878 | 124737.8058 | 122725.9057
F2_Commercial_Restaurant (ID)_Existing_Food Preparation_Natural Gas_Broiler_Baseline Forecast | F2 | Commercial | Restaurant (ID) | Existing | Food Preparation | Natural Gas | Broiler | Baseline Forecast | Usage (MMtherm) | 0.093788 | 0.092275 | 0.090787 | 0.089323 | 0.087882 | 0.086465 | 0.08507 | 0.083698 | 0.082348 | 0.08102 | 0.079713 | 0.078427 | 0.077162 | 0.075918 | 0.074693 | 0.073489 | 0.072303 | 0.071137 | 0.06999 | 0.068861 | 0.06775 | 0.066658 | 0.065582 | 0.064525 | 0.063484 | 0.06246 | 0.061453
F3_Commercial_Restaurant (ID)_Existing_Food Preparation_Natural Gas_Broiler_Baseline Forecast | F3 | Commercial | Restaurant (ID) | Existing | Food Preparation | Natural Gas | Broiler | Baseline Forecast | Summer Peak Demand (n/a) | 0 | 0 | 0 | 0 | 0 | 0 | 0 | 0 | 0 | 0 | 0 | 0 | 0 | 0 | 0 | 0 | 0 | 0 | 0 | 0 | 0 | 0 | 0 | 0 | 0 | 0 | 0
F4_Commercial_Restaurant (ID)_Existing_Food Preparation_Natural Gas_Broiler_Baseline Forecast | F4 | Commercial | Restaurant (ID) | Existing | Food Preparation | Natural Gas | Broiler | Baseline Forecast | Winter Peak Demand (n/a) | 0 | 0 | 0 | 0 | 0 | 0 | 0 | 0 | 0 | 0 | 0 | 0 | 0 | 0 | 0 | 0 | 0 | 0 | 0 | 0 | 0 | 0 | 0 | 0 | 0 | 0 | 0
F5_Commercial_Restaurant (ID)_Existing_Food Preparation_Natural Gas_Broiler_Baseline Forecast | F5 | Commercial | Restaurant (ID) | Existing | Food Preparation | Natural Gas | Broiler | Baseline Forecast | Turnover | 0 | 6825.2544 | 7647.8321 | 8340.1418 | 8918.962 | 9398.9594 | 9792.9541 | 10112.1506 | 10366.3417 | 10564.0846 | 9893.9592 | 9386.8543 | 9009.8157 | 8735.6336 | 8541.9194 | 8410.3236 | 8325.8741 | 8276.417 | 8252.1445 | 9735.0798 | 9629.1566 | 9473.4439 | 9287.4334 | 9085.5993 | 8878.469 | 8673.4882 | 8475.7192
F6_Commercial_Restaurant (ID)_Existing_Food Preparation_Natural Gas_Broiler_Baseline Forecast | F6 | Commercial | Restaurant (ID) | Existing | Food Preparation | Natural Gas | Broiler | Baseline Forecast | Avg. Replacement Usage (therms) | 0.50073 | 0.50073 | 0.50073 | 0.50073 | 0.50073 | 0.50073 | 0.50073 | 0.50073 | 0.50073 | 0.50073 | 0.50073 | 0.50073 | 0.50073 | 0.50073 | 0.50073 | 0.50073 | 0.50073 | 0.50073 | 0.50073 | 0.50073 | 0.50073 | 0.50073 | 0.50073 | 0.50073 | 0.50073 | 0.50073 | 0.50073
F7_Commercial_Restaurant (ID)_Existing_Food Preparation_Natural Gas_Broiler_Baseline Forecast | F7 | Commercial | Restaurant (ID) | Existing | Food Preparation | Natural Gas | Broiler | Baseline Forecast | Avg. Replacement Summer Demand (n/a) | 0 | 0 | 0 | 0 | 0 | 0 | 0 | 0 | 0 | 0 | 0 | 0 | 0 | 0 | 0 | 0 | 0 | 0 | 0 | 0 | 0 | 0 | 0 | 0 | 0 | 0 | 0
F8_Commercial_Restaurant (ID)_Existing_Food Preparation_Natural Gas_Broiler_Baseline Forecast | F8 | Commercial | Restaurant (ID) | Existing | Food Preparation | Natural Gas | Broiler | Baseline Forecast | Avg. Replacement Winter Demand (n/a) | 0 | 0 | 0 | 0 | 0 | 0 | 0 | 0 | 0 | 0 | 0 | 0 | 0 | 0 | 0 | 0 | 0 | 0 | 0 | 0 | 0 | 0 | 0 | 0 | 0 | 0 | 0
F1_Commercial_Restaurant (ID)_Existing_Food Preparation_Natural Gas_Griddle_Baseline Forecast | F1 | Commercial | Restaurant (ID) | Existing | Food Preparation | Natural Gas | Griddle | Baseline Forecast | Units | 213999.0679 | 210547.47 | 207151.5431 | 203810.3891 | 200523.1248 | 197288.8809 | 194106.8021 | 190976.0473 | 187895.7884 | 184865.2112 | 181883.5142 | 178949.9092 | 176063.6203 | 173223.8845 | 170429.9509 | 167681.0807 | 164976.5472 | 162315.6351 | 159697.641 | 157121.8726 | 154587.6488 | 152094.2997 | 149641.1658 | 147227.5986 | 144852.9599 | 142516.6219 | 140217.9667
F2_Commercial_Restaurant (ID)_Existing_Food Preparation_Natural Gas_Griddle_Baseline Forecast | F2 | Commercial | Restaurant (ID) | Existing | Food Preparation | Natural Gas | Griddle | Baseline Forecast | Usage (MMtherm) | 0.074684 | 0.07348 | 0.072295 | 0.071129 | 0.069981 | 0.068853 | 0.067742 | 0.06665 | 0.065575 | 0.064517 | 0.063476 | 0.062452 | 0.061445 | 0.060454 | 0.059479 | 0.05852 | 0.057576 | 0.056647 | 0.055734 | 0.054835 | 0.05395 | 0.05308 | 0.052224 | 0.051382 | 0.050553 | 0.049737 | 0.048935
F3_Commercial_Restaurant (ID)_Existing_Food Preparation_Natural Gas_Griddle_Baseline Forecast | F3 | Commercial | Restaurant (ID) | Existing | Food Preparation | Natural Gas | Griddle | Baseline Forecast | Summer Peak Demand (n/a) | 0 | 0 | 0 | 0 | 0 | 0 | 0 | 0 | 0 | 0 | 0 | 0 | 0 | 0 | 0 | 0 | 0 | 0 | 0 | 0 | 0 | 0 | 0 | 0 | 0 | 0 | 0
F4_Commercial_Restaurant (ID)_Existing_Food Preparation_Natural Gas_Griddle_Baseline Forecast | F4 | Commercial | Restaurant (ID) | Existing | Food Preparation | Natural Gas | Griddle | Baseline Forecast | Winter Peak Demand (n/a) | 0 | 0 | 0 | 0 | 0 | 0 | 0 | 0 | 0 | 0 | 0 | 0 | 0 | 0 | 0 | 0 | 0 | 0 | 0 | 0 | 0 | 0 | 0 | 0 | 0 | 0 | 0
F5_Commercial_Restaurant (ID)_Existing_Food Preparation_Natural Gas_Griddle_Baseline Forecast | F5 | Commercial | Restaurant (ID) | Existing | Food Preparation | Natural Gas | Griddle | Baseline Forecast | Turnover | 0 | 7798.0544 | 8737.8737 | 9528.8579 | 10190.1771 | 10738.5884 | 11188.7388 | 11553.4303 | 11843.8511 | 12069.7782 | 11304.1402 | 10724.7579 | 10293.9802 | 9980.719 | 9759.3948 | 9609.0427 | 9512.5567 | 9456.0505 | 9428.3185 | 11122.6158 | 11001.5954 | 10823.689 | 10611.1665 | 10380.5652 | 10143.9126 | 9909.7161 | 9683.7591
F6_Commercial_Restaurant (ID)_Existing_Food Preparation_Natural Gas_Griddle_Baseline Forecast | F6 | Commercial | Restaurant (ID) | Existing | Food Preparation | Natural Gas | Griddle | Baseline Forecast | Avg. Replacement Usage (therms) | 0.34899 | 0.34899 | 0.34899 | 0.34899 | 0.34899 | 0.34899 | 0.34899 | 0.34899 | 0.34899 | 0.34899 | 0.34899 | 0.34899 | 0.34899 | 0.34899 | 0.34899 | 0.34899 | 0.34899 | 0.34899 | 0.34899 | 0.34899 | 0.34899 | 0.34899 | 0.34899 | 0.34899 | 0.34899 | 0.34899 | 0.34899
F7_Commercial_Restaurant (ID)_Existing_Food Preparation_Natural Gas_Griddle_Baseline Forecast | F7 | Commercial | Restaurant (ID) | Existing | Food Preparation | Natural Gas | Griddle | Baseline Forecast | Avg. Replacement Summer Demand (n/a) | 0 | 0 | 0 | 0 | 0 | 0 | 0 | 0 | 0 | 0 | 0 | 0 | 0 | 0 | 0 | 0 | 0 | 0 | 0 | 0 | 0 | 0 | 0 | 0 | 0 | 0 | 0
F8_Commercial_Restaurant (ID)_Existing_Food Preparation_Natural Gas_Griddle_Baseline Forecast | F8 | Commercial | Restaurant (ID) | Existing | Food Preparation | Natural Gas | Griddle | Baseline Forecast | Avg. Replacement Winter Demand (n/a) | 0 | 0 | 0 | 0 | 0 | 0 | 0 | 0 | 0 | 0 | 0 | 0 | 0 | 0 | 0 | 0 | 0 | 0 | 0 | 0 | 0 | 0 | 0 | 0 | 0 | 0 | 0
F1_Commercial_Restaurant (ID)_Existing_Food Preparation_Natural Gas_Range_Baseline Forecast | F1 | Commercial | Restaurant (ID) | Existing | Food Preparation | Natural Gas | Range | Baseline Forecast | Units | 198367.272 | 195167.7998 | 192019.9321 | 188922.8364 | 185875.6939 | 182877.6988 | 179928.0585 | 177025.9931 | 174170.7351 | 171361.5297 | 168597.6341 | 165878.3174 | 163202.8607 | 160570.5565 | 157980.7088 | 155432.6328 | 152925.6549 | 150459.1121 | 148032.3522 | 145644.7336 | 143295.625 | 140984.4052 | 138710.4632 | 136473.1977 | 134272.0171 | 132106.3394 | 129975.592
F2_Commercial_Restaurant (ID)_Existing_Food Preparation_Natural Gas_Range_Baseline Forecast | F2 | Commercial | Restaurant (ID) | Existing | Food Preparation | Natural Gas | Range | Baseline Forecast | Usage (MMtherm) | 0.068393 | 0.06729 | 0.066204 | 0.065137 | 0.064086 | 0.063052 | 0.062035 | 0.061035 | 0.06005 | 0.059082 | 0.058129 | 0.057191 | 0.056269 | 0.055361 | 0.054468 | 0.05359 | 0.052725 | 0.051875 | 0.051038 | 0.050215 | 0.049405 | 0.048608 | 0.047824 | 0.047053 | 0.046294 | 0.045547 | 0.044813
F3_Commercial_Restaurant (ID)_Existing_Food Preparation_Natural Gas_Range_Baseline Forecast | F3 | Commercial | Restaurant (ID) | Existing | Food Preparation | Natural Gas | Range | Baseline Forecast | Summer Peak Demand (n/a) | 0 | 0 | 0 | 0 | 0 | 0 | 0 | 0 | 0 | 0 | 0 | 0 | 0 | 0 | 0 | 0 | 0 | 0 | 0 | 0 | 0 | 0 | 0 | 0 | 0 | 0 | 0
F4_Commercial_Restaurant (ID)_Existing_Food Preparation_Natural Gas_Range_Baseline Forecast | F4 | Commercial | Restaurant (ID) | Existing | Food Preparation | Natural Gas | Range | Baseline Forecast | Winter Peak Demand (n/a) | 0 | 0 | 0 | 0 | 0 | 0 | 0 | 0 | 0 | 0 | 0 | 0 | 0 | 0 | 0 | 0 | 0 | 0 | 0 | 0 | 0 | 0 | 0 | 0 | 0 | 0 | 0
F5_Commercial_Restaurant (ID)_Existing_Food Preparation_Natural Gas_Range_Baseline Forecast | F5 | Commercial | Restaurant (ID) | Existing | Food Preparation | Natural Gas | Range | Baseline Forecast | Turnover | 0 | 7806.712 | 9985.0365 | 11637.6467 | 12877.4681 | 13793.3676 | 14455.2763 | 14918.2212 | 15225.4985 | 15411.1713 | 13478.8643 | 12334.3051 | 11718.951 | 11448.8142 | 11394.4321 | 13095.8167 | 13366.1882 | 13529.6658 | 13609.8034 | 13275.5797 | 12764.8232 | 12217.1831 | 11708.525 | 11274.4132 | 10785.1253 | 10604.6747 | 10597.5165
F6_Commercial_Restaurant (ID)_Existing_Food Preparation_Natural Gas_Range_Baseline Forecast | F6 | Commercial | Restaurant (ID) | Existing | Food Preparation | Natural Gas | Range | Baseline Forecast | Avg. Replacement Usage (therms) | 0.34478 | 0.34478 | 0.34478 | 0.34478 | 0.34478 | 0.34478 | 0.34478 | 0.34478 | 0.34478 | 0.34478 | 0.34478 | 0.34478 | 0.34478 | 0.34478 | 0.34478 | 0.34478 | 0.34478 | 0.34478 | 0.34478 | 0.34478 | 0.34478 | 0.34478 | 0.34478 | 0.34478 | 0.34478 | 0.34478 | 0.34478
F7_Commercial_Restaurant (ID)_Existing_Food Preparation_Natural Gas_Range_Baseline Forecast | F7 | Commercial | Restaurant (ID) | Existing | Food Preparation | Natural Gas | Range | Baseline Forecast | Avg. Replacement Summer Demand (n/a) | 0 | 0 | 0 | 0 | 0 | 0 | 0 | 0 | 0 | 0 | 0 | 0 | 0 | 0 | 0 | 0 | 0 | 0 | 0 | 0 | 0 | 0 | 0 | 0 | 0 | 0 | 0
F8_Commercial_Restaurant (ID)_Existing_Food Preparation_Natural Gas_Range_Baseline Forecast | F8 | Commercial | Restaurant (ID) | Existing | Food Preparation | Natural Gas | Range | Baseline Forecast | Avg. Replacement Winter Demand (n/a) | 0 | 0 | 0 | 0 | 0 | 0 | 0 | 0 | 0 | 0 | 0 | 0 | 0 | 0 | 0 | 0 | 0 | 0 | 0 | 0 | 0 | 0 | 0 | 0 | 0 | 0 | 0
F1_Commercial_Restaurant (ID)_Existing_Food Preparation_Natural Gas_Steamer_Baseline Forecast | F1 | Commercial | Restaurant (ID) | Existing | Food Preparation | Natural Gas | Steamer | Baseline Forecast | Units | 13717.7896 | 13496.535 | 13278.8489 | 13064.6739 | 12853.9534 | 12646.6315 | 12442.6536 | 12241.9657 | 12044.5146 | 11850.2482 | 11659.1152 | 11471.065 | 11286.0478 | 11104.0147 | 10924.9177 | 10748.7094 | 10575.3431 | 10404.7731 | 10236.9541 | 10071.842 | 9909.3929 | 9749.564 | 9592.313 | 9437.5982 | 9285.3789 | 9135.6147 | 8988.2661
F2_Commercial_Restaurant (ID)_Existing_Food Preparation_Natural Gas_Steamer_Baseline Forecast | F2 | Commercial | Restaurant (ID) | Existing | Food Preparation | Natural Gas | Steamer | Baseline Forecast | Usage (MMtherm) | 0.0054655 | 0.0053774 | 0.0052906 | 0.0052053 | 0.0051213 | 0.0050387 | 0.0049575 | 0.0048775 | 0.0047988 | 0.0047214 | 0.0046453 | 0.0045704 | 0.0044967 | 0.0044241 | 0.0043528 | 0.0042826 | 0.0042135 | 0.0041455 | 0.0040787 | 0.0040129 | 0.0039482 | 0.0038845 | 0.0038218 | 0.0037602 | 0.0036995 | 0.0036399 | 0.0035812
F3_Commercial_Restaurant (ID)_Existing_Food Preparation_Natural Gas_Steamer_Baseline Forecast | F3 | Commercial | Restaurant (ID) | Existing | Food Preparation | Natural Gas | Steamer | Baseline Forecast | Summer Peak Demand (n/a) | 0 | 0 | 0 | 0 | 0 | 0 | 0 | 0 | 0 | 0 | 0 | 0 | 0 | 0 | 0 | 0 | 0 | 0 | 0 | 0 | 0 | 0 | 0 | 0 | 0 | 0 | 0
F4_Commercial_Restaurant (ID)_Existing_Food Preparation_Natural Gas_Steamer_Baseline Forecast | F4 | Commercial | Restaurant (ID) | Existing | Food Preparation | Natural Gas | Steamer | Baseline Forecast | Winter Peak Demand (n/a) | 0 | 0 | 0 | 0 | 0 | 0 | 0 | 0 | 0 | 0 | 0 | 0 | 0 | 0 | 0 | 0 | 0 | 0 | 0 | 0 | 0 | 0 | 0 | 0 | 0 | 0 | 0
F5_Commercial_Restaurant (ID)_Existing_Food Preparation_Natural Gas_Steamer_Baseline Forecast | F5 | Commercial | Restaurant (ID) | Existing | Food Preparation | Natural Gas | Steamer | Baseline Forecast | Turnover | 0 | 499.8717 | 560.1161 | 610.8198 | 653.2117 | 688.3661 | 717.2217 | 740.5991 | 759.2157 | 773.6981 | 724.6191 | 687.4795 | 659.8657 | 639.785 | 625.5977 | 615.9598 | 609.7749 | 606.1527 | 604.375 | 712.983 | 705.2254 | 693.8212 | 680.1981 | 665.416 | 650.2461 | 635.2336 | 620.7493
F6_Commercial_Restaurant (ID)_Existing_Food Preparation_Natural Gas_Steamer_Baseline Forecast | F6 | Commercial | Restaurant (ID) | Existing | Food Preparation | Natural Gas | Steamer | Baseline Forecast | Avg. Replacement Usage (therms) | 0.39843 | 0.39843 | 0.39843 | 0.39843 | 0.39843 | 0.39843 | 0.39843 | 0.39843 | 0.39843 | 0.39843 | 0.39843 | 0.39843 | 0.39843 | 0.39843 | 0.39843 | 0.39843 | 0.39843 | 0.39843 | 0.39843 | 0.39843 | 0.39843 | 0.39843 | 0.39843 | 0.39843 | 0.39843 | 0.39843 | 0.39843
F7_Commercial_Restaurant (ID)_Existing_Food Preparation_Natural Gas_Steamer_Baseline Forecast | F7 | Commercial | Restaurant (ID) | Existing | Food Preparation | Natural Gas | Steamer | Baseline Forecast | Avg. Replacement Summer Demand (n/a) | 0 | 0 | 0 | 0 | 0 | 0 | 0 | 0 | 0 | 0 | 0 | 0 | 0 | 0 | 0 | 0 | 0 | 0 | 0 | 0 | 0 | 0 | 0 | 0 | 0 | 0 | 0
F8_Commercial_Restaurant (ID)_Existing_Food Preparation_Natural Gas_Steamer_Baseline Forecast | F8 | Commercial | Restaurant (ID) | Existing | Food Preparation | Natural Gas | Steamer | Baseline Forecast | Avg. Replacement Winter Demand (n/a) | 0 | 0 | 0 | 0 | 0 | 0 | 0 | 0 | 0 | 0 | 0 | 0 | 0 | 0 | 0 | 0 | 0 | 0 | 0 | 0 | 0 | 0 | 0 | 0 | 0 | 0 | 0
F1_Commercial_Restaurant (ID)_Existing_Food Preparation_Natural Gas_Food Prep Other_Baseline Forecast | F1 | Commercial | Restaurant (ID) | Existing | Food Preparation | Natural Gas | Food Prep Other | Baseline Forecast | Units | 771.9968 | 759.5453 | 747.2945 | 735.2414 | 723.3827 | 711.7152 | 700.2359 | 688.9418 | 677.8298 | 666.8971 | 656.1407 | 645.5578 | 635.1455 | 624.9013 | 614.8222 | 604.9057 | 595.1492 | 585.55 | 576.1056 | 566.8136 | 557.6715 | 548.6768 | 539.8271 | 531.1202 | 522.5538 | 514.1255 | 505.8332
F2_Commercial_Restaurant (ID)_Existing_Food Preparation_Natural Gas_Food Prep Other_Baseline Forecast | F2 | Commercial | Restaurant (ID) | Existing | Food Preparation | Natural Gas | Food Prep Other | Baseline Forecast | Usage (MMtherm) | 0.00011108 | 0.00010929 | 0.00010753 | 0.00010579 | 0.00010409 | 0.00010241 | 0.00010076 | 9.913e-05 | 9.7532e-05 | 9.5958e-05 | 9.4411e-05 | 9.2888e-05 | 9.139e-05 | 8.9916e-05 | 8.8466e-05 | 8.7039e-05 | 8.5635e-05 | 8.4254e-05 | 8.2895e-05 | 8.1558e-05 | 8.0242e-05 | 7.8948e-05 | 7.7675e-05 | 7.6422e-05 | 7.5189e-05 | 7.3976e-05 | 7.2783e-05
F3_Commercial_Restaurant (ID)_Existing_Food Preparation_Natural Gas_Food Prep Other_Baseline Forecast | F3 | Commercial | Restaurant (ID) | Existing | Food Preparation | Natural Gas | Food Prep Other | Baseline Forecast | Summer Peak Demand (n/a) | 0 | 0 | 0 | 0 | 0 | 0 | 0 | 0 | 0 | 0 | 0 | 0 | 0 | 0 | 0 | 0 | 0 | 0 | 0 | 0 | 0 | 0 | 0 | 0 | 0 | 0 | 0
F4_Commercial_Restaurant (ID)_Existing_Food Preparation_Natural Gas_Food Prep Other_Baseline Forecast | F4 | Commercial | Restaurant (ID) | Existing | Food Preparation | Natural Gas | Food Prep Other | Baseline Forecast | Winter Peak Demand (n/a) | 0 | 0 | 0 | 0 | 0 | 0 | 0 | 0 | 0 | 0 | 0 | 0 | 0 | 0 | 0 | 0 | 0 | 0 | 0 | 0 | 0 | 0 | 0 | 0 | 0 | 0 | 0
F5_Commercial_Restaurant (ID)_Existing_Food Preparation_Natural Gas_Food Prep Other_Baseline Forecast | F5 | Commercial | Restaurant (ID) | Existing | Food Preparation | Natural Gas | Food Prep Other | Baseline Forecast | Turnover | 0 | 30.3818 | 38.8593 | 45.2909 | 50.116 | 53.6804 | 56.2564 | 58.0581 | 59.2539 | 59.9765 | 52.4564 | 48.0021 | 45.6073 | 44.556 | 44.3443 | 50.9657 | 52.0179 | 52.6541 | 52.966 | 51.6653 | 49.6776 | 47.5463 | 45.5667 | 43.8773 | 41.9731 | 41.2708 | 41.2429
F6_Commercial_Restaurant (ID)_Existing_Food Preparation_Natural Gas_Food Prep Other_Baseline Forecast | F6 | Commercial | Restaurant (ID) | Existing | Food Preparation | Natural Gas | Food Prep Other | Baseline Forecast | Avg. Replacement Usage (therms) | 0.14389 | 0.14389 | 0.14389 | 0.14389 | 0.14389 | 0.14389 | 0.14389 | 0.14389 | 0.14389 | 0.14389 | 0.14389 | 0.14389 | 0.14389 | 0.14389 | 0.14389 | 0.14389 | 0.14389 | 0.14389 | 0.14389 | 0.14389 | 0.14389 | 0.14389 | 0.14389 | 0.14389 | 0.14389 | 0.14389 | 0.14389
F7_Commercial_Restaurant (ID)_Existing_Food Preparation_Natural Gas_Food Prep Other_Baseline Forecast | F7 | Commercial | Restaurant (ID) | Existing | Food Preparation | Natural Gas | Food Prep Other | Baseline Forecast | Avg. Replacement Summer Demand (n/a) | 0 | 0 | 0 | 0 | 0 | 0 | 0 | 0 | 0 | 0 | 0 | 0 | 0 | 0 | 0 | 0 | 0 | 0 | 0 | 0 | 0 | 0 | 0 | 0 | 0 | 0 | 0
F8_Commercial_Restaurant (ID)_Existing_Food Preparation_Natural Gas_Food Prep Other_Baseline Forecast | F8 | Commercial | Restaurant (ID) | Existing | Food Preparation | Natural Gas | Food Prep Other | Baseline Forecast | Avg. Replacement Winter Demand (n/a) | 0 | 0 | 0 | 0 | 0 | 0 | 0 | 0 | 0 | 0 | 0 | 0 | 0 | 0 | 0 | 0 | 0 | 0 | 0 | 0 | 0 | 0 | 0 | 0 | 0 | 0 | 0
F1_Commercial_Restaurant (ID)_Existing_Miscellaneous_Natural Gas_Pool Heater_Baseline Forecast | F1 | Commercial | Restaurant (ID) | Existing | Miscellaneous | Natural Gas | Pool Heater | Baseline Forecast | Units | 0 | 0 | 0 | 0 | 0 | 0 | 0 | 0 | 0 | 0 | 0 | 0 | 0 | 0 | 0 | 0 | 0 | 0 | 0 | 0 | 0 | 0 | 0 | 0 | 0 | 0 | 0
F2_Commercial_Restaurant (ID)_Existing_Miscellaneous_Natural Gas_Pool Heater_Baseline Forecast | F2 | Commercial | Restaurant (ID) | Existing | Miscellaneous | Natural Gas | Pool Heater | Baseline Forecast | Usage (MMtherm) | 0 | 0 | 0 | 0 | 0 | 0 | 0 | 0 | 0 | 0 | 0 | 0 | 0 | 0 | 0 | 0 | 0 | 0 | 0 | 0 | 0 | 0 | 0 | 0 | 0 | 0 | 0
F3_Commercial_Restaurant (ID)_Existing_Miscellaneous_Natural Gas_Pool Heater_Baseline Forecast | F3 | Commercial | Restaurant (ID) | Existing | Miscellaneous | Natural Gas | Pool Heater | Baseline Forecast | Summer Peak Demand (n/a) | 0 | 0 | 0 | 0 | 0 | 0 | 0 | 0 | 0 | 0 | 0 | 0 | 0 | 0 | 0 | 0 | 0 | 0 | 0 | 0 | 0 | 0 | 0 | 0 | 0 | 0 | 0
F4_Commercial_Restaurant (ID)_Existing_Miscellaneous_Natural Gas_Pool Heater_Baseline Forecast | F4 | Commercial | Restaurant (ID) | Existing | Miscellaneous | Natural Gas | Pool Heater | Baseline Forecast | Winter Peak Demand (n/a) | 0 | 0 | 0 | 0 | 0 | 0 | 0 | 0 | 0 | 0 | 0 | 0 | 0 | 0 | 0 | 0 | 0 | 0 | 0 | 0 | 0 | 0 | 0 | 0 | 0 | 0 | 0
F5_Commercial_Restaurant (ID)_Existing_Miscellaneous_Natural Gas_Pool Heater_Baseline Forecast | F5 | Commercial | Restaurant (ID) | Existing | Miscellaneous | Natural Gas | Pool Heater | Baseline Forecast | Turnover | 0 | 0 | 0 | 0 | 0 | 0 | 0 | 0 | 0 | 0 | 0 | 0 | 0 | 0 | 0 | 0 | 0 | 0 | 0 | 0 | 0 | 0 | 0 | 0 | 0 | 0 | 0
F6_Commercial_Restaurant (ID)_Existing_Miscellaneous_Natural Gas_Pool Heater_Baseline Forecast | F6 | Commercial | Restaurant (ID) | Existing | Miscellaneous | Natural Gas | Pool Heater | Baseline Forecast | Avg. Replacement Usage (therms) | 0.01 | 0.01 | 0.01 | 0.01 | 0.01 | 0.01 | 0.01 | 0.01 | 0.01 | 0.01 | 0.01 | 0.01 | 0.01 | 0.01 | 0.01 | 0.01 | 0.01 | 0.01 | 0.01 | 0.01 | 0.01 | 0.01 | 0.01 | 0.01 | 0.01 | 0.01 | 0.01
F7_Commercial_Restaurant (ID)_Existing_Miscellaneous_Natural Gas_Pool Heater_Baseline Forecast | F7 | Commercial | Restaurant (ID) | Existing | Miscellaneous | Natural Gas | Pool Heater | Baseline Forecast | Avg. Replacement Summer Demand (n/a) | 0 | 0 | 0 | 0 | 0 | 0 | 0 | 0 | 0 | 0 | 0 | 0 | 0 | 0 | 0 | 0 | 0 | 0 | 0 | 0 | 0 | 0 | 0 | 0 | 0 | 0 | 0
F8_Commercial_Restaurant (ID)_Existing_Miscellaneous_Natural Gas_Pool Heater_Baseline Forecast | F8 | Commercial | Restaurant (ID) | Existing | Miscellaneous | Natural Gas | Pool Heater | Baseline Forecast | Avg. Replacement Winter Demand (n/a) | 0 | 0 | 0 | 0 | 0 | 0 | 0 | 0 | 0 | 0 | 0 | 0 | 0 | 0 | 0 | 0 | 0 | 0 | 0 | 0 | 0 | 0 | 0 | 0 | 0 | 0 | 0
F1_Commercial_Restaurant (ID)_Existing_Miscellaneous_Natural Gas_Miscellaneous_Baseline Forecast | F1 | Commercial | Restaurant (ID) | Existing | Miscellaneous | Natural Gas | Miscellaneous | Baseline Forecast | Units | 243654.0728 | 239724.1684 | 235857.6496 | 232053.494 | 228310.6957 | 224628.2651 | 221005.2286 | 217440.6281 | 213933.5212 | 210482.9805 | 207088.0937 | 203747.9632 | 200461.7057 | 197228.4524 | 194047.3483 | 190917.5524 | 187838.237 | 184808.5881 | 181827.8044 | 178895.0979 | 176009.693 | 173170.827 | 170377.7492 | 167629.721 | 164926.0158 | 162265.9188 | 159648.7265
F2_Commercial_Restaurant (ID)_Existing_Miscellaneous_Natural Gas_Miscellaneous_Baseline Forecast | F2 | Commercial | Restaurant (ID) | Existing | Miscellaneous | Natural Gas | Miscellaneous | Baseline Forecast | Usage (MMtherm) | 0.0095756 | 0.0094212 | 0.0092692 | 0.0091197 | 0.0089726 | 0.0088279 | 0.0086855 | 0.0085454 | 0.0084076 | 0.008272 | 0.0081386 | 0.0080073 | 0.0078782 | 0.0077511 | 0.0076261 | 0.0075031 | 0.0073821 | 0.007263 | 0.0071459 | 0.0070306 | 0.0069172 | 0.0068056 | 0.0066959 | 0.0065879 | 0.0064816 | 0.0063771 | 0.0062742
F3_Commercial_Restaurant (ID)_Existing_Miscellaneous_Natural Gas_Miscellaneous_Baseline Forecast | F3 | Commercial | Restaurant (ID) | Existing | Miscellaneous | Natural Gas | Miscellaneous | Baseline Forecast | Summer Peak Demand (n/a) | 0 | 0 | 0 | 0 | 0 | 0 | 0 | 0 | 0 | 0 | 0 | 0 | 0 | 0 | 0 | 0 | 0 | 0 | 0 | 0 | 0 | 0 | 0 | 0 | 0 | 0 | 0
F4_Commercial_Restaurant (ID)_Existing_Miscellaneous_Natural Gas_Miscellaneous_Baseline Forecast | F4 | Commercial | Restaurant (ID) | Existing | Miscellaneous | Natural Gas | Miscellaneous | Baseline Forecast | Winter Peak Demand (n/a) | 0 | 0 | 0 | 0 | 0 | 0 | 0 | 0 | 0 | 0 | 0 | 0 | 0 | 0 | 0 | 0 | 0 | 0 | 0 | 0 | 0 | 0 | 0 | 0 | 0 | 0 | 0
F5_Commercial_Restaurant (ID)_Existing_Miscellaneous_Natural Gas_Miscellaneous_Baseline Forecast | F5 | Commercial | Restaurant (ID) | Existing | Miscellaneous | Natural Gas | Miscellaneous | Baseline Forecast | Turnover | 0 | 20547.7859 | 24067.1071 | 26926.3238 | 25503.094 | 24781.682 | 24562.3147 | 24183.68 | 23766.2184 | 23384.3194 | 23010.7417 | 27727.1926 | 27517.9738 | 27141.3018 | 26416.2952 | 25944.527 | 25616.8691 | 25201.5922 | 24776.0679 | 24379.7751 | 23989.6087 | 24861.6424 | 24342.2096 | 23808.7758 | 23389.8032 | 23025.6186 | 22679.7206
F6_Commercial_Restaurant (ID)_Existing_Miscellaneous_Natural Gas_Miscellaneous_Baseline Forecast | F6 | Commercial | Restaurant (ID) | Existing | Miscellaneous | Natural Gas | Miscellaneous | Baseline Forecast | Avg. Replacement Usage (therms) | 0.0393 | 0.0393 | 0.0393 | 0.0393 | 0.0393 | 0.0393 | 0.0393 | 0.0393 | 0.0393 | 0.0393 | 0.0393 | 0.0393 | 0.0393 | 0.0393 | 0.0393 | 0.0393 | 0.0393 | 0.0393 | 0.0393 | 0.0393 | 0.0393 | 0.0393 | 0.0393 | 0.0393 | 0.0393 | 0.0393 | 0.0393
F7_Commercial_Restaurant (ID)_Existing_Miscellaneous_Natural Gas_Miscellaneous_Baseline Forecast | F7 | Commercial | Restaurant (ID) | Existing | Miscellaneous | Natural Gas | Miscellaneous | Baseline Forecast | Avg. Replacement Summer Demand (n/a) | 0 | 0 | 0 | 0 | 0 | 0 | 0 | 0 | 0 | 0 | 0 | 0 | 0 | 0 | 0 | 0 | 0 | 0 | 0 | 0 | 0 | 0 | 0 | 0 | 0 | 0 | 0
F8_Commercial_Restaurant (ID)_Existing_Miscellaneous_Natural Gas_Miscellaneous_Baseline Forecast | F8 | Commercial | Restaurant (ID) | Existing | Miscellaneous | Natural Gas | Miscellaneous | Baseline Forecast | Avg. Replacement Winter Demand (n/a) | 0 | 0 | 0 | 0 | 0 | 0 | 0 | 0 | 0 | 0 | 0 | 0 | 0 | 0 | 0 | 0 | 0 | 0 | 0 | 0 | 0 | 0 | 0 | 0 | 0 | 0 | 0
F1_Commercial_Restaurant (ID)_New_Space Heating_Natural Gas_Furnace_Baseline Forecast | F1 | Commercial | Restaurant (ID) | New | Space Heating | Natural Gas | Furnace | Baseline Forecast | Units | 0 | 4028.3911 | 7780.445 | 12349.3196 | 17037.7891 | 21258.7368 | 24920.582 | 28462.8038 | 31902.1425 | 35210.9223 | 38473.3533 | 41743.4394 | 44966.8268 | 48149.5399 | 51317.1298 | 54459.613 | 57565.2192 | 60623.9436 | 63652.4131 | 66633.4973 | 69546.5034 | 72416.9087 | 75264.852 | 78115.7911 | 80922.3517 | 83875.1554 | 86493.4259
F2_Commercial_Restaurant (ID)_New_Space Heating_Natural Gas_Furnace_Baseline Forecast | F2 | Commercial | Restaurant (ID) | New | Space Heating | Natural Gas | Furnace | Baseline Forecast | Usage (MMtherm) | 0 | 0.002415 | 0.0046643 | 0.0074033 | 0.010214 | 0.012744 | 0.01494 | 0.017063 | 0.019125 | 0.021109 | 0.023064 | 0.025025 | 0.026957 | 0.028865 | 0.030764 | 0.032648 | 0.03451 | 0.036344 | 0.038159 | 0.039946 | 0.041693 | 0.043413 | 0.045121 | 0.04683 | 0.048512 | 0.050282 | 0.051852
F3_Commercial_Restaurant (ID)_New_Space Heating_Natural Gas_Furnace_Baseline Forecast | F3 | Commercial | Restaurant (ID) | New | Space Heating | Natural Gas | Furnace | Baseline Forecast | Summer Peak Demand (n/a) | 0 | 0 | 0 | 0 | 0 | 0 | 0 | 0 | 0 | 0 | 0 | 0 | 0 | 0 | 0 | 0 | 0 | 0 | 0 | 0 | 0 | 0 | 0 | 0 | 0 | 0 | 0
F4_Commercial_Restaurant (ID)_New_Space Heating_Natural Gas_Furnace_Baseline Forecast | F4 | Commercial | Restaurant (ID) | New | Space Heating | Natural Gas | Furnace | Baseline Forecast | Winter Peak Demand (n/a) | 0 | 0 | 0 | 0 | 0 | 0 | 0 | 0 | 0 | 0 | 0 | 0 | 0 | 0 | 0 | 0 | 0 | 0 | 0 | 0 | 0 | 0 | 0 | 0 | 0 | 0 | 0
F5_Commercial_Restaurant (ID)_New_Space Heating_Natural Gas_Furnace_Baseline Forecast | F5 | Commercial | Restaurant (ID) | New | Space Heating | Natural Gas | Furnace | Baseline Forecast | Turnover | 0 | 4028.3911 | 3752.0539 | 4568.8746 | 4688.4695 | 4220.9477 | 3661.8452 | 3542.2218 | 3439.3387 | 3308.7797 | 3262.431 | 3270.0861 | 3589.6048 | 3856.7339 | 4195.6882 | 4503.3426 | 4726.4736 | 4865.1352 | 4992.6813 | 5079.3985 | 5121.3627 | 5174.5868 | 5239.9344 | 6635.3737 | 6509.5182 | 6960.8193 | 6709.4225
F6_Commercial_Restaurant (ID)_New_Space Heating_Natural Gas_Furnace_Baseline Forecast | F6 | Commercial | Restaurant (ID) | New | Space Heating | Natural Gas | Furnace | Baseline Forecast | Avg. Replacement Usage (therms) | 0.62213 | 0.59949 | 0.59949 | 0.59949 | 0.59949 | 0.59949 | 0.59949 | 0.59949 | 0.59949 | 0.59949 | 0.59949 | 0.59949 | 0.59949 | 0.59949 | 0.59949 | 0.59949 | 0.59949 | 0.59949 | 0.59949 | 0.59949 | 0.59949 | 0.59949 | 0.59949 | 0.59949 | 0.59949 | 0.59949 | 0.59949
F7_Commercial_Restaurant (ID)_New_Space Heating_Natural Gas_Furnace_Baseline Forecast | F7 | Commercial | Restaurant (ID) | New | Space Heating | Natural Gas | Furnace | Baseline Forecast | Avg. Replacement Summer Demand (n/a) | 0 | 0 | 0 | 0 | 0 | 0 | 0 | 0 | 0 | 0 | 0 | 0 | 0 | 0 | 0 | 0 | 0 | 0 | 0 | 0 | 0 | 0 | 0 | 0 | 0 | 0 | 0
F8_Commercial_Restaurant (ID)_New_Space Heating_Natural Gas_Furnace_Baseline Forecast | F8 | Commercial | Restaurant (ID) | New | Space Heating | Natural Gas | Furnace | Baseline Forecast | Avg. Replacement Winter Demand (n/a) | 0 | 0 | 0 | 0 | 0 | 0 | 0 | 0 | 0 | 0 | 0 | 0 | 0 | 0 | 0 | 0 | 0 | 0 | 0 | 0 | 0 | 0 | 0 | 0 | 0 | 0 | 0
F1_Commercial_Restaurant (ID)_New_Space Heating_Natural Gas_Boiler_Baseline Forecast | F1 | Commercial | Restaurant (ID) | New | Space Heating | Natural Gas | Boiler | Baseline Forecast | Units | 0 | 20.9193 | 40.4035 | 64.1295 | 88.4766 | 110.3958 | 129.4116 | 147.8062 | 165.6666 | 182.8489 | 199.7906 | 216.772 | 233.5109 | 250.0386 | 266.4878 | 282.8066 | 298.9339 | 314.8177 | 330.5445 | 346.0251 | 361.1522 | 376.0581 | 390.8474 | 405.6522 | 420.2266 | 435.5604 | 449.1569
F2_Commercial_Restaurant (ID)_New_Space Heating_Natural Gas_Boiler_Baseline Forecast | F2 | Commercial | Restaurant (ID) | New | Space Heating | Natural Gas | Boiler | Baseline Forecast | Usage (MMtherm) | 0 | 3.8689e-05 | 7.4725e-05 | 0.00011861 | 0.00016341 | 0.00020374 | 0.00023873 | 0.00027258 | 0.00030434 | 0.00033488 | 0.000365 | 0.0003952 | 0.00042496 | 0.00045434 | 0.00048359 | 0.0005126 | 0.00054176 | 0.00057049 | 0.00059893 | 0.00062692 | 0.00065428 | 0.00068123 | 0.00070797 | 0.00073475 | 0.0007611 | 0.00078883 | 0.00081342
F3_Commercial_Restaurant (ID)_New_Space Heating_Natural Gas_Boiler_Baseline Forecast | F3 | Commercial | Restaurant (ID) | New | Space Heating | Natural Gas | Boiler | Baseline Forecast | Summer Peak Demand (n/a) | 0 | 0 | 0 | 0 | 0 | 0 | 0 | 0 | 0 | 0 | 0 | 0 | 0 | 0 | 0 | 0 | 0 | 0 | 0 | 0 | 0 | 0 | 0 | 0 | 0 | 0 | 0
F4_Commercial_Restaurant (ID)_New_Space Heating_Natural Gas_Boiler_Baseline Forecast | F4 | Commercial | Restaurant (ID) | New | Space Heating | Natural Gas | Boiler | Baseline Forecast | Winter Peak Demand (n/a) | 0 | 0 | 0 | 0 | 0 | 0 | 0 | 0 | 0 | 0 | 0 | 0 | 0 | 0 | 0 | 0 | 0 | 0 | 0 | 0 | 0 | 0 | 0 | 0 | 0 | 0 | 0
F5_Commercial_Restaurant (ID)_New_Space Heating_Natural Gas_Boiler_Baseline Forecast | F5 | Commercial | Restaurant (ID) | New | Space Heating | Natural Gas | Boiler | Baseline Forecast | Turnover | 0 | 20.9193 | 19.4843 | 23.726 | 24.347 | 21.9192 | 19.0158 | 18.3946 | 17.8603 | 17.1824 | 16.9417 | 16.9814 | 16.7389 | 16.5277 | 16.4492 | 16.3188 | 16.1273 | 15.8838 | 15.7267 | 15.4807 | 15.1271 | 14.9059 | 14.7893 | 14.8048 | 14.5744 | 15.3338 | 13.5966
F6_Commercial_Restaurant (ID)_New_Space Heating_Natural Gas_Boiler_Baseline Forecast | F6 | Commercial | Restaurant (ID) | New | Space Heating | Natural Gas | Boiler | Baseline Forecast | Avg. Replacement Usage (therms) | 1.9096 | 1.8495 | 1.8495 | 1.8495 | 1.8401 | 1.8401 | 1.8401 | 1.8401 | 1.7779 | 1.7779 | 1.7779 | 1.7779 | 1.7779 | 1.7779 | 1.7779 | 1.7779 | 1.8084 | 1.8084 | 1.8084 | 1.8084 | 1.8084 | 1.8084 | 1.8084 | 1.8084 | 1.8084 | 1.8084 | 1.8084
F7_Commercial_Restaurant (ID)_New_Space Heating_Natural Gas_Boiler_Baseline Forecast | F7 | Commercial | Restaurant (ID) | New | Space Heating | Natural Gas | Boiler | Baseline Forecast | Avg. Replacement Summer Demand (n/a) | 0 | 0 | 0 | 0 | 0 | 0 | 0 | 0 | 0 | 0 | 0 | 0 | 0 | 0 | 0 | 0 | 0 | 0 | 0 | 0 | 0 | 0 | 0 | 0 | 0 | 0 | 0
F8_Commercial_Restaurant (ID)_New_Space Heating_Natural Gas_Boiler_Baseline Forecast | F8 | Commercial | Restaurant (ID) | New | Space Heating | Natural Gas | Boiler | Baseline Forecast | Avg. Replacement Winter Demand (n/a) | 0 | 0 | 0 | 0 | 0 | 0 | 0 | 0 | 0 | 0 | 0 | 0 | 0 | 0 | 0 | 0 | 0 | 0 | 0 | 0 | 0 | 0 | 0 | 0 | 0 | 0 | 0
F1_Commercial_Restaurant (ID)_New_Space Heating_Natural Gas_Unit Heater_Baseline Forecast | F1 | Commercial | Restaurant (ID) | New | Space Heating | Natural Gas | Unit Heater | Baseline Forecast | Units | 0 | 45.0305 | 86.972 | 138.0441 | 190.4531 | 237.636 | 278.5691 | 318.165 | 356.6109 | 393.5974 | 430.0657 | 466.6196 | 502.6516 | 538.2288 | 573.637 | 608.7645 | 643.4798 | 677.6711 | 711.5242 | 744.8476 | 777.4099 | 809.4961 | 841.3312 | 873.1998 | 904.5723 | 937.5795 | 966.8473
F2_Commercial_Restaurant (ID)_New_Space Heating_Natural Gas_Unit Heater_Baseline Forecast | F2 | Commercial | Restaurant (ID) | New | Space Heating | Natural Gas | Unit Heater | Baseline Forecast | Usage (MMtherm) | 0 | 1.3502e-05 | 2.6078e-05 | 4.1392e-05 | 5.7107e-05 | 7.1255e-05 | 8.3528e-05 | 9.5401e-05 | 0.00010693 | 0.00011802 | 0.00012895 | 0.00013991 | 0.00015072 | 0.00016139 | 0.000172 | 0.00018254 | 0.00019295 | 0.0002032 | 0.00021335 | 0.00022334 | 0.0002331 | 0.00024273 | 0.00025227 | 0.00026183 | 0.00027123 | 0.00028113 | 0.00028991
F3_Commercial_Restaurant (ID)_New_Space Heating_Natural Gas_Unit Heater_Baseline Forecast | F3 | Commercial | Restaurant (ID) | New | Space Heating | Natural Gas | Unit Heater | Baseline Forecast | Summer Peak Demand (n/a) | 0 | 0 | 0 | 0 | 0 | 0 | 0 | 0 | 0 | 0 | 0 | 0 | 0 | 0 | 0 | 0 | 0 | 0 | 0 | 0 | 0 | 0 | 0 | 0 | 0 | 0 | 0
F4_Commercial_Restaurant (ID)_New_Space Heating_Natural Gas_Unit Heater_Baseline Forecast | F4 | Commercial | Restaurant (ID) | New | Space Heating | Natural Gas | Unit Heater | Baseline Forecast | Winter Peak Demand (n/a) | 0 | 0 | 0 | 0 | 0 | 0 | 0 | 0 | 0 | 0 | 0 | 0 | 0 | 0 | 0 | 0 | 0 | 0 | 0 | 0 | 0 | 0 | 0 | 0 | 0 | 0 | 0
F5_Commercial_Restaurant (ID)_New_Space Heating_Natural Gas_Unit Heater_Baseline Forecast | F5 | Commercial | Restaurant (ID) | New | Space Heating | Natural Gas | Unit Heater | Baseline Forecast | Turnover | 0 | 45.0305 | 41.9415 | 51.0721 | 52.409 | 47.1829 | 40.9331 | 39.5959 | 38.4459 | 36.9864 | 36.4684 | 36.5539 | 36.0319 | 35.5772 | 35.4082 | 35.1275 | 34.7153 | 38.2849 | 41.3875 | 44.8157 | 47.7744 | 50.2047 | 52.0277 | 53.8251 | 54.828 | 57.6929 | 55.0245
F6_Commercial_Restaurant (ID)_New_Space Heating_Natural Gas_Unit Heater_Baseline Forecast | F6 | Commercial | Restaurant (ID) | New | Space Heating | Natural Gas | Unit Heater | Baseline Forecast | Avg. Replacement Usage (therms) | 0.31117 | 0.29985 | 0.29985 | 0.29985 | 0.29985 | 0.29985 | 0.29985 | 0.29985 | 0.29985 | 0.29985 | 0.29985 | 0.29985 | 0.29985 | 0.29985 | 0.29985 | 0.29985 | 0.29985 | 0.29985 | 0.29985 | 0.29985 | 0.29985 | 0.29985 | 0.29985 | 0.29985 | 0.29985 | 0.29985 | 0.29985
F7_Commercial_Restaurant (ID)_New_Space Heating_Natural Gas_Unit Heater_Baseline Forecast | F7 | Commercial | Restaurant (ID) | New | Space Heating | Natural Gas | Unit Heater | Baseline Forecast | Avg. Replacement Summer Demand (n/a) | 0 | 0 | 0 | 0 | 0 | 0 | 0 | 0 | 0 | 0 | 0 | 0 | 0 | 0 | 0 | 0 | 0 | 0 | 0 | 0 | 0 | 0 | 0 | 0 | 0 | 0 | 0
F8_Commercial_Restaurant (ID)_New_Space Heating_Natural Gas_Unit Heater_Baseline Forecast | F8 | Commercial | Restaurant (ID) | New | Space Heating | Natural Gas | Unit Heater | Baseline Forecast | Avg. Replacement Winter Demand (n/a) | 0 | 0 | 0 | 0 | 0 | 0 | 0 | 0 | 0 | 0 | 0 | 0 | 0 | 0 | 0 | 0 | 0 | 0 | 0 | 0 | 0 | 0 | 0 | 0 | 0 | 0 | 0
F1_Commercial_Restaurant (ID)_New_Water Heating_Natural Gas_Water Heater_Baseline Forecast | F1 | Commercial | Restaurant (ID) | New | Water Heating | Natural Gas | Water Heater | Baseline Forecast | Units | 0 | 4578.4857 | 8842.899 | 14035.6736 | 19364.3743 | 24161.711 | 28323.5973 | 32349.5251 | 36258.5207 | 40019.1289 | 43727.0593 | 47443.69 | 51107.2452 | 54724.5719 | 58324.7101 | 61896.3132 | 65426.0037 | 68902.4103 | 72344.4307 | 75732.5951 | 79043.3851 | 82305.7568 | 85542.5994 | 88782.8468 | 91972.6555 | 95328.6776 | 98304.4845
F2_Commercial_Restaurant (ID)_New_Water Heating_Natural Gas_Water Heater_Baseline Forecast | F2 | Commercial | Restaurant (ID) | New | Water Heating | Natural Gas | Water Heater | Baseline Forecast | Usage (MMtherm) | 0 | 0.0034528 | 0.0066687 | 0.010585 | 0.014603 | 0.018221 | 0.02136 | 0.024396 | 0.027344 | 0.03018 | 0.032976 | 0.035779 | 0.038541 | 0.041269 | 0.043984 | 0.046678 | 0.04934 | 0.051961 | 0.054557 | 0.057112 | 0.059609 | 0.062069 | 0.06451 | 0.066954 | 0.069359 | 0.07189 | 0.074134
F3_Commercial_Restaurant (ID)_New_Water Heating_Natural Gas_Water Heater_Baseline Forecast | F3 | Commercial | Restaurant (ID) | New | Water Heating | Natural Gas | Water Heater | Baseline Forecast | Summer Peak Demand (n/a) | 0 | 0 | 0 | 0 | 0 | 0 | 0 | 0 | 0 | 0 | 0 | 0 | 0 | 0 | 0 | 0 | 0 | 0 | 0 | 0 | 0 | 0 | 0 | 0 | 0 | 0 | 0
F4_Commercial_Restaurant (ID)_New_Water Heating_Natural Gas_Water Heater_Baseline Forecast | F4 | Commercial | Restaurant (ID) | New | Water Heating | Natural Gas | Water Heater | Baseline Forecast | Winter Peak Demand (n/a) | 0 | 0 | 0 | 0 | 0 | 0 | 0 | 0 | 0 | 0 | 0 | 0 | 0 | 0 | 0 | 0 | 0 | 0 | 0 | 0 | 0 | 0 | 0 | 0 | 0 | 0 | 0
F5_Commercial_Restaurant (ID)_New_Water Heating_Natural Gas_Water Heater_Baseline Forecast | F5 | Commercial | Restaurant (ID) | New | Water Heating | Natural Gas | Water Heater | Baseline Forecast | Turnover | 0 | 4578.4857 | 4264.4134 | 5192.7746 | 5328.7007 | 4797.3367 | 4161.8863 | 4025.9278 | 3908.9956 | 3760.6082 | 3707.9304 | 3716.6307 | 4079.7811 | 4383.3879 | 4768.6279 | 5118.2938 | 5371.8944 | 5529.4908 | 5674.4539 | 5773.0128 | 5820.7073 | 5881.1994 | 5955.4705 | 7541.4632 | 7398.4216 | 7911.3499 | 7625.6237
F6_Commercial_Restaurant (ID)_New_Water Heating_Natural Gas_Water Heater_Baseline Forecast | F6 | Commercial | Restaurant (ID) | New | Water Heating | Natural Gas | Water Heater | Baseline Forecast | Avg. Replacement Usage (therms) | 0.75413 | 0.75413 | 0.75413 | 0.75413 | 0.75413 | 0.75413 | 0.75413 | 0.75413 | 0.75413 | 0.75413 | 0.75413 | 0.75413 | 0.75413 | 0.75413 | 0.75413 | 0.75413 | 0.75413 | 0.75413 | 0.75413 | 0.75413 | 0.75413 | 0.75413 | 0.75413 | 0.75413 | 0.75413 | 0.75413 | 0.75413
F7_Commercial_Restaurant (ID)_New_Water Heating_Natural Gas_Water Heater_Baseline Forecast | F7 | Commercial | Restaurant (ID) | New | Water Heating | Natural Gas | Water Heater | Baseline Forecast | Avg. Replacement Summer Demand (n/a) | 0 | 0 | 0 | 0 | 0 | 0 | 0 | 0 | 0 | 0 | 0 | 0 | 0 | 0 | 0 | 0 | 0 | 0 | 0 | 0 | 0 | 0 | 0 | 0 | 0 | 0 | 0
F8_Commercial_Restaurant (ID)_New_Water Heating_Natural Gas_Water Heater_Baseline Forecast | F8 | Commercial | Restaurant (ID) | New | Water Heating | Natural Gas | Water Heater | Baseline Forecast | Avg. Replacement Winter Demand (n/a) | 0 | 0 | 0 | 0 | 0 | 0 | 0 | 0 | 0 | 0 | 0 | 0 | 0 | 0 | 0 | 0 | 0 | 0 | 0 | 0 | 0 | 0 | 0 | 0 | 0 | 0 | 0
F1_Commercial_Restaurant (ID)_New_Food Preparation_Natural Gas_Oven_Baseline Forecast | F1 | Commercial | Restaurant (ID) | New | Food Preparation | Natural Gas | Oven | Baseline Forecast | Units | 0 | 327.7528 | 633.0227 | 1004.7497 | 1386.207 | 1729.6264 | 2027.5568 | 2315.7545 | 2595.5816 | 2864.7864 | 3130.2201 | 3396.2767 | 3658.5339 | 3917.4818 | 4175.1992 | 4430.8739 | 4683.5483 | 4932.4084 | 5178.8068 | 5421.35 | 5658.3543 | 5891.8926 | 6123.6034 | 6355.5579 | 6583.9017 | 6824.1439 | 7037.1683
F2_Commercial_Restaurant (ID)_New_Food Preparation_Natural Gas_Oven_Baseline Forecast | F2 | Commercial | Restaurant (ID) | New | Food Preparation | Natural Gas | Oven | Baseline Forecast | Usage (MMtherm) | 0 | 9.9125e-05 | 0.00019145 | 0.00030387 | 0.00041924 | 0.0005231 | 0.00061321 | 0.00070037 | 0.000785 | 0.00086642 | 0.00094669 | 0.0010272 | 0.0011065 | 0.0011848 | 0.0012627 | 0.0013401 | 0.0014165 | 0.0014917 | 0.0015663 | 0.0016396 | 0.0017113 | 0.0017819 | 0.001852 | 0.0019222 | 0.0019912 | 0.0020639 | 0.0021283
F3_Commercial_Restaurant (ID)_New_Food Preparation_Natural Gas_Oven_Baseline Forecast | F3 | Commercial | Restaurant (ID) | New | Food Preparation | Natural Gas | Oven | Baseline Forecast | Summer Peak Demand (n/a) | 0 | 0 | 0 | 0 | 0 | 0 | 0 | 0 | 0 | 0 | 0 | 0 | 0 | 0 | 0 | 0 | 0 | 0 | 0 | 0 | 0 | 0 | 0 | 0 | 0 | 0 | 0
F4_Commercial_Restaurant (ID)_New_Food Preparation_Natural Gas_Oven_Baseline Forecast | F4 | Commercial | Restaurant (ID) | New | Food Preparation | Natural Gas | Oven | Baseline Forecast | Winter Peak Demand (n/a) | 0 | 0 | 0 | 0 | 0 | 0 | 0 | 0 | 0 | 0 | 0 | 0 | 0 | 0 | 0 | 0 | 0 | 0 | 0 | 0 | 0 | 0 | 0 | 0 | 0 | 0 | 0
F5_Commercial_Restaurant (ID)_New_Food Preparation_Natural Gas_Oven_Baseline Forecast | F5 | Commercial | Restaurant (ID) | New | Food Preparation | Natural Gas | Oven | Baseline Forecast | Turnover | 0 | 327.7528 | 305.2698 | 371.727 | 381.4573 | 343.4194 | 297.9304 | 288.1978 | 279.8271 | 269.2047 | 330.9843 | 379.551 | 427.3981 | 467.3521 | 493.1247 | 589.505 | 571.4844 | 577.2948 | 565.538 | 554.0803 | 550.2195 | 567.0387 | 589.7872 | 614.256 | 668.2812 | 719.2205 | 724.2088
F6_Commercial_Restaurant (ID)_New_Food Preparation_Natural Gas_Oven_Baseline Forecast | F6 | Commercial | Restaurant (ID) | New | Food Preparation | Natural Gas | Oven | Baseline Forecast | Avg. Replacement Usage (therms) | 0.30244 | 0.30244 | 0.30244 | 0.30244 | 0.30244 | 0.30244 | 0.30244 | 0.30244 | 0.30244 | 0.30244 | 0.30244 | 0.30244 | 0.30244 | 0.30244 | 0.30244 | 0.30244 | 0.30244 | 0.30244 | 0.30244 | 0.30244 | 0.30244 | 0.30244 | 0.30244 | 0.30244 | 0.30244 | 0.30244 | 0.30244
F7_Commercial_Restaurant (ID)_New_Food Preparation_Natural Gas_Oven_Baseline Forecast | F7 | Commercial | Restaurant (ID) | New | Food Preparation | Natural Gas | Oven | Baseline Forecast | Avg. Replacement Summer Demand (n/a) | 0 | 0 | 0 | 0 | 0 | 0 | 0 | 0 | 0 | 0 | 0 | 0 | 0 | 0 | 0 | 0 | 0 | 0 | 0 | 0 | 0 | 0 | 0 | 0 | 0 | 0 | 0
F8_Commercial_Restaurant (ID)_New_Food Preparation_Natural Gas_Oven_Baseline Forecast | F8 | Commercial | Restaurant (ID) | New | Food Preparation | Natural Gas | Oven | Baseline Forecast | Avg. Replacement Winter Demand (n/a) | 0 | 0 | 0 | 0 | 0 | 0 | 0 | 0 | 0 | 0 | 0 | 0 | 0 | 0 | 0 | 0 | 0 | 0 | 0 | 0 | 0 | 0 | 0 | 0 | 0 | 0 | 0
F1_Commercial_Restaurant (ID)_New_Food Preparation_Natural Gas_Conveyor Oven_Baseline Forecast | F1 | Commercial | Restaurant (ID) | New | Food Preparation | Natural Gas | Conveyor Oven | Baseline Forecast | Units | 0 | 163.8764 | 316.5113 | 502.3748 | 693.1035 | 864.8132 | 1013.7784 | 1157.8773 | 1297.7908 | 1432.3932 | 1565.1101 | 1698.1384 | 1829.2669 | 1958.7409 | 2087.5996 | 2215.437 | 2341.7742 | 2466.2042 | 2589.4034 | 2710.675 | 2829.1772 | 2945.9463 | 3061.8017 | 3177.7789 | 3291.9508 | 3412.072 | 3518.5842
F2_Commercial_Restaurant (ID)_New_Food Preparation_Natural Gas_Conveyor Oven_Baseline Forecast | F2 | Commercial | Restaurant (ID) | New | Food Preparation | Natural Gas | Conveyor Oven | Baseline Forecast | Usage (MMtherm) | 0 | 8.4804e-05 | 0.00016379 | 0.00025997 | 0.00035867 | 0.00044753 | 0.00052462 | 0.00059919 | 0.00067159 | 0.00074125 | 0.00080993 | 0.00087877 | 0.00094663 | 0.0010136 | 0.0010803 | 0.0011465 | 0.0012118 | 0.0012762 | 0.00134 | 0.0014027 | 0.0014641 | 0.0015245 | 0.0015845 | 0.0016445 | 0.0017036 | 0.0017657 | 0.0018208
F3_Commercial_Restaurant (ID)_New_Food Preparation_Natural Gas_Conveyor Oven_Baseline Forecast | F3 | Commercial | Restaurant (ID) | New | Food Preparation | Natural Gas | Conveyor Oven | Baseline Forecast | Summer Peak Demand (n/a) | 0 | 0 | 0 | 0 | 0 | 0 | 0 | 0 | 0 | 0 | 0 | 0 | 0 | 0 | 0 | 0 | 0 | 0 | 0 | 0 | 0 | 0 | 0 | 0 | 0 | 0 | 0
F4_Commercial_Restaurant (ID)_New_Food Preparation_Natural Gas_Conveyor Oven_Baseline Forecast | F4 | Commercial | Restaurant (ID) | New | Food Preparation | Natural Gas | Conveyor Oven | Baseline Forecast | Winter Peak Demand (n/a) | 0 | 0 | 0 | 0 | 0 | 0 | 0 | 0 | 0 | 0 | 0 | 0 | 0 | 0 | 0 | 0 | 0 | 0 | 0 | 0 | 0 | 0 | 0 | 0 | 0 | 0 | 0
F5_Commercial_Restaurant (ID)_New_Food Preparation_Natural Gas_Conveyor Oven_Baseline Forecast | F5 | Commercial | Restaurant (ID) | New | Food Preparation | Natural Gas | Conveyor Oven | Baseline Forecast | Turnover | 0 | 163.8764 | 152.6349 | 185.8635 | 190.7287 | 171.7097 | 148.9652 | 144.0989 | 139.9136 | 134.6024 | 132.7169 | 133.0283 | 131.1286 | 129.4739 | 128.8587 | 127.8374 | 126.3372 | 157.2053 | 179.9465 | 203.8421 | 222.7043 | 234.4728 | 282.7705 | 275.3823 | 278.3893 | 279.6909 | 255.7257
F6_Commercial_Restaurant (ID)_New_Food Preparation_Natural Gas_Conveyor Oven_Baseline Forecast | F6 | Commercial | Restaurant (ID) | New | Food Preparation | Natural Gas | Conveyor Oven | Baseline Forecast | Avg. Replacement Usage (therms) | 0.51749 | 0.51749 | 0.51749 | 0.51749 | 0.51749 | 0.51749 | 0.51749 | 0.51749 | 0.51749 | 0.51749 | 0.51749 | 0.51749 | 0.51749 | 0.51749 | 0.51749 | 0.51749 | 0.51749 | 0.51749 | 0.51749 | 0.51749 | 0.51749 | 0.51749 | 0.51749 | 0.51749 | 0.51749 | 0.51749 | 0.51749
F7_Commercial_Restaurant (ID)_New_Food Preparation_Natural Gas_Conveyor Oven_Baseline Forecast | F7 | Commercial | Restaurant (ID) | New | Food Preparation | Natural Gas | Conveyor Oven | Baseline Forecast | Avg. Replacement Summer Demand (n/a) | 0 | 0 | 0 | 0 | 0 | 0 | 0 | 0 | 0 | 0 | 0 | 0 | 0 | 0 | 0 | 0 | 0 | 0 | 0 | 0 | 0 | 0 | 0 | 0 | 0 | 0 | 0
F8_Commercial_Restaurant (ID)_New_Food Preparation_Natural Gas_Conveyor Oven_Baseline Forecast | F8 | Commercial | Restaurant (ID) | New | Food Preparation | Natural Gas | Conveyor Oven | Baseline Forecast | Avg. Replacement Winter Demand (n/a) | 0 | 0 | 0 | 0 | 0 | 0 | 0 | 0 | 0 | 0 | 0 | 0 | 0 | 0 | 0 | 0 | 0 | 0 | 0 | 0 | 0 | 0 | 0 | 0 | 0 | 0 | 0
F1_Commercial_Restaurant (ID)_New_Food Preparation_Natural Gas_Double Rack Oven_Baseline Forecast | F1 | Commercial | Restaurant (ID) | New | Food Preparation | Natural Gas | Double Rack Oven | Baseline Forecast | Units | 0 | 163.8764 | 316.5113 | 502.3748 | 693.1035 | 864.8132 | 1013.7784 | 1157.8773 | 1297.7908 | 1432.3932 | 1565.1101 | 1698.1384 | 1829.2669 | 1958.7409 | 2087.5996 | 2215.437 | 2341.7742 | 2466.2042 | 2589.4034 | 2710.675 | 2829.1772 | 2945.9463 | 3061.8017 | 3177.7789 | 3291.9508 | 3412.072 | 3518.5842
F2_Commercial_Restaurant (ID)_New_Food Preparation_Natural Gas_Double Rack Oven_Baseline Forecast | F2 | Commercial | Restaurant (ID) | New | Food Preparation | Natural Gas | Double Rack Oven | Baseline Forecast | Usage (MMtherm) | 0 | 0.00012883 | 0.00024883 | 0.00039495 | 0.00054489 | 0.00067988 | 0.00079699 | 0.00091028 | 0.0010203 | 0.0011261 | 0.0012304 | 0.001335 | 0.0014381 | 0.0015399 | 0.0016412 | 0.0017417 | 0.001841 | 0.0019388 | 0.0020357 | 0.002131 | 0.0022242 | 0.002316 | 0.0024071 | 0.0024982 | 0.002588 | 0.0026824 | 0.0027662
F3_Commercial_Restaurant (ID)_New_Food Preparation_Natural Gas_Double Rack Oven_Baseline Forecast | F3 | Commercial | Restaurant (ID) | New | Food Preparation | Natural Gas | Double Rack Oven | Baseline Forecast | Summer Peak Demand (n/a) | 0 | 0 | 0 | 0 | 0 | 0 | 0 | 0 | 0 | 0 | 0 | 0 | 0 | 0 | 0 | 0 | 0 | 0 | 0 | 0 | 0 | 0 | 0 | 0 | 0 | 0 | 0
F4_Commercial_Restaurant (ID)_New_Food Preparation_Natural Gas_Double Rack Oven_Baseline Forecast | F4 | Commercial | Restaurant (ID) | New | Food Preparation | Natural Gas | Double Rack Oven | Baseline Forecast | Winter Peak Demand (n/a) | 0 | 0 | 0 | 0 | 0 | 0 | 0 | 0 | 0 | 0 | 0 | 0 | 0 | 0 | 0 | 0 | 0 | 0 | 0 | 0 | 0 | 0 | 0 | 0 | 0 | 0 | 0
F5_Commercial_Restaurant (ID)_New_Food Preparation_Natural Gas_Double Rack Oven_Baseline Forecast | F5 | Commercial | Restaurant (ID) | New | Food Preparation | Natural Gas | Double Rack Oven | Baseline Forecast | Turnover | 0 | 163.8764 | 152.6349 | 185.8635 | 190.7287 | 171.7097 | 148.9652 | 144.0989 | 139.9136 | 134.6024 | 150.9254 | 166.1731 | 181.2421 | 195.2113 | 206.3708 | 213.2887 | 218.3049 | 221.7251 | 224.6396 | 278.6754 | 273.4185 | 284.8432 | 288.4429 | 286.4616 | 282.4083 | 292.4221 | 283.0159
F6_Commercial_Restaurant (ID)_New_Food Preparation_Natural Gas_Double Rack Oven_Baseline Forecast | F6 | Commercial | Restaurant (ID) | New | Food Preparation | Natural Gas | Double Rack Oven | Baseline Forecast | Avg. Replacement Usage (therms) | 0.78616 | 0.78616 | 0.78616 | 0.78616 | 0.78616 | 0.78616 | 0.78616 | 0.78616 | 0.78616 | 0.78616 | 0.78616 | 0.78616 | 0.78616 | 0.78616 | 0.78616 | 0.78616 | 0.78616 | 0.78616 | 0.78616 | 0.78616 | 0.78616 | 0.78616 | 0.78616 | 0.78616 | 0.78616 | 0.78616 | 0.78616
F7_Commercial_Restaurant (ID)_New_Food Preparation_Natural Gas_Double Rack Oven_Baseline Forecast | F7 | Commercial | Restaurant (ID) | New | Food Preparation | Natural Gas | Double Rack Oven | Baseline Forecast | Avg. Replacement Summer Demand (n/a) | 0 | 0 | 0 | 0 | 0 | 0 | 0 | 0 | 0 | 0 | 0 | 0 | 0 | 0 | 0 | 0 | 0 | 0 | 0 | 0 | 0 | 0 | 0 | 0 | 0 | 0 | 0
F8_Commercial_Restaurant (ID)_New_Food Preparation_Natural Gas_Double Rack Oven_Baseline Forecast | F8 | Commercial | Restaurant (ID) | New | Food Preparation | Natural Gas | Double Rack Oven | Baseline Forecast | Avg. Replacement Winter Demand (n/a) | 0 | 0 | 0 | 0 | 0 | 0 | 0 | 0 | 0 | 0 | 0 | 0 | 0 | 0 | 0 | 0 | 0 | 0 | 0 | 0 | 0 | 0 | 0 | 0 | 0 | 0 | 0
F1_Commercial_Restaurant (ID)_New_Food Preparation_Natural Gas_Fryer_Baseline Forecast | F1 | Commercial | Restaurant (ID) | New | Food Preparation | Natural Gas | Fryer | Baseline Forecast | Units | 0 | 4279.4628 | 8265.3656 | 13118.9979 | 18099.6789 | 22583.6995 | 26473.7712 | 30236.764 | 33890.4615 | 37405.4628 | 40871.2266 | 44345.1226 | 47769.4095 | 51150.487 | 54515.4987 | 57853.8389 | 61153.0038 | 64402.3649 | 67619.5854 | 70786.4674 | 73881.0283 | 76930.3332 | 79955.7761 | 82984.4017 | 85965.8826 | 89102.7215 | 91884.1772
F2_Commercial_Restaurant (ID)_New_Food Preparation_Natural Gas_Fryer_Baseline Forecast | F2 | Commercial | Restaurant (ID) | New | Food Preparation | Natural Gas | Fryer | Baseline Forecast | Usage (MMtherm) | 0 | 0.0020052 | 0.0038729 | 0.0061471 | 0.0084809 | 0.010582 | 0.012405 | 0.014168 | 0.01588 | 0.017527 | 0.019151 | 0.020779 | 0.022383 | 0.023967 | 0.025544 | 0.027108 | 0.028654 | 0.030177 | 0.031684 | 0.033168 | 0.034618 | 0.036047 | 0.037465 | 0.038884 | 0.040281 | 0.041751 | 0.043054
F3_Commercial_Restaurant (ID)_New_Food Preparation_Natural Gas_Fryer_Baseline Forecast | F3 | Commercial | Restaurant (ID) | New | Food Preparation | Natural Gas | Fryer | Baseline Forecast | Summer Peak Demand (n/a) | 0 | 0 | 0 | 0 | 0 | 0 | 0 | 0 | 0 | 0 | 0 | 0 | 0 | 0 | 0 | 0 | 0 | 0 | 0 | 0 | 0 | 0 | 0 | 0 | 0 | 0 | 0
F4_Commercial_Restaurant (ID)_New_Food Preparation_Natural Gas_Fryer_Baseline Forecast | F4 | Commercial | Restaurant (ID) | New | Food Preparation | Natural Gas | Fryer | Baseline Forecast | Winter Peak Demand (n/a) | 0 | 0 | 0 | 0 | 0 | 0 | 0 | 0 | 0 | 0 | 0 | 0 | 0 | 0 | 0 | 0 | 0 | 0 | 0 | 0 | 0 | 0 | 0 | 0 | 0 | 0 | 0
F5_Commercial_Restaurant (ID)_New_Food Preparation_Natural Gas_Fryer_Baseline Forecast | F5 | Commercial | Restaurant (ID) | New | Food Preparation | Natural Gas | Fryer | Baseline Forecast | Turnover | 0 | 4279.4628 | 3985.9027 | 4853.6323 | 4980.681 | 4484.0206 | 3890.0718 | 3762.9928 | 3653.6974 | 3515.0013 | 3465.7639 | 3473.896 | 3813.3289 | 4097.107 | 4457.1868 | 4784.0159 | 5021.0537 | 5168.3574 | 5303.853 | 5395.9749 | 5440.5545 | 5497.0958 | 5566.5162 | 7048.9271 | 6915.2276 | 7394.6563 | 7127.591
F6_Commercial_Restaurant (ID)_New_Food Preparation_Natural Gas_Fryer_Baseline Forecast | F6 | Commercial | Restaurant (ID) | New | Food Preparation | Natural Gas | Fryer | Baseline Forecast | Avg. Replacement Usage (therms) | 0.46857 | 0.46857 | 0.46857 | 0.46857 | 0.46857 | 0.46857 | 0.46857 | 0.46857 | 0.46857 | 0.46857 | 0.46857 | 0.46857 | 0.46857 | 0.46857 | 0.46857 | 0.46857 | 0.46857 | 0.46857 | 0.46857 | 0.46857 | 0.46857 | 0.46857 | 0.46857 | 0.46857 | 0.46857 | 0.46857 | 0.46857
F7_Commercial_Restaurant (ID)_New_Food Preparation_Natural Gas_Fryer_Baseline Forecast | F7 | Commercial | Restaurant (ID) | New | Food Preparation | Natural Gas | Fryer | Baseline Forecast | Avg. Replacement Summer Demand (n/a) | 0 | 0 | 0 | 0 | 0 | 0 | 0 | 0 | 0 | 0 | 0 | 0 | 0 | 0 | 0 | 0 | 0 | 0 | 0 | 0 | 0 | 0 | 0 | 0 | 0 | 0 | 0
F8_Commercial_Restaurant (ID)_New_Food Preparation_Natural Gas_Fryer_Baseline Forecast | F8 | Commercial | Restaurant (ID) | New | Food Preparation | Natural Gas | Fryer | Baseline Forecast | Avg. Replacement Winter Demand (n/a) | 0 | 0 | 0 | 0 | 0 | 0 | 0 | 0 | 0 | 0 | 0 | 0 | 0 | 0 | 0 | 0 | 0 | 0 | 0 | 0 | 0 | 0 | 0 | 0 | 0 | 0 | 0
F1_Commercial_Restaurant (ID)_New_Food Preparation_Natural Gas_Broiler_Baseline Forecast | F1 | Commercial | Restaurant (ID) | New | Food Preparation | Natural Gas | Broiler | Baseline Forecast | Units | 0 | 3866.6101 | 7467.9806 | 11853.3683 | 16353.5479 | 20404.9814 | 23919.7661 | 27319.7315 | 30620.9457 | 33796.8441 | 36928.2552 | 40067.0139 | 43160.9494 | 46215.8441 | 49256.2229 | 52272.5033 | 55253.3877 | 58189.273 | 61096.1185 | 63957.4818 | 66753.501 | 69508.6301 | 72242.1994 | 74978.6442 | 77672.4927 | 80506.7112 | 83019.8314
F2_Commercial_Restaurant (ID)_New_Food Preparation_Natural Gas_Broiler_Baseline Forecast | F2 | Commercial | Restaurant (ID) | New | Food Preparation | Natural Gas | Broiler | Baseline Forecast | Usage (MMtherm) | 0 | 0.0019361 | 0.0037394 | 0.0059353 | 0.0081887 | 0.010217 | 0.011977 | 0.01368 | 0.015333 | 0.016923 | 0.018491 | 0.020063 | 0.021612 | 0.023142 | 0.024664 | 0.026174 | 0.027667 | 0.029137 | 0.030593 | 0.032025 | 0.033425 | 0.034805 | 0.036174 | 0.037544 | 0.038893 | 0.040312 | 0.041571
F3_Commercial_Restaurant (ID)_New_Food Preparation_Natural Gas_Broiler_Baseline Forecast | F3 | Commercial | Restaurant (ID) | New | Food Preparation | Natural Gas | Broiler | Baseline Forecast | Summer Peak Demand (n/a) | 0 | 0 | 0 | 0 | 0 | 0 | 0 | 0 | 0 | 0 | 0 | 0 | 0 | 0 | 0 | 0 | 0 | 0 | 0 | 0 | 0 | 0 | 0 | 0 | 0 | 0 | 0
F4_Commercial_Restaurant (ID)_New_Food Preparation_Natural Gas_Broiler_Baseline Forecast | F4 | Commercial | Restaurant (ID) | New | Food Preparation | Natural Gas | Broiler | Baseline Forecast | Winter Peak Demand (n/a) | 0 | 0 | 0 | 0 | 0 | 0 | 0 | 0 | 0 | 0 | 0 | 0 | 0 | 0 | 0 | 0 | 0 | 0 | 0 | 0 | 0 | 0 | 0 | 0 | 0 | 0 | 0
F5_Commercial_Restaurant (ID)_New_Food Preparation_Natural Gas_Broiler_Baseline Forecast | F5 | Commercial | Restaurant (ID) | New | Food Preparation | Natural Gas | Broiler | Baseline Forecast | Turnover | 0 | 3866.6101 | 3601.3706 | 4385.3876 | 4500.1796 | 4051.4335 | 3514.7847 | 3399.9654 | 3301.2142 | 3175.8984 | 3561.0344 | 3920.7984 | 4276.3472 | 4605.9473 | 4869.2514 | 5032.4766 | 5150.8328 | 5231.5299 | 5300.2961 | 6575.253 | 6451.2193 | 6720.7807 | 6805.7145 | 6758.9678 | 6663.3296 | 6899.6027 | 6677.6661
F6_Commercial_Restaurant (ID)_New_Food Preparation_Natural Gas_Broiler_Baseline Forecast | F6 | Commercial | Restaurant (ID) | New | Food Preparation | Natural Gas | Broiler | Baseline Forecast | Avg. Replacement Usage (therms) | 0.50073 | 0.50073 | 0.50073 | 0.50073 | 0.50073 | 0.50073 | 0.50073 | 0.50073 | 0.50073 | 0.50073 | 0.50073 | 0.50073 | 0.50073 | 0.50073 | 0.50073 | 0.50073 | 0.50073 | 0.50073 | 0.50073 | 0.50073 | 0.50073 | 0.50073 | 0.50073 | 0.50073 | 0.50073 | 0.50073 | 0.50073
F7_Commercial_Restaurant (ID)_New_Food Preparation_Natural Gas_Broiler_Baseline Forecast | F7 | Commercial | Restaurant (ID) | New | Food Preparation | Natural Gas | Broiler | Baseline Forecast | Avg. Replacement Summer Demand (n/a) | 0 | 0 | 0 | 0 | 0 | 0 | 0 | 0 | 0 | 0 | 0 | 0 | 0 | 0 | 0 | 0 | 0 | 0 | 0 | 0 | 0 | 0 | 0 | 0 | 0 | 0 | 0
F8_Commercial_Restaurant (ID)_New_Food Preparation_Natural Gas_Broiler_Baseline Forecast | F8 | Commercial | Restaurant (ID) | New | Food Preparation | Natural Gas | Broiler | Baseline Forecast | Avg. Replacement Winter Demand (n/a) | 0 | 0 | 0 | 0 | 0 | 0 | 0 | 0 | 0 | 0 | 0 | 0 | 0 | 0 | 0 | 0 | 0 | 0 | 0 | 0 | 0 | 0 | 0 | 0 | 0 | 0 | 0
F1_Commercial_Restaurant (ID)_New_Food Preparation_Natural Gas_Griddle_Baseline Forecast | F1 | Commercial | Restaurant (ID) | New | Food Preparation | Natural Gas | Griddle | Baseline Forecast | Units | 0 | 4417.716 | 8532.3881 | 13542.8228 | 18684.4107 | 23313.293 | 27329.0382 | 31213.599 | 34985.3335 | 38613.8911 | 42191.6206 | 45777.745 | 49312.6576 | 52802.9649 | 56276.6873 | 59722.8766 | 63128.625 | 66482.9605 | 69804.1173 | 73073.3092 | 76267.8435 | 79415.6598 | 82538.8434 | 85665.3123 | 88743.1136 | 91981.2918 | 94852.6057
F2_Commercial_Restaurant (ID)_New_Food Preparation_Natural Gas_Griddle_Baseline Forecast | F2 | Commercial | Restaurant (ID) | New | Food Preparation | Natural Gas | Griddle | Baseline Forecast | Usage (MMtherm) | 0 | 0.0015418 | 0.0029778 | 0.0047264 | 0.0065208 | 0.0081362 | 0.0095377 | 0.010893 | 0.01221 | 0.013476 | 0.014725 | 0.015976 | 0.01721 | 0.018428 | 0.01964 | 0.020843 | 0.022032 | 0.023202 | 0.024361 | 0.025502 | 0.026617 | 0.027716 | 0.028806 | 0.029897 | 0.030971 | 0.032101 | 0.033103
F3_Commercial_Restaurant (ID)_New_Food Preparation_Natural Gas_Griddle_Baseline Forecast | F3 | Commercial | Restaurant (ID) | New | Food Preparation | Natural Gas | Griddle | Baseline Forecast | Summer Peak Demand (n/a) | 0 | 0 | 0 | 0 | 0 | 0 | 0 | 0 | 0 | 0 | 0 | 0 | 0 | 0 | 0 | 0 | 0 | 0 | 0 | 0 | 0 | 0 | 0 | 0 | 0 | 0 | 0
F4_Commercial_Restaurant (ID)_New_Food Preparation_Natural Gas_Griddle_Baseline Forecast | F4 | Commercial | Restaurant (ID) | New | Food Preparation | Natural Gas | Griddle | Baseline Forecast | Winter Peak Demand (n/a) | 0 | 0 | 0 | 0 | 0 | 0 | 0 | 0 | 0 | 0 | 0 | 0 | 0 | 0 | 0 | 0 | 0 | 0 | 0 | 0 | 0 | 0 | 0 | 0 | 0 | 0 | 0
F5_Commercial_Restaurant (ID)_New_Food Preparation_Natural Gas_Griddle_Baseline Forecast | F5 | Commercial | Restaurant (ID) | New | Food Preparation | Natural Gas | Griddle | Baseline Forecast | Turnover | 0 | 4417.716 | 4114.6721 | 5010.4347 | 5141.5879 | 4628.8823 | 4015.7452 | 3884.5608 | 3771.7345 | 3628.5576 | 4068.5869 | 4479.6278 | 4885.8528 | 5262.4306 | 5563.2634 | 5749.753 | 5884.9784 | 5977.1772 | 6055.7446 | 7512.4205 | 7370.7083 | 7678.6901 | 7775.7296 | 7722.32 | 7613.0505 | 7882.9996 | 7629.4305
F6_Commercial_Restaurant (ID)_New_Food Preparation_Natural Gas_Griddle_Baseline Forecast | F6 | Commercial | Restaurant (ID) | New | Food Preparation | Natural Gas | Griddle | Baseline Forecast | Avg. Replacement Usage (therms) | 0.34899 | 0.34899 | 0.34899 | 0.34899 | 0.34899 | 0.34899 | 0.34899 | 0.34899 | 0.34899 | 0.34899 | 0.34899 | 0.34899 | 0.34899 | 0.34899 | 0.34899 | 0.34899 | 0.34899 | 0.34899 | 0.34899 | 0.34899 | 0.34899 | 0.34899 | 0.34899 | 0.34899 | 0.34899 | 0.34899 | 0.34899
F7_Commercial_Restaurant (ID)_New_Food Preparation_Natural Gas_Griddle_Baseline Forecast | F7 | Commercial | Restaurant (ID) | New | Food Preparation | Natural Gas | Griddle | Baseline Forecast | Avg. Replacement Summer Demand (n/a) | 0 | 0 | 0 | 0 | 0 | 0 | 0 | 0 | 0 | 0 | 0 | 0 | 0 | 0 | 0 | 0 | 0 | 0 | 0 | 0 | 0 | 0 | 0 | 0 | 0 | 0 | 0
F8_Commercial_Restaurant (ID)_New_Food Preparation_Natural Gas_Griddle_Baseline Forecast | F8 | Commercial | Restaurant (ID) | New | Food Preparation | Natural Gas | Griddle | Baseline Forecast | Avg. Replacement Winter Demand (n/a) | 0 | 0 | 0 | 0 | 0 | 0 | 0 | 0 | 0 | 0 | 0 | 0 | 0 | 0 | 0 | 0 | 0 | 0 | 0 | 0 | 0 | 0 | 0 | 0 | 0 | 0 | 0
F1_Commercial_Restaurant (ID)_New_Food Preparation_Natural Gas_Range_Baseline Forecast | F1 | Commercial | Restaurant (ID) | New | Food Preparation | Natural Gas | Range | Baseline Forecast | Units | 0 | 4095.0191 | 7909.1305 | 12553.5725 | 17319.5875 | 21610.348 | 25332.7587 | 28933.5675 | 32429.7915 | 35793.2972 | 39109.6876 | 42433.8596 | 45710.5606 | 48945.9146 | 52165.8951 | 55360.3538 | 58517.3255 | 61626.64 | 64705.1992 | 67735.5894 | 70696.7755 | 73614.6561 | 76509.7033 | 79407.7959 | 82260.7758 | 85262.4178 | 87923.9934
F2_Commercial_Restaurant (ID)_New_Food Preparation_Natural Gas_Range_Baseline Forecast | F2 | Commercial | Restaurant (ID) | New | Food Preparation | Natural Gas | Range | Baseline Forecast | Usage (MMtherm) | 0 | 0.0014119 | 0.0027269 | 0.0043282 | 0.0059714 | 0.0074508 | 0.0087342 | 0.0099757 | 0.011181 | 0.012341 | 0.013484 | 0.01463 | 0.01576 | 0.016876 | 0.017986 | 0.019087 | 0.020176 | 0.021248 | 0.022309 | 0.023354 | 0.024375 | 0.025381 | 0.026379 | 0.027378 | 0.028362 | 0.029397 | 0.030314
F3_Commercial_Restaurant (ID)_New_Food Preparation_Natural Gas_Range_Baseline Forecast | F3 | Commercial | Restaurant (ID) | New | Food Preparation | Natural Gas | Range | Baseline Forecast | Summer Peak Demand (n/a) | 0 | 0 | 0 | 0 | 0 | 0 | 0 | 0 | 0 | 0 | 0 | 0 | 0 | 0 | 0 | 0 | 0 | 0 | 0 | 0 | 0 | 0 | 0 | 0 | 0 | 0 | 0
F4_Commercial_Restaurant (ID)_New_Food Preparation_Natural Gas_Range_Baseline Forecast | F4 | Commercial | Restaurant (ID) | New | Food Preparation | Natural Gas | Range | Baseline Forecast | Winter Peak Demand (n/a) | 0 | 0 | 0 | 0 | 0 | 0 | 0 | 0 | 0 | 0 | 0 | 0 | 0 | 0 | 0 | 0 | 0 | 0 | 0 | 0 | 0 | 0 | 0 | 0 | 0 | 0 | 0
F5_Commercial_Restaurant (ID)_New_Food Preparation_Natural Gas_Range_Baseline Forecast | F5 | Commercial | Restaurant (ID) | New | Food Preparation | Natural Gas | Range | Baseline Forecast | Turnover | 0 | 4095.0191 | 3814.1114 | 4644.442 | 4766.015 | 4290.7605 | 3722.4107 | 3600.8088 | 3496.2241 | 3363.5057 | 4135.3942 | 4742.1973 | 5340.0097 | 5839.2039 | 6161.2126 | 7365.4111 | 7140.2572 | 7212.8538 | 7065.9615 | 6922.8057 | 6874.5685 | 7084.7113 | 7368.9362 | 7674.655 | 8349.658 | 8986.1057 | 9048.4303
F6_Commercial_Restaurant (ID)_New_Food Preparation_Natural Gas_Range_Baseline Forecast | F6 | Commercial | Restaurant (ID) | New | Food Preparation | Natural Gas | Range | Baseline Forecast | Avg. Replacement Usage (therms) | 0.34478 | 0.34478 | 0.34478 | 0.34478 | 0.34478 | 0.34478 | 0.34478 | 0.34478 | 0.34478 | 0.34478 | 0.34478 | 0.34478 | 0.34478 | 0.34478 | 0.34478 | 0.34478 | 0.34478 | 0.34478 | 0.34478 | 0.34478 | 0.34478 | 0.34478 | 0.34478 | 0.34478 | 0.34478 | 0.34478 | 0.34478
F7_Commercial_Restaurant (ID)_New_Food Preparation_Natural Gas_Range_Baseline Forecast | F7 | Commercial | Restaurant (ID) | New | Food Preparation | Natural Gas | Range | Baseline Forecast | Avg. Replacement Summer Demand (n/a) | 0 | 0 | 0 | 0 | 0 | 0 | 0 | 0 | 0 | 0 | 0 | 0 | 0 | 0 | 0 | 0 | 0 | 0 | 0 | 0 | 0 | 0 | 0 | 0 | 0 | 0 | 0
F8_Commercial_Restaurant (ID)_New_Food Preparation_Natural Gas_Range_Baseline Forecast | F8 | Commercial | Restaurant (ID) | New | Food Preparation | Natural Gas | Range | Baseline Forecast | Avg. Replacement Winter Demand (n/a) | 0 | 0 | 0 | 0 | 0 | 0 | 0 | 0 | 0 | 0 | 0 | 0 | 0 | 0 | 0 | 0 | 0 | 0 | 0 | 0 | 0 | 0 | 0 | 0 | 0 | 0 | 0
F1_Commercial_Restaurant (ID)_New_Food Preparation_Natural Gas_Steamer_Baseline Forecast | F1 | Commercial | Restaurant (ID) | New | Food Preparation | Natural Gas | Steamer | Baseline Forecast | Units | 0 | 283.1849 | 546.944 | 868.1234 | 1197.71 | 1494.431 | 1751.8487 | 2000.8572 | 2242.6333 | 2475.2315 | 2704.5715 | 2934.4496 | 3161.0449 | 3384.7809 | 3607.4538 | 3828.3618 | 4046.6774 | 4261.6974 | 4474.5905 | 4684.1526 | 4888.9289 | 5090.7106 | 5290.9132 | 5491.3264 | 5688.6199 | 5896.194 | 6080.2512
F2_Commercial_Restaurant (ID)_New_Food Preparation_Natural Gas_Steamer_Baseline Forecast | F2 | Commercial | Restaurant (ID) | New | Food Preparation | Natural Gas | Steamer | Baseline Forecast | Usage (MMtherm) | 0 | 0.00011283 | 0.00021792 | 0.00034588 | 0.0004772 | 0.00059542 | 0.00069798 | 0.00079719 | 0.00089352 | 0.0009862 | 0.0010776 | 0.0011692 | 0.0012594 | 0.0013486 | 0.0014373 | 0.0015253 | 0.0016123 | 0.001698 | 0.0017828 | 0.0018663 | 0.0019479 | 0.0020283 | 0.002108 | 0.0021879 | 0.0022665 | 0.0023492 | 0.0024225
F3_Commercial_Restaurant (ID)_New_Food Preparation_Natural Gas_Steamer_Baseline Forecast | F3 | Commercial | Restaurant (ID) | New | Food Preparation | Natural Gas | Steamer | Baseline Forecast | Summer Peak Demand (n/a) | 0 | 0 | 0 | 0 | 0 | 0 | 0 | 0 | 0 | 0 | 0 | 0 | 0 | 0 | 0 | 0 | 0 | 0 | 0 | 0 | 0 | 0 | 0 | 0 | 0 | 0 | 0
F4_Commercial_Restaurant (ID)_New_Food Preparation_Natural Gas_Steamer_Baseline Forecast | F4 | Commercial | Restaurant (ID) | New | Food Preparation | Natural Gas | Steamer | Baseline Forecast | Winter Peak Demand (n/a) | 0 | 0 | 0 | 0 | 0 | 0 | 0 | 0 | 0 | 0 | 0 | 0 | 0 | 0 | 0 | 0 | 0 | 0 | 0 | 0 | 0 | 0 | 0 | 0 | 0 | 0 | 0
F5_Commercial_Restaurant (ID)_New_Food Preparation_Natural Gas_Steamer_Baseline Forecast | F5 | Commercial | Restaurant (ID) | New | Food Preparation | Natural Gas | Steamer | Baseline Forecast | Turnover | 0 | 283.1849 | 263.7591 | 321.1794 | 329.5866 | 296.7211 | 257.4177 | 249.0085 | 241.7761 | 232.5982 | 260.805 | 287.1535 | 313.1934 | 337.3329 | 356.6169 | 368.5712 | 377.2395 | 383.1496 | 388.1859 | 481.5619 | 472.4779 | 492.2202 | 498.4406 | 495.0169 | 488.0125 | 505.3168 | 489.0625
F6_Commercial_Restaurant (ID)_New_Food Preparation_Natural Gas_Steamer_Baseline Forecast | F6 | Commercial | Restaurant (ID) | New | Food Preparation | Natural Gas | Steamer | Baseline Forecast | Avg. Replacement Usage (therms) | 0.39843 | 0.39843 | 0.39843 | 0.39843 | 0.39843 | 0.39843 | 0.39843 | 0.39843 | 0.39843 | 0.39843 | 0.39843 | 0.39843 | 0.39843 | 0.39843 | 0.39843 | 0.39843 | 0.39843 | 0.39843 | 0.39843 | 0.39843 | 0.39843 | 0.39843 | 0.39843 | 0.39843 | 0.39843 | 0.39843 | 0.39843
F7_Commercial_Restaurant (ID)_New_Food Preparation_Natural Gas_Steamer_Baseline Forecast | F7 | Commercial | Restaurant (ID) | New | Food Preparation | Natural Gas | Steamer | Baseline Forecast | Avg. Replacement Summer Demand (n/a) | 0 | 0 | 0 | 0 | 0 | 0 | 0 | 0 | 0 | 0 | 0 | 0 | 0 | 0 | 0 | 0 | 0 | 0 | 0 | 0 | 0 | 0 | 0 | 0 | 0 | 0 | 0
F8_Commercial_Restaurant (ID)_New_Food Preparation_Natural Gas_Steamer_Baseline Forecast | F8 | Commercial | Restaurant (ID) | New | Food Preparation | Natural Gas | Steamer | Baseline Forecast | Avg. Replacement Winter Demand (n/a) | 0 | 0 | 0 | 0 | 0 | 0 | 0 | 0 | 0 | 0 | 0 | 0 | 0 | 0 | 0 | 0 | 0 | 0 | 0 | 0 | 0 | 0 | 0 | 0 | 0 | 0 | 0
F1_Commercial_Restaurant (ID)_New_Food Preparation_Natural Gas_Food Prep Other_Baseline Forecast | F1 | Commercial | Restaurant (ID) | New | Food Preparation | Natural Gas | Food Prep Other | Baseline Forecast | Units | 0 | 15.9368 | 30.7804 | 48.8554 | 67.4036 | 84.1022 | 98.5889 | 112.6024 | 126.2088 | 139.2987 | 152.2053 | 165.1422 | 177.8943 | 190.4855 | 203.0169 | 215.4489 | 227.7351 | 239.8358 | 251.8168 | 263.6103 | 275.1345 | 286.4902 | 297.757 | 309.0357 | 320.1388 | 331.8204 | 342.1786
F2_Commercial_Restaurant (ID)_New_Food Preparation_Natural Gas_Food Prep Other_Baseline Forecast | F2 | Commercial | Restaurant (ID) | New | Food Preparation | Natural Gas | Food Prep Other | Baseline Forecast | Usage (MMtherm) | 0 | 2.2931e-06 | 4.4289e-06 | 7.0297e-06 | 9.6986e-06 | 1.2101e-05 | 1.4186e-05 | 1.6202e-05 | 1.816e-05 | 2.0043e-05 | 2.1901e-05 | 2.3762e-05 | 2.5597e-05 | 2.7409e-05 | 2.9212e-05 | 3.1001e-05 | 3.2768e-05 | 3.4509e-05 | 3.6233e-05 | 3.793e-05 | 3.9589e-05 | 4.1222e-05 | 4.2844e-05 | 4.4467e-05 | 4.6064e-05 | 4.7745e-05 | 4.9235e-05
F3_Commercial_Restaurant (ID)_New_Food Preparation_Natural Gas_Food Prep Other_Baseline Forecast | F3 | Commercial | Restaurant (ID) | New | Food Preparation | Natural Gas | Food Prep Other | Baseline Forecast | Summer Peak Demand (n/a) | 0 | 0 | 0 | 0 | 0 | 0 | 0 | 0 | 0 | 0 | 0 | 0 | 0 | 0 | 0 | 0 | 0 | 0 | 0 | 0 | 0 | 0 | 0 | 0 | 0 | 0 | 0
F4_Commercial_Restaurant (ID)_New_Food Preparation_Natural Gas_Food Prep Other_Baseline Forecast | F4 | Commercial | Restaurant (ID) | New | Food Preparation | Natural Gas | Food Prep Other | Baseline Forecast | Winter Peak Demand (n/a) | 0 | 0 | 0 | 0 | 0 | 0 | 0 | 0 | 0 | 0 | 0 | 0 | 0 | 0 | 0 | 0 | 0 | 0 | 0 | 0 | 0 | 0 | 0 | 0 | 0 | 0 | 0
F5_Commercial_Restaurant (ID)_New_Food Preparation_Natural Gas_Food Prep Other_Baseline Forecast | F5 | Commercial | Restaurant (ID) | New | Food Preparation | Natural Gas | Food Prep Other | Baseline Forecast | Turnover | 0 | 15.9368 | 14.8436 | 18.075 | 18.5482 | 16.6986 | 14.4867 | 14.0135 | 13.6064 | 13.0899 | 16.0939 | 18.4555 | 20.782 | 22.7248 | 23.9779 | 28.6644 | 27.7881 | 28.0707 | 27.499 | 26.9419 | 26.7541 | 27.572 | 28.6781 | 29.8679 | 32.4948 | 34.9717 | 35.2143
F6_Commercial_Restaurant (ID)_New_Food Preparation_Natural Gas_Food Prep Other_Baseline Forecast | F6 | Commercial | Restaurant (ID) | New | Food Preparation | Natural Gas | Food Prep Other | Baseline Forecast | Avg. Replacement Usage (therms) | 0.14389 | 0.14389 | 0.14389 | 0.14389 | 0.14389 | 0.14389 | 0.14389 | 0.14389 | 0.14389 | 0.14389 | 0.14389 | 0.14389 | 0.14389 | 0.14389 | 0.14389 | 0.14389 | 0.14389 | 0.14389 | 0.14389 | 0.14389 | 0.14389 | 0.14389 | 0.14389 | 0.14389 | 0.14389 | 0.14389 | 0.14389
F7_Commercial_Restaurant (ID)_New_Food Preparation_Natural Gas_Food Prep Other_Baseline Forecast | F7 | Commercial | Restaurant (ID) | New | Food Preparation | Natural Gas | Food Prep Other | Baseline Forecast | Avg. Replacement Summer Demand (n/a) | 0 | 0 | 0 | 0 | 0 | 0 | 0 | 0 | 0 | 0 | 0 | 0 | 0 | 0 | 0 | 0 | 0 | 0 | 0 | 0 | 0 | 0 | 0 | 0 | 0 | 0 | 0
F8_Commercial_Restaurant (ID)_New_Food Preparation_Natural Gas_Food Prep Other_Baseline Forecast | F8 | Commercial | Restaurant (ID) | New | Food Preparation | Natural Gas | Food Prep Other | Baseline Forecast | Avg. Replacement Winter Demand (n/a) | 0 | 0 | 0 | 0 | 0 | 0 | 0 | 0 | 0 | 0 | 0 | 0 | 0 | 0 | 0 | 0 | 0 | 0 | 0 | 0 | 0 | 0 | 0 | 0 | 0 | 0 | 0
F1_Commercial_Restaurant (ID)_New_Miscellaneous_Natural Gas_Pool Heater_Baseline Forecast | F1 | Commercial | Restaurant (ID) | New | Miscellaneous | Natural Gas | Pool Heater | Baseline Forecast | Units | 0 | 0 | 0 | 0 | 0 | 0 | 0 | 0 | 0 | 0 | 0 | 0 | 0 | 0 | 0 | 0 | 0 | 0 | 0 | 0 | 0 | 0 | 0 | 0 | 0 | 0 | 0
F2_Commercial_Restaurant (ID)_New_Miscellaneous_Natural Gas_Pool Heater_Baseline Forecast | F2 | Commercial | Restaurant (ID) | New | Miscellaneous | Natural Gas | Pool Heater | Baseline Forecast | Usage (MMtherm) | 0 | 0 | 0 | 0 | 0 | 0 | 0 | 0 | 0 | 0 | 0 | 0 | 0 | 0 | 0 | 0 | 0 | 0 | 0 | 0 | 0 | 0 | 0 | 0 | 0 | 0 | 0
F3_Commercial_Restaurant (ID)_New_Miscellaneous_Natural Gas_Pool Heater_Baseline Forecast | F3 | Commercial | Restaurant (ID) | New | Miscellaneous | Natural Gas | Pool Heater | Baseline Forecast | Summer Peak Demand (n/a) | 0 | 0 | 0 | 0 | 0 | 0 | 0 | 0 | 0 | 0 | 0 | 0 | 0 | 0 | 0 | 0 | 0 | 0 | 0 | 0 | 0 | 0 | 0 | 0 | 0 | 0 | 0
F4_Commercial_Restaurant (ID)_New_Miscellaneous_Natural Gas_Pool Heater_Baseline Forecast | F4 | Commercial | Restaurant (ID) | New | Miscellaneous | Natural Gas | Pool Heater | Baseline Forecast | Winter Peak Demand (n/a) | 0 | 0 | 0 | 0 | 0 | 0 | 0 | 0 | 0 | 0 | 0 | 0 | 0 | 0 | 0 | 0 | 0 | 0 | 0 | 0 | 0 | 0 | 0 | 0 | 0 | 0 | 0
F5_Commercial_Restaurant (ID)_New_Miscellaneous_Natural Gas_Pool Heater_Baseline Forecast | F5 | Commercial | Restaurant (ID) | New | Miscellaneous | Natural Gas | Pool Heater | Baseline Forecast | Turnover | 0 | 0 | 0 | 0 | 0 | 0 | 0 | 0 | 0 | 0 | 0 | 0 | 0 | 0 | 0 | 0 | 0 | 0 | 0 | 0 | 0 | 0 | 0 | 0 | 0 | 0 | 0
F6_Commercial_Restaurant (ID)_New_Miscellaneous_Natural Gas_Pool Heater_Baseline Forecast | F6 | Commercial | Restaurant (ID) | New | Miscellaneous | Natural Gas | Pool Heater | Baseline Forecast | Avg. Replacement Usage (therms) | 0.01 | 0.01 | 0.01 | 0.01 | 0.01 | 0.01 | 0.01 | 0.01 | 0.01 | 0.01 | 0.01 | 0.01 | 0.01 | 0.01 | 0.01 | 0.01 | 0.01 | 0.01 | 0.01 | 0.01 | 0.01 | 0.01 | 0.01 | 0.01 | 0.01 | 0.01 | 0.01
F7_Commercial_Restaurant (ID)_New_Miscellaneous_Natural Gas_Pool Heater_Baseline Forecast | F7 | Commercial | Restaurant (ID) | New | Miscellaneous | Natural Gas | Pool Heater | Baseline Forecast | Avg. Replacement Summer Demand (n/a) | 0 | 0 | 0 | 0 | 0 | 0 | 0 | 0 | 0 | 0 | 0 | 0 | 0 | 0 | 0 | 0 | 0 | 0 | 0 | 0 | 0 | 0 | 0 | 0 | 0 | 0 | 0
F8_Commercial_Restaurant (ID)_New_Miscellaneous_Natural Gas_Pool Heater_Baseline Forecast | F8 | Commercial | Restaurant (ID) | New | Miscellaneous | Natural Gas | Pool Heater | Baseline Forecast | Avg. Replacement Winter Demand (n/a) | 0 | 0 | 0 | 0 | 0 | 0 | 0 | 0 | 0 | 0 | 0 | 0 | 0 | 0 | 0 | 0 | 0 | 0 | 0 | 0 | 0 | 0 | 0 | 0 | 0 | 0 | 0
F1_Commercial_Restaurant (ID)_New_Miscellaneous_Natural Gas_Miscellaneous_Baseline Forecast | F1 | Commercial | Restaurant (ID) | New | Miscellaneous | Natural Gas | Miscellaneous | Baseline Forecast | Units | 0 | 5029.9028 | 9714.7672 | 15419.5248 | 21273.6103 | 26543.9417 | 31116.1704 | 35539.0357 | 39833.4398 | 43964.8262 | 48038.3411 | 52121.414 | 56146.1785 | 60120.1565 | 64075.2514 | 67998.9977 | 71876.699 | 75695.8629 | 79477.2503 | 83199.4717 | 86836.6899 | 90420.7161 | 93976.6961 | 97536.4166 | 101040.7255 | 104727.6355 | 107996.8429
F2_Commercial_Restaurant (ID)_New_Miscellaneous_Natural Gas_Miscellaneous_Baseline Forecast | F2 | Commercial | Restaurant (ID) | New | Miscellaneous | Natural Gas | Miscellaneous | Baseline Forecast | Usage (MMtherm) | 0 | 0.00019768 | 0.00038179 | 0.00060599 | 0.00083606 | 0.0010432 | 0.0012229 | 0.0013967 | 0.0015655 | 0.0017278 | 0.0018879 | 0.0020484 | 0.0022066 | 0.0023627 | 0.0025182 | 0.0026724 | 0.0028248 | 0.0029749 | 0.0031235 | 0.0032698 | 0.0034127 | 0.0035535 | 0.0036933 | 0.0038332 | 0.0039709 | 0.0041158 | 0.0042443
F3_Commercial_Restaurant (ID)_New_Miscellaneous_Natural Gas_Miscellaneous_Baseline Forecast | F3 | Commercial | Restaurant (ID) | New | Miscellaneous | Natural Gas | Miscellaneous | Baseline Forecast | Summer Peak Demand (n/a) | 0 | 0 | 0 | 0 | 0 | 0 | 0 | 0 | 0 | 0 | 0 | 0 | 0 | 0 | 0 | 0 | 0 | 0 | 0 | 0 | 0 | 0 | 0 | 0 | 0 | 0 | 0
F4_Commercial_Restaurant (ID)_New_Miscellaneous_Natural Gas_Miscellaneous_Baseline Forecast | F4 | Commercial | Restaurant (ID) | New | Miscellaneous | Natural Gas | Miscellaneous | Baseline Forecast | Winter Peak Demand (n/a) | 0 | 0 | 0 | 0 | 0 | 0 | 0 | 0 | 0 | 0 | 0 | 0 | 0 | 0 | 0 | 0 | 0 | 0 | 0 | 0 | 0 | 0 | 0 | 0 | 0 | 0 | 0
F5_Commercial_Restaurant (ID)_New_Miscellaneous_Natural Gas_Miscellaneous_Baseline Forecast | F5 | Commercial | Restaurant (ID) | New | Miscellaneous | Natural Gas | Miscellaneous | Baseline Forecast | Turnover | 0 | 5029.9028 | 4684.8644 | 5704.7576 | 6572.643 | 6555.5042 | 6488.7707 | 7004.5647 | 7443.7899 | 7757.8272 | 8182.5447 | 10133.9953 | 10219.0009 | 10749.4117 | 11463.1877 | 11814.1183 | 12157.0641 | 12703.6392 | 13212.3544 | 13634.128 | 14071.6882 | 14983.9059 | 15299.805 | 15790.6364 | 16336.4727 | 16973.8402 | 17013.7296
F6_Commercial_Restaurant (ID)_New_Miscellaneous_Natural Gas_Miscellaneous_Baseline Forecast | F6 | Commercial | Restaurant (ID) | New | Miscellaneous | Natural Gas | Miscellaneous | Baseline Forecast | Avg. Replacement Usage (therms) | 0.0393 | 0.0393 | 0.0393 | 0.0393 | 0.0393 | 0.0393 | 0.0393 | 0.0393 | 0.0393 | 0.0393 | 0.0393 | 0.0393 | 0.0393 | 0.0393 | 0.0393 | 0.0393 | 0.0393 | 0.0393 | 0.0393 | 0.0393 | 0.0393 | 0.0393 | 0.0393 | 0.0393 | 0.0393 | 0.0393 | 0.0393
F7_Commercial_Restaurant (ID)_New_Miscellaneous_Natural Gas_Miscellaneous_Baseline Forecast | F7 | Commercial | Restaurant (ID) | New | Miscellaneous | Natural Gas | Miscellaneous | Baseline Forecast | Avg. Replacement Summer Demand (n/a) | 0 | 0 | 0 | 0 | 0 | 0 | 0 | 0 | 0 | 0 | 0 | 0 | 0 | 0 | 0 | 0 | 0 | 0 | 0 | 0 | 0 | 0 | 0 | 0 | 0 | 0 | 0
F8_Commercial_Restaurant (ID)_New_Miscellaneous_Natural Gas_Miscellaneous_Baseline Forecast | F8 | Commercial | Restaurant (ID) | New | Miscellaneous | Natural Gas | Miscellaneous | Baseline Forecast | Avg. Replacement Winter Demand (n/a) | 0 | 0 | 0 | 0 | 0 | 0 | 0 | 0 | 0 | 0 | 0 | 0 | 0 | 0 | 0 | 0 | 0 | 0 | 0 | 0 | 0 | 0 | 0 | 0 | 0 | 0 | 0
F1_Commercial_Retail (ID)_Existing_Space Heating_Natural Gas_Furnace_Baseline Forecast | F1 | Commercial | Retail (ID) | Existing | Space Heating | Natural Gas | Furnace | Baseline Forecast | Units | 8524975.9308 | 8387476.319 | 8252194.4429 | 8119094.5325 | 7988141.3949 | 7859300.4046 | 7732537.4949 | 7607819.1482 | 7485112.3877 | 7364384.7686 | 7245604.3691 | 7128739.7825 | 7013760.1086 | 6900634.9455 | 6789334.3819 | 6679828.9886 | 6572089.8114 | 6466088.3628 | 6361796.615 | 6259186.9922 | 6158232.3633 | 6058906.0349 | 5961181.744 | 5865033.6513 | 5770436.3344 | 5677364.7806 | 5585794.3809
F2_Commercial_Retail (ID)_Existing_Space Heating_Natural Gas_Furnace_Baseline Forecast | F2 | Commercial | Retail (ID) | Existing | Space Heating | Natural Gas | Furnace | Baseline Forecast | Usage (MMtherm) | 4.1227 | 3.9022 | 3.833 | 3.7652 | 3.6988 | 3.6337 | 3.57 | 3.5077 | 3.4467 | 3.3871 | 3.3288 | 3.2718 | 3.2162 | 3.1617 | 3.1083 | 3.0561 | 3.005 | 2.9548 | 2.9057 | 2.8575 | 2.8102 | 2.7638 | 2.7183 | 2.6736 | 2.6297 | 2.5866 | 2.5443
F3_Commercial_Retail (ID)_Existing_Space Heating_Natural Gas_Furnace_Baseline Forecast | F3 | Commercial | Retail (ID) | Existing | Space Heating | Natural Gas | Furnace | Baseline Forecast | Summer Peak Demand (n/a) | 0 | 0 | 0 | 0 | 0 | 0 | 0 | 0 | 0 | 0 | 0 | 0 | 0 | 0 | 0 | 0 | 0 | 0 | 0 | 0 | 0 | 0 | 0 | 0 | 0 | 0 | 0
F4_Commercial_Retail (ID)_Existing_Space Heating_Natural Gas_Furnace_Baseline Forecast | F4 | Commercial | Retail (ID) | Existing | Space Heating | Natural Gas | Furnace | Baseline Forecast | Winter Peak Demand (n/a) | 0 | 0 | 0 | 0 | 0 | 0 | 0 | 0 | 0 | 0 | 0 | 0 | 0 | 0 | 0 | 0 | 0 | 0 | 0 | 0 | 0 | 0 | 0 | 0 | 0 | 0 | 0
F5_Commercial_Retail (ID)_Existing_Space Heating_Natural Gas_Furnace_Baseline Forecast | F5 | Commercial | Retail (ID) | Existing | Space Heating | Natural Gas | Furnace | Baseline Forecast | Turnover | 0 | 338887.9321 | 344788.6567 | 349394.2092 | 352852.1654 | 355294.3468 | 356838.4859 | 357589.7167 | 357641.9076 | 357078.8531 | 355975.3404 | 354398.1023 | 342745.8441 | 332772.3085 | 324201.8108 | 316798.9896 | 310363.3522 | 304724.522 | 299738.1021 | 295282.0752 | 291253.6761 | 287566.6736 | 284149.0134 | 355712.6407 | 345989.256 | 336373.4921 | 326970.9803
F6_Commercial_Retail (ID)_Existing_Space Heating_Natural Gas_Furnace_Baseline Forecast | F6 | Commercial | Retail (ID) | Existing | Space Heating | Natural Gas | Furnace | Baseline Forecast | Avg. Replacement Usage (therms) | 0.47155 | 0.45439 | 0.45439 | 0.45439 | 0.45439 | 0.45439 | 0.45439 | 0.45439 | 0.45439 | 0.45439 | 0.45439 | 0.45439 | 0.45439 | 0.45439 | 0.45439 | 0.45439 | 0.45439 | 0.45439 | 0.45439 | 0.45439 | 0.45439 | 0.45439 | 0.45439 | 0.45439 | 0.45439 | 0.45439 | 0.45439
F7_Commercial_Retail (ID)_Existing_Space Heating_Natural Gas_Furnace_Baseline Forecast | F7 | Commercial | Retail (ID) | Existing | Space Heating | Natural Gas | Furnace | Baseline Forecast | Avg. Replacement Summer Demand (n/a) | 0 | 0 | 0 | 0 | 0 | 0 | 0 | 0 | 0 | 0 | 0 | 0 | 0 | 0 | 0 | 0 | 0 | 0 | 0 | 0 | 0 | 0 | 0 | 0 | 0 | 0 | 0
F8_Commercial_Retail (ID)_Existing_Space Heating_Natural Gas_Furnace_Baseline Forecast | F8 | Commercial | Retail (ID) | Existing | Space Heating | Natural Gas | Furnace | Baseline Forecast | Avg. Replacement Winter Demand (n/a) | 0 | 0 | 0 | 0 | 0 | 0 | 0 | 0 | 0 | 0 | 0 | 0 | 0 | 0 | 0 | 0 | 0 | 0 | 0 | 0 | 0 | 0 | 0 | 0 | 0 | 0 | 0
F1_Commercial_Retail (ID)_Existing_Space Heating_Natural Gas_Boiler_Baseline Forecast | F1 | Commercial | Retail (ID) | Existing | Space Heating | Natural Gas | Boiler | Baseline Forecast | Units | 389361.4011 | 383081.3785 | 376902.6466 | 370823.5717 | 364842.5463 | 358957.9891 | 353168.3441 | 347472.0805 | 341867.6921 | 336353.6971 | 330928.6375 | 325591.0788 | 320339.6098 | 315172.8419 | 310089.409 | 305087.9669 | 300167.1932 | 295325.7869 | 290562.4677 | 285875.9763 | 281265.0735 | 276728.54 | 272265.1765 | 267873.8027 | 263553.2575 | 259302.3985 | 255120.1017
F2_Commercial_Retail (ID)_Existing_Space Heating_Natural Gas_Boiler_Baseline Forecast | F2 | Commercial | Retail (ID) | Existing | Space Heating | Natural Gas | Boiler | Baseline Forecast | Usage (MMtherm) | 0.6055 | 0.57255 | 0.56173 | 0.551 | 0.5404 | 0.52994 | 0.51964 | 0.50949 | 0.49954 | 0.48976 | 0.48017 | 0.47078 | 0.4616 | 0.45261 | 0.44383 | 0.43525 | 0.42689 | 0.41872 | 0.41074 | 0.40298 | 0.39541 | 0.38803 | 0.38086 | 0.37388 | 0.36709 | 0.36048 | 0.35405
F3_Commercial_Retail (ID)_Existing_Space Heating_Natural Gas_Boiler_Baseline Forecast | F3 | Commercial | Retail (ID) | Existing | Space Heating | Natural Gas | Boiler | Baseline Forecast | Summer Peak Demand (n/a) | 0 | 0 | 0 | 0 | 0 | 0 | 0 | 0 | 0 | 0 | 0 | 0 | 0 | 0 | 0 | 0 | 0 | 0 | 0 | 0 | 0 | 0 | 0 | 0 | 0 | 0 | 0
F4_Commercial_Retail (ID)_Existing_Space Heating_Natural Gas_Boiler_Baseline Forecast | F4 | Commercial | Retail (ID) | Existing | Space Heating | Natural Gas | Boiler | Baseline Forecast | Winter Peak Demand (n/a) | 0 | 0 | 0 | 0 | 0 | 0 | 0 | 0 | 0 | 0 | 0 | 0 | 0 | 0 | 0 | 0 | 0 | 0 | 0 | 0 | 0 | 0 | 0 | 0 | 0 | 0 | 0
F5_Commercial_Retail (ID)_Existing_Space Heating_Natural Gas_Boiler_Baseline Forecast | F5 | Commercial | Retail (ID) | Existing | Space Heating | Natural Gas | Boiler | Baseline Forecast | Turnover | 0 | 5804.2633 | 6333.6257 | 6788.681 | 7177.5708 | 7507.5729 | 7785.1917 | 8016.2403 | 8205.9137 | 8358.8539 | 8479.2083 | 8570.6822 | 8636.5856 | 8679.8745 | 8703.189 | 8708.8862 | 8699.0706 | 8675.6202 | 8640.2113 | 8594.3391 | 8539.3372 | 8476.395 | 8406.5723 | 8330.8137 | 8249.9605 | 8164.7618 | 8075.884
F6_Commercial_Retail (ID)_Existing_Space Heating_Natural Gas_Boiler_Baseline Forecast | F6 | Commercial | Retail (ID) | Existing | Space Heating | Natural Gas | Boiler | Baseline Forecast | Avg. Replacement Usage (therms) | 1.414 | 1.3634 | 1.3643 | 1.363 | 1.3639 | 1.3629 | 1.3639 | 1.3629 | 1.3639 | 1.3629 | 1.364 | 1.3629 | 1.364 | 1.3628 | 1.364 | 1.3634 | 1.3647 | 1.3634 | 1.3621 | 1.3641 | 1.3634 | 1.3621 | 1.3641 | 1.3641 | 1.3641 | 1.3641 | 1.3641
F7_Commercial_Retail (ID)_Existing_Space Heating_Natural Gas_Boiler_Baseline Forecast | F7 | Commercial | Retail (ID) | Existing | Space Heating | Natural Gas | Boiler | Baseline Forecast | Avg. Replacement Summer Demand (n/a) | 0 | 0 | 0 | 0 | 0 | 0 | 0 | 0 | 0 | 0 | 0 | 0 | 0 | 0 | 0 | 0 | 0 | 0 | 0 | 0 | 0 | 0 | 0 | 0 | 0 | 0 | 0
F8_Commercial_Retail (ID)_Existing_Space Heating_Natural Gas_Boiler_Baseline Forecast | F8 | Commercial | Retail (ID) | Existing | Space Heating | Natural Gas | Boiler | Baseline Forecast | Avg. Replacement Winter Demand (n/a) | 0 | 0 | 0 | 0 | 0 | 0 | 0 | 0 | 0 | 0 | 0 | 0 | 0 | 0 | 0 | 0 | 0 | 0 | 0 | 0 | 0 | 0 | 0 | 0 | 0 | 0 | 0
F1_Commercial_Retail (ID)_Existing_Space Heating_Natural Gas_Unit Heater_Baseline Forecast | F1 | Commercial | Retail (ID) | Existing | Space Heating | Natural Gas | Unit Heater | Baseline Forecast | Units | 783227.6693 | 770594.9649 | 758166.0139 | 745937.5298 | 733906.2793 | 722069.0813 | 710422.8058 | 698964.3734 | 687690.7545 | 676598.9681 | 665686.0815 | 654949.2093 | 644385.5123 | 633992.1976 | 623766.517 | 613705.7667 | 603807.2866 | 594068.4594 | 584486.7101 | 575059.5051 | 565784.3518 | 556658.7977 | 547680.43 | 538846.8747 | 530155.7961 | 521604.8961 | 513191.9139
F2_Commercial_Retail (ID)_Existing_Space Heating_Natural Gas_Unit Heater_Baseline Forecast | F2 | Commercial | Retail (ID) | Existing | Space Heating | Natural Gas | Unit Heater | Baseline Forecast | Usage (MMtherm) | 0.18939 | 0.17955 | 0.17666 | 0.17381 | 0.171 | 0.16825 | 0.16553 | 0.16286 | 0.16024 | 0.15765 | 0.15511 | 0.15261 | 0.15015 | 0.14772 | 0.14534 | 0.143 | 0.14069 | 0.13842 | 0.13619 | 0.13399 | 0.13183 | 0.1297 | 0.12761 | 0.12555 | 0.12353 | 0.12154 | 0.11958
F3_Commercial_Retail (ID)_Existing_Space Heating_Natural Gas_Unit Heater_Baseline Forecast | F3 | Commercial | Retail (ID) | Existing | Space Heating | Natural Gas | Unit Heater | Baseline Forecast | Summer Peak Demand (n/a) | 0 | 0 | 0 | 0 | 0 | 0 | 0 | 0 | 0 | 0 | 0 | 0 | 0 | 0 | 0 | 0 | 0 | 0 | 0 | 0 | 0 | 0 | 0 | 0 | 0 | 0 | 0
F4_Commercial_Retail (ID)_Existing_Space Heating_Natural Gas_Unit Heater_Baseline Forecast | F4 | Commercial | Retail (ID) | Existing | Space Heating | Natural Gas | Unit Heater | Baseline Forecast | Winter Peak Demand (n/a) | 0 | 0 | 0 | 0 | 0 | 0 | 0 | 0 | 0 | 0 | 0 | 0 | 0 | 0 | 0 | 0 | 0 | 0 | 0 | 0 | 0 | 0 | 0 | 0 | 0 | 0 | 0
F5_Commercial_Retail (ID)_Existing_Space Heating_Natural Gas_Unit Heater_Baseline Forecast | F5 | Commercial | Retail (ID) | Existing | Space Heating | Natural Gas | Unit Heater | Baseline Forecast | Turnover | 0 | 648.649 | 1856.5437 | 3544.2255 | 5641.12 | 8084.5878 | 10819.0769 | 13795.3639 | 16969.8761 | 20304.0846 | 23203.6213 | 25715.7086 | 27882.5621 | 29741.9197 | 31327.5142 | 32669.4968 | 33794.8153 | 30272.494 | 27206.6845 | 24582.8173 | 22382.915 | 20586.508 | 19171.3943 | 18114.2663 | 17391.2232 | 16978.187 | 16811.9664
F6_Commercial_Retail (ID)_Existing_Space Heating_Natural Gas_Unit Heater_Baseline Forecast | F6 | Commercial | Retail (ID) | Existing | Space Heating | Natural Gas | Unit Heater | Baseline Forecast | Avg. Replacement Usage (therms) | 0.2418 | 0.23301 | 0.23301 | 0.23301 | 0.23301 | 0.23301 | 0.23301 | 0.23301 | 0.23301 | 0.23301 | 0.23301 | 0.23301 | 0.23301 | 0.23301 | 0.23301 | 0.23301 | 0.23301 | 0.23301 | 0.23301 | 0.23301 | 0.23301 | 0.23301 | 0.23301 | 0.23301 | 0.23301 | 0.23301 | 0.23301
F7_Commercial_Retail (ID)_Existing_Space Heating_Natural Gas_Unit Heater_Baseline Forecast | F7 | Commercial | Retail (ID) | Existing | Space Heating | Natural Gas | Unit Heater | Baseline Forecast | Avg. Replacement Summer Demand (n/a) | 0 | 0 | 0 | 0 | 0 | 0 | 0 | 0 | 0 | 0 | 0 | 0 | 0 | 0 | 0 | 0 | 0 | 0 | 0 | 0 | 0 | 0 | 0 | 0 | 0 | 0 | 0
F8_Commercial_Retail (ID)_Existing_Space Heating_Natural Gas_Unit Heater_Baseline Forecast | F8 | Commercial | Retail (ID) | Existing | Space Heating | Natural Gas | Unit Heater | Baseline Forecast | Avg. Replacement Winter Demand (n/a) | 0 | 0 | 0 | 0 | 0 | 0 | 0 | 0 | 0 | 0 | 0 | 0 | 0 | 0 | 0 | 0 | 0 | 0 | 0 | 0 | 0 | 0 | 0 | 0 | 0 | 0 | 0
F1_Commercial_Retail (ID)_Existing_Water Heating_Natural Gas_Water Heater_Baseline Forecast | F1 | Commercial | Retail (ID) | Existing | Water Heating | Natural Gas | Water Heater | Baseline Forecast | Units | 5418792.5463 | 5331392.6666 | 5245402.4623 | 5160799.1967 | 5077560.5 | 4995664.3629 | 4915089.1313 | 4835813.5001 | 4757816.5082 | 4681077.5322 | 4605576.2817 | 4531292.7933 | 4458207.4257 | 4386300.8543 | 4315554.0663 | 4245948.3556 | 4177465.3176 | 4110086.8447 | 4043795.1214 | 3978572.6195 | 3914402.0933 | 3851266.5757 | 3789149.3729 | 3728034.0604 | 3667904.4788 | 3608744.7291 | 3550539.169
F2_Commercial_Retail (ID)_Existing_Water Heating_Natural Gas_Water Heater_Baseline Forecast | F2 | Commercial | Retail (ID) | Existing | Water Heating | Natural Gas | Water Heater | Baseline Forecast | Usage (MMtherm) | 1.5528 | 1.5194 | 1.4862 | 1.4535 | 1.4214 | 1.39 | 1.3595 | 1.3298 | 1.301 | 1.2733 | 1.2466 | 1.221 | 1.1964 | 1.1727 | 1.1498 | 1.1277 | 1.1064 | 1.0857 | 1.0657 | 1.0463 | 1.0274 | 1.009 | 0.99112 | 0.97369 | 0.9567 | 0.94011 | 0.92392
F3_Commercial_Retail (ID)_Existing_Water Heating_Natural Gas_Water Heater_Baseline Forecast | F3 | Commercial | Retail (ID) | Existing | Water Heating | Natural Gas | Water Heater | Baseline Forecast | Summer Peak Demand (n/a) | 0 | 0 | 0 | 0 | 0 | 0 | 0 | 0 | 0 | 0 | 0 | 0 | 0 | 0 | 0 | 0 | 0 | 0 | 0 | 0 | 0 | 0 | 0 | 0 | 0 | 0 | 0
F4_Commercial_Retail (ID)_Existing_Water Heating_Natural Gas_Water Heater_Baseline Forecast | F4 | Commercial | Retail (ID) | Existing | Water Heating | Natural Gas | Water Heater | Baseline Forecast | Winter Peak Demand (n/a) | 0 | 0 | 0 | 0 | 0 | 0 | 0 | 0 | 0 | 0 | 0 | 0 | 0 | 0 | 0 | 0 | 0 | 0 | 0 | 0 | 0 | 0 | 0 | 0 | 0 | 0 | 0
F5_Commercial_Retail (ID)_Existing_Water Heating_Natural Gas_Water Heater_Baseline Forecast | F5 | Commercial | Retail (ID) | Existing | Water Heating | Natural Gas | Water Heater | Baseline Forecast | Turnover | 0 | 161557.3535 | 176291.7632 | 188957.8869 | 199782.3477 | 208967.7098 | 216695.0216 | 223126.0884 | 228405.5066 | 232662.4822 | 236012.4576 | 238558.567 | 225655.0615 | 215233.9103 | 206875.8159 | 200222.9746 | 194970.7559 | 190860.4525 | 187672.97 | 185223.3365 | 183355.9299 | 181940.3334 | 180867.7389 | 214923.4136 | 212459.0933 | 209211.6787 | 205436.5356
F6_Commercial_Retail (ID)_Existing_Water Heating_Natural Gas_Water Heater_Baseline Forecast | F6 | Commercial | Retail (ID) | Existing | Water Heating | Natural Gas | Water Heater | Baseline Forecast | Avg. Replacement Usage (therms) | 0.25731 | 0.25731 | 0.25731 | 0.25731 | 0.25731 | 0.25731 | 0.25731 | 0.25731 | 0.25731 | 0.25731 | 0.25731 | 0.25731 | 0.25731 | 0.25731 | 0.25731 | 0.25731 | 0.25731 | 0.25731 | 0.25731 | 0.25731 | 0.25731 | 0.25731 | 0.25731 | 0.25731 | 0.25731 | 0.25731 | 0.25731
F7_Commercial_Retail (ID)_Existing_Water Heating_Natural Gas_Water Heater_Baseline Forecast | F7 | Commercial | Retail (ID) | Existing | Water Heating | Natural Gas | Water Heater | Baseline Forecast | Avg. Replacement Summer Demand (n/a) | 0 | 0 | 0 | 0 | 0 | 0 | 0 | 0 | 0 | 0 | 0 | 0 | 0 | 0 | 0 | 0 | 0 | 0 | 0 | 0 | 0 | 0 | 0 | 0 | 0 | 0 | 0
F8_Commercial_Retail (ID)_Existing_Water Heating_Natural Gas_Water Heater_Baseline Forecast | F8 | Commercial | Retail (ID) | Existing | Water Heating | Natural Gas | Water Heater | Baseline Forecast | Avg. Replacement Winter Demand (n/a) | 0 | 0 | 0 | 0 | 0 | 0 | 0 | 0 | 0 | 0 | 0 | 0 | 0 | 0 | 0 | 0 | 0 | 0 | 0 | 0 | 0 | 0 | 0 | 0 | 0 | 0 | 0
F1_Commercial_Retail (ID)_Existing_Food Preparation_Natural Gas_Oven_Baseline Forecast | F1 | Commercial | Retail (ID) | Existing | Food Preparation | Natural Gas | Oven | Baseline Forecast | Units | 166674.8497 | 163986.5457 | 161341.6014 | 158739.3175 | 156179.006 | 153659.9897 | 151181.6028 | 148743.1899 | 146344.1062 | 143983.7173 | 141661.3993 | 139376.538 | 137128.5294 | 134916.7789 | 132740.7018 | 130599.7228 | 128493.2756 | 126420.8034 | 124381.7582 | 122375.6008 | 120401.8008 | 118459.8363 | 116549.1938 | 114669.368 | 112819.8621 | 111000.1869 | 109209.8613
F2_Commercial_Retail (ID)_Existing_Food Preparation_Natural Gas_Oven_Baseline Forecast | F2 | Commercial | Retail (ID) | Existing | Food Preparation | Natural Gas | Oven | Baseline Forecast | Usage (MMtherm) | 0.2601 | 0.25591 | 0.25178 | 0.24772 | 0.24372 | 0.23979 | 0.23593 | 0.23212 | 0.22838 | 0.22469 | 0.22107 | 0.2175 | 0.214 | 0.21054 | 0.20715 | 0.20381 | 0.20052 | 0.19729 | 0.1941 | 0.19097 | 0.18789 | 0.18486 | 0.18188 | 0.17895 | 0.17606 | 0.17322 | 0.17043
F3_Commercial_Retail (ID)_Existing_Food Preparation_Natural Gas_Oven_Baseline Forecast | F3 | Commercial | Retail (ID) | Existing | Food Preparation | Natural Gas | Oven | Baseline Forecast | Summer Peak Demand (n/a) | 0 | 0 | 0 | 0 | 0 | 0 | 0 | 0 | 0 | 0 | 0 | 0 | 0 | 0 | 0 | 0 | 0 | 0 | 0 | 0 | 0 | 0 | 0 | 0 | 0 | 0 | 0
F4_Commercial_Retail (ID)_Existing_Food Preparation_Natural Gas_Oven_Baseline Forecast | F4 | Commercial | Retail (ID) | Existing | Food Preparation | Natural Gas | Oven | Baseline Forecast | Winter Peak Demand (n/a) | 0 | 0 | 0 | 0 | 0 | 0 | 0 | 0 | 0 | 0 | 0 | 0 | 0 | 0 | 0 | 0 | 0 | 0 | 0 | 0 | 0 | 0 | 0 | 0 | 0 | 0 | 0
F5_Commercial_Retail (ID)_Existing_Food Preparation_Natural Gas_Oven_Baseline Forecast | F5 | Commercial | Retail (ID) | Existing | Food Preparation | Natural Gas | Oven | Baseline Forecast | Turnover | 0 | 6559.4618 | 8389.7633 | 9778.342 | 10820.0815 | 11589.6511 | 12145.809 | 12534.7909 | 12792.9756 | 12948.9842 | 11325.3949 | 10363.6978 | 9846.6566 | 9619.6785 | 9573.9849 | 11003.5454 | 11230.7206 | 11368.08 | 11435.4143 | 11154.5883 | 10725.4335 | 10265.2879 | 9837.8963 | 9473.1409 | 9062.0248 | 8910.4041 | 8904.3896
F6_Commercial_Retail (ID)_Existing_Food Preparation_Natural Gas_Oven_Baseline Forecast | F6 | Commercial | Retail (ID) | Existing | Food Preparation | Natural Gas | Oven | Baseline Forecast | Avg. Replacement Usage (therms) | 1.5605 | 1.5605 | 1.5605 | 1.5605 | 1.5605 | 1.5605 | 1.5605 | 1.5605 | 1.5605 | 1.5605 | 1.5605 | 1.5605 | 1.5605 | 1.5605 | 1.5605 | 1.5605 | 1.5605 | 1.5605 | 1.5605 | 1.5605 | 1.5605 | 1.5605 | 1.5605 | 1.5605 | 1.5605 | 1.5605 | 1.5605
F7_Commercial_Retail (ID)_Existing_Food Preparation_Natural Gas_Oven_Baseline Forecast | F7 | Commercial | Retail (ID) | Existing | Food Preparation | Natural Gas | Oven | Baseline Forecast | Avg. Replacement Summer Demand (n/a) | 0 | 0 | 0 | 0 | 0 | 0 | 0 | 0 | 0 | 0 | 0 | 0 | 0 | 0 | 0 | 0 | 0 | 0 | 0 | 0 | 0 | 0 | 0 | 0 | 0 | 0 | 0
F8_Commercial_Retail (ID)_Existing_Food Preparation_Natural Gas_Oven_Baseline Forecast | F8 | Commercial | Retail (ID) | Existing | Food Preparation | Natural Gas | Oven | Baseline Forecast | Avg. Replacement Winter Demand (n/a) | 0 | 0 | 0 | 0 | 0 | 0 | 0 | 0 | 0 | 0 | 0 | 0 | 0 | 0 | 0 | 0 | 0 | 0 | 0 | 0 | 0 | 0 | 0 | 0 | 0 | 0 | 0
F1_Commercial_Retail (ID)_Existing_Food Preparation_Natural Gas_Conveyor Oven_Baseline Forecast | F1 | Commercial | Retail (ID) | Existing | Food Preparation | Natural Gas | Conveyor Oven | Baseline Forecast | Units | 83337.4249 | 81993.2729 | 80670.8007 | 79369.6588 | 78089.503 | 76829.9949 | 75590.8014 | 74371.5949 | 73172.0531 | 71991.8587 | 70830.6997 | 69688.269 | 68564.2647 | 67458.3894 | 66370.3509 | 65299.8614 | 64246.6378 | 63210.4017 | 62190.8791 | 61187.8004 | 60200.9004 | 59229.9181 | 58274.5969 | 57334.684 | 56409.9311 | 55500.0935 | 54604.9307
F2_Commercial_Retail (ID)_Existing_Food Preparation_Natural Gas_Conveyor Oven_Baseline Forecast | F2 | Commercial | Retail (ID) | Existing | Food Preparation | Natural Gas | Conveyor Oven | Baseline Forecast | Usage (MMtherm) | 0.22253 | 0.21894 | 0.21541 | 0.21193 | 0.20851 | 0.20515 | 0.20184 | 0.19859 | 0.19538 | 0.19223 | 0.18913 | 0.18608 | 0.18308 | 0.18013 | 0.17722 | 0.17436 | 0.17155 | 0.16878 | 0.16606 | 0.16338 | 0.16075 | 0.15816 | 0.1556 | 0.15309 | 0.15063 | 0.1482 | 0.14581
F3_Commercial_Retail (ID)_Existing_Food Preparation_Natural Gas_Conveyor Oven_Baseline Forecast | F3 | Commercial | Retail (ID) | Existing | Food Preparation | Natural Gas | Conveyor Oven | Baseline Forecast | Summer Peak Demand (n/a) | 0 | 0 | 0 | 0 | 0 | 0 | 0 | 0 | 0 | 0 | 0 | 0 | 0 | 0 | 0 | 0 | 0 | 0 | 0 | 0 | 0 | 0 | 0 | 0 | 0 | 0 | 0
F4_Commercial_Retail (ID)_Existing_Food Preparation_Natural Gas_Conveyor Oven_Baseline Forecast | F4 | Commercial | Retail (ID) | Existing | Food Preparation | Natural Gas | Conveyor Oven | Baseline Forecast | Winter Peak Demand (n/a) | 0 | 0 | 0 | 0 | 0 | 0 | 0 | 0 | 0 | 0 | 0 | 0 | 0 | 0 | 0 | 0 | 0 | 0 | 0 | 0 | 0 | 0 | 0 | 0 | 0 | 0 | 0
F5_Commercial_Retail (ID)_Existing_Food Preparation_Natural Gas_Conveyor Oven_Baseline Forecast | F5 | Commercial | Retail (ID) | Existing | Food Preparation | Natural Gas | Conveyor Oven | Baseline Forecast | Turnover | 0 | 0 | 0 | 0 | 0 | 307.32 | 846.617 | 1558.8286 | 2397.7018 | 3327.0606 | 4035.3326 | 4569.9627 | 4968.2882 | 5259.6914 | 5467.2931 | 5609.286 | 5699.9837 | 4486.4388 | 3531.2615 | 2779.4445 | 2187.6918 | 1769.3091 | 1523.1526 | 1439.2155 | 1502.49 | 1695.5857 | 2014.0327
F6_Commercial_Retail (ID)_Existing_Food Preparation_Natural Gas_Conveyor Oven_Baseline Forecast | F6 | Commercial | Retail (ID) | Existing | Food Preparation | Natural Gas | Conveyor Oven | Baseline Forecast | Avg. Replacement Usage (therms) | 2.6702 | 2.6702 | 2.6702 | 2.6702 | 2.6702 | 2.6702 | 2.6702 | 2.6702 | 2.6702 | 2.6702 | 2.6702 | 2.6702 | 2.6702 | 2.6702 | 2.6702 | 2.6702 | 2.6702 | 2.6702 | 2.6702 | 2.6702 | 2.6702 | 2.6702 | 2.6702 | 2.6702 | 2.6702 | 2.6702 | 2.6702
F7_Commercial_Retail (ID)_Existing_Food Preparation_Natural Gas_Conveyor Oven_Baseline Forecast | F7 | Commercial | Retail (ID) | Existing | Food Preparation | Natural Gas | Conveyor Oven | Baseline Forecast | Avg. Replacement Summer Demand (n/a) | 0 | 0 | 0 | 0 | 0 | 0 | 0 | 0 | 0 | 0 | 0 | 0 | 0 | 0 | 0 | 0 | 0 | 0 | 0 | 0 | 0 | 0 | 0 | 0 | 0 | 0 | 0
F8_Commercial_Retail (ID)_Existing_Food Preparation_Natural Gas_Conveyor Oven_Baseline Forecast | F8 | Commercial | Retail (ID) | Existing | Food Preparation | Natural Gas | Conveyor Oven | Baseline Forecast | Avg. Replacement Winter Demand (n/a) | 0 | 0 | 0 | 0 | 0 | 0 | 0 | 0 | 0 | 0 | 0 | 0 | 0 | 0 | 0 | 0 | 0 | 0 | 0 | 0 | 0 | 0 | 0 | 0 | 0 | 0 | 0
F1_Commercial_Retail (ID)_Existing_Food Preparation_Natural Gas_Double Rack Oven_Baseline Forecast | F1 | Commercial | Retail (ID) | Existing | Food Preparation | Natural Gas | Double Rack Oven | Baseline Forecast | Units | 83337.4249 | 81993.2729 | 80670.8007 | 79369.6588 | 78089.503 | 76829.9949 | 75590.8014 | 74371.5949 | 73172.0531 | 71991.8587 | 70830.6997 | 69688.269 | 68564.2647 | 67458.3894 | 66370.3509 | 65299.8614 | 64246.6378 | 63210.4017 | 62190.8791 | 61187.8004 | 60200.9004 | 59229.9181 | 58274.5969 | 57334.684 | 56409.9311 | 55500.0935 | 54604.9307
F2_Commercial_Retail (ID)_Existing_Food Preparation_Natural Gas_Double Rack Oven_Baseline Forecast | F2 | Commercial | Retail (ID) | Existing | Food Preparation | Natural Gas | Double Rack Oven | Baseline Forecast | Usage (MMtherm) | 0.33806 | 0.33261 | 0.32724 | 0.32196 | 0.31677 | 0.31166 | 0.30664 | 0.30169 | 0.29682 | 0.29204 | 0.28733 | 0.28269 | 0.27813 | 0.27365 | 0.26923 | 0.26489 | 0.26062 | 0.25641 | 0.25228 | 0.24821 | 0.24421 | 0.24027 | 0.23639 | 0.23258 | 0.22883 | 0.22514 | 0.22151
F3_Commercial_Retail (ID)_Existing_Food Preparation_Natural Gas_Double Rack Oven_Baseline Forecast | F3 | Commercial | Retail (ID) | Existing | Food Preparation | Natural Gas | Double Rack Oven | Baseline Forecast | Summer Peak Demand (n/a) | 0 | 0 | 0 | 0 | 0 | 0 | 0 | 0 | 0 | 0 | 0 | 0 | 0 | 0 | 0 | 0 | 0 | 0 | 0 | 0 | 0 | 0 | 0 | 0 | 0 | 0 | 0
F4_Commercial_Retail (ID)_Existing_Food Preparation_Natural Gas_Double Rack Oven_Baseline Forecast | F4 | Commercial | Retail (ID) | Existing | Food Preparation | Natural Gas | Double Rack Oven | Baseline Forecast | Winter Peak Demand (n/a) | 0 | 0 | 0 | 0 | 0 | 0 | 0 | 0 | 0 | 0 | 0 | 0 | 0 | 0 | 0 | 0 | 0 | 0 | 0 | 0 | 0 | 0 | 0 | 0 | 0 | 0 | 0
F5_Commercial_Retail (ID)_Existing_Food Preparation_Natural Gas_Double Rack Oven_Baseline Forecast | F5 | Commercial | Retail (ID) | Existing | Food Preparation | Natural Gas | Double Rack Oven | Baseline Forecast | Turnover | 0 | 1822.0727 | 2489.8395 | 3059.3792 | 3543.2472 | 3952.4205 | 4296.4949 | 4583.8591 | 4821.8459 | 5016.8643 | 4562.3992 | 4229.0411 | 3992.169 | 3831.4558 | 3730.1781 | 3674.6312 | 3653.6351 | 3658.1159 | 3680.7533 | 4075.6527 | 4130.5026 | 4135.6376 | 4107.1257 | 4057.0976 | 3994.5703 | 3926.1146 | 3856.3945
F6_Commercial_Retail (ID)_Existing_Food Preparation_Natural Gas_Double Rack Oven_Baseline Forecast | F6 | Commercial | Retail (ID) | Existing | Food Preparation | Natural Gas | Double Rack Oven | Baseline Forecast | Avg. Replacement Usage (therms) | 4.0565 | 4.0565 | 4.0565 | 4.0565 | 4.0565 | 4.0565 | 4.0565 | 4.0565 | 4.0565 | 4.0565 | 4.0565 | 4.0565 | 4.0565 | 4.0565 | 4.0565 | 4.0565 | 4.0565 | 4.0565 | 4.0565 | 4.0565 | 4.0565 | 4.0565 | 4.0565 | 4.0565 | 4.0565 | 4.0565 | 4.0565
F7_Commercial_Retail (ID)_Existing_Food Preparation_Natural Gas_Double Rack Oven_Baseline Forecast | F7 | Commercial | Retail (ID) | Existing | Food Preparation | Natural Gas | Double Rack Oven | Baseline Forecast | Avg. Replacement Summer Demand (n/a) | 0 | 0 | 0 | 0 | 0 | 0 | 0 | 0 | 0 | 0 | 0 | 0 | 0 | 0 | 0 | 0 | 0 | 0 | 0 | 0 | 0 | 0 | 0 | 0 | 0 | 0 | 0
F8_Commercial_Retail (ID)_Existing_Food Preparation_Natural Gas_Double Rack Oven_Baseline Forecast | F8 | Commercial | Retail (ID) | Existing | Food Preparation | Natural Gas | Double Rack Oven | Baseline Forecast | Avg. Replacement Winter Demand (n/a) | 0 | 0 | 0 | 0 | 0 | 0 | 0 | 0 | 0 | 0 | 0 | 0 | 0 | 0 | 0 | 0 | 0 | 0 | 0 | 0 | 0 | 0 | 0 | 0 | 0 | 0 | 0
F1_Commercial_Retail (ID)_Existing_Food Preparation_Natural Gas_Fryer_Baseline Forecast | F1 | Commercial | Retail (ID) | Existing | Food Preparation | Natural Gas | Fryer | Baseline Forecast | Units | 333349.6995 | 327973.0914 | 322683.2029 | 317478.6351 | 312358.0119 | 307319.9795 | 302363.2056 | 297486.3797 | 292688.2123 | 287967.4347 | 283322.7986 | 278753.0761 | 274257.0587 | 269833.5578 | 265481.4036 | 261199.4455 | 256986.5512 | 252841.6068 | 248763.5164 | 244751.2016 | 240803.6016 | 236919.6725 | 233098.3875 | 229338.7361 | 225639.7242 | 222000.3738 | 218419.7226
F2_Commercial_Retail (ID)_Existing_Food Preparation_Natural Gas_Fryer_Baseline Forecast | F2 | Commercial | Retail (ID) | Existing | Food Preparation | Natural Gas | Fryer | Baseline Forecast | Usage (MMtherm) | 0.80596 | 0.79296 | 0.78017 | 0.76759 | 0.7552 | 0.74302 | 0.73104 | 0.71925 | 0.70765 | 0.69623 | 0.685 | 0.67396 | 0.66309 | 0.65239 | 0.64187 | 0.63152 | 0.62133 | 0.61131 | 0.60145 | 0.59175 | 0.5822 | 0.57281 | 0.56357 | 0.55448 | 0.54554 | 0.53674 | 0.52808
F3_Commercial_Retail (ID)_Existing_Food Preparation_Natural Gas_Fryer_Baseline Forecast | F3 | Commercial | Retail (ID) | Existing | Food Preparation | Natural Gas | Fryer | Baseline Forecast | Summer Peak Demand (n/a) | 0 | 0 | 0 | 0 | 0 | 0 | 0 | 0 | 0 | 0 | 0 | 0 | 0 | 0 | 0 | 0 | 0 | 0 | 0 | 0 | 0 | 0 | 0 | 0 | 0 | 0 | 0
F4_Commercial_Retail (ID)_Existing_Food Preparation_Natural Gas_Fryer_Baseline Forecast | F4 | Commercial | Retail (ID) | Existing | Food Preparation | Natural Gas | Fryer | Baseline Forecast | Winter Peak Demand (n/a) | 0 | 0 | 0 | 0 | 0 | 0 | 0 | 0 | 0 | 0 | 0 | 0 | 0 | 0 | 0 | 0 | 0 | 0 | 0 | 0 | 0 | 0 | 0 | 0 | 0 | 0 | 0
F5_Commercial_Retail (ID)_Existing_Food Preparation_Natural Gas_Fryer_Baseline Forecast | F5 | Commercial | Retail (ID) | Existing | Food Preparation | Natural Gas | Fryer | Baseline Forecast | Turnover | 0 | 9938.5785 | 10845.0002 | 11624.1864 | 12290.0785 | 12855.1375 | 13330.5012 | 13726.1233 | 14050.899 | 14312.7769 | 14518.8584 | 14675.4883 | 13881.699 | 13240.6175 | 12726.4498 | 12317.1847 | 11994.0821 | 11741.2272 | 11545.1418 | 11394.4468 | 11279.5689 | 11192.4852 | 11126.5021 | 13221.5165 | 13069.9181 | 12870.1458 | 12637.9091
F6_Commercial_Retail (ID)_Existing_Food Preparation_Natural Gas_Fryer_Baseline Forecast | F6 | Commercial | Retail (ID) | Existing | Food Preparation | Natural Gas | Fryer | Baseline Forecast | Avg. Replacement Usage (therms) | 2.4178 | 2.4178 | 2.4178 | 2.4178 | 2.4178 | 2.4178 | 2.4178 | 2.4178 | 2.4178 | 2.4178 | 2.4178 | 2.4178 | 2.4178 | 2.4178 | 2.4178 | 2.4178 | 2.4178 | 2.4178 | 2.4178 | 2.4178 | 2.4178 | 2.4178 | 2.4178 | 2.4178 | 2.4178 | 2.4178 | 2.4178
F7_Commercial_Retail (ID)_Existing_Food Preparation_Natural Gas_Fryer_Baseline Forecast | F7 | Commercial | Retail (ID) | Existing | Food Preparation | Natural Gas | Fryer | Baseline Forecast | Avg. Replacement Summer Demand (n/a) | 0 | 0 | 0 | 0 | 0 | 0 | 0 | 0 | 0 | 0 | 0 | 0 | 0 | 0 | 0 | 0 | 0 | 0 | 0 | 0 | 0 | 0 | 0 | 0 | 0 | 0 | 0
F8_Commercial_Retail (ID)_Existing_Food Preparation_Natural Gas_Fryer_Baseline Forecast | F8 | Commercial | Retail (ID) | Existing | Food Preparation | Natural Gas | Fryer | Baseline Forecast | Avg. Replacement Winter Demand (n/a) | 0 | 0 | 0 | 0 | 0 | 0 | 0 | 0 | 0 | 0 | 0 | 0 | 0 | 0 | 0 | 0 | 0 | 0 | 0 | 0 | 0 | 0 | 0 | 0 | 0 | 0 | 0
F1_Commercial_Retail (ID)_Existing_Food Preparation_Natural Gas_Broiler_Baseline Forecast | F1 | Commercial | Retail (ID) | Existing | Food Preparation | Natural Gas | Broiler | Baseline Forecast | Units | 0 | 0 | 0 | 0 | 0 | 0 | 0 | 0 | 0 | 0 | 0 | 0 | 0 | 0 | 0 | 0 | 0 | 0 | 0 | 0 | 0 | 0 | 0 | 0 | 0 | 0 | 0
F2_Commercial_Retail (ID)_Existing_Food Preparation_Natural Gas_Broiler_Baseline Forecast | F2 | Commercial | Retail (ID) | Existing | Food Preparation | Natural Gas | Broiler | Baseline Forecast | Usage (MMtherm) | 0 | 0 | 0 | 0 | 0 | 0 | 0 | 0 | 0 | 0 | 0 | 0 | 0 | 0 | 0 | 0 | 0 | 0 | 0 | 0 | 0 | 0 | 0 | 0 | 0 | 0 | 0
F3_Commercial_Retail (ID)_Existing_Food Preparation_Natural Gas_Broiler_Baseline Forecast | F3 | Commercial | Retail (ID) | Existing | Food Preparation | Natural Gas | Broiler | Baseline Forecast | Summer Peak Demand (n/a) | 0 | 0 | 0 | 0 | 0 | 0 | 0 | 0 | 0 | 0 | 0 | 0 | 0 | 0 | 0 | 0 | 0 | 0 | 0 | 0 | 0 | 0 | 0 | 0 | 0 | 0 | 0
F4_Commercial_Retail (ID)_Existing_Food Preparation_Natural Gas_Broiler_Baseline Forecast | F4 | Commercial | Retail (ID) | Existing | Food Preparation | Natural Gas | Broiler | Baseline Forecast | Winter Peak Demand (n/a) | 0 | 0 | 0 | 0 | 0 | 0 | 0 | 0 | 0 | 0 | 0 | 0 | 0 | 0 | 0 | 0 | 0 | 0 | 0 | 0 | 0 | 0 | 0 | 0 | 0 | 0 | 0
F5_Commercial_Retail (ID)_Existing_Food Preparation_Natural Gas_Broiler_Baseline Forecast | F5 | Commercial | Retail (ID) | Existing | Food Preparation | Natural Gas | Broiler | Baseline Forecast | Turnover | 0 | 0 | 0 | 0 | 0 | 0 | 0 | 0 | 0 | 0 | 0 | 0 | 0 | 0 | 0 | 0 | 0 | 0 | 0 | 0 | 0 | 0 | 0 | 0 | 0 | 0 | 0
F6_Commercial_Retail (ID)_Existing_Food Preparation_Natural Gas_Broiler_Baseline Forecast | F6 | Commercial | Retail (ID) | Existing | Food Preparation | Natural Gas | Broiler | Baseline Forecast | Avg. Replacement Usage (therms) | 2.5837 | 2.5837 | 2.5837 | 2.5837 | 2.5837 | 2.5837 | 2.5837 | 2.5837 | 2.5837 | 2.5837 | 2.5837 | 2.5837 | 2.5837 | 2.5837 | 2.5837 | 2.5837 | 2.5837 | 2.5837 | 2.5837 | 2.5837 | 2.5837 | 2.5837 | 2.5837 | 2.5837 | 2.5837 | 2.5837 | 2.5837
F7_Commercial_Retail (ID)_Existing_Food Preparation_Natural Gas_Broiler_Baseline Forecast | F7 | Commercial | Retail (ID) | Existing | Food Preparation | Natural Gas | Broiler | Baseline Forecast | Avg. Replacement Summer Demand (n/a) | 0 | 0 | 0 | 0 | 0 | 0 | 0 | 0 | 0 | 0 | 0 | 0 | 0 | 0 | 0 | 0 | 0 | 0 | 0 | 0 | 0 | 0 | 0 | 0 | 0 | 0 | 0
F8_Commercial_Retail (ID)_Existing_Food Preparation_Natural Gas_Broiler_Baseline Forecast | F8 | Commercial | Retail (ID) | Existing | Food Preparation | Natural Gas | Broiler | Baseline Forecast | Avg. Replacement Winter Demand (n/a) | 0 | 0 | 0 | 0 | 0 | 0 | 0 | 0 | 0 | 0 | 0 | 0 | 0 | 0 | 0 | 0 | 0 | 0 | 0 | 0 | 0 | 0 | 0 | 0 | 0 | 0 | 0
F1_Commercial_Retail (ID)_Existing_Food Preparation_Natural Gas_Griddle_Baseline Forecast | F1 | Commercial | Retail (ID) | Existing | Food Preparation | Natural Gas | Griddle | Baseline Forecast | Units | 0 | 0 | 0 | 0 | 0 | 0 | 0 | 0 | 0 | 0 | 0 | 0 | 0 | 0 | 0 | 0 | 0 | 0 | 0 | 0 | 0 | 0 | 0 | 0 | 0 | 0 | 0
F2_Commercial_Retail (ID)_Existing_Food Preparation_Natural Gas_Griddle_Baseline Forecast | F2 | Commercial | Retail (ID) | Existing | Food Preparation | Natural Gas | Griddle | Baseline Forecast | Usage (MMtherm) | 0 | 0 | 0 | 0 | 0 | 0 | 0 | 0 | 0 | 0 | 0 | 0 | 0 | 0 | 0 | 0 | 0 | 0 | 0 | 0 | 0 | 0 | 0 | 0 | 0 | 0 | 0
F3_Commercial_Retail (ID)_Existing_Food Preparation_Natural Gas_Griddle_Baseline Forecast | F3 | Commercial | Retail (ID) | Existing | Food Preparation | Natural Gas | Griddle | Baseline Forecast | Summer Peak Demand (n/a) | 0 | 0 | 0 | 0 | 0 | 0 | 0 | 0 | 0 | 0 | 0 | 0 | 0 | 0 | 0 | 0 | 0 | 0 | 0 | 0 | 0 | 0 | 0 | 0 | 0 | 0 | 0
F4_Commercial_Retail (ID)_Existing_Food Preparation_Natural Gas_Griddle_Baseline Forecast | F4 | Commercial | Retail (ID) | Existing | Food Preparation | Natural Gas | Griddle | Baseline Forecast | Winter Peak Demand (n/a) | 0 | 0 | 0 | 0 | 0 | 0 | 0 | 0 | 0 | 0 | 0 | 0 | 0 | 0 | 0 | 0 | 0 | 0 | 0 | 0 | 0 | 0 | 0 | 0 | 0 | 0 | 0
F5_Commercial_Retail (ID)_Existing_Food Preparation_Natural Gas_Griddle_Baseline Forecast | F5 | Commercial | Retail (ID) | Existing | Food Preparation | Natural Gas | Griddle | Baseline Forecast | Turnover | 0 | 0 | 0 | 0 | 0 | 0 | 0 | 0 | 0 | 0 | 0 | 0 | 0 | 0 | 0 | 0 | 0 | 0 | 0 | 0 | 0 | 0 | 0 | 0 | 0 | 0 | 0
F6_Commercial_Retail (ID)_Existing_Food Preparation_Natural Gas_Griddle_Baseline Forecast | F6 | Commercial | Retail (ID) | Existing | Food Preparation | Natural Gas | Griddle | Baseline Forecast | Avg. Replacement Usage (therms) | 1.8008 | 1.8008 | 1.8008 | 1.8008 | 1.8008 | 1.8008 | 1.8008 | 1.8008 | 1.8008 | 1.8008 | 1.8008 | 1.8008 | 1.8008 | 1.8008 | 1.8008 | 1.8008 | 1.8008 | 1.8008 | 1.8008 | 1.8008 | 1.8008 | 1.8008 | 1.8008 | 1.8008 | 1.8008 | 1.8008 | 1.8008
F7_Commercial_Retail (ID)_Existing_Food Preparation_Natural Gas_Griddle_Baseline Forecast | F7 | Commercial | Retail (ID) | Existing | Food Preparation | Natural Gas | Griddle | Baseline Forecast | Avg. Replacement Summer Demand (n/a) | 0 | 0 | 0 | 0 | 0 | 0 | 0 | 0 | 0 | 0 | 0 | 0 | 0 | 0 | 0 | 0 | 0 | 0 | 0 | 0 | 0 | 0 | 0 | 0 | 0 | 0 | 0
F8_Commercial_Retail (ID)_Existing_Food Preparation_Natural Gas_Griddle_Baseline Forecast | F8 | Commercial | Retail (ID) | Existing | Food Preparation | Natural Gas | Griddle | Baseline Forecast | Avg. Replacement Winter Demand (n/a) | 0 | 0 | 0 | 0 | 0 | 0 | 0 | 0 | 0 | 0 | 0 | 0 | 0 | 0 | 0 | 0 | 0 | 0 | 0 | 0 | 0 | 0 | 0 | 0 | 0 | 0 | 0
F1_Commercial_Retail (ID)_Existing_Food Preparation_Natural Gas_Range_Baseline Forecast | F1 | Commercial | Retail (ID) | Existing | Food Preparation | Natural Gas | Range | Baseline Forecast | Units | 0 | 0 | 0 | 0 | 0 | 0 | 0 | 0 | 0 | 0 | 0 | 0 | 0 | 0 | 0 | 0 | 0 | 0 | 0 | 0 | 0 | 0 | 0 | 0 | 0 | 0 | 0
F2_Commercial_Retail (ID)_Existing_Food Preparation_Natural Gas_Range_Baseline Forecast | F2 | Commercial | Retail (ID) | Existing | Food Preparation | Natural Gas | Range | Baseline Forecast | Usage (MMtherm) | 0 | 0 | 0 | 0 | 0 | 0 | 0 | 0 | 0 | 0 | 0 | 0 | 0 | 0 | 0 | 0 | 0 | 0 | 0 | 0 | 0 | 0 | 0 | 0 | 0 | 0 | 0
F3_Commercial_Retail (ID)_Existing_Food Preparation_Natural Gas_Range_Baseline Forecast | F3 | Commercial | Retail (ID) | Existing | Food Preparation | Natural Gas | Range | Baseline Forecast | Summer Peak Demand (n/a) | 0 | 0 | 0 | 0 | 0 | 0 | 0 | 0 | 0 | 0 | 0 | 0 | 0 | 0 | 0 | 0 | 0 | 0 | 0 | 0 | 0 | 0 | 0 | 0 | 0 | 0 | 0
F4_Commercial_Retail (ID)_Existing_Food Preparation_Natural Gas_Range_Baseline Forecast | F4 | Commercial | Retail (ID) | Existing | Food Preparation | Natural Gas | Range | Baseline Forecast | Winter Peak Demand (n/a) | 0 | 0 | 0 | 0 | 0 | 0 | 0 | 0 | 0 | 0 | 0 | 0 | 0 | 0 | 0 | 0 | 0 | 0 | 0 | 0 | 0 | 0 | 0 | 0 | 0 | 0 | 0
F5_Commercial_Retail (ID)_Existing_Food Preparation_Natural Gas_Range_Baseline Forecast | F5 | Commercial | Retail (ID) | Existing | Food Preparation | Natural Gas | Range | Baseline Forecast | Turnover | 0 | 0 | 0 | 0 | 0 | 0 | 0 | 0 | 0 | 0 | 0 | 0 | 0 | 0 | 0 | 0 | 0 | 0 | 0 | 0 | 0 | 0 | 0 | 0 | 0 | 0 | 0
F6_Commercial_Retail (ID)_Existing_Food Preparation_Natural Gas_Range_Baseline Forecast | F6 | Commercial | Retail (ID) | Existing | Food Preparation | Natural Gas | Range | Baseline Forecast | Avg. Replacement Usage (therms) | 1.779 | 1.779 | 1.779 | 1.779 | 1.779 | 1.779 | 1.779 | 1.779 | 1.779 | 1.779 | 1.779 | 1.779 | 1.779 | 1.779 | 1.779 | 1.779 | 1.779 | 1.779 | 1.779 | 1.779 | 1.779 | 1.779 | 1.779 | 1.779 | 1.779 | 1.779 | 1.779
F7_Commercial_Retail (ID)_Existing_Food Preparation_Natural Gas_Range_Baseline Forecast | F7 | Commercial | Retail (ID) | Existing | Food Preparation | Natural Gas | Range | Baseline Forecast | Avg. Replacement Summer Demand (n/a) | 0 | 0 | 0 | 0 | 0 | 0 | 0 | 0 | 0 | 0 | 0 | 0 | 0 | 0 | 0 | 0 | 0 | 0 | 0 | 0 | 0 | 0 | 0 | 0 | 0 | 0 | 0
F8_Commercial_Retail (ID)_Existing_Food Preparation_Natural Gas_Range_Baseline Forecast | F8 | Commercial | Retail (ID) | Existing | Food Preparation | Natural Gas | Range | Baseline Forecast | Avg. Replacement Winter Demand (n/a) | 0 | 0 | 0 | 0 | 0 | 0 | 0 | 0 | 0 | 0 | 0 | 0 | 0 | 0 | 0 | 0 | 0 | 0 | 0 | 0 | 0 | 0 | 0 | 0 | 0 | 0 | 0
F1_Commercial_Retail (ID)_Existing_Food Preparation_Natural Gas_Steamer_Baseline Forecast | F1 | Commercial | Retail (ID) | Existing | Food Preparation | Natural Gas | Steamer | Baseline Forecast | Units | 0 | 0 | 0 | 0 | 0 | 0 | 0 | 0 | 0 | 0 | 0 | 0 | 0 | 0 | 0 | 0 | 0 | 0 | 0 | 0 | 0 | 0 | 0 | 0 | 0 | 0 | 0
F2_Commercial_Retail (ID)_Existing_Food Preparation_Natural Gas_Steamer_Baseline Forecast | F2 | Commercial | Retail (ID) | Existing | Food Preparation | Natural Gas | Steamer | Baseline Forecast | Usage (MMtherm) | 0 | 0 | 0 | 0 | 0 | 0 | 0 | 0 | 0 | 0 | 0 | 0 | 0 | 0 | 0 | 0 | 0 | 0 | 0 | 0 | 0 | 0 | 0 | 0 | 0 | 0 | 0
F3_Commercial_Retail (ID)_Existing_Food Preparation_Natural Gas_Steamer_Baseline Forecast | F3 | Commercial | Retail (ID) | Existing | Food Preparation | Natural Gas | Steamer | Baseline Forecast | Summer Peak Demand (n/a) | 0 | 0 | 0 | 0 | 0 | 0 | 0 | 0 | 0 | 0 | 0 | 0 | 0 | 0 | 0 | 0 | 0 | 0 | 0 | 0 | 0 | 0 | 0 | 0 | 0 | 0 | 0
F4_Commercial_Retail (ID)_Existing_Food Preparation_Natural Gas_Steamer_Baseline Forecast | F4 | Commercial | Retail (ID) | Existing | Food Preparation | Natural Gas | Steamer | Baseline Forecast | Winter Peak Demand (n/a) | 0 | 0 | 0 | 0 | 0 | 0 | 0 | 0 | 0 | 0 | 0 | 0 | 0 | 0 | 0 | 0 | 0 | 0 | 0 | 0 | 0 | 0 | 0 | 0 | 0 | 0 | 0
F5_Commercial_Retail (ID)_Existing_Food Preparation_Natural Gas_Steamer_Baseline Forecast | F5 | Commercial | Retail (ID) | Existing | Food Preparation | Natural Gas | Steamer | Baseline Forecast | Turnover | 0 | 0 | 0 | 0 | 0 | 0 | 0 | 0 | 0 | 0 | 0 | 0 | 0 | 0 | 0 | 0 | 0 | 0 | 0 | 0 | 0 | 0 | 0 | 0 | 0 | 0 | 0
F6_Commercial_Retail (ID)_Existing_Food Preparation_Natural Gas_Steamer_Baseline Forecast | F6 | Commercial | Retail (ID) | Existing | Food Preparation | Natural Gas | Steamer | Baseline Forecast | Avg. Replacement Usage (therms) | 2.0558 | 2.0558 | 2.0558 | 2.0558 | 2.0558 | 2.0558 | 2.0558 | 2.0558 | 2.0558 | 2.0558 | 2.0558 | 2.0558 | 2.0558 | 2.0558 | 2.0558 | 2.0558 | 2.0558 | 2.0558 | 2.0558 | 2.0558 | 2.0558 | 2.0558 | 2.0558 | 2.0558 | 2.0558 | 2.0558 | 2.0558
F7_Commercial_Retail (ID)_Existing_Food Preparation_Natural Gas_Steamer_Baseline Forecast | F7 | Commercial | Retail (ID) | Existing | Food Preparation | Natural Gas | Steamer | Baseline Forecast | Avg. Replacement Summer Demand (n/a) | 0 | 0 | 0 | 0 | 0 | 0 | 0 | 0 | 0 | 0 | 0 | 0 | 0 | 0 | 0 | 0 | 0 | 0 | 0 | 0 | 0 | 0 | 0 | 0 | 0 | 0 | 0
F8_Commercial_Retail (ID)_Existing_Food Preparation_Natural Gas_Steamer_Baseline Forecast | F8 | Commercial | Retail (ID) | Existing | Food Preparation | Natural Gas | Steamer | Baseline Forecast | Avg. Replacement Winter Demand (n/a) | 0 | 0 | 0 | 0 | 0 | 0 | 0 | 0 | 0 | 0 | 0 | 0 | 0 | 0 | 0 | 0 | 0 | 0 | 0 | 0 | 0 | 0 | 0 | 0 | 0 | 0 | 0
F1_Commercial_Retail (ID)_Existing_Food Preparation_Natural Gas_Food Prep Other_Baseline Forecast | F1 | Commercial | Retail (ID) | Existing | Food Preparation | Natural Gas | Food Prep Other | Baseline Forecast | Units | 0 | 0 | 0 | 0 | 0 | 0 | 0 | 0 | 0 | 0 | 0 | 0 | 0 | 0 | 0 | 0 | 0 | 0 | 0 | 0 | 0 | 0 | 0 | 0 | 0 | 0 | 0
F2_Commercial_Retail (ID)_Existing_Food Preparation_Natural Gas_Food Prep Other_Baseline Forecast | F2 | Commercial | Retail (ID) | Existing | Food Preparation | Natural Gas | Food Prep Other | Baseline Forecast | Usage (MMtherm) | 0 | 0 | 0 | 0 | 0 | 0 | 0 | 0 | 0 | 0 | 0 | 0 | 0 | 0 | 0 | 0 | 0 | 0 | 0 | 0 | 0 | 0 | 0 | 0 | 0 | 0 | 0
F3_Commercial_Retail (ID)_Existing_Food Preparation_Natural Gas_Food Prep Other_Baseline Forecast | F3 | Commercial | Retail (ID) | Existing | Food Preparation | Natural Gas | Food Prep Other | Baseline Forecast | Summer Peak Demand (n/a) | 0 | 0 | 0 | 0 | 0 | 0 | 0 | 0 | 0 | 0 | 0 | 0 | 0 | 0 | 0 | 0 | 0 | 0 | 0 | 0 | 0 | 0 | 0 | 0 | 0 | 0 | 0
F4_Commercial_Retail (ID)_Existing_Food Preparation_Natural Gas_Food Prep Other_Baseline Forecast | F4 | Commercial | Retail (ID) | Existing | Food Preparation | Natural Gas | Food Prep Other | Baseline Forecast | Winter Peak Demand (n/a) | 0 | 0 | 0 | 0 | 0 | 0 | 0 | 0 | 0 | 0 | 0 | 0 | 0 | 0 | 0 | 0 | 0 | 0 | 0 | 0 | 0 | 0 | 0 | 0 | 0 | 0 | 0
F5_Commercial_Retail (ID)_Existing_Food Preparation_Natural Gas_Food Prep Other_Baseline Forecast | F5 | Commercial | Retail (ID) | Existing | Food Preparation | Natural Gas | Food Prep Other | Baseline Forecast | Turnover | 0 | 0 | 0 | 0 | 0 | 0 | 0 | 0 | 0 | 0 | 0 | 0 | 0 | 0 | 0 | 0 | 0 | 0 | 0 | 0 | 0 | 0 | 0 | 0 | 0 | 0 | 0
F6_Commercial_Retail (ID)_Existing_Food Preparation_Natural Gas_Food Prep Other_Baseline Forecast | F6 | Commercial | Retail (ID) | Existing | Food Preparation | Natural Gas | Food Prep Other | Baseline Forecast | Avg. Replacement Usage (therms) | 0.74245 | 0.74245 | 0.74245 | 0.74245 | 0.74245 | 0.74245 | 0.74245 | 0.74245 | 0.74245 | 0.74245 | 0.74245 | 0.74245 | 0.74245 | 0.74245 | 0.74245 | 0.74245 | 0.74245 | 0.74245 | 0.74245 | 0.74245 | 0.74245 | 0.74245 | 0.74245 | 0.74245 | 0.74245 | 0.74245 | 0.74245
F7_Commercial_Retail (ID)_Existing_Food Preparation_Natural Gas_Food Prep Other_Baseline Forecast | F7 | Commercial | Retail (ID) | Existing | Food Preparation | Natural Gas | Food Prep Other | Baseline Forecast | Avg. Replacement Summer Demand (n/a) | 0 | 0 | 0 | 0 | 0 | 0 | 0 | 0 | 0 | 0 | 0 | 0 | 0 | 0 | 0 | 0 | 0 | 0 | 0 | 0 | 0 | 0 | 0 | 0 | 0 | 0 | 0
F8_Commercial_Retail (ID)_Existing_Food Preparation_Natural Gas_Food Prep Other_Baseline Forecast | F8 | Commercial | Retail (ID) | Existing | Food Preparation | Natural Gas | Food Prep Other | Baseline Forecast | Avg. Replacement Winter Demand (n/a) | 0 | 0 | 0 | 0 | 0 | 0 | 0 | 0 | 0 | 0 | 0 | 0 | 0 | 0 | 0 | 0 | 0 | 0 | 0 | 0 | 0 | 0 | 0 | 0 | 0 | 0 | 0
F1_Commercial_Retail (ID)_Existing_Miscellaneous_Natural Gas_Pool Heater_Baseline Forecast | F1 | Commercial | Retail (ID) | Existing | Miscellaneous | Natural Gas | Pool Heater | Baseline Forecast | Units | 0 | 0 | 0 | 0 | 0 | 0 | 0 | 0 | 0 | 0 | 0 | 0 | 0 | 0 | 0 | 0 | 0 | 0 | 0 | 0 | 0 | 0 | 0 | 0 | 0 | 0 | 0
F2_Commercial_Retail (ID)_Existing_Miscellaneous_Natural Gas_Pool Heater_Baseline Forecast | F2 | Commercial | Retail (ID) | Existing | Miscellaneous | Natural Gas | Pool Heater | Baseline Forecast | Usage (MMtherm) | 0 | 0 | 0 | 0 | 0 | 0 | 0 | 0 | 0 | 0 | 0 | 0 | 0 | 0 | 0 | 0 | 0 | 0 | 0 | 0 | 0 | 0 | 0 | 0 | 0 | 0 | 0
F3_Commercial_Retail (ID)_Existing_Miscellaneous_Natural Gas_Pool Heater_Baseline Forecast | F3 | Commercial | Retail (ID) | Existing | Miscellaneous | Natural Gas | Pool Heater | Baseline Forecast | Summer Peak Demand (n/a) | 0 | 0 | 0 | 0 | 0 | 0 | 0 | 0 | 0 | 0 | 0 | 0 | 0 | 0 | 0 | 0 | 0 | 0 | 0 | 0 | 0 | 0 | 0 | 0 | 0 | 0 | 0
F4_Commercial_Retail (ID)_Existing_Miscellaneous_Natural Gas_Pool Heater_Baseline Forecast | F4 | Commercial | Retail (ID) | Existing | Miscellaneous | Natural Gas | Pool Heater | Baseline Forecast | Winter Peak Demand (n/a) | 0 | 0 | 0 | 0 | 0 | 0 | 0 | 0 | 0 | 0 | 0 | 0 | 0 | 0 | 0 | 0 | 0 | 0 | 0 | 0 | 0 | 0 | 0 | 0 | 0 | 0 | 0
F5_Commercial_Retail (ID)_Existing_Miscellaneous_Natural Gas_Pool Heater_Baseline Forecast | F5 | Commercial | Retail (ID) | Existing | Miscellaneous | Natural Gas | Pool Heater | Baseline Forecast | Turnover | 0 | 0 | 0 | 0 | 0 | 0 | 0 | 0 | 0 | 0 | 0 | 0 | 0 | 0 | 0 | 0 | 0 | 0 | 0 | 0 | 0 | 0 | 0 | 0 | 0 | 0 | 0
F6_Commercial_Retail (ID)_Existing_Miscellaneous_Natural Gas_Pool Heater_Baseline Forecast | F6 | Commercial | Retail (ID) | Existing | Miscellaneous | Natural Gas | Pool Heater | Baseline Forecast | Avg. Replacement Usage (therms) | 0.01 | 0.01 | 0.01 | 0.01 | 0.01 | 0.01 | 0.01 | 0.01 | 0.01 | 0.01 | 0.01 | 0.01 | 0.01 | 0.01 | 0.01 | 0.01 | 0.01 | 0.01 | 0.01 | 0.01 | 0.01 | 0.01 | 0.01 | 0.01 | 0.01 | 0.01 | 0.01
F7_Commercial_Retail (ID)_Existing_Miscellaneous_Natural Gas_Pool Heater_Baseline Forecast | F7 | Commercial | Retail (ID) | Existing | Miscellaneous | Natural Gas | Pool Heater | Baseline Forecast | Avg. Replacement Summer Demand (n/a) | 0 | 0 | 0 | 0 | 0 | 0 | 0 | 0 | 0 | 0 | 0 | 0 | 0 | 0 | 0 | 0 | 0 | 0 | 0 | 0 | 0 | 0 | 0 | 0 | 0 | 0 | 0
F8_Commercial_Retail (ID)_Existing_Miscellaneous_Natural Gas_Pool Heater_Baseline Forecast | F8 | Commercial | Retail (ID) | Existing | Miscellaneous | Natural Gas | Pool Heater | Baseline Forecast | Avg. Replacement Winter Demand (n/a) | 0 | 0 | 0 | 0 | 0 | 0 | 0 | 0 | 0 | 0 | 0 | 0 | 0 | 0 | 0 | 0 | 0 | 0 | 0 | 0 | 0 | 0 | 0 | 0 | 0 | 0 | 0
F1_Commercial_Retail (ID)_Existing_Miscellaneous_Natural Gas_Miscellaneous_Baseline Forecast | F1 | Commercial | Retail (ID) | Existing | Miscellaneous | Natural Gas | Miscellaneous | Baseline Forecast | Units | 10122719.2079 | 9959449.5433 | 9798813.2603 | 9640767.8852 | 9485271.6289 | 9332283.3769 | 9181762.6772 | 9033669.7308 | 8887965.3803 | 8744611.1 | 8603568.9855 | 8464801.7438 | 8328272.6834 | 8193945.7046 | 8061785.29 | 7931756.495 | 7803824.9387 | 7677956.7945 | 7554118.7817 | 7432278.1562 | 7312402.702 | 7194460.723 | 7078421.0339 | 6964252.9527 | 6851926.2922 | 6741411.352 | 6632678.9108
F2_Commercial_Retail (ID)_Existing_Miscellaneous_Natural Gas_Miscellaneous_Baseline Forecast | F2 | Commercial | Retail (ID) | Existing | Miscellaneous | Natural Gas | Miscellaneous | Baseline Forecast | Usage (MMtherm) | 0.27358 | 0.26917 | 0.26483 | 0.26056 | 0.25635 | 0.25222 | 0.24815 | 0.24415 | 0.24021 | 0.23634 | 0.23252 | 0.22877 | 0.22508 | 0.22145 | 0.21788 | 0.21437 | 0.21091 | 0.20751 | 0.20416 | 0.20087 | 0.19763 | 0.19444 | 0.1913 | 0.18822 | 0.18518 | 0.1822 | 0.17926
F3_Commercial_Retail (ID)_Existing_Miscellaneous_Natural Gas_Miscellaneous_Baseline Forecast | F3 | Commercial | Retail (ID) | Existing | Miscellaneous | Natural Gas | Miscellaneous | Baseline Forecast | Summer Peak Demand (n/a) | 0 | 0 | 0 | 0 | 0 | 0 | 0 | 0 | 0 | 0 | 0 | 0 | 0 | 0 | 0 | 0 | 0 | 0 | 0 | 0 | 0 | 0 | 0 | 0 | 0 | 0 | 0
F4_Commercial_Retail (ID)_Existing_Miscellaneous_Natural Gas_Miscellaneous_Baseline Forecast | F4 | Commercial | Retail (ID) | Existing | Miscellaneous | Natural Gas | Miscellaneous | Baseline Forecast | Winter Peak Demand (n/a) | 0 | 0 | 0 | 0 | 0 | 0 | 0 | 0 | 0 | 0 | 0 | 0 | 0 | 0 | 0 | 0 | 0 | 0 | 0 | 0 | 0 | 0 | 0 | 0 | 0 | 0 | 0
F5_Commercial_Retail (ID)_Existing_Miscellaneous_Natural Gas_Miscellaneous_Baseline Forecast | F5 | Commercial | Retail (ID) | Existing | Miscellaneous | Natural Gas | Miscellaneous | Baseline Forecast | Turnover | 0 | 853667.1037 | 999878.9041 | 1118666.361 | 1059537.6305 | 1029566.2425 | 1020452.5301 | 1004721.9782 | 987378.3461 | 971512.1779 | 955991.7236 | 1151938.8211 | 1143246.7315 | 1127597.7205 | 1097476.9927 | 1077877.1672 | 1064264.4713 | 1047011.6034 | 1029333.0044 | 1012868.8367 | 996659.1984 | 1032888.2349 | 1011308.1617 | 989146.4116 | 971740.0059 | 956609.7917 | 942239.3031
F6_Commercial_Retail (ID)_Existing_Miscellaneous_Natural Gas_Miscellaneous_Baseline Forecast | F6 | Commercial | Retail (ID) | Existing | Miscellaneous | Natural Gas | Miscellaneous | Baseline Forecast | Avg. Replacement Usage (therms) | 0.027026 | 0.027026 | 0.027026 | 0.027026 | 0.027026 | 0.027026 | 0.027026 | 0.027026 | 0.027026 | 0.027026 | 0.027026 | 0.027026 | 0.027026 | 0.027026 | 0.027026 | 0.027026 | 0.027026 | 0.027026 | 0.027026 | 0.027026 | 0.027026 | 0.027026 | 0.027026 | 0.027026 | 0.027026 | 0.027026 | 0.027026
F7_Commercial_Retail (ID)_Existing_Miscellaneous_Natural Gas_Miscellaneous_Baseline Forecast | F7 | Commercial | Retail (ID) | Existing | Miscellaneous | Natural Gas | Miscellaneous | Baseline Forecast | Avg. Replacement Summer Demand (n/a) | 0 | 0 | 0 | 0 | 0 | 0 | 0 | 0 | 0 | 0 | 0 | 0 | 0 | 0 | 0 | 0 | 0 | 0 | 0 | 0 | 0 | 0 | 0 | 0 | 0 | 0 | 0
F8_Commercial_Retail (ID)_Existing_Miscellaneous_Natural Gas_Miscellaneous_Baseline Forecast | F8 | Commercial | Retail (ID) | Existing | Miscellaneous | Natural Gas | Miscellaneous | Baseline Forecast | Avg. Replacement Winter Demand (n/a) | 0 | 0 | 0 | 0 | 0 | 0 | 0 | 0 | 0 | 0 | 0 | 0 | 0 | 0 | 0 | 0 | 0 | 0 | 0 | 0 | 0 | 0 | 0 | 0 | 0 | 0 | 0
F1_Commercial_Retail (ID)_New_Space Heating_Natural Gas_Furnace_Baseline Forecast | F1 | Commercial | Retail (ID) | New | Space Heating | Natural Gas | Furnace | Baseline Forecast | Units | 0 | 175986.3871 | 339900.5619 | 539498.7918 | 744321.7079 | 928720.2206 | 1088693.493 | 1243440.8358 | 1393693.5746 | 1538242.6454 | 1680766.9023 | 1823625.5811 | 1964444.1586 | 2103485.8196 | 2241866.7957 | 2379150.9502 | 2514824.0773 | 2648449.0985 | 2780752.3905 | 2910985.5859 | 3038244.6843 | 3163642.6993 | 3288059.4311 | 3412607.0395 | 3535215.9006 | 3664213.6177 | 3778596.7431
F2_Commercial_Retail (ID)_New_Space Heating_Natural Gas_Furnace_Baseline Forecast | F2 | Commercial | Retail (ID) | New | Space Heating | Natural Gas | Furnace | Baseline Forecast | Usage (MMtherm) | 0 | 0.08199 | 0.15836 | 0.25135 | 0.34677 | 0.43268 | 0.50721 | 0.57931 | 0.64931 | 0.71665 | 0.78305 | 0.84961 | 0.91522 | 0.97999 | 1.0445 | 1.1084 | 1.1716 | 1.2339 | 1.2955 | 1.3562 | 1.4155 | 1.4739 | 1.5319 | 1.5899 | 1.647 | 1.7071 | 1.7604
F3_Commercial_Retail (ID)_New_Space Heating_Natural Gas_Furnace_Baseline Forecast | F3 | Commercial | Retail (ID) | New | Space Heating | Natural Gas | Furnace | Baseline Forecast | Summer Peak Demand (n/a) | 0 | 0 | 0 | 0 | 0 | 0 | 0 | 0 | 0 | 0 | 0 | 0 | 0 | 0 | 0 | 0 | 0 | 0 | 0 | 0 | 0 | 0 | 0 | 0 | 0 | 0 | 0
F4_Commercial_Retail (ID)_New_Space Heating_Natural Gas_Furnace_Baseline Forecast | F4 | Commercial | Retail (ID) | New | Space Heating | Natural Gas | Furnace | Baseline Forecast | Winter Peak Demand (n/a) | 0 | 0 | 0 | 0 | 0 | 0 | 0 | 0 | 0 | 0 | 0 | 0 | 0 | 0 | 0 | 0 | 0 | 0 | 0 | 0 | 0 | 0 | 0 | 0 | 0 | 0 | 0
F5_Commercial_Retail (ID)_New_Space Heating_Natural Gas_Furnace_Baseline Forecast | F5 | Commercial | Retail (ID) | New | Space Heating | Natural Gas | Furnace | Baseline Forecast | Turnover | 0 | 175986.3871 | 163914.1747 | 199598.2299 | 204822.9161 | 184398.5127 | 159973.2724 | 154747.3428 | 150252.7388 | 144549.0708 | 142524.2569 | 142858.6788 | 156817.34 | 168487.2791 | 183295.0135 | 196735.3627 | 206483.1811 | 212540.8224 | 218112.8696 | 221901.2423 | 223734.511 | 226059.6862 | 228914.4947 | 289876.3828 | 284378.1935 | 304093.9692 | 293111.3155
F6_Commercial_Retail (ID)_New_Space Heating_Natural Gas_Furnace_Baseline Forecast | F6 | Commercial | Retail (ID) | New | Space Heating | Natural Gas | Furnace | Baseline Forecast | Avg. Replacement Usage (therms) | 0.48348 | 0.46589 | 0.46589 | 0.46589 | 0.46589 | 0.46589 | 0.46589 | 0.46589 | 0.46589 | 0.46589 | 0.46589 | 0.46589 | 0.46589 | 0.46589 | 0.46589 | 0.46589 | 0.46589 | 0.46589 | 0.46589 | 0.46589 | 0.46589 | 0.46589 | 0.46589 | 0.46589 | 0.46589 | 0.46589 | 0.46589
F7_Commercial_Retail (ID)_New_Space Heating_Natural Gas_Furnace_Baseline Forecast | F7 | Commercial | Retail (ID) | New | Space Heating | Natural Gas | Furnace | Baseline Forecast | Avg. Replacement Summer Demand (n/a) | 0 | 0 | 0 | 0 | 0 | 0 | 0 | 0 | 0 | 0 | 0 | 0 | 0 | 0 | 0 | 0 | 0 | 0 | 0 | 0 | 0 | 0 | 0 | 0 | 0 | 0 | 0
F8_Commercial_Retail (ID)_New_Space Heating_Natural Gas_Furnace_Baseline Forecast | F8 | Commercial | Retail (ID) | New | Space Heating | Natural Gas | Furnace | Baseline Forecast | Avg. Replacement Winter Demand (n/a) | 0 | 0 | 0 | 0 | 0 | 0 | 0 | 0 | 0 | 0 | 0 | 0 | 0 | 0 | 0 | 0 | 0 | 0 | 0 | 0 | 0 | 0 | 0 | 0 | 0 | 0 | 0
F1_Commercial_Retail (ID)_New_Space Heating_Natural Gas_Boiler_Baseline Forecast | F1 | Commercial | Retail (ID) | New | Space Heating | Natural Gas | Boiler | Baseline Forecast | Units | 0 | 8037.8299 | 15524.2854 | 24640.5394 | 33995.4207 | 42417.4578 | 49723.9203 | 56791.6989 | 63654.1953 | 70256.188 | 76765.7013 | 83290.4887 | 89722.0985 | 96072.5511 | 102392.8283 | 108663.0103 | 114859.6118 | 120962.6702 | 127005.3612 | 132953.5046 | 138765.812 | 144493.1181 | 150175.6061 | 155864.0715 | 161463.9886 | 167355.704 | 172579.9268
F2_Commercial_Retail (ID)_New_Space Heating_Natural Gas_Boiler_Baseline Forecast | F2 | Commercial | Retail (ID) | New | Space Heating | Natural Gas | Boiler | Baseline Forecast | Usage (MMtherm) | 0 | 0.011801 | 0.022793 | 0.036171 | 0.049899 | 0.062252 | 0.072963 | 0.083319 | 0.093374 | 0.10304 | 0.11257 | 0.12212 | 0.13153 | 0.14082 | 0.15006 | 0.15923 | 0.16834 | 0.17731 | 0.18618 | 0.19491 | 0.20345 | 0.21186 | 0.22021 | 0.22856 | 0.23678 | 0.24543 | 0.2531
F3_Commercial_Retail (ID)_New_Space Heating_Natural Gas_Boiler_Baseline Forecast | F3 | Commercial | Retail (ID) | New | Space Heating | Natural Gas | Boiler | Baseline Forecast | Summer Peak Demand (n/a) | 0 | 0 | 0 | 0 | 0 | 0 | 0 | 0 | 0 | 0 | 0 | 0 | 0 | 0 | 0 | 0 | 0 | 0 | 0 | 0 | 0 | 0 | 0 | 0 | 0 | 0 | 0
F4_Commercial_Retail (ID)_New_Space Heating_Natural Gas_Boiler_Baseline Forecast | F4 | Commercial | Retail (ID) | New | Space Heating | Natural Gas | Boiler | Baseline Forecast | Winter Peak Demand (n/a) | 0 | 0 | 0 | 0 | 0 | 0 | 0 | 0 | 0 | 0 | 0 | 0 | 0 | 0 | 0 | 0 | 0 | 0 | 0 | 0 | 0 | 0 | 0 | 0 | 0 | 0 | 0
F5_Commercial_Retail (ID)_New_Space Heating_Natural Gas_Boiler_Baseline Forecast | F5 | Commercial | Retail (ID) | New | Space Heating | Natural Gas | Boiler | Baseline Forecast | Turnover | 0 | 8037.8299 | 7486.4555 | 9116.2541 | 9354.8813 | 8422.0371 | 7306.4626 | 7067.7786 | 6862.4964 | 6601.9927 | 6509.5133 | 6524.7874 | 6431.6098 | 6350.4526 | 6320.2772 | 6270.182 | 6196.6015 | 6103.0583 | 6042.691 | 5948.1434 | 5812.3074 | 5727.3061 | 5682.488 | 5688.4655 | 5599.917 | 5891.7154 | 5224.2228
F6_Commercial_Retail (ID)_New_Space Heating_Natural Gas_Boiler_Baseline Forecast | F6 | Commercial | Retail (ID) | New | Space Heating | Natural Gas | Boiler | Baseline Forecast | Avg. Replacement Usage (therms) | 1.5221 | 1.4682 | 1.4682 | 1.4675 | 1.4675 | 1.4668 | 1.466 | 1.4652 | 1.4652 | 1.4643 | 1.4643 | 1.4634 | 1.4634 | 1.4625 | 1.4625 | 1.4625 | 1.4697 | 1.4689 | 1.4689 | 1.468 | 1.4689 | 1.4689 | 1.468 | 1.468 | 1.468 | 1.468 | 1.468
F7_Commercial_Retail (ID)_New_Space Heating_Natural Gas_Boiler_Baseline Forecast | F7 | Commercial | Retail (ID) | New | Space Heating | Natural Gas | Boiler | Baseline Forecast | Avg. Replacement Summer Demand (n/a) | 0 | 0 | 0 | 0 | 0 | 0 | 0 | 0 | 0 | 0 | 0 | 0 | 0 | 0 | 0 | 0 | 0 | 0 | 0 | 0 | 0 | 0 | 0 | 0 | 0 | 0 | 0
F8_Commercial_Retail (ID)_New_Space Heating_Natural Gas_Boiler_Baseline Forecast | F8 | Commercial | Retail (ID) | New | Space Heating | Natural Gas | Boiler | Baseline Forecast | Avg. Replacement Winter Demand (n/a) | 0 | 0 | 0 | 0 | 0 | 0 | 0 | 0 | 0 | 0 | 0 | 0 | 0 | 0 | 0 | 0 | 0 | 0 | 0 | 0 | 0 | 0 | 0 | 0 | 0 | 0 | 0
F1_Commercial_Retail (ID)_New_Space Heating_Natural Gas_Unit Heater_Baseline Forecast | F1 | Commercial | Retail (ID) | New | Space Heating | Natural Gas | Unit Heater | Baseline Forecast | Units | 0 | 16168.6565 | 31228.1849 | 49566.1671 | 68384.1645 | 85325.6807 | 100023.1407 | 114240.4712 | 128044.8624 | 141325.2321 | 154419.573 | 167544.6389 | 180482.2714 | 193256.6507 | 205970.3299 | 218583.2393 | 231048.1363 | 243324.8647 | 255480.1599 | 267445.266 | 279137.1286 | 290658.0051 | 302088.7268 | 313531.4726 | 324796.0971 | 336647.6944 | 347156.5837
F2_Commercial_Retail (ID)_New_Space Heating_Natural Gas_Unit Heater_Baseline Forecast | F2 | Commercial | Retail (ID) | New | Space Heating | Natural Gas | Unit Heater | Baseline Forecast | Usage (MMtherm) | 0 | 0.0037674 | 0.0072764 | 0.011549 | 0.015934 | 0.019881 | 0.023306 | 0.026619 | 0.029835 | 0.03293 | 0.035981 | 0.039039 | 0.042053 | 0.04503 | 0.047992 | 0.050931 | 0.053836 | 0.056696 | 0.059528 | 0.062316 | 0.065041 | 0.067725 | 0.070388 | 0.073055 | 0.075679 | 0.078441 | 0.08089
F3_Commercial_Retail (ID)_New_Space Heating_Natural Gas_Unit Heater_Baseline Forecast | F3 | Commercial | Retail (ID) | New | Space Heating | Natural Gas | Unit Heater | Baseline Forecast | Summer Peak Demand (n/a) | 0 | 0 | 0 | 0 | 0 | 0 | 0 | 0 | 0 | 0 | 0 | 0 | 0 | 0 | 0 | 0 | 0 | 0 | 0 | 0 | 0 | 0 | 0 | 0 | 0 | 0 | 0
F4_Commercial_Retail (ID)_New_Space Heating_Natural Gas_Unit Heater_Baseline Forecast | F4 | Commercial | Retail (ID) | New | Space Heating | Natural Gas | Unit Heater | Baseline Forecast | Winter Peak Demand (n/a) | 0 | 0 | 0 | 0 | 0 | 0 | 0 | 0 | 0 | 0 | 0 | 0 | 0 | 0 | 0 | 0 | 0 | 0 | 0 | 0 | 0 | 0 | 0 | 0 | 0 | 0 | 0
F5_Commercial_Retail (ID)_New_Space Heating_Natural Gas_Unit Heater_Baseline Forecast | F5 | Commercial | Retail (ID) | New | Space Heating | Natural Gas | Unit Heater | Baseline Forecast | Turnover | 0 | 16168.6565 | 15059.5284 | 18337.9821 | 18817.9974 | 16941.5161 | 14697.4601 | 14217.3305 | 13804.3912 | 13280.3697 | 13094.341 | 13125.0658 | 12937.6326 | 12774.3793 | 12713.6792 | 12612.9093 | 12464.897 | 13746.6062 | 14860.5958 | 16091.5597 | 17153.911 | 18026.5129 | 18681.0693 | 19326.4556 | 19686.578 | 20715.2249 | 19757.1273
F6_Commercial_Retail (ID)_New_Space Heating_Natural Gas_Unit Heater_Baseline Forecast | F6 | Commercial | Retail (ID) | New | Space Heating | Natural Gas | Unit Heater | Baseline Forecast | Avg. Replacement Usage (therms) | 0.2418 | 0.23301 | 0.23301 | 0.23301 | 0.23301 | 0.23301 | 0.23301 | 0.23301 | 0.23301 | 0.23301 | 0.23301 | 0.23301 | 0.23301 | 0.23301 | 0.23301 | 0.23301 | 0.23301 | 0.23301 | 0.23301 | 0.23301 | 0.23301 | 0.23301 | 0.23301 | 0.23301 | 0.23301 | 0.23301 | 0.23301
F7_Commercial_Retail (ID)_New_Space Heating_Natural Gas_Unit Heater_Baseline Forecast | F7 | Commercial | Retail (ID) | New | Space Heating | Natural Gas | Unit Heater | Baseline Forecast | Avg. Replacement Summer Demand (n/a) | 0 | 0 | 0 | 0 | 0 | 0 | 0 | 0 | 0 | 0 | 0 | 0 | 0 | 0 | 0 | 0 | 0 | 0 | 0 | 0 | 0 | 0 | 0 | 0 | 0 | 0 | 0
F8_Commercial_Retail (ID)_New_Space Heating_Natural Gas_Unit Heater_Baseline Forecast | F8 | Commercial | Retail (ID) | New | Space Heating | Natural Gas | Unit Heater | Baseline Forecast | Avg. Replacement Winter Demand (n/a) | 0 | 0 | 0 | 0 | 0 | 0 | 0 | 0 | 0 | 0 | 0 | 0 | 0 | 0 | 0 | 0 | 0 | 0 | 0 | 0 | 0 | 0 | 0 | 0 | 0 | 0 | 0
F1_Commercial_Retail (ID)_New_Water Heating_Natural Gas_Water Heater_Baseline Forecast | F1 | Commercial | Retail (ID) | New | Water Heating | Natural Gas | Water Heater | Baseline Forecast | Units | 0 | 123049.8601 | 237658.8169 | 377218.1014 | 520430.4917 | 649362.1184 | 761215.5924 | 869415.0912 | 974471.9582 | 1075540.8149 | 1175193.9196 | 1275080.8524 | 1373541.3444 | 1470759.4145 | 1567515.5331 | 1663504.7529 | 1758367.5407 | 1851798.2908 | 1944304.8865 | 2035364.0686 | 2124343.759 | 2212022.178 | 2299014.4829 | 2386098.2967 | 2471826.5365 | 2562021.8709 | 2641998.668
F2_Commercial_Retail (ID)_New_Water Heating_Natural Gas_Water Heater_Baseline Forecast | F2 | Commercial | Retail (ID) | New | Water Heating | Natural Gas | Water Heater | Baseline Forecast | Usage (MMtherm) | 0 | 0.032477 | 0.062727 | 0.099562 | 0.13736 | 0.17139 | 0.20091 | 0.22947 | 0.2572 | 0.28387 | 0.31018 | 0.33654 | 0.36253 | 0.38819 | 0.41372 | 0.43906 | 0.4641 | 0.48876 | 0.51317 | 0.53721 | 0.56069 | 0.58383 | 0.60679 | 0.62978 | 0.6524 | 0.67621 | 0.69732
F3_Commercial_Retail (ID)_New_Water Heating_Natural Gas_Water Heater_Baseline Forecast | F3 | Commercial | Retail (ID) | New | Water Heating | Natural Gas | Water Heater | Baseline Forecast | Summer Peak Demand (n/a) | 0 | 0 | 0 | 0 | 0 | 0 | 0 | 0 | 0 | 0 | 0 | 0 | 0 | 0 | 0 | 0 | 0 | 0 | 0 | 0 | 0 | 0 | 0 | 0 | 0 | 0 | 0
F4_Commercial_Retail (ID)_New_Water Heating_Natural Gas_Water Heater_Baseline Forecast | F4 | Commercial | Retail (ID) | New | Water Heating | Natural Gas | Water Heater | Baseline Forecast | Winter Peak Demand (n/a) | 0 | 0 | 0 | 0 | 0 | 0 | 0 | 0 | 0 | 0 | 0 | 0 | 0 | 0 | 0 | 0 | 0 | 0 | 0 | 0 | 0 | 0 | 0 | 0 | 0 | 0 | 0
F5_Commercial_Retail (ID)_New_Water Heating_Natural Gas_Water Heater_Baseline Forecast | F5 | Commercial | Retail (ID) | New | Water Heating | Natural Gas | Water Heater | Baseline Forecast | Turnover | 0 | 123049.8601 | 114608.9569 | 139559.2844 | 143212.3903 | 128931.6268 | 111853.474 | 108199.4987 | 105056.8671 | 101068.8567 | 99653.1047 | 99886.9329 | 109646.8429 | 117806.4761 | 128160.059 | 137557.5647 | 144373.2493 | 148608.7582 | 152504.7392 | 155153.5733 | 156435.3966 | 158061.1615 | 160057.2464 | 202681.8603 | 198837.5208 | 212622.8111 | 204943.7285
F6_Commercial_Retail (ID)_New_Water Heating_Natural Gas_Water Heater_Baseline Forecast | F6 | Commercial | Retail (ID) | New | Water Heating | Natural Gas | Water Heater | Baseline Forecast | Avg. Replacement Usage (therms) | 0.26394 | 0.26394 | 0.26394 | 0.26394 | 0.26394 | 0.26394 | 0.26394 | 0.26394 | 0.26394 | 0.26394 | 0.26394 | 0.26394 | 0.26394 | 0.26394 | 0.26394 | 0.26394 | 0.26394 | 0.26394 | 0.26394 | 0.26394 | 0.26394 | 0.26394 | 0.26394 | 0.26394 | 0.26394 | 0.26394 | 0.26394
F7_Commercial_Retail (ID)_New_Water Heating_Natural Gas_Water Heater_Baseline Forecast | F7 | Commercial | Retail (ID) | New | Water Heating | Natural Gas | Water Heater | Baseline Forecast | Avg. Replacement Summer Demand (n/a) | 0 | 0 | 0 | 0 | 0 | 0 | 0 | 0 | 0 | 0 | 0 | 0 | 0 | 0 | 0 | 0 | 0 | 0 | 0 | 0 | 0 | 0 | 0 | 0 | 0 | 0 | 0
F8_Commercial_Retail (ID)_New_Water Heating_Natural Gas_Water Heater_Baseline Forecast | F8 | Commercial | Retail (ID) | New | Water Heating | Natural Gas | Water Heater | Baseline Forecast | Avg. Replacement Winter Demand (n/a) | 0 | 0 | 0 | 0 | 0 | 0 | 0 | 0 | 0 | 0 | 0 | 0 | 0 | 0 | 0 | 0 | 0 | 0 | 0 | 0 | 0 | 0 | 0 | 0 | 0 | 0 | 0
F1_Commercial_Retail (ID)_New_Food Preparation_Natural Gas_Oven_Baseline Forecast | F1 | Commercial | Retail (ID) | New | Food Preparation | Natural Gas | Oven | Baseline Forecast | Units | 0 | 3440.7727 | 6645.5173 | 10547.9336 | 14552.4996 | 18157.7408 | 21285.4354 | 24310.956 | 27248.6009 | 30074.7315 | 32861.2741 | 35654.3552 | 38407.5495 | 41126.0027 | 43831.5386 | 46515.6301 | 49168.2239 | 51780.7744 | 54367.4833 | 56913.7191 | 59401.8072 | 61853.5085 | 64286.0245 | 66721.0993 | 69118.2689 | 71640.3494 | 73876.6947
F2_Commercial_Retail (ID)_New_Food Preparation_Natural Gas_Oven_Baseline Forecast | F2 | Commercial | Retail (ID) | New | Food Preparation | Natural Gas | Oven | Baseline Forecast | Usage (MMtherm) | 0 | 0.0053695 | 0.010371 | 0.016461 | 0.02271 | 0.028336 | 0.033217 | 0.037938 | 0.042523 | 0.046933 | 0.051281 | 0.05564 | 0.059937 | 0.064179 | 0.068401 | 0.07259 | 0.076729 | 0.080806 | 0.084843 | 0.088816 | 0.092699 | 0.096525 | 0.10032 | 0.10412 | 0.10786 | 0.1118 | 0.11529
F3_Commercial_Retail (ID)_New_Food Preparation_Natural Gas_Oven_Baseline Forecast | F3 | Commercial | Retail (ID) | New | Food Preparation | Natural Gas | Oven | Baseline Forecast | Summer Peak Demand (n/a) | 0 | 0 | 0 | 0 | 0 | 0 | 0 | 0 | 0 | 0 | 0 | 0 | 0 | 0 | 0 | 0 | 0 | 0 | 0 | 0 | 0 | 0 | 0 | 0 | 0 | 0 | 0
F4_Commercial_Retail (ID)_New_Food Preparation_Natural Gas_Oven_Baseline Forecast | F4 | Commercial | Retail (ID) | New | Food Preparation | Natural Gas | Oven | Baseline Forecast | Winter Peak Demand (n/a) | 0 | 0 | 0 | 0 | 0 | 0 | 0 | 0 | 0 | 0 | 0 | 0 | 0 | 0 | 0 | 0 | 0 | 0 | 0 | 0 | 0 | 0 | 0 | 0 | 0 | 0 | 0
F5_Commercial_Retail (ID)_New_Food Preparation_Natural Gas_Oven_Baseline Forecast | F5 | Commercial | Retail (ID) | New | Food Preparation | Natural Gas | Oven | Baseline Forecast | Turnover | 0 | 3440.7727 | 3204.7446 | 3902.4163 | 4004.566 | 3605.2412 | 3127.6946 | 3025.5206 | 2937.645 | 2826.1305 | 3474.6972 | 3984.5536 | 4486.8556 | 4906.2954 | 5176.8579 | 6188.666 | 5999.4841 | 6060.4822 | 5937.0583 | 5816.7741 | 5776.2435 | 5952.8126 | 6191.6279 | 6448.5031 | 7015.6634 | 7550.428 | 7602.7953
F6_Commercial_Retail (ID)_New_Food Preparation_Natural Gas_Oven_Baseline Forecast | F6 | Commercial | Retail (ID) | New | Food Preparation | Natural Gas | Oven | Baseline Forecast | Avg. Replacement Usage (therms) | 1.5605 | 1.5605 | 1.5605 | 1.5605 | 1.5605 | 1.5605 | 1.5605 | 1.5605 | 1.5605 | 1.5605 | 1.5605 | 1.5605 | 1.5605 | 1.5605 | 1.5605 | 1.5605 | 1.5605 | 1.5605 | 1.5605 | 1.5605 | 1.5605 | 1.5605 | 1.5605 | 1.5605 | 1.5605 | 1.5605 | 1.5605
F7_Commercial_Retail (ID)_New_Food Preparation_Natural Gas_Oven_Baseline Forecast | F7 | Commercial | Retail (ID) | New | Food Preparation | Natural Gas | Oven | Baseline Forecast | Avg. Replacement Summer Demand (n/a) | 0 | 0 | 0 | 0 | 0 | 0 | 0 | 0 | 0 | 0 | 0 | 0 | 0 | 0 | 0 | 0 | 0 | 0 | 0 | 0 | 0 | 0 | 0 | 0 | 0 | 0 | 0
F8_Commercial_Retail (ID)_New_Food Preparation_Natural Gas_Oven_Baseline Forecast | F8 | Commercial | Retail (ID) | New | Food Preparation | Natural Gas | Oven | Baseline Forecast | Avg. Replacement Winter Demand (n/a) | 0 | 0 | 0 | 0 | 0 | 0 | 0 | 0 | 0 | 0 | 0 | 0 | 0 | 0 | 0 | 0 | 0 | 0 | 0 | 0 | 0 | 0 | 0 | 0 | 0 | 0 | 0
F1_Commercial_Retail (ID)_New_Food Preparation_Natural Gas_Conveyor Oven_Baseline Forecast | F1 | Commercial | Retail (ID) | New | Food Preparation | Natural Gas | Conveyor Oven | Baseline Forecast | Units | 0 | 1720.3864 | 3322.7587 | 5273.9668 | 7276.2498 | 9078.8704 | 10642.7177 | 12155.478 | 13624.3005 | 15037.3657 | 16430.6371 | 17827.1776 | 19203.7747 | 20563.0013 | 21915.7693 | 23257.8151 | 24584.1119 | 25890.3872 | 27183.7417 | 28456.8595 | 29700.9036 | 30926.7543 | 32143.0123 | 33360.5496 | 34559.1345 | 35820.1747 | 36938.3474
F2_Commercial_Retail (ID)_New_Food Preparation_Natural Gas_Conveyor Oven_Baseline Forecast | F2 | Commercial | Retail (ID) | New | Food Preparation | Natural Gas | Conveyor Oven | Baseline Forecast | Usage (MMtherm) | 0 | 0.0045938 | 0.0088724 | 0.014083 | 0.019429 | 0.024242 | 0.028418 | 0.032458 | 0.03638 | 0.040153 | 0.043873 | 0.047602 | 0.051278 | 0.054907 | 0.058519 | 0.062103 | 0.065644 | 0.069132 | 0.072586 | 0.075985 | 0.079307 | 0.082581 | 0.085828 | 0.089079 | 0.09228 | 0.095647 | 0.098633
F3_Commercial_Retail (ID)_New_Food Preparation_Natural Gas_Conveyor Oven_Baseline Forecast | F3 | Commercial | Retail (ID) | New | Food Preparation | Natural Gas | Conveyor Oven | Baseline Forecast | Summer Peak Demand (n/a) | 0 | 0 | 0 | 0 | 0 | 0 | 0 | 0 | 0 | 0 | 0 | 0 | 0 | 0 | 0 | 0 | 0 | 0 | 0 | 0 | 0 | 0 | 0 | 0 | 0 | 0 | 0
F4_Commercial_Retail (ID)_New_Food Preparation_Natural Gas_Conveyor Oven_Baseline Forecast | F4 | Commercial | Retail (ID) | New | Food Preparation | Natural Gas | Conveyor Oven | Baseline Forecast | Winter Peak Demand (n/a) | 0 | 0 | 0 | 0 | 0 | 0 | 0 | 0 | 0 | 0 | 0 | 0 | 0 | 0 | 0 | 0 | 0 | 0 | 0 | 0 | 0 | 0 | 0 | 0 | 0 | 0 | 0
F5_Commercial_Retail (ID)_New_Food Preparation_Natural Gas_Conveyor Oven_Baseline Forecast | F5 | Commercial | Retail (ID) | New | Food Preparation | Natural Gas | Conveyor Oven | Baseline Forecast | Turnover | 0 | 1720.3864 | 1602.3723 | 1951.2081 | 2002.283 | 1802.6206 | 1563.8473 | 1512.7603 | 1468.8225 | 1413.0653 | 1393.2713 | 1396.5405 | 1376.5972 | 1359.2266 | 1352.7679 | 1342.0458 | 1326.2969 | 1650.3525 | 1889.0907 | 2139.9485 | 2337.9652 | 2461.5117 | 2968.5452 | 2890.9826 | 2922.5507 | 2936.2149 | 2684.6264
F6_Commercial_Retail (ID)_New_Food Preparation_Natural Gas_Conveyor Oven_Baseline Forecast | F6 | Commercial | Retail (ID) | New | Food Preparation | Natural Gas | Conveyor Oven | Baseline Forecast | Avg. Replacement Usage (therms) | 2.6702 | 2.6702 | 2.6702 | 2.6702 | 2.6702 | 2.6702 | 2.6702 | 2.6702 | 2.6702 | 2.6702 | 2.6702 | 2.6702 | 2.6702 | 2.6702 | 2.6702 | 2.6702 | 2.6702 | 2.6702 | 2.6702 | 2.6702 | 2.6702 | 2.6702 | 2.6702 | 2.6702 | 2.6702 | 2.6702 | 2.6702
F7_Commercial_Retail (ID)_New_Food Preparation_Natural Gas_Conveyor Oven_Baseline Forecast | F7 | Commercial | Retail (ID) | New | Food Preparation | Natural Gas | Conveyor Oven | Baseline Forecast | Avg. Replacement Summer Demand (n/a) | 0 | 0 | 0 | 0 | 0 | 0 | 0 | 0 | 0 | 0 | 0 | 0 | 0 | 0 | 0 | 0 | 0 | 0 | 0 | 0 | 0 | 0 | 0 | 0 | 0 | 0 | 0
F8_Commercial_Retail (ID)_New_Food Preparation_Natural Gas_Conveyor Oven_Baseline Forecast | F8 | Commercial | Retail (ID) | New | Food Preparation | Natural Gas | Conveyor Oven | Baseline Forecast | Avg. Replacement Winter Demand (n/a) | 0 | 0 | 0 | 0 | 0 | 0 | 0 | 0 | 0 | 0 | 0 | 0 | 0 | 0 | 0 | 0 | 0 | 0 | 0 | 0 | 0 | 0 | 0 | 0 | 0 | 0 | 0
F1_Commercial_Retail (ID)_New_Food Preparation_Natural Gas_Double Rack Oven_Baseline Forecast | F1 | Commercial | Retail (ID) | New | Food Preparation | Natural Gas | Double Rack Oven | Baseline Forecast | Units | 0 | 1720.3864 | 3322.7587 | 5273.9668 | 7276.2498 | 9078.8704 | 10642.7177 | 12155.478 | 13624.3005 | 15037.3657 | 16430.6371 | 17827.1776 | 19203.7747 | 20563.0013 | 21915.7693 | 23257.8151 | 24584.1119 | 25890.3872 | 27183.7417 | 28456.8595 | 29700.9036 | 30926.7543 | 32143.0123 | 33360.5496 | 34559.1345 | 35820.1747 | 36938.3474
F2_Commercial_Retail (ID)_New_Food Preparation_Natural Gas_Double Rack Oven_Baseline Forecast | F2 | Commercial | Retail (ID) | New | Food Preparation | Natural Gas | Double Rack Oven | Baseline Forecast | Usage (MMtherm) | 0 | 0.0069788 | 0.013479 | 0.021394 | 0.029516 | 0.036829 | 0.043172 | 0.049309 | 0.055267 | 0.060999 | 0.066651 | 0.072316 | 0.0779 | 0.083414 | 0.088902 | 0.094346 | 0.099726 | 0.10502 | 0.11027 | 0.11544 | 0.12048 | 0.12545 | 0.13039 | 0.13533 | 0.14019 | 0.14531 | 0.14984
F3_Commercial_Retail (ID)_New_Food Preparation_Natural Gas_Double Rack Oven_Baseline Forecast | F3 | Commercial | Retail (ID) | New | Food Preparation | Natural Gas | Double Rack Oven | Baseline Forecast | Summer Peak Demand (n/a) | 0 | 0 | 0 | 0 | 0 | 0 | 0 | 0 | 0 | 0 | 0 | 0 | 0 | 0 | 0 | 0 | 0 | 0 | 0 | 0 | 0 | 0 | 0 | 0 | 0 | 0 | 0
F4_Commercial_Retail (ID)_New_Food Preparation_Natural Gas_Double Rack Oven_Baseline Forecast | F4 | Commercial | Retail (ID) | New | Food Preparation | Natural Gas | Double Rack Oven | Baseline Forecast | Winter Peak Demand (n/a) | 0 | 0 | 0 | 0 | 0 | 0 | 0 | 0 | 0 | 0 | 0 | 0 | 0 | 0 | 0 | 0 | 0 | 0 | 0 | 0 | 0 | 0 | 0 | 0 | 0 | 0 | 0
F5_Commercial_Retail (ID)_New_Food Preparation_Natural Gas_Double Rack Oven_Baseline Forecast | F5 | Commercial | Retail (ID) | New | Food Preparation | Natural Gas | Double Rack Oven | Baseline Forecast | Turnover | 0 | 1720.3864 | 1602.3723 | 1951.2081 | 2002.283 | 1802.6206 | 1563.8473 | 1512.7603 | 1468.8225 | 1413.0653 | 1584.4254 | 1744.4966 | 1902.6923 | 2049.3426 | 2166.4956 | 2239.1201 | 2291.7807 | 2327.6856 | 2358.282 | 2925.5538 | 2870.3669 | 2990.304 | 3028.0939 | 3007.2947 | 2964.742 | 3069.868 | 2971.1208
F6_Commercial_Retail (ID)_New_Food Preparation_Natural Gas_Double Rack Oven_Baseline Forecast | F6 | Commercial | Retail (ID) | New | Food Preparation | Natural Gas | Double Rack Oven | Baseline Forecast | Avg. Replacement Usage (therms) | 4.0565 | 4.0565 | 4.0565 | 4.0565 | 4.0565 | 4.0565 | 4.0565 | 4.0565 | 4.0565 | 4.0565 | 4.0565 | 4.0565 | 4.0565 | 4.0565 | 4.0565 | 4.0565 | 4.0565 | 4.0565 | 4.0565 | 4.0565 | 4.0565 | 4.0565 | 4.0565 | 4.0565 | 4.0565 | 4.0565 | 4.0565
F7_Commercial_Retail (ID)_New_Food Preparation_Natural Gas_Double Rack Oven_Baseline Forecast | F7 | Commercial | Retail (ID) | New | Food Preparation | Natural Gas | Double Rack Oven | Baseline Forecast | Avg. Replacement Summer Demand (n/a) | 0 | 0 | 0 | 0 | 0 | 0 | 0 | 0 | 0 | 0 | 0 | 0 | 0 | 0 | 0 | 0 | 0 | 0 | 0 | 0 | 0 | 0 | 0 | 0 | 0 | 0 | 0
F8_Commercial_Retail (ID)_New_Food Preparation_Natural Gas_Double Rack Oven_Baseline Forecast | F8 | Commercial | Retail (ID) | New | Food Preparation | Natural Gas | Double Rack Oven | Baseline Forecast | Avg. Replacement Winter Demand (n/a) | 0 | 0 | 0 | 0 | 0 | 0 | 0 | 0 | 0 | 0 | 0 | 0 | 0 | 0 | 0 | 0 | 0 | 0 | 0 | 0 | 0 | 0 | 0 | 0 | 0 | 0 | 0
F1_Commercial_Retail (ID)_New_Food Preparation_Natural Gas_Fryer_Baseline Forecast | F1 | Commercial | Retail (ID) | New | Food Preparation | Natural Gas | Fryer | Baseline Forecast | Units | 0 | 6881.5454 | 13291.0346 | 21095.8672 | 29104.9992 | 36315.4816 | 42570.8708 | 48621.9119 | 54497.2019 | 60149.4629 | 65722.5482 | 71308.7104 | 76815.099 | 82252.0053 | 87663.0771 | 93031.2602 | 98336.4478 | 103561.5488 | 108734.9667 | 113827.4381 | 118803.6143 | 123707.0171 | 128572.049 | 133442.1986 | 138236.5379 | 143280.6988 | 147753.3895
F2_Commercial_Retail (ID)_New_Food Preparation_Natural Gas_Fryer_Baseline Forecast | F2 | Commercial | Retail (ID) | New | Food Preparation | Natural Gas | Fryer | Baseline Forecast | Usage (MMtherm) | 0 | 0.016638 | 0.032134 | 0.051005 | 0.070369 | 0.087802 | 0.10293 | 0.11756 | 0.13176 | 0.14543 | 0.1589 | 0.17241 | 0.18572 | 0.19887 | 0.21195 | 0.22493 | 0.23775 | 0.25039 | 0.26289 | 0.27521 | 0.28724 | 0.29909 | 0.31086 | 0.32263 | 0.33422 | 0.34642 | 0.35723
F3_Commercial_Retail (ID)_New_Food Preparation_Natural Gas_Fryer_Baseline Forecast | F3 | Commercial | Retail (ID) | New | Food Preparation | Natural Gas | Fryer | Baseline Forecast | Summer Peak Demand (n/a) | 0 | 0 | 0 | 0 | 0 | 0 | 0 | 0 | 0 | 0 | 0 | 0 | 0 | 0 | 0 | 0 | 0 | 0 | 0 | 0 | 0 | 0 | 0 | 0 | 0 | 0 | 0
F4_Commercial_Retail (ID)_New_Food Preparation_Natural Gas_Fryer_Baseline Forecast | F4 | Commercial | Retail (ID) | New | Food Preparation | Natural Gas | Fryer | Baseline Forecast | Winter Peak Demand (n/a) | 0 | 0 | 0 | 0 | 0 | 0 | 0 | 0 | 0 | 0 | 0 | 0 | 0 | 0 | 0 | 0 | 0 | 0 | 0 | 0 | 0 | 0 | 0 | 0 | 0 | 0 | 0
F5_Commercial_Retail (ID)_New_Food Preparation_Natural Gas_Fryer_Baseline Forecast | F5 | Commercial | Retail (ID) | New | Food Preparation | Natural Gas | Fryer | Baseline Forecast | Turnover | 0 | 6881.5454 | 6409.4892 | 7804.8326 | 8009.132 | 7210.4824 | 6255.3892 | 6051.0412 | 5875.2899 | 5652.261 | 5573.0853 | 5586.1621 | 6131.9837 | 6588.31 | 7167.3326 | 7692.8867 | 8074.0529 | 8310.9231 | 8528.8053 | 8676.9409 | 8748.6267 | 8839.5474 | 8951.1781 | 11334.9534 | 11119.9593 | 11890.8996 | 11461.4481
F6_Commercial_Retail (ID)_New_Food Preparation_Natural Gas_Fryer_Baseline Forecast | F6 | Commercial | Retail (ID) | New | Food Preparation | Natural Gas | Fryer | Baseline Forecast | Avg. Replacement Usage (therms) | 2.4178 | 2.4178 | 2.4178 | 2.4178 | 2.4178 | 2.4178 | 2.4178 | 2.4178 | 2.4178 | 2.4178 | 2.4178 | 2.4178 | 2.4178 | 2.4178 | 2.4178 | 2.4178 | 2.4178 | 2.4178 | 2.4178 | 2.4178 | 2.4178 | 2.4178 | 2.4178 | 2.4178 | 2.4178 | 2.4178 | 2.4178
F7_Commercial_Retail (ID)_New_Food Preparation_Natural Gas_Fryer_Baseline Forecast | F7 | Commercial | Retail (ID) | New | Food Preparation | Natural Gas | Fryer | Baseline Forecast | Avg. Replacement Summer Demand (n/a) | 0 | 0 | 0 | 0 | 0 | 0 | 0 | 0 | 0 | 0 | 0 | 0 | 0 | 0 | 0 | 0 | 0 | 0 | 0 | 0 | 0 | 0 | 0 | 0 | 0 | 0 | 0
F8_Commercial_Retail (ID)_New_Food Preparation_Natural Gas_Fryer_Baseline Forecast | F8 | Commercial | Retail (ID) | New | Food Preparation | Natural Gas | Fryer | Baseline Forecast | Avg. Replacement Winter Demand (n/a) | 0 | 0 | 0 | 0 | 0 | 0 | 0 | 0 | 0 | 0 | 0 | 0 | 0 | 0 | 0 | 0 | 0 | 0 | 0 | 0 | 0 | 0 | 0 | 0 | 0 | 0 | 0
F1_Commercial_Retail (ID)_New_Food Preparation_Natural Gas_Broiler_Baseline Forecast | F1 | Commercial | Retail (ID) | New | Food Preparation | Natural Gas | Broiler | Baseline Forecast | Units | 0 | 0 | 0 | 0 | 0 | 0 | 0 | 0 | 0 | 0 | 0 | 0 | 0 | 0 | 0 | 0 | 0 | 0 | 0 | 0 | 0 | 0 | 0 | 0 | 0 | 0 | 0
F2_Commercial_Retail (ID)_New_Food Preparation_Natural Gas_Broiler_Baseline Forecast | F2 | Commercial | Retail (ID) | New | Food Preparation | Natural Gas | Broiler | Baseline Forecast | Usage (MMtherm) | 0 | 0 | 0 | 0 | 0 | 0 | 0 | 0 | 0 | 0 | 0 | 0 | 0 | 0 | 0 | 0 | 0 | 0 | 0 | 0 | 0 | 0 | 0 | 0 | 0 | 0 | 0
F3_Commercial_Retail (ID)_New_Food Preparation_Natural Gas_Broiler_Baseline Forecast | F3 | Commercial | Retail (ID) | New | Food Preparation | Natural Gas | Broiler | Baseline Forecast | Summer Peak Demand (n/a) | 0 | 0 | 0 | 0 | 0 | 0 | 0 | 0 | 0 | 0 | 0 | 0 | 0 | 0 | 0 | 0 | 0 | 0 | 0 | 0 | 0 | 0 | 0 | 0 | 0 | 0 | 0
F4_Commercial_Retail (ID)_New_Food Preparation_Natural Gas_Broiler_Baseline Forecast | F4 | Commercial | Retail (ID) | New | Food Preparation | Natural Gas | Broiler | Baseline Forecast | Winter Peak Demand (n/a) | 0 | 0 | 0 | 0 | 0 | 0 | 0 | 0 | 0 | 0 | 0 | 0 | 0 | 0 | 0 | 0 | 0 | 0 | 0 | 0 | 0 | 0 | 0 | 0 | 0 | 0 | 0
F5_Commercial_Retail (ID)_New_Food Preparation_Natural Gas_Broiler_Baseline Forecast | F5 | Commercial | Retail (ID) | New | Food Preparation | Natural Gas | Broiler | Baseline Forecast | Turnover | 0 | 0 | 0 | 0 | 0 | 0 | 0 | 0 | 0 | 0 | 0 | 0 | 0 | 0 | 0 | 0 | 0 | 0 | 0 | 0 | 0 | 0 | 0 | 0 | 0 | 0 | 0
F6_Commercial_Retail (ID)_New_Food Preparation_Natural Gas_Broiler_Baseline Forecast | F6 | Commercial | Retail (ID) | New | Food Preparation | Natural Gas | Broiler | Baseline Forecast | Avg. Replacement Usage (therms) | 2.5837 | 2.5837 | 2.5837 | 2.5837 | 2.5837 | 2.5837 | 2.5837 | 2.5837 | 2.5837 | 2.5837 | 2.5837 | 2.5837 | 2.5837 | 2.5837 | 2.5837 | 2.5837 | 2.5837 | 2.5837 | 2.5837 | 2.5837 | 2.5837 | 2.5837 | 2.5837 | 2.5837 | 2.5837 | 2.5837 | 2.5837
F7_Commercial_Retail (ID)_New_Food Preparation_Natural Gas_Broiler_Baseline Forecast | F7 | Commercial | Retail (ID) | New | Food Preparation | Natural Gas | Broiler | Baseline Forecast | Avg. Replacement Summer Demand (n/a) | 0 | 0 | 0 | 0 | 0 | 0 | 0 | 0 | 0 | 0 | 0 | 0 | 0 | 0 | 0 | 0 | 0 | 0 | 0 | 0 | 0 | 0 | 0 | 0 | 0 | 0 | 0
F8_Commercial_Retail (ID)_New_Food Preparation_Natural Gas_Broiler_Baseline Forecast | F8 | Commercial | Retail (ID) | New | Food Preparation | Natural Gas | Broiler | Baseline Forecast | Avg. Replacement Winter Demand (n/a) | 0 | 0 | 0 | 0 | 0 | 0 | 0 | 0 | 0 | 0 | 0 | 0 | 0 | 0 | 0 | 0 | 0 | 0 | 0 | 0 | 0 | 0 | 0 | 0 | 0 | 0 | 0
F1_Commercial_Retail (ID)_New_Food Preparation_Natural Gas_Griddle_Baseline Forecast | F1 | Commercial | Retail (ID) | New | Food Preparation | Natural Gas | Griddle | Baseline Forecast | Units | 0 | 0 | 0 | 0 | 0 | 0 | 0 | 0 | 0 | 0 | 0 | 0 | 0 | 0 | 0 | 0 | 0 | 0 | 0 | 0 | 0 | 0 | 0 | 0 | 0 | 0 | 0
F2_Commercial_Retail (ID)_New_Food Preparation_Natural Gas_Griddle_Baseline Forecast | F2 | Commercial | Retail (ID) | New | Food Preparation | Natural Gas | Griddle | Baseline Forecast | Usage (MMtherm) | 0 | 0 | 0 | 0 | 0 | 0 | 0 | 0 | 0 | 0 | 0 | 0 | 0 | 0 | 0 | 0 | 0 | 0 | 0 | 0 | 0 | 0 | 0 | 0 | 0 | 0 | 0
F3_Commercial_Retail (ID)_New_Food Preparation_Natural Gas_Griddle_Baseline Forecast | F3 | Commercial | Retail (ID) | New | Food Preparation | Natural Gas | Griddle | Baseline Forecast | Summer Peak Demand (n/a) | 0 | 0 | 0 | 0 | 0 | 0 | 0 | 0 | 0 | 0 | 0 | 0 | 0 | 0 | 0 | 0 | 0 | 0 | 0 | 0 | 0 | 0 | 0 | 0 | 0 | 0 | 0
F4_Commercial_Retail (ID)_New_Food Preparation_Natural Gas_Griddle_Baseline Forecast | F4 | Commercial | Retail (ID) | New | Food Preparation | Natural Gas | Griddle | Baseline Forecast | Winter Peak Demand (n/a) | 0 | 0 | 0 | 0 | 0 | 0 | 0 | 0 | 0 | 0 | 0 | 0 | 0 | 0 | 0 | 0 | 0 | 0 | 0 | 0 | 0 | 0 | 0 | 0 | 0 | 0 | 0
F5_Commercial_Retail (ID)_New_Food Preparation_Natural Gas_Griddle_Baseline Forecast | F5 | Commercial | Retail (ID) | New | Food Preparation | Natural Gas | Griddle | Baseline Forecast | Turnover | 0 | 0 | 0 | 0 | 0 | 0 | 0 | 0 | 0 | 0 | 0 | 0 | 0 | 0 | 0 | 0 | 0 | 0 | 0 | 0 | 0 | 0 | 0 | 0 | 0 | 0 | 0
F6_Commercial_Retail (ID)_New_Food Preparation_Natural Gas_Griddle_Baseline Forecast | F6 | Commercial | Retail (ID) | New | Food Preparation | Natural Gas | Griddle | Baseline Forecast | Avg. Replacement Usage (therms) | 1.8008 | 1.8008 | 1.8008 | 1.8008 | 1.8008 | 1.8008 | 1.8008 | 1.8008 | 1.8008 | 1.8008 | 1.8008 | 1.8008 | 1.8008 | 1.8008 | 1.8008 | 1.8008 | 1.8008 | 1.8008 | 1.8008 | 1.8008 | 1.8008 | 1.8008 | 1.8008 | 1.8008 | 1.8008 | 1.8008 | 1.8008
F7_Commercial_Retail (ID)_New_Food Preparation_Natural Gas_Griddle_Baseline Forecast | F7 | Commercial | Retail (ID) | New | Food Preparation | Natural Gas | Griddle | Baseline Forecast | Avg. Replacement Summer Demand (n/a) | 0 | 0 | 0 | 0 | 0 | 0 | 0 | 0 | 0 | 0 | 0 | 0 | 0 | 0 | 0 | 0 | 0 | 0 | 0 | 0 | 0 | 0 | 0 | 0 | 0 | 0 | 0
F8_Commercial_Retail (ID)_New_Food Preparation_Natural Gas_Griddle_Baseline Forecast | F8 | Commercial | Retail (ID) | New | Food Preparation | Natural Gas | Griddle | Baseline Forecast | Avg. Replacement Winter Demand (n/a) | 0 | 0 | 0 | 0 | 0 | 0 | 0 | 0 | 0 | 0 | 0 | 0 | 0 | 0 | 0 | 0 | 0 | 0 | 0 | 0 | 0 | 0 | 0 | 0 | 0 | 0 | 0
F1_Commercial_Retail (ID)_New_Food Preparation_Natural Gas_Range_Baseline Forecast | F1 | Commercial | Retail (ID) | New | Food Preparation | Natural Gas | Range | Baseline Forecast | Units | 0 | 0 | 0 | 0 | 0 | 0 | 0 | 0 | 0 | 0 | 0 | 0 | 0 | 0 | 0 | 0 | 0 | 0 | 0 | 0 | 0 | 0 | 0 | 0 | 0 | 0 | 0
F2_Commercial_Retail (ID)_New_Food Preparation_Natural Gas_Range_Baseline Forecast | F2 | Commercial | Retail (ID) | New | Food Preparation | Natural Gas | Range | Baseline Forecast | Usage (MMtherm) | 0 | 0 | 0 | 0 | 0 | 0 | 0 | 0 | 0 | 0 | 0 | 0 | 0 | 0 | 0 | 0 | 0 | 0 | 0 | 0 | 0 | 0 | 0 | 0 | 0 | 0 | 0
F3_Commercial_Retail (ID)_New_Food Preparation_Natural Gas_Range_Baseline Forecast | F3 | Commercial | Retail (ID) | New | Food Preparation | Natural Gas | Range | Baseline Forecast | Summer Peak Demand (n/a) | 0 | 0 | 0 | 0 | 0 | 0 | 0 | 0 | 0 | 0 | 0 | 0 | 0 | 0 | 0 | 0 | 0 | 0 | 0 | 0 | 0 | 0 | 0 | 0 | 0 | 0 | 0
F4_Commercial_Retail (ID)_New_Food Preparation_Natural Gas_Range_Baseline Forecast | F4 | Commercial | Retail (ID) | New | Food Preparation | Natural Gas | Range | Baseline Forecast | Winter Peak Demand (n/a) | 0 | 0 | 0 | 0 | 0 | 0 | 0 | 0 | 0 | 0 | 0 | 0 | 0 | 0 | 0 | 0 | 0 | 0 | 0 | 0 | 0 | 0 | 0 | 0 | 0 | 0 | 0
F5_Commercial_Retail (ID)_New_Food Preparation_Natural Gas_Range_Baseline Forecast | F5 | Commercial | Retail (ID) | New | Food Preparation | Natural Gas | Range | Baseline Forecast | Turnover | 0 | 0 | 0 | 0 | 0 | 0 | 0 | 0 | 0 | 0 | 0 | 0 | 0 | 0 | 0 | 0 | 0 | 0 | 0 | 0 | 0 | 0 | 0 | 0 | 0 | 0 | 0
F6_Commercial_Retail (ID)_New_Food Preparation_Natural Gas_Range_Baseline Forecast | F6 | Commercial | Retail (ID) | New | Food Preparation | Natural Gas | Range | Baseline Forecast | Avg. Replacement Usage (therms) | 1.779 | 1.779 | 1.779 | 1.779 | 1.779 | 1.779 | 1.779 | 1.779 | 1.779 | 1.779 | 1.779 | 1.779 | 1.779 | 1.779 | 1.779 | 1.779 | 1.779 | 1.779 | 1.779 | 1.779 | 1.779 | 1.779 | 1.779 | 1.779 | 1.779 | 1.779 | 1.779
F7_Commercial_Retail (ID)_New_Food Preparation_Natural Gas_Range_Baseline Forecast | F7 | Commercial | Retail (ID) | New | Food Preparation | Natural Gas | Range | Baseline Forecast | Avg. Replacement Summer Demand (n/a) | 0 | 0 | 0 | 0 | 0 | 0 | 0 | 0 | 0 | 0 | 0 | 0 | 0 | 0 | 0 | 0 | 0 | 0 | 0 | 0 | 0 | 0 | 0 | 0 | 0 | 0 | 0
F8_Commercial_Retail (ID)_New_Food Preparation_Natural Gas_Range_Baseline Forecast | F8 | Commercial | Retail (ID) | New | Food Preparation | Natural Gas | Range | Baseline Forecast | Avg. Replacement Winter Demand (n/a) | 0 | 0 | 0 | 0 | 0 | 0 | 0 | 0 | 0 | 0 | 0 | 0 | 0 | 0 | 0 | 0 | 0 | 0 | 0 | 0 | 0 | 0 | 0 | 0 | 0 | 0 | 0
F1_Commercial_Retail (ID)_New_Food Preparation_Natural Gas_Steamer_Baseline Forecast | F1 | Commercial | Retail (ID) | New | Food Preparation | Natural Gas | Steamer | Baseline Forecast | Units | 0 | 0 | 0 | 0 | 0 | 0 | 0 | 0 | 0 | 0 | 0 | 0 | 0 | 0 | 0 | 0 | 0 | 0 | 0 | 0 | 0 | 0 | 0 | 0 | 0 | 0 | 0
F2_Commercial_Retail (ID)_New_Food Preparation_Natural Gas_Steamer_Baseline Forecast | F2 | Commercial | Retail (ID) | New | Food Preparation | Natural Gas | Steamer | Baseline Forecast | Usage (MMtherm) | 0 | 0 | 0 | 0 | 0 | 0 | 0 | 0 | 0 | 0 | 0 | 0 | 0 | 0 | 0 | 0 | 0 | 0 | 0 | 0 | 0 | 0 | 0 | 0 | 0 | 0 | 0
F3_Commercial_Retail (ID)_New_Food Preparation_Natural Gas_Steamer_Baseline Forecast | F3 | Commercial | Retail (ID) | New | Food Preparation | Natural Gas | Steamer | Baseline Forecast | Summer Peak Demand (n/a) | 0 | 0 | 0 | 0 | 0 | 0 | 0 | 0 | 0 | 0 | 0 | 0 | 0 | 0 | 0 | 0 | 0 | 0 | 0 | 0 | 0 | 0 | 0 | 0 | 0 | 0 | 0
F4_Commercial_Retail (ID)_New_Food Preparation_Natural Gas_Steamer_Baseline Forecast | F4 | Commercial | Retail (ID) | New | Food Preparation | Natural Gas | Steamer | Baseline Forecast | Winter Peak Demand (n/a) | 0 | 0 | 0 | 0 | 0 | 0 | 0 | 0 | 0 | 0 | 0 | 0 | 0 | 0 | 0 | 0 | 0 | 0 | 0 | 0 | 0 | 0 | 0 | 0 | 0 | 0 | 0
F5_Commercial_Retail (ID)_New_Food Preparation_Natural Gas_Steamer_Baseline Forecast | F5 | Commercial | Retail (ID) | New | Food Preparation | Natural Gas | Steamer | Baseline Forecast | Turnover | 0 | 0 | 0 | 0 | 0 | 0 | 0 | 0 | 0 | 0 | 0 | 0 | 0 | 0 | 0 | 0 | 0 | 0 | 0 | 0 | 0 | 0 | 0 | 0 | 0 | 0 | 0
F6_Commercial_Retail (ID)_New_Food Preparation_Natural Gas_Steamer_Baseline Forecast | F6 | Commercial | Retail (ID) | New | Food Preparation | Natural Gas | Steamer | Baseline Forecast | Avg. Replacement Usage (therms) | 2.0558 | 2.0558 | 2.0558 | 2.0558 | 2.0558 | 2.0558 | 2.0558 | 2.0558 | 2.0558 | 2.0558 | 2.0558 | 2.0558 | 2.0558 | 2.0558 | 2.0558 | 2.0558 | 2.0558 | 2.0558 | 2.0558 | 2.0558 | 2.0558 | 2.0558 | 2.0558 | 2.0558 | 2.0558 | 2.0558 | 2.0558
F7_Commercial_Retail (ID)_New_Food Preparation_Natural Gas_Steamer_Baseline Forecast | F7 | Commercial | Retail (ID) | New | Food Preparation | Natural Gas | Steamer | Baseline Forecast | Avg. Replacement Summer Demand (n/a) | 0 | 0 | 0 | 0 | 0 | 0 | 0 | 0 | 0 | 0 | 0 | 0 | 0 | 0 | 0 | 0 | 0 | 0 | 0 | 0 | 0 | 0 | 0 | 0 | 0 | 0 | 0
F8_Commercial_Retail (ID)_New_Food Preparation_Natural Gas_Steamer_Baseline Forecast | F8 | Commercial | Retail (ID) | New | Food Preparation | Natural Gas | Steamer | Baseline Forecast | Avg. Replacement Winter Demand (n/a) | 0 | 0 | 0 | 0 | 0 | 0 | 0 | 0 | 0 | 0 | 0 | 0 | 0 | 0 | 0 | 0 | 0 | 0 | 0 | 0 | 0 | 0 | 0 | 0 | 0 | 0 | 0
F1_Commercial_Retail (ID)_New_Food Preparation_Natural Gas_Food Prep Other_Baseline Forecast | F1 | Commercial | Retail (ID) | New | Food Preparation | Natural Gas | Food Prep Other | Baseline Forecast | Units | 0 | 0 | 0 | 0 | 0 | 0 | 0 | 0 | 0 | 0 | 0 | 0 | 0 | 0 | 0 | 0 | 0 | 0 | 0 | 0 | 0 | 0 | 0 | 0 | 0 | 0 | 0
F2_Commercial_Retail (ID)_New_Food Preparation_Natural Gas_Food Prep Other_Baseline Forecast | F2 | Commercial | Retail (ID) | New | Food Preparation | Natural Gas | Food Prep Other | Baseline Forecast | Usage (MMtherm) | 0 | 0 | 0 | 0 | 0 | 0 | 0 | 0 | 0 | 0 | 0 | 0 | 0 | 0 | 0 | 0 | 0 | 0 | 0 | 0 | 0 | 0 | 0 | 0 | 0 | 0 | 0
F3_Commercial_Retail (ID)_New_Food Preparation_Natural Gas_Food Prep Other_Baseline Forecast | F3 | Commercial | Retail (ID) | New | Food Preparation | Natural Gas | Food Prep Other | Baseline Forecast | Summer Peak Demand (n/a) | 0 | 0 | 0 | 0 | 0 | 0 | 0 | 0 | 0 | 0 | 0 | 0 | 0 | 0 | 0 | 0 | 0 | 0 | 0 | 0 | 0 | 0 | 0 | 0 | 0 | 0 | 0
F4_Commercial_Retail (ID)_New_Food Preparation_Natural Gas_Food Prep Other_Baseline Forecast | F4 | Commercial | Retail (ID) | New | Food Preparation | Natural Gas | Food Prep Other | Baseline Forecast | Winter Peak Demand (n/a) | 0 | 0 | 0 | 0 | 0 | 0 | 0 | 0 | 0 | 0 | 0 | 0 | 0 | 0 | 0 | 0 | 0 | 0 | 0 | 0 | 0 | 0 | 0 | 0 | 0 | 0 | 0
F5_Commercial_Retail (ID)_New_Food Preparation_Natural Gas_Food Prep Other_Baseline Forecast | F5 | Commercial | Retail (ID) | New | Food Preparation | Natural Gas | Food Prep Other | Baseline Forecast | Turnover | 0 | 0 | 0 | 0 | 0 | 0 | 0 | 0 | 0 | 0 | 0 | 0 | 0 | 0 | 0 | 0 | 0 | 0 | 0 | 0 | 0 | 0 | 0 | 0 | 0 | 0 | 0
F6_Commercial_Retail (ID)_New_Food Preparation_Natural Gas_Food Prep Other_Baseline Forecast | F6 | Commercial | Retail (ID) | New | Food Preparation | Natural Gas | Food Prep Other | Baseline Forecast | Avg. Replacement Usage (therms) | 0.74245 | 0.74245 | 0.74245 | 0.74245 | 0.74245 | 0.74245 | 0.74245 | 0.74245 | 0.74245 | 0.74245 | 0.74245 | 0.74245 | 0.74245 | 0.74245 | 0.74245 | 0.74245 | 0.74245 | 0.74245 | 0.74245 | 0.74245 | 0.74245 | 0.74245 | 0.74245 | 0.74245 | 0.74245 | 0.74245 | 0.74245
F7_Commercial_Retail (ID)_New_Food Preparation_Natural Gas_Food Prep Other_Baseline Forecast | F7 | Commercial | Retail (ID) | New | Food Preparation | Natural Gas | Food Prep Other | Baseline Forecast | Avg. Replacement Summer Demand (n/a) | 0 | 0 | 0 | 0 | 0 | 0 | 0 | 0 | 0 | 0 | 0 | 0 | 0 | 0 | 0 | 0 | 0 | 0 | 0 | 0 | 0 | 0 | 0 | 0 | 0 | 0 | 0
F8_Commercial_Retail (ID)_New_Food Preparation_Natural Gas_Food Prep Other_Baseline Forecast | F8 | Commercial | Retail (ID) | New | Food Preparation | Natural Gas | Food Prep Other | Baseline Forecast | Avg. Replacement Winter Demand (n/a) | 0 | 0 | 0 | 0 | 0 | 0 | 0 | 0 | 0 | 0 | 0 | 0 | 0 | 0 | 0 | 0 | 0 | 0 | 0 | 0 | 0 | 0 | 0 | 0 | 0 | 0 | 0
F1_Commercial_Retail (ID)_New_Miscellaneous_Natural Gas_Pool Heater_Baseline Forecast | F1 | Commercial | Retail (ID) | New | Miscellaneous | Natural Gas | Pool Heater | Baseline Forecast | Units | 0 | 0 | 0 | 0 | 0 | 0 | 0 | 0 | 0 | 0 | 0 | 0 | 0 | 0 | 0 | 0 | 0 | 0 | 0 | 0 | 0 | 0 | 0 | 0 | 0 | 0 | 0
F2_Commercial_Retail (ID)_New_Miscellaneous_Natural Gas_Pool Heater_Baseline Forecast | F2 | Commercial | Retail (ID) | New | Miscellaneous | Natural Gas | Pool Heater | Baseline Forecast | Usage (MMtherm) | 0 | 0 | 0 | 0 | 0 | 0 | 0 | 0 | 0 | 0 | 0 | 0 | 0 | 0 | 0 | 0 | 0 | 0 | 0 | 0 | 0 | 0 | 0 | 0 | 0 | 0 | 0
F3_Commercial_Retail (ID)_New_Miscellaneous_Natural Gas_Pool Heater_Baseline Forecast | F3 | Commercial | Retail (ID) | New | Miscellaneous | Natural Gas | Pool Heater | Baseline Forecast | Summer Peak Demand (n/a) | 0 | 0 | 0 | 0 | 0 | 0 | 0 | 0 | 0 | 0 | 0 | 0 | 0 | 0 | 0 | 0 | 0 | 0 | 0 | 0 | 0 | 0 | 0 | 0 | 0 | 0 | 0
F4_Commercial_Retail (ID)_New_Miscellaneous_Natural Gas_Pool Heater_Baseline Forecast | F4 | Commercial | Retail (ID) | New | Miscellaneous | Natural Gas | Pool Heater | Baseline Forecast | Winter Peak Demand (n/a) | 0 | 0 | 0 | 0 | 0 | 0 | 0 | 0 | 0 | 0 | 0 | 0 | 0 | 0 | 0 | 0 | 0 | 0 | 0 | 0 | 0 | 0 | 0 | 0 | 0 | 0 | 0
F5_Commercial_Retail (ID)_New_Miscellaneous_Natural Gas_Pool Heater_Baseline Forecast | F5 | Commercial | Retail (ID) | New | Miscellaneous | Natural Gas | Pool Heater | Baseline Forecast | Turnover | 0 | 0 | 0 | 0 | 0 | 0 | 0 | 0 | 0 | 0 | 0 | 0 | 0 | 0 | 0 | 0 | 0 | 0 | 0 | 0 | 0 | 0 | 0 | 0 | 0 | 0 | 0
F6_Commercial_Retail (ID)_New_Miscellaneous_Natural Gas_Pool Heater_Baseline Forecast | F6 | Commercial | Retail (ID) | New | Miscellaneous | Natural Gas | Pool Heater | Baseline Forecast | Avg. Replacement Usage (therms) | 0.01 | 0.01 | 0.01 | 0.01 | 0.01 | 0.01 | 0.01 | 0.01 | 0.01 | 0.01 | 0.01 | 0.01 | 0.01 | 0.01 | 0.01 | 0.01 | 0.01 | 0.01 | 0.01 | 0.01 | 0.01 | 0.01 | 0.01 | 0.01 | 0.01 | 0.01 | 0.01
F7_Commercial_Retail (ID)_New_Miscellaneous_Natural Gas_Pool Heater_Baseline Forecast | F7 | Commercial | Retail (ID) | New | Miscellaneous | Natural Gas | Pool Heater | Baseline Forecast | Avg. Replacement Summer Demand (n/a) | 0 | 0 | 0 | 0 | 0 | 0 | 0 | 0 | 0 | 0 | 0 | 0 | 0 | 0 | 0 | 0 | 0 | 0 | 0 | 0 | 0 | 0 | 0 | 0 | 0 | 0 | 0
F8_Commercial_Retail (ID)_New_Miscellaneous_Natural Gas_Pool Heater_Baseline Forecast | F8 | Commercial | Retail (ID) | New | Miscellaneous | Natural Gas | Pool Heater | Baseline Forecast | Avg. Replacement Winter Demand (n/a) | 0 | 0 | 0 | 0 | 0 | 0 | 0 | 0 | 0 | 0 | 0 | 0 | 0 | 0 | 0 | 0 | 0 | 0 | 0 | 0 | 0 | 0 | 0 | 0 | 0 | 0 | 0
F1_Commercial_Retail (ID)_New_Miscellaneous_Natural Gas_Miscellaneous_Baseline Forecast | F1 | Commercial | Retail (ID) | New | Miscellaneous | Natural Gas | Miscellaneous | Baseline Forecast | Units | 0 | 208969.5966 | 403604.4177 | 640611.1673 | 883821.8091 | 1102780.1242 | 1292735.4426 | 1476485.3924 | 1654898.3636 | 1826538.6905 | 1995774.7147 | 2165407.8378 | 2332618.5058 | 2497719.2291 | 2662035.4426 | 2825049.2691 | 2986150.131 | 3144819.0328 | 3301918.488 | 3456559.8712 | 3607669.7546 | 3756569.7521 | 3904304.5553 | 4052194.7637 | 4197782.8667 | 4350957.2192 | 4486777.9265
F2_Commercial_Retail (ID)_New_Miscellaneous_Natural Gas_Miscellaneous_Baseline Forecast | F2 | Commercial | Retail (ID) | New | Miscellaneous | Natural Gas | Miscellaneous | Baseline Forecast | Usage (MMtherm) | 0 | 0.0056477 | 0.010908 | 0.017313 | 0.023887 | 0.029804 | 0.034938 | 0.039904 | 0.044726 | 0.049365 | 0.053939 | 0.058523 | 0.063042 | 0.067504 | 0.071945 | 0.076351 | 0.080705 | 0.084993 | 0.089239 | 0.093418 | 0.097502 | 0.10153 | 0.10552 | 0.10952 | 0.11345 | 0.11759 | 0.12126
F3_Commercial_Retail (ID)_New_Miscellaneous_Natural Gas_Miscellaneous_Baseline Forecast | F3 | Commercial | Retail (ID) | New | Miscellaneous | Natural Gas | Miscellaneous | Baseline Forecast | Summer Peak Demand (n/a) | 0 | 0 | 0 | 0 | 0 | 0 | 0 | 0 | 0 | 0 | 0 | 0 | 0 | 0 | 0 | 0 | 0 | 0 | 0 | 0 | 0 | 0 | 0 | 0 | 0 | 0 | 0
F4_Commercial_Retail (ID)_New_Miscellaneous_Natural Gas_Miscellaneous_Baseline Forecast | F4 | Commercial | Retail (ID) | New | Miscellaneous | Natural Gas | Miscellaneous | Baseline Forecast | Winter Peak Demand (n/a) | 0 | 0 | 0 | 0 | 0 | 0 | 0 | 0 | 0 | 0 | 0 | 0 | 0 | 0 | 0 | 0 | 0 | 0 | 0 | 0 | 0 | 0 | 0 | 0 | 0 | 0 | 0
F5_Commercial_Retail (ID)_New_Miscellaneous_Natural Gas_Miscellaneous_Baseline Forecast | F5 | Commercial | Retail (ID) | New | Miscellaneous | Natural Gas | Miscellaneous | Baseline Forecast | Turnover | 0 | 208969.5966 | 194634.8211 | 237006.7496 | 273063.4413 | 272351.4035 | 269578.9297 | 291007.8226 | 309255.634 | 322302.4565 | 339947.5384 | 421021.4411 | 424553.0377 | 446589.1958 | 476243.3423 | 490822.9135 | 505070.7557 | 527778.4638 | 548913.2693 | 566436.0453 | 584614.6809 | 622513.1809 | 635637.3514 | 656029.1678 | 678706.1845 | 705185.9064 | 706843.131
F6_Commercial_Retail (ID)_New_Miscellaneous_Natural Gas_Miscellaneous_Baseline Forecast | F6 | Commercial | Retail (ID) | New | Miscellaneous | Natural Gas | Miscellaneous | Baseline Forecast | Avg. Replacement Usage (therms) | 0.027026 | 0.027026 | 0.027026 | 0.027026 | 0.027026 | 0.027026 | 0.027026 | 0.027026 | 0.027026 | 0.027026 | 0.027026 | 0.027026 | 0.027026 | 0.027026 | 0.027026 | 0.027026 | 0.027026 | 0.027026 | 0.027026 | 0.027026 | 0.027026 | 0.027026 | 0.027026 | 0.027026 | 0.027026 | 0.027026 | 0.027026
F7_Commercial_Retail (ID)_New_Miscellaneous_Natural Gas_Miscellaneous_Baseline Forecast | F7 | Commercial | Retail (ID) | New | Miscellaneous | Natural Gas | Miscellaneous | Baseline Forecast | Avg. Replacement Summer Demand (n/a) | 0 | 0 | 0 | 0 | 0 | 0 | 0 | 0 | 0 | 0 | 0 | 0 | 0 | 0 | 0 | 0 | 0 | 0 | 0 | 0 | 0 | 0 | 0 | 0 | 0 | 0 | 0
F8_Commercial_Retail (ID)_New_Miscellaneous_Natural Gas_Miscellaneous_Baseline Forecast | F8 | Commercial | Retail (ID) | New | Miscellaneous | Natural Gas | Miscellaneous | Baseline Forecast | Avg. Replacement Winter Demand (n/a) | 0 | 0 | 0 | 0 | 0 | 0 | 0 | 0 | 0 | 0 | 0 | 0 | 0 | 0 | 0 | 0 | 0 | 0 | 0 | 0 | 0 | 0 | 0 | 0 | 0 | 0 | 0
F1_Commercial_Grocery (ID)_Existing_Space Heating_Natural Gas_Furnace_Baseline Forecast | F1 | Commercial | Grocery (ID) | Existing | Space Heating | Natural Gas | Furnace | Baseline Forecast | Units | 1535579.7096 | 1507660.0785 | 1480248.0771 | 1453334.4757 | 1426910.2125 | 1400966.3904 | 1375494.2743 | 1350485.2875 | 1325931.0095 | 1301823.173 | 1278153.6607 | 1254914.5033 | 1232097.8759 | 1209696.0964 | 1187701.6219 | 1166107.0469 | 1144905.1006 | 1124088.6443 | 1103650.6689 | 1083584.2931 | 1063882.7605 | 1044539.4376 | 1025547.8115 | 1006901.4876 | 988594.1878 | 970619.7481 | 952972.1163
F2_Commercial_Grocery (ID)_Existing_Space Heating_Natural Gas_Furnace_Baseline Forecast | F2 | Commercial | Grocery (ID) | Existing | Space Heating | Natural Gas | Furnace | Baseline Forecast | Usage (MMtherm) | 0.9628 | 0.9094 | 0.89141 | 0.87381 | 0.85659 | 0.83976 | 0.82331 | 0.80725 | 0.79156 | 0.77624 | 0.76129 | 0.74589 | 0.73087 | 0.71622 | 0.70193 | 0.68797 | 0.67433 | 0.661 | 0.64796 | 0.63521 | 0.62273 | 0.61052 | 0.59863 | 0.58687 | 0.57541 | 0.56423 | 0.55334
F3_Commercial_Grocery (ID)_Existing_Space Heating_Natural Gas_Furnace_Baseline Forecast | F3 | Commercial | Grocery (ID) | Existing | Space Heating | Natural Gas | Furnace | Baseline Forecast | Summer Peak Demand (n/a) | 0 | 0 | 0 | 0 | 0 | 0 | 0 | 0 | 0 | 0 | 0 | 0 | 0 | 0 | 0 | 0 | 0 | 0 | 0 | 0 | 0 | 0 | 0 | 0 | 0 | 0 | 0
F4_Commercial_Grocery (ID)_Existing_Space Heating_Natural Gas_Furnace_Baseline Forecast | F4 | Commercial | Grocery (ID) | Existing | Space Heating | Natural Gas | Furnace | Baseline Forecast | Winter Peak Demand (n/a) | 0 | 0 | 0 | 0 | 0 | 0 | 0 | 0 | 0 | 0 | 0 | 0 | 0 | 0 | 0 | 0 | 0 | 0 | 0 | 0 | 0 | 0 | 0 | 0 | 0 | 0 | 0
F5_Commercial_Grocery (ID)_Existing_Space Heating_Natural Gas_Furnace_Baseline Forecast | F5 | Commercial | Grocery (ID) | Existing | Space Heating | Natural Gas | Furnace | Baseline Forecast | Turnover | 0 | 60915.5587 | 61846.9123 | 62542.2758 | 63029.475 | 63333.3011 | 63475.8376 | 63476.7523 | 63353.5572 | 63121.8412 | 62795.4773 | 62386.8078 | 60209.7049 | 58335.6989 | 56714.6932 | 55304.0407 | 54067.5181 | 52974.4346 | 51998.8577 | 51118.9423 | 50316.3484 | 49575.7369 | 48884.3339 | 61068.2919 | 59275.0613 | 57507.447 | 55783.3328
F6_Commercial_Grocery (ID)_Existing_Space Heating_Natural Gas_Furnace_Baseline Forecast | F6 | Commercial | Grocery (ID) | Existing | Space Heating | Natural Gas | Furnace | Baseline Forecast | Avg. Replacement Usage (therms) | 0.61132 | 0.58908 | 0.58908 | 0.58908 | 0.58908 | 0.58908 | 0.58908 | 0.58908 | 0.58908 | 0.58908 | 0.58908 | 0.57598 | 0.57598 | 0.57598 | 0.57598 | 0.57598 | 0.57598 | 0.57598 | 0.57598 | 0.57598 | 0.57598 | 0.57598 | 0.57598 | 0.57598 | 0.57598 | 0.57598 | 0.57598
F7_Commercial_Grocery (ID)_Existing_Space Heating_Natural Gas_Furnace_Baseline Forecast | F7 | Commercial | Grocery (ID) | Existing | Space Heating | Natural Gas | Furnace | Baseline Forecast | Avg. Replacement Summer Demand (n/a) | 0 | 0 | 0 | 0 | 0 | 0 | 0 | 0 | 0 | 0 | 0 | 0 | 0 | 0 | 0 | 0 | 0 | 0 | 0 | 0 | 0 | 0 | 0 | 0 | 0 | 0 | 0
F8_Commercial_Grocery (ID)_Existing_Space Heating_Natural Gas_Furnace_Baseline Forecast | F8 | Commercial | Grocery (ID) | Existing | Space Heating | Natural Gas | Furnace | Baseline Forecast | Avg. Replacement Winter Demand (n/a) | 0 | 0 | 0 | 0 | 0 | 0 | 0 | 0 | 0 | 0 | 0 | 0 | 0 | 0 | 0 | 0 | 0 | 0 | 0 | 0 | 0 | 0 | 0 | 0 | 0 | 0 | 0
F1_Commercial_Grocery (ID)_Existing_Space Heating_Natural Gas_Boiler_Baseline Forecast | F1 | Commercial | Grocery (ID) | Existing | Space Heating | Natural Gas | Boiler | Baseline Forecast | Units | 10250.33 | 10063.9603 | 9880.9792 | 9701.3251 | 9524.9373 | 9351.7567 | 9181.7247 | 9014.7843 | 8850.8791 | 8689.954 | 8531.9549 | 8376.8284 | 8224.5224 | 8074.9857 | 7928.1677 | 7784.0192 | 7642.4916 | 7503.5372 | 7367.1093 | 7233.1618 | 7101.6498 | 6972.5289 | 6845.7556 | 6721.2874 | 6599.0821 | 6479.0988 | 6361.297
F2_Commercial_Grocery (ID)_Existing_Space Heating_Natural Gas_Boiler_Baseline Forecast | F2 | Commercial | Grocery (ID) | Existing | Space Heating | Natural Gas | Boiler | Baseline Forecast | Usage (MMtherm) | 0.020667 | 0.019481 | 0.019046 | 0.018615 | 0.018189 | 0.017769 | 0.017357 | 0.016952 | 0.016555 | 0.016166 | 0.015786 | 0.015415 | 0.015053 | 0.014701 | 0.014357 | 0.014023 | 0.013699 | 0.013383 | 0.013077 | 0.012779 | 0.012491 | 0.012211 | 0.01194 | 0.011678 | 0.011424 | 0.011178 | 0.01094
F3_Commercial_Grocery (ID)_Existing_Space Heating_Natural Gas_Boiler_Baseline Forecast | F3 | Commercial | Grocery (ID) | Existing | Space Heating | Natural Gas | Boiler | Baseline Forecast | Summer Peak Demand (n/a) | 0 | 0 | 0 | 0 | 0 | 0 | 0 | 0 | 0 | 0 | 0 | 0 | 0 | 0 | 0 | 0 | 0 | 0 | 0 | 0 | 0 | 0 | 0 | 0 | 0 | 0 | 0
F4_Commercial_Grocery (ID)_Existing_Space Heating_Natural Gas_Boiler_Baseline Forecast | F4 | Commercial | Grocery (ID) | Existing | Space Heating | Natural Gas | Boiler | Baseline Forecast | Winter Peak Demand (n/a) | 0 | 0 | 0 | 0 | 0 | 0 | 0 | 0 | 0 | 0 | 0 | 0 | 0 | 0 | 0 | 0 | 0 | 0 | 0 | 0 | 0 | 0 | 0 | 0 | 0 | 0 | 0
F5_Commercial_Grocery (ID)_Existing_Space Heating_Natural Gas_Boiler_Baseline Forecast | F5 | Commercial | Grocery (ID) | Existing | Space Heating | Natural Gas | Boiler | Baseline Forecast | Turnover | 0 | 152.4842 | 166.044 | 177.6025 | 187.3847 | 195.5911 | 202.4006 | 207.9726 | 212.4493 | 215.9574 | 218.6097 | 220.5071 | 221.739 | 222.3855 | 222.5176 | 222.1987 | 221.4851 | 220.4272 | 219.0695 | 217.4518 | 215.6094 | 213.5736 | 211.3724 | 209.0305 | 206.5699 | 204.0101 | 201.3683
F6_Commercial_Grocery (ID)_Existing_Space Heating_Natural Gas_Boiler_Baseline Forecast | F6 | Commercial | Grocery (ID) | Existing | Space Heating | Natural Gas | Boiler | Baseline Forecast | Avg. Replacement Usage (therms) | 1.7613 | 1.6973 | 1.6646 | 1.6646 | 1.6646 | 1.6646 | 1.6646 | 1.6646 | 1.6646 | 1.6646 | 1.6646 | 1.6646 | 1.6646 | 1.6646 | 1.6646 | 1.6646 | 1.6646 | 1.6646 | 1.6646 | 1.6646 | 1.6646 | 1.6646 | 1.6646 | 1.6646 | 1.6646 | 1.6646 | 1.6646
F7_Commercial_Grocery (ID)_Existing_Space Heating_Natural Gas_Boiler_Baseline Forecast | F7 | Commercial | Grocery (ID) | Existing | Space Heating | Natural Gas | Boiler | Baseline Forecast | Avg. Replacement Summer Demand (n/a) | 0 | 0 | 0 | 0 | 0 | 0 | 0 | 0 | 0 | 0 | 0 | 0 | 0 | 0 | 0 | 0 | 0 | 0 | 0 | 0 | 0 | 0 | 0 | 0 | 0 | 0 | 0
F8_Commercial_Grocery (ID)_Existing_Space Heating_Natural Gas_Boiler_Baseline Forecast | F8 | Commercial | Grocery (ID) | Existing | Space Heating | Natural Gas | Boiler | Baseline Forecast | Avg. Replacement Winter Demand (n/a) | 0 | 0 | 0 | 0 | 0 | 0 | 0 | 0 | 0 | 0 | 0 | 0 | 0 | 0 | 0 | 0 | 0 | 0 | 0 | 0 | 0 | 0 | 0 | 0 | 0 | 0 | 0
F1_Commercial_Grocery (ID)_Existing_Space Heating_Natural Gas_Unit Heater_Baseline Forecast | F1 | Commercial | Grocery (ID) | Existing | Space Heating | Natural Gas | Unit Heater | Baseline Forecast | Units | 0 | 0 | 0 | 0 | 0 | 0 | 0 | 0 | 0 | 0 | 0 | 0 | 0 | 0 | 0 | 0 | 0 | 0 | 0 | 0 | 0 | 0 | 0 | 0 | 0 | 0 | 0
F2_Commercial_Grocery (ID)_Existing_Space Heating_Natural Gas_Unit Heater_Baseline Forecast | F2 | Commercial | Grocery (ID) | Existing | Space Heating | Natural Gas | Unit Heater | Baseline Forecast | Usage (MMtherm) | 0 | 0 | 0 | 0 | 0 | 0 | 0 | 0 | 0 | 0 | 0 | 0 | 0 | 0 | 0 | 0 | 0 | 0 | 0 | 0 | 0 | 0 | 0 | 0 | 0 | 0 | 0
F3_Commercial_Grocery (ID)_Existing_Space Heating_Natural Gas_Unit Heater_Baseline Forecast | F3 | Commercial | Grocery (ID) | Existing | Space Heating | Natural Gas | Unit Heater | Baseline Forecast | Summer Peak Demand (n/a) | 0 | 0 | 0 | 0 | 0 | 0 | 0 | 0 | 0 | 0 | 0 | 0 | 0 | 0 | 0 | 0 | 0 | 0 | 0 | 0 | 0 | 0 | 0 | 0 | 0 | 0 | 0
F4_Commercial_Grocery (ID)_Existing_Space Heating_Natural Gas_Unit Heater_Baseline Forecast | F4 | Commercial | Grocery (ID) | Existing | Space Heating | Natural Gas | Unit Heater | Baseline Forecast | Winter Peak Demand (n/a) | 0 | 0 | 0 | 0 | 0 | 0 | 0 | 0 | 0 | 0 | 0 | 0 | 0 | 0 | 0 | 0 | 0 | 0 | 0 | 0 | 0 | 0 | 0 | 0 | 0 | 0 | 0
F5_Commercial_Grocery (ID)_Existing_Space Heating_Natural Gas_Unit Heater_Baseline Forecast | F5 | Commercial | Grocery (ID) | Existing | Space Heating | Natural Gas | Unit Heater | Baseline Forecast | Turnover | 0 | 0 | 0 | 0 | 0 | 0 | 0 | 0 | 0 | 0 | 0 | 0 | 0 | 0 | 0 | 0 | 0 | 0 | 0 | 0 | 0 | 0 | 0 | 0 | 0 | 0 | 0
F6_Commercial_Grocery (ID)_Existing_Space Heating_Natural Gas_Unit Heater_Baseline Forecast | F6 | Commercial | Grocery (ID) | Existing | Space Heating | Natural Gas | Unit Heater | Baseline Forecast | Avg. Replacement Usage (therms) | 0.3135 | 0.30209 | 0.30209 | 0.30209 | 0.30209 | 0.30209 | 0.30209 | 0.30209 | 0.30209 | 0.30209 | 0.30209 | 0.30209 | 0.30209 | 0.30209 | 0.30209 | 0.30209 | 0.30209 | 0.30209 | 0.30209 | 0.30209 | 0.30209 | 0.30209 | 0.30209 | 0.30209 | 0.30209 | 0.30209 | 0.30209
F7_Commercial_Grocery (ID)_Existing_Space Heating_Natural Gas_Unit Heater_Baseline Forecast | F7 | Commercial | Grocery (ID) | Existing | Space Heating | Natural Gas | Unit Heater | Baseline Forecast | Avg. Replacement Summer Demand (n/a) | 0 | 0 | 0 | 0 | 0 | 0 | 0 | 0 | 0 | 0 | 0 | 0 | 0 | 0 | 0 | 0 | 0 | 0 | 0 | 0 | 0 | 0 | 0 | 0 | 0 | 0 | 0
F8_Commercial_Grocery (ID)_Existing_Space Heating_Natural Gas_Unit Heater_Baseline Forecast | F8 | Commercial | Grocery (ID) | Existing | Space Heating | Natural Gas | Unit Heater | Baseline Forecast | Avg. Replacement Winter Demand (n/a) | 0 | 0 | 0 | 0 | 0 | 0 | 0 | 0 | 0 | 0 | 0 | 0 | 0 | 0 | 0 | 0 | 0 | 0 | 0 | 0 | 0 | 0 | 0 | 0 | 0 | 0 | 0
F1_Commercial_Grocery (ID)_Existing_Water Heating_Natural Gas_Water Heater_Baseline Forecast | F1 | Commercial | Grocery (ID) | Existing | Water Heating | Natural Gas | Water Heater | Baseline Forecast | Units | 1136448.9371 | 1115786.2291 | 1095499.2068 | 1075581.0394 | 1056025.0205 | 1036824.5656 | 1017973.2098 | 999464.606 | 981292.5223 | 963450.84 | 945933.552 | 928734.7602 | 911848.6736 | 895269.6068 | 878991.9776 | 863010.3053 | 847319.2088 | 831913.405 | 816787.7068 | 801937.0212 | 787356.3481 | 773040.7781 | 758985.4912 | 745185.755 | 731636.9231 | 718334.4336 | 705273.8075
F2_Commercial_Grocery (ID)_Existing_Water Heating_Natural Gas_Water Heater_Baseline Forecast | F2 | Commercial | Grocery (ID) | Existing | Water Heating | Natural Gas | Water Heater | Baseline Forecast | Usage (MMtherm) | 0.3119 | 0.30455 | 0.29728 | 0.29014 | 0.28313 | 0.2763 | 0.26966 | 0.26321 | 0.25699 | 0.25098 | 0.24521 | 0.23967 | 0.23435 | 0.22922 | 0.22429 | 0.21952 | 0.21492 | 0.21047 | 0.20615 | 0.20197 | 0.19791 | 0.19396 | 0.19013 | 0.18639 | 0.18276 | 0.17921 | 0.17576
F3_Commercial_Grocery (ID)_Existing_Water Heating_Natural Gas_Water Heater_Baseline Forecast | F3 | Commercial | Grocery (ID) | Existing | Water Heating | Natural Gas | Water Heater | Baseline Forecast | Summer Peak Demand (n/a) | 0 | 0 | 0 | 0 | 0 | 0 | 0 | 0 | 0 | 0 | 0 | 0 | 0 | 0 | 0 | 0 | 0 | 0 | 0 | 0 | 0 | 0 | 0 | 0 | 0 | 0 | 0
F4_Commercial_Grocery (ID)_Existing_Water Heating_Natural Gas_Water Heater_Baseline Forecast | F4 | Commercial | Grocery (ID) | Existing | Water Heating | Natural Gas | Water Heater | Baseline Forecast | Winter Peak Demand (n/a) | 0 | 0 | 0 | 0 | 0 | 0 | 0 | 0 | 0 | 0 | 0 | 0 | 0 | 0 | 0 | 0 | 0 | 0 | 0 | 0 | 0 | 0 | 0 | 0 | 0 | 0 | 0
F5_Commercial_Grocery (ID)_Existing_Water Heating_Natural Gas_Water Heater_Baseline Forecast | F5 | Commercial | Grocery (ID) | Existing | Water Heating | Natural Gas | Water Heater | Baseline Forecast | Turnover | 0 | 33811.7039 | 36818.4306 | 39381.4044 | 41550.4961 | 43370.1785 | 44880.1071 | 46115.6387 | 47108.2933 | 47886.1677 | 48474.3035 | 48895.016 | 46153.8123 | 43930.4974 | 42136.4626 | 40696.3241 | 39546.1013 | 38631.6336 | 37907.206 | 37334.3571 | 36880.8446 | 36519.7511 | 36228.7089 | 42960.4085 | 42379.2163 | 41644.3844 | 40807.6072
F6_Commercial_Grocery (ID)_Existing_Water Heating_Natural Gas_Water Heater_Baseline Forecast | F6 | Commercial | Grocery (ID) | Existing | Water Heating | Natural Gas | Water Heater | Baseline Forecast | Avg. Replacement Usage (therms) | 0.24642 | 0.24642 | 0.24642 | 0.24642 | 0.24642 | 0.24642 | 0.24642 | 0.24642 | 0.24642 | 0.24642 | 0.24642 | 0.24642 | 0.24642 | 0.24642 | 0.24642 | 0.24642 | 0.24642 | 0.24642 | 0.24642 | 0.24642 | 0.24642 | 0.24642 | 0.24642 | 0.24642 | 0.24642 | 0.24642 | 0.24642
F7_Commercial_Grocery (ID)_Existing_Water Heating_Natural Gas_Water Heater_Baseline Forecast | F7 | Commercial | Grocery (ID) | Existing | Water Heating | Natural Gas | Water Heater | Baseline Forecast | Avg. Replacement Summer Demand (n/a) | 0 | 0 | 0 | 0 | 0 | 0 | 0 | 0 | 0 | 0 | 0 | 0 | 0 | 0 | 0 | 0 | 0 | 0 | 0 | 0 | 0 | 0 | 0 | 0 | 0 | 0 | 0
F8_Commercial_Grocery (ID)_Existing_Water Heating_Natural Gas_Water Heater_Baseline Forecast | F8 | Commercial | Grocery (ID) | Existing | Water Heating | Natural Gas | Water Heater | Baseline Forecast | Avg. Replacement Winter Demand (n/a) | 0 | 0 | 0 | 0 | 0 | 0 | 0 | 0 | 0 | 0 | 0 | 0 | 0 | 0 | 0 | 0 | 0 | 0 | 0 | 0 | 0 | 0 | 0 | 0 | 0 | 0 | 0
F1_Commercial_Grocery (ID)_Existing_Food Preparation_Natural Gas_Oven_Baseline Forecast | F1 | Commercial | Grocery (ID) | Existing | Food Preparation | Natural Gas | Oven | Baseline Forecast | Units | 231577.1122 | 227366.6192 | 223232.6807 | 219173.9047 | 215188.9246 | 211276.3987 | 207435.0096 | 203663.464 | 199960.4919 | 196324.8466 | 192755.3039 | 189250.6621 | 185809.7409 | 182431.382 | 179114.4478 | 175857.8215 | 172660.4065 | 169521.1264 | 166438.9241 | 163412.7619 | 160441.6207 | 157524.5004 | 154660.4185 | 151848.4109 | 149087.5307 | 146376.8483 | 143715.4511
F2_Commercial_Grocery (ID)_Existing_Food Preparation_Natural Gas_Oven_Baseline Forecast | F2 | Commercial | Grocery (ID) | Existing | Food Preparation | Natural Gas | Oven | Baseline Forecast | Usage (MMtherm) | 0.021367 | 0.020979 | 0.020597 | 0.020223 | 0.019855 | 0.019494 | 0.01914 | 0.018792 | 0.01845 | 0.018115 | 0.017785 | 0.017462 | 0.017145 | 0.016833 | 0.016527 | 0.016226 | 0.015931 | 0.015642 | 0.015357 | 0.015078 | 0.014804 | 0.014535 | 0.01427 | 0.014011 | 0.013756 | 0.013506 | 0.013261
F3_Commercial_Grocery (ID)_Existing_Food Preparation_Natural Gas_Oven_Baseline Forecast | F3 | Commercial | Grocery (ID) | Existing | Food Preparation | Natural Gas | Oven | Baseline Forecast | Summer Peak Demand (n/a) | 0 | 0 | 0 | 0 | 0 | 0 | 0 | 0 | 0 | 0 | 0 | 0 | 0 | 0 | 0 | 0 | 0 | 0 | 0 | 0 | 0 | 0 | 0 | 0 | 0 | 0 | 0
F4_Commercial_Grocery (ID)_Existing_Food Preparation_Natural Gas_Oven_Baseline Forecast | F4 | Commercial | Grocery (ID) | Existing | Food Preparation | Natural Gas | Oven | Baseline Forecast | Winter Peak Demand (n/a) | 0 | 0 | 0 | 0 | 0 | 0 | 0 | 0 | 0 | 0 | 0 | 0 | 0 | 0 | 0 | 0 | 0 | 0 | 0 | 0 | 0 | 0 | 0 | 0 | 0 | 0 | 0
F5_Commercial_Grocery (ID)_Existing_Food Preparation_Natural Gas_Oven_Baseline Forecast | F5 | Commercial | Grocery (ID) | Existing | Food Preparation | Natural Gas | Oven | Baseline Forecast | Turnover | 0 | 9094.6648 | 11608.0994 | 13501.1125 | 14908.2887 | 15935.3111 | 16665.1627 | 17162.9971 | 17479.9639 | 17656.214 | 15410.196 | 14072.2154 | 13342.2615 | 13007.5092 | 12918.7129 | 14816.72 | 15091.0682 | 15243.7706 | 15302.0674 | 14895.143 | 14292.1944 | 13650.4861 | 13054.8579 | 12544.6004 | 11975.1512 | 11750.2223 | 11717.7913
F6_Commercial_Grocery (ID)_Existing_Food Preparation_Natural Gas_Oven_Baseline Forecast | F6 | Commercial | Grocery (ID) | Existing | Food Preparation | Natural Gas | Oven | Baseline Forecast | Avg. Replacement Usage (therms) | 0.092269 | 0.092269 | 0.092269 | 0.092269 | 0.092269 | 0.092269 | 0.092269 | 0.092269 | 0.092269 | 0.092269 | 0.092269 | 0.092269 | 0.092269 | 0.092269 | 0.092269 | 0.092269 | 0.092269 | 0.092269 | 0.092269 | 0.092269 | 0.092269 | 0.092269 | 0.092269 | 0.092269 | 0.092269 | 0.092269 | 0.092269
F7_Commercial_Grocery (ID)_Existing_Food Preparation_Natural Gas_Oven_Baseline Forecast | F7 | Commercial | Grocery (ID) | Existing | Food Preparation | Natural Gas | Oven | Baseline Forecast | Avg. Replacement Summer Demand (n/a) | 0 | 0 | 0 | 0 | 0 | 0 | 0 | 0 | 0 | 0 | 0 | 0 | 0 | 0 | 0 | 0 | 0 | 0 | 0 | 0 | 0 | 0 | 0 | 0 | 0 | 0 | 0
F8_Commercial_Grocery (ID)_Existing_Food Preparation_Natural Gas_Oven_Baseline Forecast | F8 | Commercial | Grocery (ID) | Existing | Food Preparation | Natural Gas | Oven | Baseline Forecast | Avg. Replacement Winter Demand (n/a) | 0 | 0 | 0 | 0 | 0 | 0 | 0 | 0 | 0 | 0 | 0 | 0 | 0 | 0 | 0 | 0 | 0 | 0 | 0 | 0 | 0 | 0 | 0 | 0 | 0 | 0 | 0
F1_Commercial_Grocery (ID)_Existing_Food Preparation_Natural Gas_Conveyor Oven_Baseline Forecast | F1 | Commercial | Grocery (ID) | Existing | Food Preparation | Natural Gas | Conveyor Oven | Baseline Forecast | Units | 115788.5561 | 113683.3096 | 111616.3403 | 109586.9523 | 107594.4623 | 105638.1993 | 103717.5048 | 101831.732 | 99980.246 | 98162.4233 | 96377.652 | 94625.331 | 92904.8705 | 91215.691 | 89557.2239 | 87928.9107 | 86330.2033 | 84760.5632 | 83219.4621 | 81706.3809 | 80220.8104 | 78762.2502 | 77330.2093 | 75924.2055 | 74543.7654 | 73188.4242 | 71857.7255
F2_Commercial_Grocery (ID)_Existing_Food Preparation_Natural Gas_Conveyor Oven_Baseline Forecast | F2 | Commercial | Grocery (ID) | Existing | Food Preparation | Natural Gas | Conveyor Oven | Baseline Forecast | Usage (MMtherm) | 0.018281 | 0.017948 | 0.017622 | 0.017301 | 0.016987 | 0.016678 | 0.016375 | 0.016077 | 0.015785 | 0.015498 | 0.015216 | 0.014939 | 0.014668 | 0.014401 | 0.014139 | 0.013882 | 0.01363 | 0.013382 | 0.013139 | 0.0129 | 0.012665 | 0.012435 | 0.012209 | 0.011987 | 0.011769 | 0.011555 | 0.011345
F3_Commercial_Grocery (ID)_Existing_Food Preparation_Natural Gas_Conveyor Oven_Baseline Forecast | F3 | Commercial | Grocery (ID) | Existing | Food Preparation | Natural Gas | Conveyor Oven | Baseline Forecast | Summer Peak Demand (n/a) | 0 | 0 | 0 | 0 | 0 | 0 | 0 | 0 | 0 | 0 | 0 | 0 | 0 | 0 | 0 | 0 | 0 | 0 | 0 | 0 | 0 | 0 | 0 | 0 | 0 | 0 | 0
F4_Commercial_Grocery (ID)_Existing_Food Preparation_Natural Gas_Conveyor Oven_Baseline Forecast | F4 | Commercial | Grocery (ID) | Existing | Food Preparation | Natural Gas | Conveyor Oven | Baseline Forecast | Winter Peak Demand (n/a) | 0 | 0 | 0 | 0 | 0 | 0 | 0 | 0 | 0 | 0 | 0 | 0 | 0 | 0 | 0 | 0 | 0 | 0 | 0 | 0 | 0 | 0 | 0 | 0 | 0 | 0 | 0
F5_Commercial_Grocery (ID)_Existing_Food Preparation_Natural Gas_Conveyor Oven_Baseline Forecast | F5 | Commercial | Grocery (ID) | Existing | Food Preparation | Natural Gas | Conveyor Oven | Baseline Forecast | Turnover | 0 | 0 | 0 | 0 | 0 | 422.5528 | 1161.6361 | 2134.3931 | 3276.1527 | 4536.5175 | 5490.7813 | 6205.2658 | 6732.0516 | 7112.0344 | 7377.3242 | 7553.131 | 7659.2452 | 6015.9889 | 4725.2859 | 3711.4973 | 2915.2124 | 2352.7766 | 2021.2188 | 1905.8497 | 1985.4884 | 2235.9827 | 2650.3798
F6_Commercial_Grocery (ID)_Existing_Food Preparation_Natural Gas_Conveyor Oven_Baseline Forecast | F6 | Commercial | Grocery (ID) | Existing | Food Preparation | Natural Gas | Conveyor Oven | Baseline Forecast | Avg. Replacement Usage (therms) | 0.15788 | 0.15788 | 0.15788 | 0.15788 | 0.15788 | 0.15788 | 0.15788 | 0.15788 | 0.15788 | 0.15788 | 0.15788 | 0.15788 | 0.15788 | 0.15788 | 0.15788 | 0.15788 | 0.15788 | 0.15788 | 0.15788 | 0.15788 | 0.15788 | 0.15788 | 0.15788 | 0.15788 | 0.15788 | 0.15788 | 0.15788
F7_Commercial_Grocery (ID)_Existing_Food Preparation_Natural Gas_Conveyor Oven_Baseline Forecast | F7 | Commercial | Grocery (ID) | Existing | Food Preparation | Natural Gas | Conveyor Oven | Baseline Forecast | Avg. Replacement Summer Demand (n/a) | 0 | 0 | 0 | 0 | 0 | 0 | 0 | 0 | 0 | 0 | 0 | 0 | 0 | 0 | 0 | 0 | 0 | 0 | 0 | 0 | 0 | 0 | 0 | 0 | 0 | 0 | 0
F8_Commercial_Grocery (ID)_Existing_Food Preparation_Natural Gas_Conveyor Oven_Baseline Forecast | F8 | Commercial | Grocery (ID) | Existing | Food Preparation | Natural Gas | Conveyor Oven | Baseline Forecast | Avg. Replacement Winter Demand (n/a) | 0 | 0 | 0 | 0 | 0 | 0 | 0 | 0 | 0 | 0 | 0 | 0 | 0 | 0 | 0 | 0 | 0 | 0 | 0 | 0 | 0 | 0 | 0 | 0 | 0 | 0 | 0
F1_Commercial_Grocery (ID)_Existing_Food Preparation_Natural Gas_Double Rack Oven_Baseline Forecast | F1 | Commercial | Grocery (ID) | Existing | Food Preparation | Natural Gas | Double Rack Oven | Baseline Forecast | Units | 115788.5561 | 113683.3096 | 111616.3403 | 109586.9523 | 107594.4623 | 105638.1993 | 103717.5048 | 101831.732 | 99980.246 | 98162.4233 | 96377.652 | 94625.331 | 92904.8705 | 91215.691 | 89557.2239 | 87928.9107 | 86330.2033 | 84760.5632 | 83219.4621 | 81706.3809 | 80220.8104 | 78762.2502 | 77330.2093 | 75924.2055 | 74543.7654 | 73188.4242 | 71857.7255
F2_Commercial_Grocery (ID)_Existing_Food Preparation_Natural Gas_Double Rack Oven_Baseline Forecast | F2 | Commercial | Grocery (ID) | Existing | Food Preparation | Natural Gas | Double Rack Oven | Baseline Forecast | Usage (MMtherm) | 0.027772 | 0.027267 | 0.026771 | 0.026284 | 0.025806 | 0.025337 | 0.024876 | 0.024424 | 0.02398 | 0.023544 | 0.023116 | 0.022696 | 0.022283 | 0.021878 | 0.02148 | 0.021089 | 0.020706 | 0.02033 | 0.01996 | 0.019597 | 0.019241 | 0.018891 | 0.018547 | 0.01821 | 0.017879 | 0.017554 | 0.017235
F3_Commercial_Grocery (ID)_Existing_Food Preparation_Natural Gas_Double Rack Oven_Baseline Forecast | F3 | Commercial | Grocery (ID) | Existing | Food Preparation | Natural Gas | Double Rack Oven | Baseline Forecast | Summer Peak Demand (n/a) | 0 | 0 | 0 | 0 | 0 | 0 | 0 | 0 | 0 | 0 | 0 | 0 | 0 | 0 | 0 | 0 | 0 | 0 | 0 | 0 | 0 | 0 | 0 | 0 | 0 | 0 | 0
F4_Commercial_Grocery (ID)_Existing_Food Preparation_Natural Gas_Double Rack Oven_Baseline Forecast | F4 | Commercial | Grocery (ID) | Existing | Food Preparation | Natural Gas | Double Rack Oven | Baseline Forecast | Winter Peak Demand (n/a) | 0 | 0 | 0 | 0 | 0 | 0 | 0 | 0 | 0 | 0 | 0 | 0 | 0 | 0 | 0 | 0 | 0 | 0 | 0 | 0 | 0 | 0 | 0 | 0 | 0 | 0 | 0
F5_Commercial_Grocery (ID)_Existing_Food Preparation_Natural Gas_Double Rack Oven_Baseline Forecast | F5 | Commercial | Grocery (ID) | Existing | Food Preparation | Natural Gas | Double Rack Oven | Baseline Forecast | Turnover | 0 | 2526.2958 | 3444.9488 | 4224.1336 | 4882.0106 | 5434.4216 | 5895.1846 | 6276.3521 | 6588.4353 | 6840.6007 | 6207.9483 | 5742.3497 | 5409.4059 | 5180.8069 | 5033.3377 | 4948.0399 | 4909.503 | 4905.268 | 4925.3253 | 5442.3729 | 5504.1081 | 5499.4526 | 5450.143 | 5372.523 | 5278.6859 | 5177.3992 | 5074.8483
F6_Commercial_Grocery (ID)_Existing_Food Preparation_Natural Gas_Double Rack Oven_Baseline Forecast | F6 | Commercial | Grocery (ID) | Existing | Food Preparation | Natural Gas | Double Rack Oven | Baseline Forecast | Avg. Replacement Usage (therms) | 0.23985 | 0.23985 | 0.23985 | 0.23985 | 0.23985 | 0.23985 | 0.23985 | 0.23985 | 0.23985 | 0.23985 | 0.23985 | 0.23985 | 0.23985 | 0.23985 | 0.23985 | 0.23985 | 0.23985 | 0.23985 | 0.23985 | 0.23985 | 0.23985 | 0.23985 | 0.23985 | 0.23985 | 0.23985 | 0.23985 | 0.23985
F7_Commercial_Grocery (ID)_Existing_Food Preparation_Natural Gas_Double Rack Oven_Baseline Forecast | F7 | Commercial | Grocery (ID) | Existing | Food Preparation | Natural Gas | Double Rack Oven | Baseline Forecast | Avg. Replacement Summer Demand (n/a) | 0 | 0 | 0 | 0 | 0 | 0 | 0 | 0 | 0 | 0 | 0 | 0 | 0 | 0 | 0 | 0 | 0 | 0 | 0 | 0 | 0 | 0 | 0 | 0 | 0 | 0 | 0
F8_Commercial_Grocery (ID)_Existing_Food Preparation_Natural Gas_Double Rack Oven_Baseline Forecast | F8 | Commercial | Grocery (ID) | Existing | Food Preparation | Natural Gas | Double Rack Oven | Baseline Forecast | Avg. Replacement Winter Demand (n/a) | 0 | 0 | 0 | 0 | 0 | 0 | 0 | 0 | 0 | 0 | 0 | 0 | 0 | 0 | 0 | 0 | 0 | 0 | 0 | 0 | 0 | 0 | 0 | 0 | 0 | 0 | 0
F1_Commercial_Grocery (ID)_Existing_Food Preparation_Natural Gas_Fryer_Baseline Forecast | F1 | Commercial | Grocery (ID) | Existing | Food Preparation | Natural Gas | Fryer | Baseline Forecast | Units | 463154.2243 | 454733.2384 | 446465.3614 | 438347.8094 | 430377.8492 | 422552.7974 | 414870.0192 | 407326.928 | 399920.9838 | 392649.6932 | 385510.6079 | 378501.3241 | 371619.4819 | 364862.764 | 358228.8956 | 351715.6429 | 345320.8131 | 339042.2528 | 332877.8482 | 326825.5237 | 320883.2415 | 315049.0007 | 309320.8371 | 303696.8218 | 298175.0614 | 292753.6967 | 287430.9022
F2_Commercial_Grocery (ID)_Existing_Food Preparation_Natural Gas_Fryer_Baseline Forecast | F2 | Commercial | Grocery (ID) | Existing | Food Preparation | Natural Gas | Fryer | Baseline Forecast | Usage (MMtherm) | 0.066209 | 0.065005 | 0.063823 | 0.062663 | 0.061524 | 0.060405 | 0.059307 | 0.058229 | 0.05717 | 0.05613 | 0.05511 | 0.054108 | 0.053124 | 0.052158 | 0.05121 | 0.050279 | 0.049365 | 0.048467 | 0.047586 | 0.046721 | 0.045871 | 0.045037 | 0.044218 | 0.043414 | 0.042625 | 0.04185 | 0.041089
F3_Commercial_Grocery (ID)_Existing_Food Preparation_Natural Gas_Fryer_Baseline Forecast | F3 | Commercial | Grocery (ID) | Existing | Food Preparation | Natural Gas | Fryer | Baseline Forecast | Summer Peak Demand (n/a) | 0 | 0 | 0 | 0 | 0 | 0 | 0 | 0 | 0 | 0 | 0 | 0 | 0 | 0 | 0 | 0 | 0 | 0 | 0 | 0 | 0 | 0 | 0 | 0 | 0 | 0 | 0
F4_Commercial_Grocery (ID)_Existing_Food Preparation_Natural Gas_Fryer_Baseline Forecast | F4 | Commercial | Grocery (ID) | Existing | Food Preparation | Natural Gas | Fryer | Baseline Forecast | Winter Peak Demand (n/a) | 0 | 0 | 0 | 0 | 0 | 0 | 0 | 0 | 0 | 0 | 0 | 0 | 0 | 0 | 0 | 0 | 0 | 0 | 0 | 0 | 0 | 0 | 0 | 0 | 0 | 0 | 0
F5_Commercial_Grocery (ID)_Existing_Food Preparation_Natural Gas_Fryer_Baseline Forecast | F5 | Commercial | Grocery (ID) | Existing | Food Preparation | Natural Gas | Fryer | Baseline Forecast | Turnover | 0 | 13779.7951 | 15005.1719 | 16049.6994 | 16933.7021 | 17675.3048 | 18290.6689 | 18794.2037 | 19198.7553 | 19515.7742 | 19755.4661 | 19926.9254 | 18809.7612 | 17903.6601 | 17172.5099 | 16585.5885 | 16116.8208 | 15744.1339 | 15448.897 | 15215.4352 | 15030.6084 | 14883.4465 | 14764.8337 | 17508.3051 | 17271.443 | 16971.9659 | 16630.9414
F6_Commercial_Grocery (ID)_Existing_Food Preparation_Natural Gas_Fryer_Baseline Forecast | F6 | Commercial | Grocery (ID) | Existing | Food Preparation | Natural Gas | Fryer | Baseline Forecast | Avg. Replacement Usage (therms) | 0.14295 | 0.14295 | 0.14295 | 0.14295 | 0.14295 | 0.14295 | 0.14295 | 0.14295 | 0.14295 | 0.14295 | 0.14295 | 0.14295 | 0.14295 | 0.14295 | 0.14295 | 0.14295 | 0.14295 | 0.14295 | 0.14295 | 0.14295 | 0.14295 | 0.14295 | 0.14295 | 0.14295 | 0.14295 | 0.14295 | 0.14295
F7_Commercial_Grocery (ID)_Existing_Food Preparation_Natural Gas_Fryer_Baseline Forecast | F7 | Commercial | Grocery (ID) | Existing | Food Preparation | Natural Gas | Fryer | Baseline Forecast | Avg. Replacement Summer Demand (n/a) | 0 | 0 | 0 | 0 | 0 | 0 | 0 | 0 | 0 | 0 | 0 | 0 | 0 | 0 | 0 | 0 | 0 | 0 | 0 | 0 | 0 | 0 | 0 | 0 | 0 | 0 | 0
F8_Commercial_Grocery (ID)_Existing_Food Preparation_Natural Gas_Fryer_Baseline Forecast | F8 | Commercial | Grocery (ID) | Existing | Food Preparation | Natural Gas | Fryer | Baseline Forecast | Avg. Replacement Winter Demand (n/a) | 0 | 0 | 0 | 0 | 0 | 0 | 0 | 0 | 0 | 0 | 0 | 0 | 0 | 0 | 0 | 0 | 0 | 0 | 0 | 0 | 0 | 0 | 0 | 0 | 0 | 0 | 0
F1_Commercial_Grocery (ID)_Existing_Food Preparation_Natural Gas_Broiler_Baseline Forecast | F1 | Commercial | Grocery (ID) | Existing | Food Preparation | Natural Gas | Broiler | Baseline Forecast | Units | 0 | 0 | 0 | 0 | 0 | 0 | 0 | 0 | 0 | 0 | 0 | 0 | 0 | 0 | 0 | 0 | 0 | 0 | 0 | 0 | 0 | 0 | 0 | 0 | 0 | 0 | 0
F2_Commercial_Grocery (ID)_Existing_Food Preparation_Natural Gas_Broiler_Baseline Forecast | F2 | Commercial | Grocery (ID) | Existing | Food Preparation | Natural Gas | Broiler | Baseline Forecast | Usage (MMtherm) | 0 | 0 | 0 | 0 | 0 | 0 | 0 | 0 | 0 | 0 | 0 | 0 | 0 | 0 | 0 | 0 | 0 | 0 | 0 | 0 | 0 | 0 | 0 | 0 | 0 | 0 | 0
F3_Commercial_Grocery (ID)_Existing_Food Preparation_Natural Gas_Broiler_Baseline Forecast | F3 | Commercial | Grocery (ID) | Existing | Food Preparation | Natural Gas | Broiler | Baseline Forecast | Summer Peak Demand (n/a) | 0 | 0 | 0 | 0 | 0 | 0 | 0 | 0 | 0 | 0 | 0 | 0 | 0 | 0 | 0 | 0 | 0 | 0 | 0 | 0 | 0 | 0 | 0 | 0 | 0 | 0 | 0
F4_Commercial_Grocery (ID)_Existing_Food Preparation_Natural Gas_Broiler_Baseline Forecast | F4 | Commercial | Grocery (ID) | Existing | Food Preparation | Natural Gas | Broiler | Baseline Forecast | Winter Peak Demand (n/a) | 0 | 0 | 0 | 0 | 0 | 0 | 0 | 0 | 0 | 0 | 0 | 0 | 0 | 0 | 0 | 0 | 0 | 0 | 0 | 0 | 0 | 0 | 0 | 0 | 0 | 0 | 0
F5_Commercial_Grocery (ID)_Existing_Food Preparation_Natural Gas_Broiler_Baseline Forecast | F5 | Commercial | Grocery (ID) | Existing | Food Preparation | Natural Gas | Broiler | Baseline Forecast | Turnover | 0 | 0 | 0 | 0 | 0 | 0 | 0 | 0 | 0 | 0 | 0 | 0 | 0 | 0 | 0 | 0 | 0 | 0 | 0 | 0 | 0 | 0 | 0 | 0 | 0 | 0 | 0
F6_Commercial_Grocery (ID)_Existing_Food Preparation_Natural Gas_Broiler_Baseline Forecast | F6 | Commercial | Grocery (ID) | Existing | Food Preparation | Natural Gas | Broiler | Baseline Forecast | Avg. Replacement Usage (therms) | 0.15277 | 0.15277 | 0.15277 | 0.15277 | 0.15277 | 0.15277 | 0.15277 | 0.15277 | 0.15277 | 0.15277 | 0.15277 | 0.15277 | 0.15277 | 0.15277 | 0.15277 | 0.15277 | 0.15277 | 0.15277 | 0.15277 | 0.15277 | 0.15277 | 0.15277 | 0.15277 | 0.15277 | 0.15277 | 0.15277 | 0.15277
F7_Commercial_Grocery (ID)_Existing_Food Preparation_Natural Gas_Broiler_Baseline Forecast | F7 | Commercial | Grocery (ID) | Existing | Food Preparation | Natural Gas | Broiler | Baseline Forecast | Avg. Replacement Summer Demand (n/a) | 0 | 0 | 0 | 0 | 0 | 0 | 0 | 0 | 0 | 0 | 0 | 0 | 0 | 0 | 0 | 0 | 0 | 0 | 0 | 0 | 0 | 0 | 0 | 0 | 0 | 0 | 0
F8_Commercial_Grocery (ID)_Existing_Food Preparation_Natural Gas_Broiler_Baseline Forecast | F8 | Commercial | Grocery (ID) | Existing | Food Preparation | Natural Gas | Broiler | Baseline Forecast | Avg. Replacement Winter Demand (n/a) | 0 | 0 | 0 | 0 | 0 | 0 | 0 | 0 | 0 | 0 | 0 | 0 | 0 | 0 | 0 | 0 | 0 | 0 | 0 | 0 | 0 | 0 | 0 | 0 | 0 | 0 | 0
F1_Commercial_Grocery (ID)_Existing_Food Preparation_Natural Gas_Griddle_Baseline Forecast | F1 | Commercial | Grocery (ID) | Existing | Food Preparation | Natural Gas | Griddle | Baseline Forecast | Units | 463154.2243 | 454733.2384 | 446465.3614 | 438347.8094 | 430377.8492 | 422552.7974 | 414870.0192 | 407326.928 | 399920.9838 | 392649.6932 | 385510.6079 | 378501.3241 | 371619.4819 | 364862.764 | 358228.8956 | 351715.6429 | 345320.8131 | 339042.2528 | 332877.8482 | 326825.5237 | 320883.2415 | 315049.0007 | 309320.8371 | 303696.8218 | 298175.0614 | 292753.6967 | 287430.9022
F2_Commercial_Grocery (ID)_Existing_Food Preparation_Natural Gas_Griddle_Baseline Forecast | F2 | Commercial | Grocery (ID) | Existing | Food Preparation | Natural Gas | Griddle | Baseline Forecast | Usage (MMtherm) | 0.049314 | 0.048417 | 0.047537 | 0.046672 | 0.045824 | 0.044991 | 0.044173 | 0.043369 | 0.042581 | 0.041807 | 0.041047 | 0.0403 | 0.039568 | 0.038848 | 0.038142 | 0.037448 | 0.036767 | 0.036099 | 0.035443 | 0.034798 | 0.034165 | 0.033544 | 0.032934 | 0.032336 | 0.031748 | 0.03117 | 0.030604
F3_Commercial_Grocery (ID)_Existing_Food Preparation_Natural Gas_Griddle_Baseline Forecast | F3 | Commercial | Grocery (ID) | Existing | Food Preparation | Natural Gas | Griddle | Baseline Forecast | Summer Peak Demand (n/a) | 0 | 0 | 0 | 0 | 0 | 0 | 0 | 0 | 0 | 0 | 0 | 0 | 0 | 0 | 0 | 0 | 0 | 0 | 0 | 0 | 0 | 0 | 0 | 0 | 0 | 0 | 0
F4_Commercial_Grocery (ID)_Existing_Food Preparation_Natural Gas_Griddle_Baseline Forecast | F4 | Commercial | Grocery (ID) | Existing | Food Preparation | Natural Gas | Griddle | Baseline Forecast | Winter Peak Demand (n/a) | 0 | 0 | 0 | 0 | 0 | 0 | 0 | 0 | 0 | 0 | 0 | 0 | 0 | 0 | 0 | 0 | 0 | 0 | 0 | 0 | 0 | 0 | 0 | 0 | 0 | 0 | 0
F5_Commercial_Grocery (ID)_Existing_Food Preparation_Natural Gas_Griddle_Baseline Forecast | F5 | Commercial | Grocery (ID) | Existing | Food Preparation | Natural Gas | Griddle | Baseline Forecast | Turnover | 0 | 16841.9718 | 18832.3866 | 20494.3134 | 21870.9264 | 22999.8798 | 23914.0115 | 24641.9556 | 25208.6788 | 25635.9468 | 23959.6533 | 22684.1975 | 21727.6209 | 21022.4632 | 20513.3969 | 20155.2293 | 19911.2169 | 19751.6442 | 19652.6282 | 23135.8924 | 22836.4142 | 22420.2513 | 21934.171 | 21412.7289 | 20880.9111 | 20356.2642 | 19850.6061
F6_Commercial_Grocery (ID)_Existing_Food Preparation_Natural Gas_Griddle_Baseline Forecast | F6 | Commercial | Grocery (ID) | Existing | Food Preparation | Natural Gas | Griddle | Baseline Forecast | Avg. Replacement Usage (therms) | 0.10647 | 0.10647 | 0.10647 | 0.10647 | 0.10647 | 0.10647 | 0.10647 | 0.10647 | 0.10647 | 0.10647 | 0.10647 | 0.10647 | 0.10647 | 0.10647 | 0.10647 | 0.10647 | 0.10647 | 0.10647 | 0.10647 | 0.10647 | 0.10647 | 0.10647 | 0.10647 | 0.10647 | 0.10647 | 0.10647 | 0.10647
F7_Commercial_Grocery (ID)_Existing_Food Preparation_Natural Gas_Griddle_Baseline Forecast | F7 | Commercial | Grocery (ID) | Existing | Food Preparation | Natural Gas | Griddle | Baseline Forecast | Avg. Replacement Summer Demand (n/a) | 0 | 0 | 0 | 0 | 0 | 0 | 0 | 0 | 0 | 0 | 0 | 0 | 0 | 0 | 0 | 0 | 0 | 0 | 0 | 0 | 0 | 0 | 0 | 0 | 0 | 0 | 0
F8_Commercial_Grocery (ID)_Existing_Food Preparation_Natural Gas_Griddle_Baseline Forecast | F8 | Commercial | Grocery (ID) | Existing | Food Preparation | Natural Gas | Griddle | Baseline Forecast | Avg. Replacement Winter Demand (n/a) | 0 | 0 | 0 | 0 | 0 | 0 | 0 | 0 | 0 | 0 | 0 | 0 | 0 | 0 | 0 | 0 | 0 | 0 | 0 | 0 | 0 | 0 | 0 | 0 | 0 | 0 | 0
F1_Commercial_Grocery (ID)_Existing_Food Preparation_Natural Gas_Range_Baseline Forecast | F1 | Commercial | Grocery (ID) | Existing | Food Preparation | Natural Gas | Range | Baseline Forecast | Units | 463154.2243 | 454733.2384 | 446465.3614 | 438347.8094 | 430377.8492 | 422552.7974 | 414870.0192 | 407326.928 | 399920.9838 | 392649.6932 | 385510.6079 | 378501.3241 | 371619.4819 | 364862.764 | 358228.8956 | 351715.6429 | 345320.8131 | 339042.2528 | 332877.8482 | 326825.5237 | 320883.2415 | 315049.0007 | 309320.8371 | 303696.8218 | 298175.0614 | 292753.6967 | 287430.9022
F2_Commercial_Grocery (ID)_Existing_Food Preparation_Natural Gas_Range_Baseline Forecast | F2 | Commercial | Grocery (ID) | Existing | Food Preparation | Natural Gas | Range | Baseline Forecast | Usage (MMtherm) | 0.048718 | 0.047832 | 0.046962 | 0.046108 | 0.04527 | 0.044447 | 0.043639 | 0.042845 | 0.042066 | 0.041302 | 0.040551 | 0.039813 | 0.03909 | 0.038379 | 0.037681 | 0.036996 | 0.036323 | 0.035663 | 0.035014 | 0.034378 | 0.033753 | 0.033139 | 0.032537 | 0.031945 | 0.031364 | 0.030794 | 0.030234
F3_Commercial_Grocery (ID)_Existing_Food Preparation_Natural Gas_Range_Baseline Forecast | F3 | Commercial | Grocery (ID) | Existing | Food Preparation | Natural Gas | Range | Baseline Forecast | Summer Peak Demand (n/a) | 0 | 0 | 0 | 0 | 0 | 0 | 0 | 0 | 0 | 0 | 0 | 0 | 0 | 0 | 0 | 0 | 0 | 0 | 0 | 0 | 0 | 0 | 0 | 0 | 0 | 0 | 0
F4_Commercial_Grocery (ID)_Existing_Food Preparation_Natural Gas_Range_Baseline Forecast | F4 | Commercial | Grocery (ID) | Existing | Food Preparation | Natural Gas | Range | Baseline Forecast | Winter Peak Demand (n/a) | 0 | 0 | 0 | 0 | 0 | 0 | 0 | 0 | 0 | 0 | 0 | 0 | 0 | 0 | 0 | 0 | 0 | 0 | 0 | 0 | 0 | 0 | 0 | 0 | 0 | 0 | 0
F5_Commercial_Grocery (ID)_Existing_Food Preparation_Natural Gas_Range_Baseline Forecast | F5 | Commercial | Grocery (ID) | Existing | Food Preparation | Natural Gas | Range | Baseline Forecast | Turnover | 0 | 18189.3295 | 23216.1988 | 27002.2251 | 29816.5774 | 31870.6222 | 33330.3255 | 34325.9942 | 34959.9278 | 35312.4281 | 30820.392 | 28144.4308 | 26684.5231 | 26015.0184 | 25837.4257 | 29633.44 | 30182.1364 | 30487.5413 | 30604.1348 | 29790.286 | 28584.3888 | 27300.9723 | 26109.7157 | 25089.2007 | 23950.3023 | 23500.4446 | 23435.5827
F6_Commercial_Grocery (ID)_Existing_Food Preparation_Natural Gas_Range_Baseline Forecast | F6 | Commercial | Grocery (ID) | Existing | Food Preparation | Natural Gas | Range | Baseline Forecast | Avg. Replacement Usage (therms) | 0.10519 | 0.10519 | 0.10519 | 0.10519 | 0.10519 | 0.10519 | 0.10519 | 0.10519 | 0.10519 | 0.10519 | 0.10519 | 0.10519 | 0.10519 | 0.10519 | 0.10519 | 0.10519 | 0.10519 | 0.10519 | 0.10519 | 0.10519 | 0.10519 | 0.10519 | 0.10519 | 0.10519 | 0.10519 | 0.10519 | 0.10519
F7_Commercial_Grocery (ID)_Existing_Food Preparation_Natural Gas_Range_Baseline Forecast | F7 | Commercial | Grocery (ID) | Existing | Food Preparation | Natural Gas | Range | Baseline Forecast | Avg. Replacement Summer Demand (n/a) | 0 | 0 | 0 | 0 | 0 | 0 | 0 | 0 | 0 | 0 | 0 | 0 | 0 | 0 | 0 | 0 | 0 | 0 | 0 | 0 | 0 | 0 | 0 | 0 | 0 | 0 | 0
F8_Commercial_Grocery (ID)_Existing_Food Preparation_Natural Gas_Range_Baseline Forecast | F8 | Commercial | Grocery (ID) | Existing | Food Preparation | Natural Gas | Range | Baseline Forecast | Avg. Replacement Winter Demand (n/a) | 0 | 0 | 0 | 0 | 0 | 0 | 0 | 0 | 0 | 0 | 0 | 0 | 0 | 0 | 0 | 0 | 0 | 0 | 0 | 0 | 0 | 0 | 0 | 0 | 0 | 0 | 0
F1_Commercial_Grocery (ID)_Existing_Food Preparation_Natural Gas_Steamer_Baseline Forecast | F1 | Commercial | Grocery (ID) | Existing | Food Preparation | Natural Gas | Steamer | Baseline Forecast | Units | 22759.0601 | 22345.259 | 21938.9815 | 21540.091 | 21148.4529 | 20763.9356 | 20386.4095 | 20015.7475 | 19651.8248 | 19294.5189 | 18943.7095 | 18599.2784 | 18261.1097 | 17929.0895 | 17603.1061 | 17283.0496 | 16968.8124 | 16660.2885 | 16357.3742 | 16059.9674 | 15767.9679 | 15481.2776 | 15199.7998 | 14923.4398 | 14652.1046 | 14385.7027 | 14124.1444
F2_Commercial_Grocery (ID)_Existing_Food Preparation_Natural Gas_Steamer_Baseline Forecast | F2 | Commercial | Grocery (ID) | Existing | Food Preparation | Natural Gas | Steamer | Baseline Forecast | Usage (MMtherm) | 0.0027665 | 0.0027162 | 0.0026668 | 0.0026183 | 0.0025707 | 0.0025239 | 0.002478 | 0.002433 | 0.0023888 | 0.0023453 | 0.0023027 | 0.0022608 | 0.0022197 | 0.0021794 | 0.0021397 | 0.0021008 | 0.0020626 | 0.0020251 | 0.0019883 | 0.0019522 | 0.0019167 | 0.0018818 | 0.0018476 | 0.001814 | 0.001781 | 0.0017486 | 0.0017168
F3_Commercial_Grocery (ID)_Existing_Food Preparation_Natural Gas_Steamer_Baseline Forecast | F3 | Commercial | Grocery (ID) | Existing | Food Preparation | Natural Gas | Steamer | Baseline Forecast | Summer Peak Demand (n/a) | 0 | 0 | 0 | 0 | 0 | 0 | 0 | 0 | 0 | 0 | 0 | 0 | 0 | 0 | 0 | 0 | 0 | 0 | 0 | 0 | 0 | 0 | 0 | 0 | 0 | 0 | 0
F4_Commercial_Grocery (ID)_Existing_Food Preparation_Natural Gas_Steamer_Baseline Forecast | F4 | Commercial | Grocery (ID) | Existing | Food Preparation | Natural Gas | Steamer | Baseline Forecast | Winter Peak Demand (n/a) | 0 | 0 | 0 | 0 | 0 | 0 | 0 | 0 | 0 | 0 | 0 | 0 | 0 | 0 | 0 | 0 | 0 | 0 | 0 | 0 | 0 | 0 | 0 | 0 | 0 | 0 | 0
F5_Commercial_Grocery (ID)_Existing_Food Preparation_Natural Gas_Steamer_Baseline Forecast | F5 | Commercial | Grocery (ID) | Existing | Food Preparation | Natural Gas | Steamer | Baseline Forecast | Turnover | 0 | 827.6022 | 925.4097 | 1007.0756 | 1074.7213 | 1130.1973 | 1175.117 | 1210.8877 | 1238.7361 | 1259.7317 | 1177.3599 | 1114.6849 | 1067.6794 | 1033.0285 | 1008.0133 | 990.4132 | 978.4226 | 970.5814 | 965.7158 | 1136.8808 | 1122.1647 | 1101.7148 | 1077.8291 | 1052.2058 | 1026.0727 | 1000.2919 | 975.4443
F6_Commercial_Grocery (ID)_Existing_Food Preparation_Natural Gas_Steamer_Baseline Forecast | F6 | Commercial | Grocery (ID) | Existing | Food Preparation | Natural Gas | Steamer | Baseline Forecast | Avg. Replacement Usage (therms) | 0.12155 | 0.12155 | 0.12155 | 0.12155 | 0.12155 | 0.12155 | 0.12155 | 0.12155 | 0.12155 | 0.12155 | 0.12155 | 0.12155 | 0.12155 | 0.12155 | 0.12155 | 0.12155 | 0.12155 | 0.12155 | 0.12155 | 0.12155 | 0.12155 | 0.12155 | 0.12155 | 0.12155 | 0.12155 | 0.12155 | 0.12155
F7_Commercial_Grocery (ID)_Existing_Food Preparation_Natural Gas_Steamer_Baseline Forecast | F7 | Commercial | Grocery (ID) | Existing | Food Preparation | Natural Gas | Steamer | Baseline Forecast | Avg. Replacement Summer Demand (n/a) | 0 | 0 | 0 | 0 | 0 | 0 | 0 | 0 | 0 | 0 | 0 | 0 | 0 | 0 | 0 | 0 | 0 | 0 | 0 | 0 | 0 | 0 | 0 | 0 | 0 | 0 | 0
F8_Commercial_Grocery (ID)_Existing_Food Preparation_Natural Gas_Steamer_Baseline Forecast | F8 | Commercial | Grocery (ID) | Existing | Food Preparation | Natural Gas | Steamer | Baseline Forecast | Avg. Replacement Winter Demand (n/a) | 0 | 0 | 0 | 0 | 0 | 0 | 0 | 0 | 0 | 0 | 0 | 0 | 0 | 0 | 0 | 0 | 0 | 0 | 0 | 0 | 0 | 0 | 0 | 0 | 0 | 0 | 0
F1_Commercial_Grocery (ID)_Existing_Food Preparation_Natural Gas_Food Prep Other_Baseline Forecast | F1 | Commercial | Grocery (ID) | Existing | Food Preparation | Natural Gas | Food Prep Other | Baseline Forecast | Units | 0 | 0 | 0 | 0 | 0 | 0 | 0 | 0 | 0 | 0 | 0 | 0 | 0 | 0 | 0 | 0 | 0 | 0 | 0 | 0 | 0 | 0 | 0 | 0 | 0 | 0 | 0
F2_Commercial_Grocery (ID)_Existing_Food Preparation_Natural Gas_Food Prep Other_Baseline Forecast | F2 | Commercial | Grocery (ID) | Existing | Food Preparation | Natural Gas | Food Prep Other | Baseline Forecast | Usage (MMtherm) | 0 | 0 | 0 | 0 | 0 | 0 | 0 | 0 | 0 | 0 | 0 | 0 | 0 | 0 | 0 | 0 | 0 | 0 | 0 | 0 | 0 | 0 | 0 | 0 | 0 | 0 | 0
F3_Commercial_Grocery (ID)_Existing_Food Preparation_Natural Gas_Food Prep Other_Baseline Forecast | F3 | Commercial | Grocery (ID) | Existing | Food Preparation | Natural Gas | Food Prep Other | Baseline Forecast | Summer Peak Demand (n/a) | 0 | 0 | 0 | 0 | 0 | 0 | 0 | 0 | 0 | 0 | 0 | 0 | 0 | 0 | 0 | 0 | 0 | 0 | 0 | 0 | 0 | 0 | 0 | 0 | 0 | 0 | 0
F4_Commercial_Grocery (ID)_Existing_Food Preparation_Natural Gas_Food Prep Other_Baseline Forecast | F4 | Commercial | Grocery (ID) | Existing | Food Preparation | Natural Gas | Food Prep Other | Baseline Forecast | Winter Peak Demand (n/a) | 0 | 0 | 0 | 0 | 0 | 0 | 0 | 0 | 0 | 0 | 0 | 0 | 0 | 0 | 0 | 0 | 0 | 0 | 0 | 0 | 0 | 0 | 0 | 0 | 0 | 0 | 0
F5_Commercial_Grocery (ID)_Existing_Food Preparation_Natural Gas_Food Prep Other_Baseline Forecast | F5 | Commercial | Grocery (ID) | Existing | Food Preparation | Natural Gas | Food Prep Other | Baseline Forecast | Turnover | 0 | 0 | 0 | 0 | 0 | 0 | 0 | 0 | 0 | 0 | 0 | 0 | 0 | 0 | 0 | 0 | 0 | 0 | 0 | 0 | 0 | 0 | 0 | 0 | 0 | 0 | 0
F6_Commercial_Grocery (ID)_Existing_Food Preparation_Natural Gas_Food Prep Other_Baseline Forecast | F6 | Commercial | Grocery (ID) | Existing | Food Preparation | Natural Gas | Food Prep Other | Baseline Forecast | Avg. Replacement Usage (therms) | 0.043898 | 0.043898 | 0.043898 | 0.043898 | 0.043898 | 0.043898 | 0.043898 | 0.043898 | 0.043898 | 0.043898 | 0.043898 | 0.043898 | 0.043898 | 0.043898 | 0.043898 | 0.043898 | 0.043898 | 0.043898 | 0.043898 | 0.043898 | 0.043898 | 0.043898 | 0.043898 | 0.043898 | 0.043898 | 0.043898 | 0.043898
F7_Commercial_Grocery (ID)_Existing_Food Preparation_Natural Gas_Food Prep Other_Baseline Forecast | F7 | Commercial | Grocery (ID) | Existing | Food Preparation | Natural Gas | Food Prep Other | Baseline Forecast | Avg. Replacement Summer Demand (n/a) | 0 | 0 | 0 | 0 | 0 | 0 | 0 | 0 | 0 | 0 | 0 | 0 | 0 | 0 | 0 | 0 | 0 | 0 | 0 | 0 | 0 | 0 | 0 | 0 | 0 | 0 | 0
F8_Commercial_Grocery (ID)_Existing_Food Preparation_Natural Gas_Food Prep Other_Baseline Forecast | F8 | Commercial | Grocery (ID) | Existing | Food Preparation | Natural Gas | Food Prep Other | Baseline Forecast | Avg. Replacement Winter Demand (n/a) | 0 | 0 | 0 | 0 | 0 | 0 | 0 | 0 | 0 | 0 | 0 | 0 | 0 | 0 | 0 | 0 | 0 | 0 | 0 | 0 | 0 | 0 | 0 | 0 | 0 | 0 | 0
F1_Commercial_Grocery (ID)_Existing_Miscellaneous_Natural Gas_Pool Heater_Baseline Forecast | F1 | Commercial | Grocery (ID) | Existing | Miscellaneous | Natural Gas | Pool Heater | Baseline Forecast | Units | 0 | 0 | 0 | 0 | 0 | 0 | 0 | 0 | 0 | 0 | 0 | 0 | 0 | 0 | 0 | 0 | 0 | 0 | 0 | 0 | 0 | 0 | 0 | 0 | 0 | 0 | 0
F2_Commercial_Grocery (ID)_Existing_Miscellaneous_Natural Gas_Pool Heater_Baseline Forecast | F2 | Commercial | Grocery (ID) | Existing | Miscellaneous | Natural Gas | Pool Heater | Baseline Forecast | Usage (MMtherm) | 0 | 0 | 0 | 0 | 0 | 0 | 0 | 0 | 0 | 0 | 0 | 0 | 0 | 0 | 0 | 0 | 0 | 0 | 0 | 0 | 0 | 0 | 0 | 0 | 0 | 0 | 0
F3_Commercial_Grocery (ID)_Existing_Miscellaneous_Natural Gas_Pool Heater_Baseline Forecast | F3 | Commercial | Grocery (ID) | Existing | Miscellaneous | Natural Gas | Pool Heater | Baseline Forecast | Summer Peak Demand (n/a) | 0 | 0 | 0 | 0 | 0 | 0 | 0 | 0 | 0 | 0 | 0 | 0 | 0 | 0 | 0 | 0 | 0 | 0 | 0 | 0 | 0 | 0 | 0 | 0 | 0 | 0 | 0
F4_Commercial_Grocery (ID)_Existing_Miscellaneous_Natural Gas_Pool Heater_Baseline Forecast | F4 | Commercial | Grocery (ID) | Existing | Miscellaneous | Natural Gas | Pool Heater | Baseline Forecast | Winter Peak Demand (n/a) | 0 | 0 | 0 | 0 | 0 | 0 | 0 | 0 | 0 | 0 | 0 | 0 | 0 | 0 | 0 | 0 | 0 | 0 | 0 | 0 | 0 | 0 | 0 | 0 | 0 | 0 | 0
F5_Commercial_Grocery (ID)_Existing_Miscellaneous_Natural Gas_Pool Heater_Baseline Forecast | F5 | Commercial | Grocery (ID) | Existing | Miscellaneous | Natural Gas | Pool Heater | Baseline Forecast | Turnover | 0 | 0 | 0 | 0 | 0 | 0 | 0 | 0 | 0 | 0 | 0 | 0 | 0 | 0 | 0 | 0 | 0 | 0 | 0 | 0 | 0 | 0 | 0 | 0 | 0 | 0 | 0
F6_Commercial_Grocery (ID)_Existing_Miscellaneous_Natural Gas_Pool Heater_Baseline Forecast | F6 | Commercial | Grocery (ID) | Existing | Miscellaneous | Natural Gas | Pool Heater | Baseline Forecast | Avg. Replacement Usage (therms) | 0.01 | 0.01 | 0.01 | 0.01 | 0.01 | 0.01 | 0.01 | 0.01 | 0.01 | 0.01 | 0.01 | 0.01 | 0.01 | 0.01 | 0.01 | 0.01 | 0.01 | 0.01 | 0.01 | 0.01 | 0.01 | 0.01 | 0.01 | 0.01 | 0.01 | 0.01 | 0.01
F7_Commercial_Grocery (ID)_Existing_Miscellaneous_Natural Gas_Pool Heater_Baseline Forecast | F7 | Commercial | Grocery (ID) | Existing | Miscellaneous | Natural Gas | Pool Heater | Baseline Forecast | Avg. Replacement Summer Demand (n/a) | 0 | 0 | 0 | 0 | 0 | 0 | 0 | 0 | 0 | 0 | 0 | 0 | 0 | 0 | 0 | 0 | 0 | 0 | 0 | 0 | 0 | 0 | 0 | 0 | 0 | 0 | 0
F8_Commercial_Grocery (ID)_Existing_Miscellaneous_Natural Gas_Pool Heater_Baseline Forecast | F8 | Commercial | Grocery (ID) | Existing | Miscellaneous | Natural Gas | Pool Heater | Baseline Forecast | Avg. Replacement Winter Demand (n/a) | 0 | 0 | 0 | 0 | 0 | 0 | 0 | 0 | 0 | 0 | 0 | 0 | 0 | 0 | 0 | 0 | 0 | 0 | 0 | 0 | 0 | 0 | 0 | 0 | 0 | 0 | 0
F1_Commercial_Grocery (ID)_Existing_Miscellaneous_Natural Gas_Miscellaneous_Baseline Forecast | F1 | Commercial | Grocery (ID) | Existing | Miscellaneous | Natural Gas | Miscellaneous | Baseline Forecast | Units | 1616977.0288 | 1587577.4465 | 1558712.402 | 1530372.1765 | 1502547.2279 | 1475228.1874 | 1448405.8567 | 1422071.2047 | 1396215.3646 | 1370829.6307 | 1345905.4556 | 1321434.4474 | 1297408.3665 | 1273819.1235 | 1250658.7758 | 1227919.5253 | 1205593.7157 | 1183673.83 | 1162152.4876 | 1141022.4424 | 1120276.5798 | 1099907.9147 | 1079909.589 | 1060274.8692 | 1040997.1443 | 1022069.9235 | 1003486.834
F2_Commercial_Grocery (ID)_Existing_Miscellaneous_Natural Gas_Miscellaneous_Baseline Forecast | F2 | Commercial | Grocery (ID) | Existing | Miscellaneous | Natural Gas | Miscellaneous | Baseline Forecast | Usage (MMtherm) | 0.010542 | 0.01035 | 0.010162 | 0.0099775 | 0.009796 | 0.0096179 | 0.0094431 | 0.0092714 | 0.0091028 | 0.0089373 | 0.0087748 | 0.0086153 | 0.0084586 | 0.0083048 | 0.0081538 | 0.0080056 | 0.00786 | 0.0077171 | 0.0075768 | 0.007439 | 0.0073038 | 0.007171 | 0.0070406 | 0.0069126 | 0.0067869 | 0.0066635 | 0.0065424
F3_Commercial_Grocery (ID)_Existing_Miscellaneous_Natural Gas_Miscellaneous_Baseline Forecast | F3 | Commercial | Grocery (ID) | Existing | Miscellaneous | Natural Gas | Miscellaneous | Baseline Forecast | Summer Peak Demand (n/a) | 0 | 0 | 0 | 0 | 0 | 0 | 0 | 0 | 0 | 0 | 0 | 0 | 0 | 0 | 0 | 0 | 0 | 0 | 0 | 0 | 0 | 0 | 0 | 0 | 0 | 0 | 0
F4_Commercial_Grocery (ID)_Existing_Miscellaneous_Natural Gas_Miscellaneous_Baseline Forecast | F4 | Commercial | Grocery (ID) | Existing | Miscellaneous | Natural Gas | Miscellaneous | Baseline Forecast | Winter Peak Demand (n/a) | 0 | 0 | 0 | 0 | 0 | 0 | 0 | 0 | 0 | 0 | 0 | 0 | 0 | 0 | 0 | 0 | 0 | 0 | 0 | 0 | 0 | 0 | 0 | 0 | 0 | 0 | 0
F5_Commercial_Grocery (ID)_Existing_Miscellaneous_Natural Gas_Miscellaneous_Baseline Forecast | F5 | Commercial | Grocery (ID) | Existing | Miscellaneous | Natural Gas | Miscellaneous | Baseline Forecast | Turnover | 0 | 136078.0668 | 159052.2859 | 177576.7132 | 167839.7195 | 162751.7168 | 160974.4744 | 158162.3234 | 155107.8069 | 152296.9592 | 149551.2477 | 179828.3865 | 178099.1006 | 175294.7349 | 170256.2376 | 166866.7489 | 164415.5999 | 161412.7649 | 158356.2486 | 155498.2267 | 152690.4362 | 157910.6466 | 154288.8415 | 150592.9048 | 147634.1875 | 145032.2559 | 142555.4814
F6_Commercial_Grocery (ID)_Existing_Miscellaneous_Natural Gas_Miscellaneous_Baseline Forecast | F6 | Commercial | Grocery (ID) | Existing | Miscellaneous | Natural Gas | Miscellaneous | Baseline Forecast | Avg. Replacement Usage (therms) | 0.0065196 | 0.0065196 | 0.0065196 | 0.0065196 | 0.0065196 | 0.0065196 | 0.0065196 | 0.0065196 | 0.0065196 | 0.0065196 | 0.0065196 | 0.0065196 | 0.0065196 | 0.0065196 | 0.0065196 | 0.0065196 | 0.0065196 | 0.0065196 | 0.0065196 | 0.0065196 | 0.0065196 | 0.0065196 | 0.0065196 | 0.0065196 | 0.0065196 | 0.0065196 | 0.0065196
F7_Commercial_Grocery (ID)_Existing_Miscellaneous_Natural Gas_Miscellaneous_Baseline Forecast | F7 | Commercial | Grocery (ID) | Existing | Miscellaneous | Natural Gas | Miscellaneous | Baseline Forecast | Avg. Replacement Summer Demand (n/a) | 0 | 0 | 0 | 0 | 0 | 0 | 0 | 0 | 0 | 0 | 0 | 0 | 0 | 0 | 0 | 0 | 0 | 0 | 0 | 0 | 0 | 0 | 0 | 0 | 0 | 0 | 0
F8_Commercial_Grocery (ID)_Existing_Miscellaneous_Natural Gas_Miscellaneous_Baseline Forecast | F8 | Commercial | Grocery (ID) | Existing | Miscellaneous | Natural Gas | Miscellaneous | Baseline Forecast | Avg. Replacement Winter Demand (n/a) | 0 | 0 | 0 | 0 | 0 | 0 | 0 | 0 | 0 | 0 | 0 | 0 | 0 | 0 | 0 | 0 | 0 | 0 | 0 | 0 | 0 | 0 | 0 | 0 | 0 | 0 | 0
F1_Commercial_Grocery (ID)_New_Space Heating_Natural Gas_Furnace_Baseline Forecast | F1 | Commercial | Grocery (ID) | New | Space Heating | Natural Gas | Furnace | Baseline Forecast | Units | 0 | 34852.1447 | 67421.6007 | 106313.3556 | 146043.5723 | 181994.8131 | 213449.0176 | 243867.0422 | 273383.0991 | 301781.8261 | 329728.2519 | 357649.6514 | 385120.5671 | 412190.6118 | 439063.0041 | 465661.2885 | 491894.8978 | 517687.1099 | 543170.7252 | 568212.8567 | 592652.5387 | 616692.0805 | 640491.7402 | 664253.5882 | 687606.5279 | 712052.2455 | 733809.0687
F2_Commercial_Grocery (ID)_New_Space Heating_Natural Gas_Furnace_Baseline Forecast | F2 | Commercial | Grocery (ID) | New | Space Heating | Natural Gas | Furnace | Baseline Forecast | Usage (MMtherm) | 0 | 0.021058 | 0.040736 | 0.064234 | 0.088239 | 0.10996 | 0.12897 | 0.14734 | 0.16518 | 0.18234 | 0.19922 | 0.21572 | 0.23192 | 0.24784 | 0.2636 | 0.27917 | 0.29449 | 0.30953 | 0.32437 | 0.33894 | 0.35313 | 0.36708 | 0.38091 | 0.39459 | 0.40807 | 0.42221 | 0.43477
F3_Commercial_Grocery (ID)_New_Space Heating_Natural Gas_Furnace_Baseline Forecast | F3 | Commercial | Grocery (ID) | New | Space Heating | Natural Gas | Furnace | Baseline Forecast | Summer Peak Demand (n/a) | 0 | 0 | 0 | 0 | 0 | 0 | 0 | 0 | 0 | 0 | 0 | 0 | 0 | 0 | 0 | 0 | 0 | 0 | 0 | 0 | 0 | 0 | 0 | 0 | 0 | 0 | 0
F4_Commercial_Grocery (ID)_New_Space Heating_Natural Gas_Furnace_Baseline Forecast | F4 | Commercial | Grocery (ID) | New | Space Heating | Natural Gas | Furnace | Baseline Forecast | Winter Peak Demand (n/a) | 0 | 0 | 0 | 0 | 0 | 0 | 0 | 0 | 0 | 0 | 0 | 0 | 0 | 0 | 0 | 0 | 0 | 0 | 0 | 0 | 0 | 0 | 0 | 0 | 0 | 0 | 0
F5_Commercial_Grocery (ID)_New_Space Heating_Natural Gas_Furnace_Baseline Forecast | F5 | Commercial | Grocery (ID) | New | Space Heating | Natural Gas | Furnace | Baseline Forecast | Turnover | 0 | 34852.1447 | 32569.4561 | 38891.7549 | 39730.2167 | 35951.2408 | 31454.2045 | 30418.0246 | 29516.0568 | 28398.727 | 27946.4258 | 27921.3995 | 30639.2925 | 32911.2469 | 35718.1902 | 38251.7566 | 40095.9697 | 41253.831 | 42304.9074 | 43017.4932 | 43362.6223 | 43782.799 | 44286.3844 | 56276.5007 | 55176.3115 | 58637.643 | 56584.9841
F6_Commercial_Grocery (ID)_New_Space Heating_Natural Gas_Furnace_Baseline Forecast | F6 | Commercial | Grocery (ID) | New | Space Heating | Natural Gas | Furnace | Baseline Forecast | Avg. Replacement Usage (therms) | 0.62701 | 0.6042 | 0.6042 | 0.6042 | 0.6042 | 0.6042 | 0.6042 | 0.6042 | 0.6042 | 0.6042 | 0.6042 | 0.59102 | 0.59102 | 0.59102 | 0.59102 | 0.59102 | 0.59102 | 0.59102 | 0.59102 | 0.59102 | 0.59102 | 0.59102 | 0.59102 | 0.59102 | 0.59102 | 0.59102 | 0.59102
F7_Commercial_Grocery (ID)_New_Space Heating_Natural Gas_Furnace_Baseline Forecast | F7 | Commercial | Grocery (ID) | New | Space Heating | Natural Gas | Furnace | Baseline Forecast | Avg. Replacement Summer Demand (n/a) | 0 | 0 | 0 | 0 | 0 | 0 | 0 | 0 | 0 | 0 | 0 | 0 | 0 | 0 | 0 | 0 | 0 | 0 | 0 | 0 | 0 | 0 | 0 | 0 | 0 | 0 | 0
F8_Commercial_Grocery (ID)_New_Space Heating_Natural Gas_Furnace_Baseline Forecast | F8 | Commercial | Grocery (ID) | New | Space Heating | Natural Gas | Furnace | Baseline Forecast | Avg. Replacement Winter Demand (n/a) | 0 | 0 | 0 | 0 | 0 | 0 | 0 | 0 | 0 | 0 | 0 | 0 | 0 | 0 | 0 | 0 | 0 | 0 | 0 | 0 | 0 | 0 | 0 | 0 | 0 | 0 | 0
F1_Commercial_Grocery (ID)_New_Space Heating_Natural Gas_Boiler_Baseline Forecast | F1 | Commercial | Grocery (ID) | New | Space Heating | Natural Gas | Boiler | Baseline Forecast | Units | 0 | 232.6457 | 450.0539 | 709.6649 | 974.8727 | 1214.8551 | 1424.8188 | 1627.8658 | 1824.8919 | 2014.4596 | 2201.0081 | 2387.3895 | 2570.7639 | 2751.4624 | 2930.8415 | 3108.3908 | 3283.5059 | 3455.6745 | 3625.7832 | 3792.9449 | 3956.0851 | 4116.5543 | 4275.4223 | 4434.0378 | 4589.9238 | 4753.1043 | 4898.3358
F2_Commercial_Grocery (ID)_New_Space Heating_Natural Gas_Boiler_Baseline Forecast | F2 | Commercial | Grocery (ID) | New | Space Heating | Natural Gas | Boiler | Baseline Forecast | Usage (MMtherm) | 0 | 0.00040764 | 0.00078857 | 0.0012435 | 0.0017081 | 0.0021286 | 0.0024965 | 0.0028523 | 0.0031975 | 0.0035297 | 0.0038565 | 0.0041831 | 0.0045044 | 0.004821 | 0.0051353 | 0.0054464 | 0.0057533 | 0.0060549 | 0.006353 | 0.0066778 | 0.0069636 | 0.0072448 | 0.0075534 | 0.0078616 | 0.0081645 | 0.0084815 | 0.0087637
F3_Commercial_Grocery (ID)_New_Space Heating_Natural Gas_Boiler_Baseline Forecast | F3 | Commercial | Grocery (ID) | New | Space Heating | Natural Gas | Boiler | Baseline Forecast | Summer Peak Demand (n/a) | 0 | 0 | 0 | 0 | 0 | 0 | 0 | 0 | 0 | 0 | 0 | 0 | 0 | 0 | 0 | 0 | 0 | 0 | 0 | 0 | 0 | 0 | 0 | 0 | 0 | 0 | 0
F4_Commercial_Grocery (ID)_New_Space Heating_Natural Gas_Boiler_Baseline Forecast | F4 | Commercial | Grocery (ID) | New | Space Heating | Natural Gas | Boiler | Baseline Forecast | Winter Peak Demand (n/a) | 0 | 0 | 0 | 0 | 0 | 0 | 0 | 0 | 0 | 0 | 0 | 0 | 0 | 0 | 0 | 0 | 0 | 0 | 0 | 0 | 0 | 0 | 0 | 0 | 0 | 0 | 0
F5_Commercial_Grocery (ID)_New_Space Heating_Natural Gas_Boiler_Baseline Forecast | F5 | Commercial | Grocery (ID) | New | Space Heating | Natural Gas | Boiler | Baseline Forecast | Turnover | 0 | 232.6457 | 217.4082 | 259.611 | 265.2079 | 239.9824 | 209.9637 | 203.047 | 197.0261 | 189.5677 | 186.5485 | 186.3814 | 183.3744 | 180.6985 | 179.3791 | 177.5494 | 175.1151 | 172.1686 | 170.1087 | 167.1617 | 163.1402 | 160.4692 | 158.8679 | 158.6155 | 155.886 | 163.1805 | 145.2315
F6_Commercial_Grocery (ID)_New_Space Heating_Natural Gas_Boiler_Baseline Forecast | F6 | Commercial | Grocery (ID) | New | Space Heating | Natural Gas | Boiler | Baseline Forecast | Avg. Replacement Usage (therms) | 1.8183 | 1.7522 | 1.7522 | 1.7522 | 1.7522 | 1.7522 | 1.7522 | 1.7522 | 1.7522 | 1.7522 | 1.7522 | 1.7522 | 1.7522 | 1.7522 | 1.7522 | 1.7522 | 1.7522 | 1.7522 | 1.7522 | 1.9428 | 1.7522 | 1.7522 | 1.9428 | 1.9428 | 1.9428 | 1.9428 | 1.9428
F7_Commercial_Grocery (ID)_New_Space Heating_Natural Gas_Boiler_Baseline Forecast | F7 | Commercial | Grocery (ID) | New | Space Heating | Natural Gas | Boiler | Baseline Forecast | Avg. Replacement Summer Demand (n/a) | 0 | 0 | 0 | 0 | 0 | 0 | 0 | 0 | 0 | 0 | 0 | 0 | 0 | 0 | 0 | 0 | 0 | 0 | 0 | 0 | 0 | 0 | 0 | 0 | 0 | 0 | 0
F8_Commercial_Grocery (ID)_New_Space Heating_Natural Gas_Boiler_Baseline Forecast | F8 | Commercial | Grocery (ID) | New | Space Heating | Natural Gas | Boiler | Baseline Forecast | Avg. Replacement Winter Demand (n/a) | 0 | 0 | 0 | 0 | 0 | 0 | 0 | 0 | 0 | 0 | 0 | 0 | 0 | 0 | 0 | 0 | 0 | 0 | 0 | 0 | 0 | 0 | 0 | 0 | 0 | 0 | 0
F1_Commercial_Grocery (ID)_New_Space Heating_Natural Gas_Unit Heater_Baseline Forecast | F1 | Commercial | Grocery (ID) | New | Space Heating | Natural Gas | Unit Heater | Baseline Forecast | Units | 0 | 0 | 0 | 0 | 0 | 0 | 0 | 0 | 0 | 0 | 0 | 0 | 0 | 0 | 0 | 0 | 0 | 0 | 0 | 0 | 0 | 0 | 0 | 0 | 0 | 0 | 0
F2_Commercial_Grocery (ID)_New_Space Heating_Natural Gas_Unit Heater_Baseline Forecast | F2 | Commercial | Grocery (ID) | New | Space Heating | Natural Gas | Unit Heater | Baseline Forecast | Usage (MMtherm) | 0 | 0 | 0 | 0 | 0 | 0 | 0 | 0 | 0 | 0 | 0 | 0 | 0 | 0 | 0 | 0 | 0 | 0 | 0 | 0 | 0 | 0 | 0 | 0 | 0 | 0 | 0
F3_Commercial_Grocery (ID)_New_Space Heating_Natural Gas_Unit Heater_Baseline Forecast | F3 | Commercial | Grocery (ID) | New | Space Heating | Natural Gas | Unit Heater | Baseline Forecast | Summer Peak Demand (n/a) | 0 | 0 | 0 | 0 | 0 | 0 | 0 | 0 | 0 | 0 | 0 | 0 | 0 | 0 | 0 | 0 | 0 | 0 | 0 | 0 | 0 | 0 | 0 | 0 | 0 | 0 | 0
F4_Commercial_Grocery (ID)_New_Space Heating_Natural Gas_Unit Heater_Baseline Forecast | F4 | Commercial | Grocery (ID) | New | Space Heating | Natural Gas | Unit Heater | Baseline Forecast | Winter Peak Demand (n/a) | 0 | 0 | 0 | 0 | 0 | 0 | 0 | 0 | 0 | 0 | 0 | 0 | 0 | 0 | 0 | 0 | 0 | 0 | 0 | 0 | 0 | 0 | 0 | 0 | 0 | 0 | 0
F5_Commercial_Grocery (ID)_New_Space Heating_Natural Gas_Unit Heater_Baseline Forecast | F5 | Commercial | Grocery (ID) | New | Space Heating | Natural Gas | Unit Heater | Baseline Forecast | Turnover | 0 | 0 | 0 | 0 | 0 | 0 | 0 | 0 | 0 | 0 | 0 | 0 | 0 | 0 | 0 | 0 | 0 | 0 | 0 | 0 | 0 | 0 | 0 | 0 | 0 | 0 | 0
F6_Commercial_Grocery (ID)_New_Space Heating_Natural Gas_Unit Heater_Baseline Forecast | F6 | Commercial | Grocery (ID) | New | Space Heating | Natural Gas | Unit Heater | Baseline Forecast | Avg. Replacement Usage (therms) | 0.3135 | 0.30209 | 0.30209 | 0.30209 | 0.30209 | 0.30209 | 0.30209 | 0.30209 | 0.30209 | 0.30209 | 0.30209 | 0.30209 | 0.30209 | 0.30209 | 0.30209 | 0.30209 | 0.30209 | 0.30209 | 0.30209 | 0.30209 | 0.30209 | 0.30209 | 0.30209 | 0.30209 | 0.30209 | 0.30209 | 0.30209
F7_Commercial_Grocery (ID)_New_Space Heating_Natural Gas_Unit Heater_Baseline Forecast | F7 | Commercial | Grocery (ID) | New | Space Heating | Natural Gas | Unit Heater | Baseline Forecast | Avg. Replacement Summer Demand (n/a) | 0 | 0 | 0 | 0 | 0 | 0 | 0 | 0 | 0 | 0 | 0 | 0 | 0 | 0 | 0 | 0 | 0 | 0 | 0 | 0 | 0 | 0 | 0 | 0 | 0 | 0 | 0
F8_Commercial_Grocery (ID)_New_Space Heating_Natural Gas_Unit Heater_Baseline Forecast | F8 | Commercial | Grocery (ID) | New | Space Heating | Natural Gas | Unit Heater | Baseline Forecast | Avg. Replacement Winter Demand (n/a) | 0 | 0 | 0 | 0 | 0 | 0 | 0 | 0 | 0 | 0 | 0 | 0 | 0 | 0 | 0 | 0 | 0 | 0 | 0 | 0 | 0 | 0 | 0 | 0 | 0 | 0 | 0
F1_Commercial_Grocery (ID)_New_Water Heating_Natural Gas_Water Heater_Baseline Forecast | F1 | Commercial | Grocery (ID) | New | Water Heating | Natural Gas | Water Heater | Baseline Forecast | Units | 0 | 28372.6405 | 54886.9763 | 86548.2066 | 118892.0169 | 148159.4161 | 173765.8413 | 198528.727 | 222557.3335 | 245676.3375 | 268427.1295 | 291157.5479 | 313521.2337 | 335558.5762 | 357435.0125 | 379088.3015 | 400444.7137 | 421441.7906 | 442187.6431 | 462574.0899 | 482470.0911 | 502040.3438 | 521415.3118 | 540759.4978 | 559770.7974 | 579671.712 | 597383.6357
F2_Commercial_Grocery (ID)_New_Water Heating_Natural Gas_Water Heater_Baseline Forecast | F2 | Commercial | Grocery (ID) | New | Water Heating | Natural Gas | Water Heater | Baseline Forecast | Usage (MMtherm) | 0 | 0.0071722 | 0.013875 | 0.021878 | 0.030054 | 0.037452 | 0.043925 | 0.050185 | 0.056259 | 0.062103 | 0.067854 | 0.0736 | 0.079254 | 0.084824 | 0.090354 | 0.095828 | 0.10123 | 0.10653 | 0.11178 | 0.11693 | 0.12196 | 0.12691 | 0.13181 | 0.1367 | 0.1415 | 0.14653 | 0.15101
F3_Commercial_Grocery (ID)_New_Water Heating_Natural Gas_Water Heater_Baseline Forecast | F3 | Commercial | Grocery (ID) | New | Water Heating | Natural Gas | Water Heater | Baseline Forecast | Summer Peak Demand (n/a) | 0 | 0 | 0 | 0 | 0 | 0 | 0 | 0 | 0 | 0 | 0 | 0 | 0 | 0 | 0 | 0 | 0 | 0 | 0 | 0 | 0 | 0 | 0 | 0 | 0 | 0 | 0
F4_Commercial_Grocery (ID)_New_Water Heating_Natural Gas_Water Heater_Baseline Forecast | F4 | Commercial | Grocery (ID) | New | Water Heating | Natural Gas | Water Heater | Baseline Forecast | Winter Peak Demand (n/a) | 0 | 0 | 0 | 0 | 0 | 0 | 0 | 0 | 0 | 0 | 0 | 0 | 0 | 0 | 0 | 0 | 0 | 0 | 0 | 0 | 0 | 0 | 0 | 0 | 0 | 0 | 0
F5_Commercial_Grocery (ID)_New_Water Heating_Natural Gas_Water Heater_Baseline Forecast | F5 | Commercial | Grocery (ID) | New | Water Heating | Natural Gas | Water Heater | Baseline Forecast | Turnover | 0 | 28372.6405 | 26514.3358 | 31661.2303 | 32343.8102 | 29267.3992 | 25606.4252 | 24762.8858 | 24028.6065 | 23119.004 | 22750.792 | 22730.4184 | 24943.0168 | 26792.5829 | 29077.6759 | 31140.2168 | 32641.5647 | 33584.1632 | 34439.8298 | 35019.9358 | 35300.9006 | 35642.9605 | 36052.9223 | 45813.9072 | 44918.2587 | 47736.08 | 46065.0392
F6_Commercial_Grocery (ID)_New_Water Heating_Natural Gas_Water Heater_Baseline Forecast | F6 | Commercial | Grocery (ID) | New | Water Heating | Natural Gas | Water Heater | Baseline Forecast | Avg. Replacement Usage (therms) | 0.25279 | 0.25279 | 0.25279 | 0.25279 | 0.25279 | 0.25279 | 0.25279 | 0.25279 | 0.25279 | 0.25279 | 0.25279 | 0.25279 | 0.25279 | 0.25279 | 0.25279 | 0.25279 | 0.25279 | 0.25279 | 0.25279 | 0.25279 | 0.25279 | 0.25279 | 0.25279 | 0.25279 | 0.25279 | 0.25279 | 0.25279
F7_Commercial_Grocery (ID)_New_Water Heating_Natural Gas_Water Heater_Baseline Forecast | F7 | Commercial | Grocery (ID) | New | Water Heating | Natural Gas | Water Heater | Baseline Forecast | Avg. Replacement Summer Demand (n/a) | 0 | 0 | 0 | 0 | 0 | 0 | 0 | 0 | 0 | 0 | 0 | 0 | 0 | 0 | 0 | 0 | 0 | 0 | 0 | 0 | 0 | 0 | 0 | 0 | 0 | 0 | 0
F8_Commercial_Grocery (ID)_New_Water Heating_Natural Gas_Water Heater_Baseline Forecast | F8 | Commercial | Grocery (ID) | New | Water Heating | Natural Gas | Water Heater | Baseline Forecast | Avg. Replacement Winter Demand (n/a) | 0 | 0 | 0 | 0 | 0 | 0 | 0 | 0 | 0 | 0 | 0 | 0 | 0 | 0 | 0 | 0 | 0 | 0 | 0 | 0 | 0 | 0 | 0 | 0 | 0 | 0 | 0
F1_Commercial_Grocery (ID)_New_Food Preparation_Natural Gas_Oven_Baseline Forecast | F1 | Commercial | Grocery (ID) | New | Food Preparation | Natural Gas | Oven | Baseline Forecast | Units | 0 | 5255.9688 | 10167.6907 | 16032.8635 | 22024.4827 | 27446.2035 | 32189.7371 | 36777.0068 | 41228.2529 | 45510.9971 | 49725.5309 | 53936.2906 | 58079.1138 | 62161.4827 | 66214.0441 | 70225.2679 | 74181.4959 | 78071.1579 | 81914.2811 | 85690.8252 | 89376.5153 | 93001.8613 | 96591.0312 | 100174.4988 | 103696.2999 | 107382.9002 | 110663.9948
F2_Commercial_Grocery (ID)_New_Food Preparation_Natural Gas_Oven_Baseline Forecast | F2 | Commercial | Grocery (ID) | New | Food Preparation | Natural Gas | Oven | Baseline Forecast | Usage (MMtherm) | 0 | 0.00048496 | 0.00093816 | 0.0014793 | 0.0020322 | 0.0025324 | 0.0029701 | 0.0033934 | 0.0038041 | 0.0041993 | 0.0045881 | 0.0049767 | 0.0053589 | 0.0057356 | 0.0061095 | 0.0064796 | 0.0068447 | 0.0072036 | 0.0075582 | 0.0079066 | 0.0082467 | 0.0085812 | 0.0089124 | 0.009243 | 0.009568 | 0.0099081 | 0.010211
F3_Commercial_Grocery (ID)_New_Food Preparation_Natural Gas_Oven_Baseline Forecast | F3 | Commercial | Grocery (ID) | New | Food Preparation | Natural Gas | Oven | Baseline Forecast | Summer Peak Demand (n/a) | 0 | 0 | 0 | 0 | 0 | 0 | 0 | 0 | 0 | 0 | 0 | 0 | 0 | 0 | 0 | 0 | 0 | 0 | 0 | 0 | 0 | 0 | 0 | 0 | 0 | 0 | 0
F4_Commercial_Grocery (ID)_New_Food Preparation_Natural Gas_Oven_Baseline Forecast | F4 | Commercial | Grocery (ID) | New | Food Preparation | Natural Gas | Oven | Baseline Forecast | Winter Peak Demand (n/a) | 0 | 0 | 0 | 0 | 0 | 0 | 0 | 0 | 0 | 0 | 0 | 0 | 0 | 0 | 0 | 0 | 0 | 0 | 0 | 0 | 0 | 0 | 0 | 0 | 0 | 0 | 0
F5_Commercial_Grocery (ID)_New_Food Preparation_Natural Gas_Oven_Baseline Forecast | F5 | Commercial | Grocery (ID) | New | Food Preparation | Natural Gas | Oven | Baseline Forecast | Turnover | 0 | 5255.9688 | 4911.722 | 5865.1728 | 5991.6192 | 5421.7209 | 4743.5335 | 4587.2697 | 4451.2461 | 4282.7443 | 5265.7276 | 6034.059 | 6774.4973 | 7386.032 | 7779.836 | 9319.5709 | 9030.1174 | 9088.9641 | 8892.2609 | 8719.6044 | 8669.1674 | 8926.0636 | 9271.2927 | 9640.9613 | 10489.3934 | 11268.1111 | 11358.1975
F6_Commercial_Grocery (ID)_New_Food Preparation_Natural Gas_Oven_Baseline Forecast | F6 | Commercial | Grocery (ID) | New | Food Preparation | Natural Gas | Oven | Baseline Forecast | Avg. Replacement Usage (therms) | 0.092269 | 0.092269 | 0.092269 | 0.092269 | 0.092269 | 0.092269 | 0.092269 | 0.092269 | 0.092269 | 0.092269 | 0.092269 | 0.092269 | 0.092269 | 0.092269 | 0.092269 | 0.092269 | 0.092269 | 0.092269 | 0.092269 | 0.092269 | 0.092269 | 0.092269 | 0.092269 | 0.092269 | 0.092269 | 0.092269 | 0.092269
F7_Commercial_Grocery (ID)_New_Food Preparation_Natural Gas_Oven_Baseline Forecast | F7 | Commercial | Grocery (ID) | New | Food Preparation | Natural Gas | Oven | Baseline Forecast | Avg. Replacement Summer Demand (n/a) | 0 | 0 | 0 | 0 | 0 | 0 | 0 | 0 | 0 | 0 | 0 | 0 | 0 | 0 | 0 | 0 | 0 | 0 | 0 | 0 | 0 | 0 | 0 | 0 | 0 | 0 | 0
F8_Commercial_Grocery (ID)_New_Food Preparation_Natural Gas_Oven_Baseline Forecast | F8 | Commercial | Grocery (ID) | New | Food Preparation | Natural Gas | Oven | Baseline Forecast | Avg. Replacement Winter Demand (n/a) | 0 | 0 | 0 | 0 | 0 | 0 | 0 | 0 | 0 | 0 | 0 | 0 | 0 | 0 | 0 | 0 | 0 | 0 | 0 | 0 | 0 | 0 | 0 | 0 | 0 | 0 | 0
F1_Commercial_Grocery (ID)_New_Food Preparation_Natural Gas_Conveyor Oven_Baseline Forecast | F1 | Commercial | Grocery (ID) | New | Food Preparation | Natural Gas | Conveyor Oven | Baseline Forecast | Units | 0 | 2627.9844 | 5083.8454 | 8016.4318 | 11012.2413 | 13723.1018 | 16094.8685 | 18388.5034 | 20614.1264 | 22755.4986 | 24862.7655 | 26968.1453 | 29039.5569 | 31080.7413 | 33107.022 | 35112.6339 | 37090.7479 | 39035.5789 | 40957.1405 | 42845.4126 | 44688.2577 | 46500.9306 | 48295.5156 | 50087.2494 | 51848.1499 | 53691.4501 | 55331.9974
F2_Commercial_Grocery (ID)_New_Food Preparation_Natural Gas_Conveyor Oven_Baseline Forecast | F2 | Commercial | Grocery (ID) | New | Food Preparation | Natural Gas | Conveyor Oven | Baseline Forecast | Usage (MMtherm) | 0 | 0.0004149 | 0.00080263 | 0.0012656 | 0.0017386 | 0.0021666 | 0.002541 | 0.0029032 | 0.0032545 | 0.0035926 | 0.0039253 | 0.0042577 | 0.0045847 | 0.004907 | 0.0052269 | 0.0055435 | 0.0058558 | 0.0061629 | 0.0064663 | 0.0067644 | 0.0070553 | 0.0073415 | 0.0076248 | 0.0079077 | 0.0081857 | 0.0084767 | 0.0087358
F3_Commercial_Grocery (ID)_New_Food Preparation_Natural Gas_Conveyor Oven_Baseline Forecast | F3 | Commercial | Grocery (ID) | New | Food Preparation | Natural Gas | Conveyor Oven | Baseline Forecast | Summer Peak Demand (n/a) | 0 | 0 | 0 | 0 | 0 | 0 | 0 | 0 | 0 | 0 | 0 | 0 | 0 | 0 | 0 | 0 | 0 | 0 | 0 | 0 | 0 | 0 | 0 | 0 | 0 | 0 | 0
F4_Commercial_Grocery (ID)_New_Food Preparation_Natural Gas_Conveyor Oven_Baseline Forecast | F4 | Commercial | Grocery (ID) | New | Food Preparation | Natural Gas | Conveyor Oven | Baseline Forecast | Winter Peak Demand (n/a) | 0 | 0 | 0 | 0 | 0 | 0 | 0 | 0 | 0 | 0 | 0 | 0 | 0 | 0 | 0 | 0 | 0 | 0 | 0 | 0 | 0 | 0 | 0 | 0 | 0 | 0 | 0
F5_Commercial_Grocery (ID)_New_Food Preparation_Natural Gas_Conveyor Oven_Baseline Forecast | F5 | Commercial | Grocery (ID) | New | Food Preparation | Natural Gas | Conveyor Oven | Baseline Forecast | Turnover | 0 | 2627.9844 | 2455.861 | 2932.5864 | 2995.8096 | 2710.8604 | 2371.7668 | 2293.6349 | 2225.6231 | 2141.3721 | 2107.2669 | 2105.3798 | 2071.4116 | 2041.1844 | 2026.2807 | 2005.6119 | 1978.114 | 2470.4279 | 2833.2113 | 3204.1091 | 3494.6766 | 3676.3103 | 4448.7585 | 4328.6785 | 4360.5516 | 4367.869 | 4006.9581
F6_Commercial_Grocery (ID)_New_Food Preparation_Natural Gas_Conveyor Oven_Baseline Forecast | F6 | Commercial | Grocery (ID) | New | Food Preparation | Natural Gas | Conveyor Oven | Baseline Forecast | Avg. Replacement Usage (therms) | 0.15788 | 0.15788 | 0.15788 | 0.15788 | 0.15788 | 0.15788 | 0.15788 | 0.15788 | 0.15788 | 0.15788 | 0.15788 | 0.15788 | 0.15788 | 0.15788 | 0.15788 | 0.15788 | 0.15788 | 0.15788 | 0.15788 | 0.15788 | 0.15788 | 0.15788 | 0.15788 | 0.15788 | 0.15788 | 0.15788 | 0.15788
F7_Commercial_Grocery (ID)_New_Food Preparation_Natural Gas_Conveyor Oven_Baseline Forecast | F7 | Commercial | Grocery (ID) | New | Food Preparation | Natural Gas | Conveyor Oven | Baseline Forecast | Avg. Replacement Summer Demand (n/a) | 0 | 0 | 0 | 0 | 0 | 0 | 0 | 0 | 0 | 0 | 0 | 0 | 0 | 0 | 0 | 0 | 0 | 0 | 0 | 0 | 0 | 0 | 0 | 0 | 0 | 0 | 0
F8_Commercial_Grocery (ID)_New_Food Preparation_Natural Gas_Conveyor Oven_Baseline Forecast | F8 | Commercial | Grocery (ID) | New | Food Preparation | Natural Gas | Conveyor Oven | Baseline Forecast | Avg. Replacement Winter Demand (n/a) | 0 | 0 | 0 | 0 | 0 | 0 | 0 | 0 | 0 | 0 | 0 | 0 | 0 | 0 | 0 | 0 | 0 | 0 | 0 | 0 | 0 | 0 | 0 | 0 | 0 | 0 | 0
F1_Commercial_Grocery (ID)_New_Food Preparation_Natural Gas_Double Rack Oven_Baseline Forecast | F1 | Commercial | Grocery (ID) | New | Food Preparation | Natural Gas | Double Rack Oven | Baseline Forecast | Units | 0 | 2627.9844 | 5083.8454 | 8016.4318 | 11012.2413 | 13723.1018 | 16094.8685 | 18388.5034 | 20614.1264 | 22755.4986 | 24862.7655 | 26968.1453 | 29039.5569 | 31080.7413 | 33107.022 | 35112.6339 | 37090.7479 | 39035.5789 | 40957.1405 | 42845.4126 | 44688.2577 | 46500.9306 | 48295.5156 | 50087.2494 | 51848.1499 | 53691.4501 | 55331.9974
F2_Commercial_Grocery (ID)_New_Food Preparation_Natural Gas_Double Rack Oven_Baseline Forecast | F2 | Commercial | Grocery (ID) | New | Food Preparation | Natural Gas | Double Rack Oven | Baseline Forecast | Usage (MMtherm) | 0 | 0.00063031 | 0.0012193 | 0.0019227 | 0.0026413 | 0.0032914 | 0.0038603 | 0.0044104 | 0.0049442 | 0.0054578 | 0.0059633 | 0.0064682 | 0.006965 | 0.0074546 | 0.0079406 | 0.0084217 | 0.0088961 | 0.0093626 | 0.0098234 | 0.010276 | 0.010718 | 0.011153 | 0.011584 | 0.012013 | 0.012436 | 0.012878 | 0.013271
F3_Commercial_Grocery (ID)_New_Food Preparation_Natural Gas_Double Rack Oven_Baseline Forecast | F3 | Commercial | Grocery (ID) | New | Food Preparation | Natural Gas | Double Rack Oven | Baseline Forecast | Summer Peak Demand (n/a) | 0 | 0 | 0 | 0 | 0 | 0 | 0 | 0 | 0 | 0 | 0 | 0 | 0 | 0 | 0 | 0 | 0 | 0 | 0 | 0 | 0 | 0 | 0 | 0 | 0 | 0 | 0
F4_Commercial_Grocery (ID)_New_Food Preparation_Natural Gas_Double Rack Oven_Baseline Forecast | F4 | Commercial | Grocery (ID) | New | Food Preparation | Natural Gas | Double Rack Oven | Baseline Forecast | Winter Peak Demand (n/a) | 0 | 0 | 0 | 0 | 0 | 0 | 0 | 0 | 0 | 0 | 0 | 0 | 0 | 0 | 0 | 0 | 0 | 0 | 0 | 0 | 0 | 0 | 0 | 0 | 0 | 0 | 0
F5_Commercial_Grocery (ID)_New_Food Preparation_Natural Gas_Double Rack Oven_Baseline Forecast | F5 | Commercial | Grocery (ID) | New | Food Preparation | Natural Gas | Double Rack Oven | Baseline Forecast | Turnover | 0 | 2627.9844 | 2455.861 | 2932.5864 | 2995.8096 | 2710.8604 | 2371.7668 | 2293.6349 | 2225.6231 | 2141.3721 | 2399.2652 | 2637.8073 | 2870.5234 | 3084.3737 | 3254.7668 | 3361.1292 | 3437.8666 | 3489.6803 | 3532.6912 | 4396.2499 | 4312.2437 | 4473.4468 | 4521.8948 | 4489.9009 | 4428.3076 | 4572.2534 | 4433.0818
F6_Commercial_Grocery (ID)_New_Food Preparation_Natural Gas_Double Rack Oven_Baseline Forecast | F6 | Commercial | Grocery (ID) | New | Food Preparation | Natural Gas | Double Rack Oven | Baseline Forecast | Avg. Replacement Usage (therms) | 0.23985 | 0.23985 | 0.23985 | 0.23985 | 0.23985 | 0.23985 | 0.23985 | 0.23985 | 0.23985 | 0.23985 | 0.23985 | 0.23985 | 0.23985 | 0.23985 | 0.23985 | 0.23985 | 0.23985 | 0.23985 | 0.23985 | 0.23985 | 0.23985 | 0.23985 | 0.23985 | 0.23985 | 0.23985 | 0.23985 | 0.23985
F7_Commercial_Grocery (ID)_New_Food Preparation_Natural Gas_Double Rack Oven_Baseline Forecast | F7 | Commercial | Grocery (ID) | New | Food Preparation | Natural Gas | Double Rack Oven | Baseline Forecast | Avg. Replacement Summer Demand (n/a) | 0 | 0 | 0 | 0 | 0 | 0 | 0 | 0 | 0 | 0 | 0 | 0 | 0 | 0 | 0 | 0 | 0 | 0 | 0 | 0 | 0 | 0 | 0 | 0 | 0 | 0 | 0
F8_Commercial_Grocery (ID)_New_Food Preparation_Natural Gas_Double Rack Oven_Baseline Forecast | F8 | Commercial | Grocery (ID) | New | Food Preparation | Natural Gas | Double Rack Oven | Baseline Forecast | Avg. Replacement Winter Demand (n/a) | 0 | 0 | 0 | 0 | 0 | 0 | 0 | 0 | 0 | 0 | 0 | 0 | 0 | 0 | 0 | 0 | 0 | 0 | 0 | 0 | 0 | 0 | 0 | 0 | 0 | 0 | 0
F1_Commercial_Grocery (ID)_New_Food Preparation_Natural Gas_Fryer_Baseline Forecast | F1 | Commercial | Grocery (ID) | New | Food Preparation | Natural Gas | Fryer | Baseline Forecast | Units | 0 | 10511.9376 | 20335.3815 | 32065.727 | 44048.9654 | 54892.4071 | 64379.4741 | 73554.0136 | 82456.5058 | 91021.9943 | 99451.0619 | 107872.5812 | 116158.2277 | 124322.9654 | 132428.0881 | 140450.5357 | 148362.9918 | 156142.3157 | 163828.5622 | 171381.6504 | 178753.0306 | 186003.7225 | 193182.0623 | 200348.9975 | 207392.5997 | 214765.8004 | 221327.9896
F2_Commercial_Grocery (ID)_New_Food Preparation_Natural Gas_Fryer_Baseline Forecast | F2 | Commercial | Grocery (ID) | New | Food Preparation | Natural Gas | Fryer | Baseline Forecast | Usage (MMtherm) | 0 | 0.0015027 | 0.002907 | 0.0045839 | 0.0062969 | 0.007847 | 0.0092032 | 0.010515 | 0.011787 | 0.013012 | 0.014217 | 0.015421 | 0.016605 | 0.017772 | 0.018931 | 0.020078 | 0.021209 | 0.022321 | 0.02342 | 0.024499 | 0.025553 | 0.02659 | 0.027616 | 0.02864 | 0.029647 | 0.030701 | 0.031639
F3_Commercial_Grocery (ID)_New_Food Preparation_Natural Gas_Fryer_Baseline Forecast | F3 | Commercial | Grocery (ID) | New | Food Preparation | Natural Gas | Fryer | Baseline Forecast | Summer Peak Demand (n/a) | 0 | 0 | 0 | 0 | 0 | 0 | 0 | 0 | 0 | 0 | 0 | 0 | 0 | 0 | 0 | 0 | 0 | 0 | 0 | 0 | 0 | 0 | 0 | 0 | 0 | 0 | 0
F4_Commercial_Grocery (ID)_New_Food Preparation_Natural Gas_Fryer_Baseline Forecast | F4 | Commercial | Grocery (ID) | New | Food Preparation | Natural Gas | Fryer | Baseline Forecast | Winter Peak Demand (n/a) | 0 | 0 | 0 | 0 | 0 | 0 | 0 | 0 | 0 | 0 | 0 | 0 | 0 | 0 | 0 | 0 | 0 | 0 | 0 | 0 | 0 | 0 | 0 | 0 | 0 | 0 | 0
F5_Commercial_Grocery (ID)_New_Food Preparation_Natural Gas_Fryer_Baseline Forecast | F5 | Commercial | Grocery (ID) | New | Food Preparation | Natural Gas | Fryer | Baseline Forecast | Turnover | 0 | 10511.9376 | 9823.4439 | 11730.3455 | 11983.2384 | 10843.4417 | 9487.0671 | 9174.5394 | 8902.4922 | 8565.4885 | 8429.0676 | 8421.5193 | 9241.2772 | 9926.5332 | 10773.1501 | 11537.3123 | 12093.5551 | 12442.7836 | 12759.8043 | 12974.731 | 13078.8272 | 13205.5589 | 13357.4479 | 16973.8496 | 16642.0158 | 17686.0061 | 17066.8929
F6_Commercial_Grocery (ID)_New_Food Preparation_Natural Gas_Fryer_Baseline Forecast | F6 | Commercial | Grocery (ID) | New | Food Preparation | Natural Gas | Fryer | Baseline Forecast | Avg. Replacement Usage (therms) | 0.14295 | 0.14295 | 0.14295 | 0.14295 | 0.14295 | 0.14295 | 0.14295 | 0.14295 | 0.14295 | 0.14295 | 0.14295 | 0.14295 | 0.14295 | 0.14295 | 0.14295 | 0.14295 | 0.14295 | 0.14295 | 0.14295 | 0.14295 | 0.14295 | 0.14295 | 0.14295 | 0.14295 | 0.14295 | 0.14295 | 0.14295
F7_Commercial_Grocery (ID)_New_Food Preparation_Natural Gas_Fryer_Baseline Forecast | F7 | Commercial | Grocery (ID) | New | Food Preparation | Natural Gas | Fryer | Baseline Forecast | Avg. Replacement Summer Demand (n/a) | 0 | 0 | 0 | 0 | 0 | 0 | 0 | 0 | 0 | 0 | 0 | 0 | 0 | 0 | 0 | 0 | 0 | 0 | 0 | 0 | 0 | 0 | 0 | 0 | 0 | 0 | 0
F8_Commercial_Grocery (ID)_New_Food Preparation_Natural Gas_Fryer_Baseline Forecast | F8 | Commercial | Grocery (ID) | New | Food Preparation | Natural Gas | Fryer | Baseline Forecast | Avg. Replacement Winter Demand (n/a) | 0 | 0 | 0 | 0 | 0 | 0 | 0 | 0 | 0 | 0 | 0 | 0 | 0 | 0 | 0 | 0 | 0 | 0 | 0 | 0 | 0 | 0 | 0 | 0 | 0 | 0 | 0
F1_Commercial_Grocery (ID)_New_Food Preparation_Natural Gas_Broiler_Baseline Forecast | F1 | Commercial | Grocery (ID) | New | Food Preparation | Natural Gas | Broiler | Baseline Forecast | Units | 0 | 0 | 0 | 0 | 0 | 0 | 0 | 0 | 0 | 0 | 0 | 0 | 0 | 0 | 0 | 0 | 0 | 0 | 0 | 0 | 0 | 0 | 0 | 0 | 0 | 0 | 0
F2_Commercial_Grocery (ID)_New_Food Preparation_Natural Gas_Broiler_Baseline Forecast | F2 | Commercial | Grocery (ID) | New | Food Preparation | Natural Gas | Broiler | Baseline Forecast | Usage (MMtherm) | 0 | 0 | 0 | 0 | 0 | 0 | 0 | 0 | 0 | 0 | 0 | 0 | 0 | 0 | 0 | 0 | 0 | 0 | 0 | 0 | 0 | 0 | 0 | 0 | 0 | 0 | 0
F3_Commercial_Grocery (ID)_New_Food Preparation_Natural Gas_Broiler_Baseline Forecast | F3 | Commercial | Grocery (ID) | New | Food Preparation | Natural Gas | Broiler | Baseline Forecast | Summer Peak Demand (n/a) | 0 | 0 | 0 | 0 | 0 | 0 | 0 | 0 | 0 | 0 | 0 | 0 | 0 | 0 | 0 | 0 | 0 | 0 | 0 | 0 | 0 | 0 | 0 | 0 | 0 | 0 | 0
F4_Commercial_Grocery (ID)_New_Food Preparation_Natural Gas_Broiler_Baseline Forecast | F4 | Commercial | Grocery (ID) | New | Food Preparation | Natural Gas | Broiler | Baseline Forecast | Winter Peak Demand (n/a) | 0 | 0 | 0 | 0 | 0 | 0 | 0 | 0 | 0 | 0 | 0 | 0 | 0 | 0 | 0 | 0 | 0 | 0 | 0 | 0 | 0 | 0 | 0 | 0 | 0 | 0 | 0
F5_Commercial_Grocery (ID)_New_Food Preparation_Natural Gas_Broiler_Baseline Forecast | F5 | Commercial | Grocery (ID) | New | Food Preparation | Natural Gas | Broiler | Baseline Forecast | Turnover | 0 | 0 | 0 | 0 | 0 | 0 | 0 | 0 | 0 | 0 | 0 | 0 | 0 | 0 | 0 | 0 | 0 | 0 | 0 | 0 | 0 | 0 | 0 | 0 | 0 | 0 | 0
F6_Commercial_Grocery (ID)_New_Food Preparation_Natural Gas_Broiler_Baseline Forecast | F6 | Commercial | Grocery (ID) | New | Food Preparation | Natural Gas | Broiler | Baseline Forecast | Avg. Replacement Usage (therms) | 0.15277 | 0.15277 | 0.15277 | 0.15277 | 0.15277 | 0.15277 | 0.15277 | 0.15277 | 0.15277 | 0.15277 | 0.15277 | 0.15277 | 0.15277 | 0.15277 | 0.15277 | 0.15277 | 0.15277 | 0.15277 | 0.15277 | 0.15277 | 0.15277 | 0.15277 | 0.15277 | 0.15277 | 0.15277 | 0.15277 | 0.15277
F7_Commercial_Grocery (ID)_New_Food Preparation_Natural Gas_Broiler_Baseline Forecast | F7 | Commercial | Grocery (ID) | New | Food Preparation | Natural Gas | Broiler | Baseline Forecast | Avg. Replacement Summer Demand (n/a) | 0 | 0 | 0 | 0 | 0 | 0 | 0 | 0 | 0 | 0 | 0 | 0 | 0 | 0 | 0 | 0 | 0 | 0 | 0 | 0 | 0 | 0 | 0 | 0 | 0 | 0 | 0
F8_Commercial_Grocery (ID)_New_Food Preparation_Natural Gas_Broiler_Baseline Forecast | F8 | Commercial | Grocery (ID) | New | Food Preparation | Natural Gas | Broiler | Baseline Forecast | Avg. Replacement Winter Demand (n/a) | 0 | 0 | 0 | 0 | 0 | 0 | 0 | 0 | 0 | 0 | 0 | 0 | 0 | 0 | 0 | 0 | 0 | 0 | 0 | 0 | 0 | 0 | 0 | 0 | 0 | 0 | 0
F1_Commercial_Grocery (ID)_New_Food Preparation_Natural Gas_Griddle_Baseline Forecast | F1 | Commercial | Grocery (ID) | New | Food Preparation | Natural Gas | Griddle | Baseline Forecast | Units | 0 | 10511.9376 | 20335.3815 | 32065.727 | 44048.9654 | 54892.4071 | 64379.4741 | 73554.0136 | 82456.5058 | 91021.9943 | 99451.0619 | 107872.5812 | 116158.2277 | 124322.9654 | 132428.0881 | 140450.5357 | 148362.9918 | 156142.3157 | 163828.5622 | 171381.6504 | 178753.0306 | 186003.7225 | 193182.0623 | 200348.9975 | 207392.5997 | 214765.8004 | 221327.9896
F2_Commercial_Grocery (ID)_New_Food Preparation_Natural Gas_Griddle_Baseline Forecast | F2 | Commercial | Grocery (ID) | New | Food Preparation | Natural Gas | Griddle | Baseline Forecast | Usage (MMtherm) | 0 | 0.0011192 | 0.0021652 | 0.0034141 | 0.00469 | 0.0058446 | 0.0068547 | 0.0078315 | 0.0087794 | 0.0096914 | 0.010589 | 0.011486 | 0.012368 | 0.013237 | 0.0141 | 0.014954 | 0.015797 | 0.016625 | 0.017443 | 0.018248 | 0.019032 | 0.019804 | 0.020569 | 0.021332 | 0.022082 | 0.022867 | 0.023565
F3_Commercial_Grocery (ID)_New_Food Preparation_Natural Gas_Griddle_Baseline Forecast | F3 | Commercial | Grocery (ID) | New | Food Preparation | Natural Gas | Griddle | Baseline Forecast | Summer Peak Demand (n/a) | 0 | 0 | 0 | 0 | 0 | 0 | 0 | 0 | 0 | 0 | 0 | 0 | 0 | 0 | 0 | 0 | 0 | 0 | 0 | 0 | 0 | 0 | 0 | 0 | 0 | 0 | 0
F4_Commercial_Grocery (ID)_New_Food Preparation_Natural Gas_Griddle_Baseline Forecast | F4 | Commercial | Grocery (ID) | New | Food Preparation | Natural Gas | Griddle | Baseline Forecast | Winter Peak Demand (n/a) | 0 | 0 | 0 | 0 | 0 | 0 | 0 | 0 | 0 | 0 | 0 | 0 | 0 | 0 | 0 | 0 | 0 | 0 | 0 | 0 | 0 | 0 | 0 | 0 | 0 | 0 | 0
F5_Commercial_Grocery (ID)_New_Food Preparation_Natural Gas_Griddle_Baseline Forecast | F5 | Commercial | Grocery (ID) | New | Food Preparation | Natural Gas | Griddle | Baseline Forecast | Turnover | 0 | 10511.9376 | 9823.4439 | 11730.3455 | 11983.2384 | 10843.4417 | 9487.0671 | 9174.5394 | 8902.4922 | 8565.4885 | 9597.0607 | 10551.2291 | 11482.0936 | 12337.495 | 13019.0672 | 13444.5168 | 13751.4664 | 13958.7211 | 14130.7649 | 17584.9998 | 17248.9748 | 17893.7871 | 18087.5791 | 17959.6038 | 17713.2303 | 18289.0135 | 17732.3271
F6_Commercial_Grocery (ID)_New_Food Preparation_Natural Gas_Griddle_Baseline Forecast | F6 | Commercial | Grocery (ID) | New | Food Preparation | Natural Gas | Griddle | Baseline Forecast | Avg. Replacement Usage (therms) | 0.10647 | 0.10647 | 0.10647 | 0.10647 | 0.10647 | 0.10647 | 0.10647 | 0.10647 | 0.10647 | 0.10647 | 0.10647 | 0.10647 | 0.10647 | 0.10647 | 0.10647 | 0.10647 | 0.10647 | 0.10647 | 0.10647 | 0.10647 | 0.10647 | 0.10647 | 0.10647 | 0.10647 | 0.10647 | 0.10647 | 0.10647
F7_Commercial_Grocery (ID)_New_Food Preparation_Natural Gas_Griddle_Baseline Forecast | F7 | Commercial | Grocery (ID) | New | Food Preparation | Natural Gas | Griddle | Baseline Forecast | Avg. Replacement Summer Demand (n/a) | 0 | 0 | 0 | 0 | 0 | 0 | 0 | 0 | 0 | 0 | 0 | 0 | 0 | 0 | 0 | 0 | 0 | 0 | 0 | 0 | 0 | 0 | 0 | 0 | 0 | 0 | 0
F8_Commercial_Grocery (ID)_New_Food Preparation_Natural Gas_Griddle_Baseline Forecast | F8 | Commercial | Grocery (ID) | New | Food Preparation | Natural Gas | Griddle | Baseline Forecast | Avg. Replacement Winter Demand (n/a) | 0 | 0 | 0 | 0 | 0 | 0 | 0 | 0 | 0 | 0 | 0 | 0 | 0 | 0 | 0 | 0 | 0 | 0 | 0 | 0 | 0 | 0 | 0 | 0 | 0 | 0 | 0
F1_Commercial_Grocery (ID)_New_Food Preparation_Natural Gas_Range_Baseline Forecast | F1 | Commercial | Grocery (ID) | New | Food Preparation | Natural Gas | Range | Baseline Forecast | Units | 0 | 10511.9376 | 20335.3815 | 32065.727 | 44048.9654 | 54892.4071 | 64379.4741 | 73554.0136 | 82456.5058 | 91021.9943 | 99451.0619 | 107872.5812 | 116158.2277 | 124322.9654 | 132428.0881 | 140450.5357 | 148362.9918 | 156142.3157 | 163828.5622 | 171381.6504 | 178753.0306 | 186003.7225 | 193182.0623 | 200348.9975 | 207392.5997 | 214765.8004 | 221327.9896
F2_Commercial_Grocery (ID)_New_Food Preparation_Natural Gas_Range_Baseline Forecast | F2 | Commercial | Grocery (ID) | New | Food Preparation | Natural Gas | Range | Baseline Forecast | Usage (MMtherm) | 0 | 0.0011057 | 0.002139 | 0.0033729 | 0.0046334 | 0.005774 | 0.0067719 | 0.0077369 | 0.0086734 | 0.0095743 | 0.010461 | 0.011347 | 0.012218 | 0.013077 | 0.01393 | 0.014774 | 0.015606 | 0.016424 | 0.017233 | 0.018027 | 0.018802 | 0.019565 | 0.02032 | 0.021074 | 0.021815 | 0.022591 | 0.023281
F3_Commercial_Grocery (ID)_New_Food Preparation_Natural Gas_Range_Baseline Forecast | F3 | Commercial | Grocery (ID) | New | Food Preparation | Natural Gas | Range | Baseline Forecast | Summer Peak Demand (n/a) | 0 | 0 | 0 | 0 | 0 | 0 | 0 | 0 | 0 | 0 | 0 | 0 | 0 | 0 | 0 | 0 | 0 | 0 | 0 | 0 | 0 | 0 | 0 | 0 | 0 | 0 | 0
F4_Commercial_Grocery (ID)_New_Food Preparation_Natural Gas_Range_Baseline Forecast | F4 | Commercial | Grocery (ID) | New | Food Preparation | Natural Gas | Range | Baseline Forecast | Winter Peak Demand (n/a) | 0 | 0 | 0 | 0 | 0 | 0 | 0 | 0 | 0 | 0 | 0 | 0 | 0 | 0 | 0 | 0 | 0 | 0 | 0 | 0 | 0 | 0 | 0 | 0 | 0 | 0 | 0
F5_Commercial_Grocery (ID)_New_Food Preparation_Natural Gas_Range_Baseline Forecast | F5 | Commercial | Grocery (ID) | New | Food Preparation | Natural Gas | Range | Baseline Forecast | Turnover | 0 | 10511.9376 | 9823.4439 | 11730.3455 | 11983.2384 | 10843.4417 | 9487.0671 | 9174.5394 | 8902.4922 | 8565.4885 | 10531.4551 | 12068.1181 | 13548.9946 | 14772.0639 | 15559.672 | 18639.1418 | 18060.2349 | 18177.9282 | 17784.5219 | 17439.2087 | 17338.3348 | 17852.1272 | 18542.5853 | 19281.9225 | 20978.7868 | 22536.2223 | 22716.395
F6_Commercial_Grocery (ID)_New_Food Preparation_Natural Gas_Range_Baseline Forecast | F6 | Commercial | Grocery (ID) | New | Food Preparation | Natural Gas | Range | Baseline Forecast | Avg. Replacement Usage (therms) | 0.10519 | 0.10519 | 0.10519 | 0.10519 | 0.10519 | 0.10519 | 0.10519 | 0.10519 | 0.10519 | 0.10519 | 0.10519 | 0.10519 | 0.10519 | 0.10519 | 0.10519 | 0.10519 | 0.10519 | 0.10519 | 0.10519 | 0.10519 | 0.10519 | 0.10519 | 0.10519 | 0.10519 | 0.10519 | 0.10519 | 0.10519
F7_Commercial_Grocery (ID)_New_Food Preparation_Natural Gas_Range_Baseline Forecast | F7 | Commercial | Grocery (ID) | New | Food Preparation | Natural Gas | Range | Baseline Forecast | Avg. Replacement Summer Demand (n/a) | 0 | 0 | 0 | 0 | 0 | 0 | 0 | 0 | 0 | 0 | 0 | 0 | 0 | 0 | 0 | 0 | 0 | 0 | 0 | 0 | 0 | 0 | 0 | 0 | 0 | 0 | 0
F8_Commercial_Grocery (ID)_New_Food Preparation_Natural Gas_Range_Baseline Forecast | F8 | Commercial | Grocery (ID) | New | Food Preparation | Natural Gas | Range | Baseline Forecast | Avg. Replacement Winter Demand (n/a) | 0 | 0 | 0 | 0 | 0 | 0 | 0 | 0 | 0 | 0 | 0 | 0 | 0 | 0 | 0 | 0 | 0 | 0 | 0 | 0 | 0 | 0 | 0 | 0 | 0 | 0 | 0
F1_Commercial_Grocery (ID)_New_Food Preparation_Natural Gas_Steamer_Baseline Forecast | F1 | Commercial | Grocery (ID) | New | Food Preparation | Natural Gas | Steamer | Baseline Forecast | Units | 0 | 516.5489 | 999.2658 | 1575.6864 | 2164.534 | 2697.3728 | 3163.5603 | 3614.3905 | 4051.8524 | 4472.7543 | 4886.9525 | 5300.7798 | 5707.9304 | 6109.1396 | 6507.4195 | 6901.6367 | 7290.449 | 7672.7193 | 8050.4158 | 8421.569 | 8783.7933 | 9140.087 | 9492.8253 | 9845.0033 | 10191.1208 | 10553.4345 | 10875.8956
F2_Commercial_Grocery (ID)_New_Food Preparation_Natural Gas_Steamer_Baseline Forecast | F2 | Commercial | Grocery (ID) | New | Food Preparation | Natural Gas | Steamer | Baseline Forecast | Usage (MMtherm) | 0 | 6.2789e-05 | 0.00012146 | 0.00019153 | 0.00026311 | 0.00032788 | 0.00038454 | 0.00043934 | 0.00049252 | 0.00054368 | 0.00059403 | 0.00064433 | 0.00069382 | 0.00074259 | 0.000791 | 0.00083892 | 0.00088618 | 0.00093265 | 0.00097856 | 0.0010237 | 0.0010677 | 0.001111 | 0.0011539 | 0.0011967 | 0.0012388 | 0.0012828 | 0.001322
F3_Commercial_Grocery (ID)_New_Food Preparation_Natural Gas_Steamer_Baseline Forecast | F3 | Commercial | Grocery (ID) | New | Food Preparation | Natural Gas | Steamer | Baseline Forecast | Summer Peak Demand (n/a) | 0 | 0 | 0 | 0 | 0 | 0 | 0 | 0 | 0 | 0 | 0 | 0 | 0 | 0 | 0 | 0 | 0 | 0 | 0 | 0 | 0 | 0 | 0 | 0 | 0 | 0 | 0
F4_Commercial_Grocery (ID)_New_Food Preparation_Natural Gas_Steamer_Baseline Forecast | F4 | Commercial | Grocery (ID) | New | Food Preparation | Natural Gas | Steamer | Baseline Forecast | Winter Peak Demand (n/a) | 0 | 0 | 0 | 0 | 0 | 0 | 0 | 0 | 0 | 0 | 0 | 0 | 0 | 0 | 0 | 0 | 0 | 0 | 0 | 0 | 0 | 0 | 0 | 0 | 0 | 0 | 0
F5_Commercial_Grocery (ID)_New_Food Preparation_Natural Gas_Steamer_Baseline Forecast | F5 | Commercial | Grocery (ID) | New | Food Preparation | Natural Gas | Steamer | Baseline Forecast | Turnover | 0 | 516.5489 | 482.7169 | 576.4206 | 588.8476 | 532.8388 | 466.1875 | 450.8302 | 437.462 | 420.9018 | 471.5925 | 518.4797 | 564.2217 | 606.2555 | 639.7474 | 660.6537 | 675.737 | 685.9214 | 694.3755 | 864.114 | 847.602 | 879.2876 | 888.8104 | 882.5218 | 870.4152 | 898.7088 | 871.3536
F6_Commercial_Grocery (ID)_New_Food Preparation_Natural Gas_Steamer_Baseline Forecast | F6 | Commercial | Grocery (ID) | New | Food Preparation | Natural Gas | Steamer | Baseline Forecast | Avg. Replacement Usage (therms) | 0.12155 | 0.12155 | 0.12155 | 0.12155 | 0.12155 | 0.12155 | 0.12155 | 0.12155 | 0.12155 | 0.12155 | 0.12155 | 0.12155 | 0.12155 | 0.12155 | 0.12155 | 0.12155 | 0.12155 | 0.12155 | 0.12155 | 0.12155 | 0.12155 | 0.12155 | 0.12155 | 0.12155 | 0.12155 | 0.12155 | 0.12155
F7_Commercial_Grocery (ID)_New_Food Preparation_Natural Gas_Steamer_Baseline Forecast | F7 | Commercial | Grocery (ID) | New | Food Preparation | Natural Gas | Steamer | Baseline Forecast | Avg. Replacement Summer Demand (n/a) | 0 | 0 | 0 | 0 | 0 | 0 | 0 | 0 | 0 | 0 | 0 | 0 | 0 | 0 | 0 | 0 | 0 | 0 | 0 | 0 | 0 | 0 | 0 | 0 | 0 | 0 | 0
F8_Commercial_Grocery (ID)_New_Food Preparation_Natural Gas_Steamer_Baseline Forecast | F8 | Commercial | Grocery (ID) | New | Food Preparation | Natural Gas | Steamer | Baseline Forecast | Avg. Replacement Winter Demand (n/a) | 0 | 0 | 0 | 0 | 0 | 0 | 0 | 0 | 0 | 0 | 0 | 0 | 0 | 0 | 0 | 0 | 0 | 0 | 0 | 0 | 0 | 0 | 0 | 0 | 0 | 0 | 0
F1_Commercial_Grocery (ID)_New_Food Preparation_Natural Gas_Food Prep Other_Baseline Forecast | F1 | Commercial | Grocery (ID) | New | Food Preparation | Natural Gas | Food Prep Other | Baseline Forecast | Units | 0 | 0 | 0 | 0 | 0 | 0 | 0 | 0 | 0 | 0 | 0 | 0 | 0 | 0 | 0 | 0 | 0 | 0 | 0 | 0 | 0 | 0 | 0 | 0 | 0 | 0 | 0
F2_Commercial_Grocery (ID)_New_Food Preparation_Natural Gas_Food Prep Other_Baseline Forecast | F2 | Commercial | Grocery (ID) | New | Food Preparation | Natural Gas | Food Prep Other | Baseline Forecast | Usage (MMtherm) | 0 | 0 | 0 | 0 | 0 | 0 | 0 | 0 | 0 | 0 | 0 | 0 | 0 | 0 | 0 | 0 | 0 | 0 | 0 | 0 | 0 | 0 | 0 | 0 | 0 | 0 | 0
F3_Commercial_Grocery (ID)_New_Food Preparation_Natural Gas_Food Prep Other_Baseline Forecast | F3 | Commercial | Grocery (ID) | New | Food Preparation | Natural Gas | Food Prep Other | Baseline Forecast | Summer Peak Demand (n/a) | 0 | 0 | 0 | 0 | 0 | 0 | 0 | 0 | 0 | 0 | 0 | 0 | 0 | 0 | 0 | 0 | 0 | 0 | 0 | 0 | 0 | 0 | 0 | 0 | 0 | 0 | 0
F4_Commercial_Grocery (ID)_New_Food Preparation_Natural Gas_Food Prep Other_Baseline Forecast | F4 | Commercial | Grocery (ID) | New | Food Preparation | Natural Gas | Food Prep Other | Baseline Forecast | Winter Peak Demand (n/a) | 0 | 0 | 0 | 0 | 0 | 0 | 0 | 0 | 0 | 0 | 0 | 0 | 0 | 0 | 0 | 0 | 0 | 0 | 0 | 0 | 0 | 0 | 0 | 0 | 0 | 0 | 0
F5_Commercial_Grocery (ID)_New_Food Preparation_Natural Gas_Food Prep Other_Baseline Forecast | F5 | Commercial | Grocery (ID) | New | Food Preparation | Natural Gas | Food Prep Other | Baseline Forecast | Turnover | 0 | 0 | 0 | 0 | 0 | 0 | 0 | 0 | 0 | 0 | 0 | 0 | 0 | 0 | 0 | 0 | 0 | 0 | 0 | 0 | 0 | 0 | 0 | 0 | 0 | 0 | 0
F6_Commercial_Grocery (ID)_New_Food Preparation_Natural Gas_Food Prep Other_Baseline Forecast | F6 | Commercial | Grocery (ID) | New | Food Preparation | Natural Gas | Food Prep Other | Baseline Forecast | Avg. Replacement Usage (therms) | 0.043898 | 0.043898 | 0.043898 | 0.043898 | 0.043898 | 0.043898 | 0.043898 | 0.043898 | 0.043898 | 0.043898 | 0.043898 | 0.043898 | 0.043898 | 0.043898 | 0.043898 | 0.043898 | 0.043898 | 0.043898 | 0.043898 | 0.043898 | 0.043898 | 0.043898 | 0.043898 | 0.043898 | 0.043898 | 0.043898 | 0.043898
F7_Commercial_Grocery (ID)_New_Food Preparation_Natural Gas_Food Prep Other_Baseline Forecast | F7 | Commercial | Grocery (ID) | New | Food Preparation | Natural Gas | Food Prep Other | Baseline Forecast | Avg. Replacement Summer Demand (n/a) | 0 | 0 | 0 | 0 | 0 | 0 | 0 | 0 | 0 | 0 | 0 | 0 | 0 | 0 | 0 | 0 | 0 | 0 | 0 | 0 | 0 | 0 | 0 | 0 | 0 | 0 | 0
F8_Commercial_Grocery (ID)_New_Food Preparation_Natural Gas_Food Prep Other_Baseline Forecast | F8 | Commercial | Grocery (ID) | New | Food Preparation | Natural Gas | Food Prep Other | Baseline Forecast | Avg. Replacement Winter Demand (n/a) | 0 | 0 | 0 | 0 | 0 | 0 | 0 | 0 | 0 | 0 | 0 | 0 | 0 | 0 | 0 | 0 | 0 | 0 | 0 | 0 | 0 | 0 | 0 | 0 | 0 | 0 | 0
F1_Commercial_Grocery (ID)_New_Miscellaneous_Natural Gas_Pool Heater_Baseline Forecast | F1 | Commercial | Grocery (ID) | New | Miscellaneous | Natural Gas | Pool Heater | Baseline Forecast | Units | 0 | 0 | 0 | 0 | 0 | 0 | 0 | 0 | 0 | 0 | 0 | 0 | 0 | 0 | 0 | 0 | 0 | 0 | 0 | 0 | 0 | 0 | 0 | 0 | 0 | 0 | 0
F2_Commercial_Grocery (ID)_New_Miscellaneous_Natural Gas_Pool Heater_Baseline Forecast | F2 | Commercial | Grocery (ID) | New | Miscellaneous | Natural Gas | Pool Heater | Baseline Forecast | Usage (MMtherm) | 0 | 0 | 0 | 0 | 0 | 0 | 0 | 0 | 0 | 0 | 0 | 0 | 0 | 0 | 0 | 0 | 0 | 0 | 0 | 0 | 0 | 0 | 0 | 0 | 0 | 0 | 0
F3_Commercial_Grocery (ID)_New_Miscellaneous_Natural Gas_Pool Heater_Baseline Forecast | F3 | Commercial | Grocery (ID) | New | Miscellaneous | Natural Gas | Pool Heater | Baseline Forecast | Summer Peak Demand (n/a) | 0 | 0 | 0 | 0 | 0 | 0 | 0 | 0 | 0 | 0 | 0 | 0 | 0 | 0 | 0 | 0 | 0 | 0 | 0 | 0 | 0 | 0 | 0 | 0 | 0 | 0 | 0
F4_Commercial_Grocery (ID)_New_Miscellaneous_Natural Gas_Pool Heater_Baseline Forecast | F4 | Commercial | Grocery (ID) | New | Miscellaneous | Natural Gas | Pool Heater | Baseline Forecast | Winter Peak Demand (n/a) | 0 | 0 | 0 | 0 | 0 | 0 | 0 | 0 | 0 | 0 | 0 | 0 | 0 | 0 | 0 | 0 | 0 | 0 | 0 | 0 | 0 | 0 | 0 | 0 | 0 | 0 | 0
F5_Commercial_Grocery (ID)_New_Miscellaneous_Natural Gas_Pool Heater_Baseline Forecast | F5 | Commercial | Grocery (ID) | New | Miscellaneous | Natural Gas | Pool Heater | Baseline Forecast | Turnover | 0 | 0 | 0 | 0 | 0 | 0 | 0 | 0 | 0 | 0 | 0 | 0 | 0 | 0 | 0 | 0 | 0 | 0 | 0 | 0 | 0 | 0 | 0 | 0 | 0 | 0 | 0
F6_Commercial_Grocery (ID)_New_Miscellaneous_Natural Gas_Pool Heater_Baseline Forecast | F6 | Commercial | Grocery (ID) | New | Miscellaneous | Natural Gas | Pool Heater | Baseline Forecast | Avg. Replacement Usage (therms) | 0.01 | 0.01 | 0.01 | 0.01 | 0.01 | 0.01 | 0.01 | 0.01 | 0.01 | 0.01 | 0.01 | 0.01 | 0.01 | 0.01 | 0.01 | 0.01 | 0.01 | 0.01 | 0.01 | 0.01 | 0.01 | 0.01 | 0.01 | 0.01 | 0.01 | 0.01 | 0.01
F7_Commercial_Grocery (ID)_New_Miscellaneous_Natural Gas_Pool Heater_Baseline Forecast | F7 | Commercial | Grocery (ID) | New | Miscellaneous | Natural Gas | Pool Heater | Baseline Forecast | Avg. Replacement Summer Demand (n/a) | 0 | 0 | 0 | 0 | 0 | 0 | 0 | 0 | 0 | 0 | 0 | 0 | 0 | 0 | 0 | 0 | 0 | 0 | 0 | 0 | 0 | 0 | 0 | 0 | 0 | 0 | 0
F8_Commercial_Grocery (ID)_New_Miscellaneous_Natural Gas_Pool Heater_Baseline Forecast | F8 | Commercial | Grocery (ID) | New | Miscellaneous | Natural Gas | Pool Heater | Baseline Forecast | Avg. Replacement Winter Demand (n/a) | 0 | 0 | 0 | 0 | 0 | 0 | 0 | 0 | 0 | 0 | 0 | 0 | 0 | 0 | 0 | 0 | 0 | 0 | 0 | 0 | 0 | 0 | 0 | 0 | 0 | 0 | 0
F1_Commercial_Grocery (ID)_New_Miscellaneous_Natural Gas_Miscellaneous_Baseline Forecast | F1 | Commercial | Grocery (ID) | New | Miscellaneous | Natural Gas | Miscellaneous | Baseline Forecast | Units | 0 | 36699.5715 | 70995.4547 | 111948.7662 | 153784.9843 | 191641.9124 | 224763.4272 | 256793.8368 | 287874.4675 | 317778.5415 | 347206.3389 | 376607.7834 | 405534.865 | 434039.8266 | 462336.6585 | 490344.8528 | 517969.0415 | 545128.4356 | 571962.8749 | 598332.4285 | 624067.5982 | 649381.4172 | 674442.6386 | 699464.0439 | 724054.8657 | 749796.3909 | 772706.4901
F2_Commercial_Grocery (ID)_New_Miscellaneous_Natural Gas_Miscellaneous_Baseline Forecast | F2 | Commercial | Grocery (ID) | New | Miscellaneous | Natural Gas | Miscellaneous | Baseline Forecast | Usage (MMtherm) | 0 | 0.00023927 | 0.00046286 | 0.00072986 | 0.0010026 | 0.0012494 | 0.0014654 | 0.0016742 | 0.0018768 | 0.0020718 | 0.0022637 | 0.0024553 | 0.0026439 | 0.0028298 | 0.0030143 | 0.0031969 | 0.003377 | 0.003554 | 0.003729 | 0.0039009 | 0.0040687 | 0.0042337 | 0.0043971 | 0.0045602 | 0.0047206 | 0.0048884 | 0.0050378
F3_Commercial_Grocery (ID)_New_Miscellaneous_Natural Gas_Miscellaneous_Baseline Forecast | F3 | Commercial | Grocery (ID) | New | Miscellaneous | Natural Gas | Miscellaneous | Baseline Forecast | Summer Peak Demand (n/a) | 0 | 0 | 0 | 0 | 0 | 0 | 0 | 0 | 0 | 0 | 0 | 0 | 0 | 0 | 0 | 0 | 0 | 0 | 0 | 0 | 0 | 0 | 0 | 0 | 0 | 0 | 0
F4_Commercial_Grocery (ID)_New_Miscellaneous_Natural Gas_Miscellaneous_Baseline Forecast | F4 | Commercial | Grocery (ID) | New | Miscellaneous | Natural Gas | Miscellaneous | Baseline Forecast | Winter Peak Demand (n/a) | 0 | 0 | 0 | 0 | 0 | 0 | 0 | 0 | 0 | 0 | 0 | 0 | 0 | 0 | 0 | 0 | 0 | 0 | 0 | 0 | 0 | 0 | 0 | 0 | 0 | 0 | 0
F5_Commercial_Grocery (ID)_New_Miscellaneous_Natural Gas_Miscellaneous_Baseline Forecast | F5 | Commercial | Grocery (ID) | New | Miscellaneous | Natural Gas | Miscellaneous | Baseline Forecast | Turnover | 0 | 36699.5715 | 34295.8832 | 40953.3116 | 47079.0141 | 47250.165 | 47023.3339 | 50671.8279 | 53809.0128 | 56103.1635 | 59122.9925 | 73234.1533 | 73812.3807 | 77363.9062 | 82422.7165 | 84996.3014 | 87457.0355 | 91282.3799 | 94853.3686 | 97833.7724 | 100910.4031 | 107411.6023 | 109575.4738 | 112912.7273 | 116744.6759 | 121134.0144 | 121522.4321
F6_Commercial_Grocery (ID)_New_Miscellaneous_Natural Gas_Miscellaneous_Baseline Forecast | F6 | Commercial | Grocery (ID) | New | Miscellaneous | Natural Gas | Miscellaneous | Baseline Forecast | Avg. Replacement Usage (therms) | 0.0065196 | 0.0065196 | 0.0065196 | 0.0065196 | 0.0065196 | 0.0065196 | 0.0065196 | 0.0065196 | 0.0065196 | 0.0065196 | 0.0065196 | 0.0065196 | 0.0065196 | 0.0065196 | 0.0065196 | 0.0065196 | 0.0065196 | 0.0065196 | 0.0065196 | 0.0065196 | 0.0065196 | 0.0065196 | 0.0065196 | 0.0065196 | 0.0065196 | 0.0065196 | 0.0065196
F7_Commercial_Grocery (ID)_New_Miscellaneous_Natural Gas_Miscellaneous_Baseline Forecast | F7 | Commercial | Grocery (ID) | New | Miscellaneous | Natural Gas | Miscellaneous | Baseline Forecast | Avg. Replacement Summer Demand (n/a) | 0 | 0 | 0 | 0 | 0 | 0 | 0 | 0 | 0 | 0 | 0 | 0 | 0 | 0 | 0 | 0 | 0 | 0 | 0 | 0 | 0 | 0 | 0 | 0 | 0 | 0 | 0
F8_Commercial_Grocery (ID)_New_Miscellaneous_Natural Gas_Miscellaneous_Baseline Forecast | F8 | Commercial | Grocery (ID) | New | Miscellaneous | Natural Gas | Miscellaneous | Baseline Forecast | Avg. Replacement Winter Demand (n/a) | 0 | 0 | 0 | 0 | 0 | 0 | 0 | 0 | 0 | 0 | 0 | 0 | 0 | 0 | 0 | 0 | 0 | 0 | 0 | 0 | 0 | 0 | 0 | 0 | 0 | 0 | 0
F1_Commercial_School (ID)_Existing_Space Heating_Natural Gas_Furnace_Baseline Forecast | F1 | Commercial | School (ID) | Existing | Space Heating | Natural Gas | Furnace | Baseline Forecast | Units | 2368798.8402 | 2325729.7704 | 2283443.7746 | 2241926.615 | 2201164.313 | 2161143.1436 | 2121849.6319 | 2083270.5477 | 2045392.9014 | 2008203.9395 | 1971691.1406 | 1935842.2108 | 1900645.0797 | 1866087.8964 | 1832159.0256 | 1798847.0433 | 1766140.7334 | 1734029.0837 | 1702501.2822 | 1671546.7134 | 1641154.955 | 1611315.774 | 1582019.1236 | 1553255.1395 | 1525014.137 | 1497286.6072 | 1470063.2144
F2_Commercial_School (ID)_Existing_Space Heating_Natural Gas_Furnace_Baseline Forecast | F2 | Commercial | School (ID) | Existing | Space Heating | Natural Gas | Furnace | Baseline Forecast | Usage (MMtherm) | 0.21916 | 0.207 | 0.20291 | 0.1989 | 0.19499 | 0.19115 | 0.18741 | 0.18375 | 0.18018 | 0.1767 | 0.17329 | 0.16997 | 0.16673 | 0.16357 | 0.16047 | 0.15745 | 0.15449 | 0.15159 | 0.14876 | 0.14599 | 0.14327 | 0.14061 | 0.13801 | 0.13545 | 0.13295 | 0.1305 | 0.1281
F3_Commercial_School (ID)_Existing_Space Heating_Natural Gas_Furnace_Baseline Forecast | F3 | Commercial | School (ID) | Existing | Space Heating | Natural Gas | Furnace | Baseline Forecast | Summer Peak Demand (n/a) | 0 | 0 | 0 | 0 | 0 | 0 | 0 | 0 | 0 | 0 | 0 | 0 | 0 | 0 | 0 | 0 | 0 | 0 | 0 | 0 | 0 | 0 | 0 | 0 | 0 | 0 | 0
F4_Commercial_School (ID)_Existing_Space Heating_Natural Gas_Furnace_Baseline Forecast | F4 | Commercial | School (ID) | Existing | Space Heating | Natural Gas | Furnace | Baseline Forecast | Winter Peak Demand (n/a) | 0 | 0 | 0 | 0 | 0 | 0 | 0 | 0 | 0 | 0 | 0 | 0 | 0 | 0 | 0 | 0 | 0 | 0 | 0 | 0 | 0 | 0 | 0 | 0 | 0 | 0 | 0
F5_Commercial_School (ID)_Existing_Space Heating_Natural Gas_Furnace_Baseline Forecast | F5 | Commercial | School (ID) | Existing | Space Heating | Natural Gas | Furnace | Baseline Forecast | Turnover | 0 | 93968.8796 | 95405.5939 | 96478.2678 | 97229.8256 | 97698.5103 | 97918.3884 | 97919.7994 | 97729.7576 | 97372.3104 | 96868.8586 | 96238.4414 | 92880.0233 | 89989.1651 | 87488.5873 | 85312.5023 | 83405.0316 | 81718.8312 | 80213.8977 | 78856.5325 | 77618.444 | 76475.9702 | 75409.4058 | 94204.4872 | 91438.2338 | 88711.4963 | 86051.8625
F6_Commercial_School (ID)_Existing_Space Heating_Natural Gas_Furnace_Baseline Forecast | F6 | Commercial | School (ID) | Existing | Space Heating | Natural Gas | Furnace | Baseline Forecast | Avg. Replacement Usage (therms) | 0.09021 | 0.086927 | 0.086927 | 0.086927 | 0.086927 | 0.086927 | 0.086927 | 0.086927 | 0.086927 | 0.086927 | 0.086927 | 0.086927 | 0.086927 | 0.086927 | 0.086927 | 0.086927 | 0.086927 | 0.086927 | 0.086927 | 0.086927 | 0.086927 | 0.086927 | 0.086927 | 0.086927 | 0.086927 | 0.086927 | 0.086927
F7_Commercial_School (ID)_Existing_Space Heating_Natural Gas_Furnace_Baseline Forecast | F7 | Commercial | School (ID) | Existing | Space Heating | Natural Gas | Furnace | Baseline Forecast | Avg. Replacement Summer Demand (n/a) | 0 | 0 | 0 | 0 | 0 | 0 | 0 | 0 | 0 | 0 | 0 | 0 | 0 | 0 | 0 | 0 | 0 | 0 | 0 | 0 | 0 | 0 | 0 | 0 | 0 | 0 | 0
F8_Commercial_School (ID)_Existing_Space Heating_Natural Gas_Furnace_Baseline Forecast | F8 | Commercial | School (ID) | Existing | Space Heating | Natural Gas | Furnace | Baseline Forecast | Avg. Replacement Winter Demand (n/a) | 0 | 0 | 0 | 0 | 0 | 0 | 0 | 0 | 0 | 0 | 0 | 0 | 0 | 0 | 0 | 0 | 0 | 0 | 0 | 0 | 0 | 0 | 0 | 0 | 0 | 0 | 0
F1_Commercial_School (ID)_Existing_Space Heating_Natural Gas_Boiler_Baseline Forecast | F1 | Commercial | School (ID) | Existing | Space Heating | Natural Gas | Boiler | Baseline Forecast | Units | 5772761.1473 | 5667801.8537 | 5564750.9109 | 5463573.6216 | 5364235.9194 | 5266704.3572 | 5170946.0962 | 5076928.8944 | 4984621.0964 | 4893991.6219 | 4805009.956 | 4717646.1386 | 4631870.7543 | 4547654.9224 | 4464970.2875 | 4383789.0095 | 4304083.7548 | 4225827.6865 | 4148994.4559 | 4073558.193 | 3999493.4986 | 3926775.435 | 3855379.518 | 3785281.7086 | 3716458.4048 | 3648886.4338 | 3582543.0441
F2_Commercial_School (ID)_Existing_Space Heating_Natural Gas_Boiler_Baseline Forecast | F2 | Commercial | School (ID) | Existing | Space Heating | Natural Gas | Boiler | Baseline Forecast | Usage (MMtherm) | 1.1254 | 1.0614 | 1.0385 | 1.016 | 0.99367 | 0.97174 | 0.95024 | 0.92909 | 0.90837 | 0.88805 | 0.86823 | 0.84887 | 0.82992 | 0.81151 | 0.79357 | 0.77605 | 0.75899 | 0.74234 | 0.72628 | 0.71062 | 0.69533 | 0.68061 | 0.66627 | 0.65235 | 0.63884 | 0.62574 | 0.61304
F3_Commercial_School (ID)_Existing_Space Heating_Natural Gas_Boiler_Baseline Forecast | F3 | Commercial | School (ID) | Existing | Space Heating | Natural Gas | Boiler | Baseline Forecast | Summer Peak Demand (n/a) | 0 | 0 | 0 | 0 | 0 | 0 | 0 | 0 | 0 | 0 | 0 | 0 | 0 | 0 | 0 | 0 | 0 | 0 | 0 | 0 | 0 | 0 | 0 | 0 | 0 | 0 | 0
F4_Commercial_School (ID)_Existing_Space Heating_Natural Gas_Boiler_Baseline Forecast | F4 | Commercial | School (ID) | Existing | Space Heating | Natural Gas | Boiler | Baseline Forecast | Winter Peak Demand (n/a) | 0 | 0 | 0 | 0 | 0 | 0 | 0 | 0 | 0 | 0 | 0 | 0 | 0 | 0 | 0 | 0 | 0 | 0 | 0 | 0 | 0 | 0 | 0 | 0 | 0 | 0 | 0
F5_Commercial_School (ID)_Existing_Space Heating_Natural Gas_Boiler_Baseline Forecast | F5 | Commercial | School (ID) | Existing | Space Heating | Natural Gas | Boiler | Baseline Forecast | Turnover | 0 | 85875.7857 | 93512.3431 | 100021.8462 | 105530.9578 | 110152.6312 | 113987.5846 | 117125.6176 | 119646.786 | 121622.4502 | 123116.2117 | 124184.7475 | 124878.5565 | 125242.6246 | 125317.0184 | 125137.4156 | 124735.5779 | 124139.7733 | 123375.1528 | 122464.0868 | 121426.4655 | 120279.9664 | 119040.2936 | 117721.3912 | 116335.6336 | 114893.9955 | 113406.2035
F6_Commercial_School (ID)_Existing_Space Heating_Natural Gas_Boiler_Baseline Forecast | F6 | Commercial | School (ID) | Existing | Space Heating | Natural Gas | Boiler | Baseline Forecast | Avg. Replacement Usage (therms) | 0.17384 | 0.16751 | 0.16723 | 0.16762 | 0.16732 | 0.16732 | 0.16775 | 0.16742 | 0.16742 | 0.16707 | 0.16755 | 0.16755 | 0.16716 | 0.16771 | 0.16771 | 0.16727 | 0.16727 | 0.16681 | 0.16791 | 0.16742 | 0.16681 | 0.16791 | 0.16742 | 0.16742 | 0.16742 | 0.16742 | 0.16742
F7_Commercial_School (ID)_Existing_Space Heating_Natural Gas_Boiler_Baseline Forecast | F7 | Commercial | School (ID) | Existing | Space Heating | Natural Gas | Boiler | Baseline Forecast | Avg. Replacement Summer Demand (n/a) | 0 | 0 | 0 | 0 | 0 | 0 | 0 | 0 | 0 | 0 | 0 | 0 | 0 | 0 | 0 | 0 | 0 | 0 | 0 | 0 | 0 | 0 | 0 | 0 | 0 | 0 | 0
F8_Commercial_School (ID)_Existing_Space Heating_Natural Gas_Boiler_Baseline Forecast | F8 | Commercial | School (ID) | Existing | Space Heating | Natural Gas | Boiler | Baseline Forecast | Avg. Replacement Winter Demand (n/a) | 0 | 0 | 0 | 0 | 0 | 0 | 0 | 0 | 0 | 0 | 0 | 0 | 0 | 0 | 0 | 0 | 0 | 0 | 0 | 0 | 0 | 0 | 0 | 0 | 0 | 0 | 0
F1_Commercial_School (ID)_Existing_Space Heating_Natural Gas_Unit Heater_Baseline Forecast | F1 | Commercial | School (ID) | Existing | Space Heating | Natural Gas | Unit Heater | Baseline Forecast | Units | 395104.1085 | 387920.3974 | 380867.2993 | 373942.4393 | 367143.4858 | 360468.1497 | 353914.1834 | 347479.38 | 341161.5731 | 334958.6354 | 328868.4784 | 322889.0515 | 317018.3415 | 311254.3717 | 305595.2013 | 300038.9249 | 294583.6717 | 289227.6049 | 283968.9212 | 278805.8499 | 273736.6527 | 268759.6226 | 263873.084 | 259075.3916 | 254364.9299 | 249740.113 | 245199.3837
F2_Commercial_School (ID)_Existing_Space Heating_Natural Gas_Unit Heater_Baseline Forecast | F2 | Commercial | School (ID) | Existing | Space Heating | Natural Gas | Unit Heater | Baseline Forecast | Usage (MMtherm) | 0.018277 | 0.017292 | 0.016978 | 0.016669 | 0.016366 | 0.016068 | 0.015776 | 0.015489 | 0.015208 | 0.014931 | 0.01466 | 0.014393 | 0.014132 | 0.013875 | 0.013622 | 0.013375 | 0.013132 | 0.012893 | 0.012658 | 0.012428 | 0.012202 | 0.01198 | 0.011763 | 0.011549 | 0.011339 | 0.011133 | 0.01093
F3_Commercial_School (ID)_Existing_Space Heating_Natural Gas_Unit Heater_Baseline Forecast | F3 | Commercial | School (ID) | Existing | Space Heating | Natural Gas | Unit Heater | Baseline Forecast | Summer Peak Demand (n/a) | 0 | 0 | 0 | 0 | 0 | 0 | 0 | 0 | 0 | 0 | 0 | 0 | 0 | 0 | 0 | 0 | 0 | 0 | 0 | 0 | 0 | 0 | 0 | 0 | 0 | 0 | 0
F4_Commercial_School (ID)_Existing_Space Heating_Natural Gas_Unit Heater_Baseline Forecast | F4 | Commercial | School (ID) | Existing | Space Heating | Natural Gas | Unit Heater | Baseline Forecast | Winter Peak Demand (n/a) | 0 | 0 | 0 | 0 | 0 | 0 | 0 | 0 | 0 | 0 | 0 | 0 | 0 | 0 | 0 | 0 | 0 | 0 | 0 | 0 | 0 | 0 | 0 | 0 | 0 | 0 | 0
F5_Commercial_School (ID)_Existing_Space Heating_Natural Gas_Unit Heater_Baseline Forecast | F5 | Commercial | School (ID) | Existing | Space Heating | Natural Gas | Unit Heater | Baseline Forecast | Turnover | 0 | 326.5323 | 932.6411 | 1776.7391 | 2822.0231 | 4035.9524 | 5389.783 | 6858.1528 | 8418.7108 | 10051.7867 | 11463.2705 | 12677.8086 | 13717.3841 | 14601.6033 | 15347.9511 | 15972.0199 | 16487.7122 | 14738.4376 | 13218.1839 | 11918.4766 | 10829.2571 | 9939.3419 | 9236.8006 | 8709.2658 | 8344.1835 | 8129.0156 | 8032.6359
F6_Commercial_School (ID)_Existing_Space Heating_Natural Gas_Unit Heater_Baseline Forecast | F6 | Commercial | School (ID) | Existing | Space Heating | Natural Gas | Unit Heater | Baseline Forecast | Avg. Replacement Usage (therms) | 0.04626 | 0.044577 | 0.044577 | 0.044577 | 0.044577 | 0.044577 | 0.044577 | 0.044577 | 0.044577 | 0.044577 | 0.044577 | 0.044577 | 0.044577 | 0.044577 | 0.044577 | 0.044577 | 0.044577 | 0.044577 | 0.044577 | 0.044577 | 0.044577 | 0.044577 | 0.044577 | 0.044577 | 0.044577 | 0.044577 | 0.044577
F7_Commercial_School (ID)_Existing_Space Heating_Natural Gas_Unit Heater_Baseline Forecast | F7 | Commercial | School (ID) | Existing | Space Heating | Natural Gas | Unit Heater | Baseline Forecast | Avg. Replacement Summer Demand (n/a) | 0 | 0 | 0 | 0 | 0 | 0 | 0 | 0 | 0 | 0 | 0 | 0 | 0 | 0 | 0 | 0 | 0 | 0 | 0 | 0 | 0 | 0 | 0 | 0 | 0 | 0 | 0
F8_Commercial_School (ID)_Existing_Space Heating_Natural Gas_Unit Heater_Baseline Forecast | F8 | Commercial | School (ID) | Existing | Space Heating | Natural Gas | Unit Heater | Baseline Forecast | Avg. Replacement Winter Demand (n/a) | 0 | 0 | 0 | 0 | 0 | 0 | 0 | 0 | 0 | 0 | 0 | 0 | 0 | 0 | 0 | 0 | 0 | 0 | 0 | 0 | 0 | 0 | 0 | 0 | 0 | 0 | 0
F1_Commercial_School (ID)_Existing_Water Heating_Natural Gas_Water Heater_Baseline Forecast | F1 | Commercial | School (ID) | Existing | Water Heating | Natural Gas | Water Heater | Baseline Forecast | Units | 7049814.7855 | 6921636.3349 | 6795788.4015 | 6672228.6124 | 6550915.3649 | 6431807.8128 | 6314865.8526 | 6200050.1098 | 6087321.926 | 5976643.3455 | 5867977.1029 | 5761286.6101 | 5656535.9445 | 5553689.8364 | 5452713.6575 | 5353573.4092 | 5256235.7109 | 5160667.7889 | 5066837.4654 | 4974713.1479 | 4884263.8179 | 4795459.0212 | 4708268.8572 | 4622663.9689 | 4538615.5331 | 4456095.2507 | 4375075.337
F2_Commercial_School (ID)_Existing_Water Heating_Natural Gas_Water Heater_Baseline Forecast | F2 | Commercial | School (ID) | Existing | Water Heating | Natural Gas | Water Heater | Baseline Forecast | Usage (MMtherm) | 1.0822 | 1.0567 | 1.0315 | 1.0068 | 0.98249 | 0.9588 | 0.93575 | 0.91341 | 0.89181 | 0.87099 | 0.85096 | 0.83175 | 0.81328 | 0.79552 | 0.77839 | 0.76187 | 0.7459 | 0.73044 | 0.71547 | 0.70096 | 0.68687 | 0.67318 | 0.65987 | 0.64692 | 0.6343 | 0.62201 | 0.61002
F3_Commercial_School (ID)_Existing_Water Heating_Natural Gas_Water Heater_Baseline Forecast | F3 | Commercial | School (ID) | Existing | Water Heating | Natural Gas | Water Heater | Baseline Forecast | Summer Peak Demand (n/a) | 0 | 0 | 0 | 0 | 0 | 0 | 0 | 0 | 0 | 0 | 0 | 0 | 0 | 0 | 0 | 0 | 0 | 0 | 0 | 0 | 0 | 0 | 0 | 0 | 0 | 0 | 0
F4_Commercial_School (ID)_Existing_Water Heating_Natural Gas_Water Heater_Baseline Forecast | F4 | Commercial | School (ID) | Existing | Water Heating | Natural Gas | Water Heater | Baseline Forecast | Winter Peak Demand (n/a) | 0 | 0 | 0 | 0 | 0 | 0 | 0 | 0 | 0 | 0 | 0 | 0 | 0 | 0 | 0 | 0 | 0 | 0 | 0 | 0 | 0 | 0 | 0 | 0 | 0 | 0 | 0
F5_Commercial_School (ID)_Existing_Water Heating_Natural Gas_Water Heater_Baseline Forecast | F5 | Commercial | School (ID) | Existing | Water Heating | Natural Gas | Water Heater | Baseline Forecast | Turnover | 0 | 209746.5556 | 228398.3981 | 244297.4764 | 257753.1574 | 269041.3228 | 278407.971 | 286072.4321 | 292230.2376 | 297055.6814 | 300704.1057 | 303313.9416 | 286309.237 | 272517.1892 | 261388.1252 | 252454.4114 | 245319.1521 | 239646.3691 | 235152.4761 | 231598.8812 | 228785.5751 | 226545.5782 | 224740.1352 | 266499.3677 | 262894.0167 | 258335.5814 | 253144.7415
F6_Commercial_School (ID)_Existing_Water Heating_Natural Gas_Water Heater_Baseline Forecast | F6 | Commercial | School (ID) | Existing | Water Heating | Natural Gas | Water Heater | Baseline Forecast | Avg. Replacement Usage (therms) | 0.13788 | 0.13788 | 0.13788 | 0.13788 | 0.13788 | 0.13788 | 0.13788 | 0.13788 | 0.13788 | 0.13788 | 0.13788 | 0.13788 | 0.13788 | 0.13788 | 0.13788 | 0.13788 | 0.13788 | 0.13788 | 0.13788 | 0.13788 | 0.13788 | 0.13788 | 0.13788 | 0.13788 | 0.13788 | 0.13788 | 0.13788
F7_Commercial_School (ID)_Existing_Water Heating_Natural Gas_Water Heater_Baseline Forecast | F7 | Commercial | School (ID) | Existing | Water Heating | Natural Gas | Water Heater | Baseline Forecast | Avg. Replacement Summer Demand (n/a) | 0 | 0 | 0 | 0 | 0 | 0 | 0 | 0 | 0 | 0 | 0 | 0 | 0 | 0 | 0 | 0 | 0 | 0 | 0 | 0 | 0 | 0 | 0 | 0 | 0 | 0 | 0
F8_Commercial_School (ID)_Existing_Water Heating_Natural Gas_Water Heater_Baseline Forecast | F8 | Commercial | School (ID) | Existing | Water Heating | Natural Gas | Water Heater | Baseline Forecast | Avg. Replacement Winter Demand (n/a) | 0 | 0 | 0 | 0 | 0 | 0 | 0 | 0 | 0 | 0 | 0 | 0 | 0 | 0 | 0 | 0 | 0 | 0 | 0 | 0 | 0 | 0 | 0 | 0 | 0 | 0 | 0
F1_Commercial_School (ID)_Existing_Food Preparation_Natural Gas_Oven_Baseline Forecast | F1 | Commercial | School (ID) | Existing | Food Preparation | Natural Gas | Oven | Baseline Forecast | Units | 774100.9724 | 760026.4093 | 746207.7473 | 732640.3337 | 719319.6003 | 706241.0622 | 693400.3156 | 680793.0371 | 668414.9819 | 656261.9822 | 644329.9462 | 632614.8562 | 621112.768 | 609819.8085 | 598732.1757 | 587846.1361 | 577158.0245 | 566664.2423 | 556361.256 | 546245.5968 | 536313.8587 | 526562.6976 | 516988.8304 | 507589.0335 | 498360.142 | 489299.0485 | 480402.7022
F2_Commercial_School (ID)_Existing_Food Preparation_Natural Gas_Oven_Baseline Forecast | F2 | Commercial | School (ID) | Existing | Food Preparation | Natural Gas | Oven | Baseline Forecast | Usage (MMtherm) | 0.012966 | 0.012731 | 0.012499 | 0.012272 | 0.012049 | 0.01183 | 0.011615 | 0.011403 | 0.011196 | 0.010993 | 0.010793 | 0.010596 | 0.010404 | 0.010215 | 0.010029 | 0.0098465 | 0.0096675 | 0.0094917 | 0.0093191 | 0.0091497 | 0.0089834 | 0.00882 | 0.0086597 | 0.0085022 | 0.0083476 | 0.0081958 | 0.0080468
F3_Commercial_School (ID)_Existing_Food Preparation_Natural Gas_Oven_Baseline Forecast | F3 | Commercial | School (ID) | Existing | Food Preparation | Natural Gas | Oven | Baseline Forecast | Summer Peak Demand (n/a) | 0 | 0 | 0 | 0 | 0 | 0 | 0 | 0 | 0 | 0 | 0 | 0 | 0 | 0 | 0 | 0 | 0 | 0 | 0 | 0 | 0 | 0 | 0 | 0 | 0 | 0 | 0
F4_Commercial_School (ID)_Existing_Food Preparation_Natural Gas_Oven_Baseline Forecast | F4 | Commercial | School (ID) | Existing | Food Preparation | Natural Gas | Oven | Baseline Forecast | Winter Peak Demand (n/a) | 0 | 0 | 0 | 0 | 0 | 0 | 0 | 0 | 0 | 0 | 0 | 0 | 0 | 0 | 0 | 0 | 0 | 0 | 0 | 0 | 0 | 0 | 0 | 0 | 0 | 0 | 0
F5_Commercial_School (ID)_Existing_Food Preparation_Natural Gas_Oven_Baseline Forecast | F5 | Commercial | School (ID) | Existing | Food Preparation | Natural Gas | Oven | Baseline Forecast | Turnover | 0 | 30401.0564 | 38802.8029 | 45130.6446 | 49834.4619 | 53267.5259 | 55707.2266 | 57371.3551 | 58430.8913 | 59020.0488 | 51512.2052 | 47039.6902 | 44599.6478 | 43480.6594 | 43183.8366 | 49528.3719 | 50445.4454 | 50955.8892 | 51150.7599 | 49790.5194 | 47775.0217 | 45629.961 | 43638.9334 | 41933.2776 | 40029.7597 | 39277.8822 | 39169.474
F6_Commercial_School (ID)_Existing_Food Preparation_Natural Gas_Oven_Baseline Forecast | F6 | Commercial | School (ID) | Existing | Food Preparation | Natural Gas | Oven | Baseline Forecast | Avg. Replacement Usage (therms) | 0.01675 | 0.01675 | 0.01675 | 0.01675 | 0.01675 | 0.01675 | 0.01675 | 0.01675 | 0.01675 | 0.01675 | 0.01675 | 0.01675 | 0.01675 | 0.01675 | 0.01675 | 0.01675 | 0.01675 | 0.01675 | 0.01675 | 0.01675 | 0.01675 | 0.01675 | 0.01675 | 0.01675 | 0.01675 | 0.01675 | 0.01675
F7_Commercial_School (ID)_Existing_Food Preparation_Natural Gas_Oven_Baseline Forecast | F7 | Commercial | School (ID) | Existing | Food Preparation | Natural Gas | Oven | Baseline Forecast | Avg. Replacement Summer Demand (n/a) | 0 | 0 | 0 | 0 | 0 | 0 | 0 | 0 | 0 | 0 | 0 | 0 | 0 | 0 | 0 | 0 | 0 | 0 | 0 | 0 | 0 | 0 | 0 | 0 | 0 | 0 | 0
F8_Commercial_School (ID)_Existing_Food Preparation_Natural Gas_Oven_Baseline Forecast | F8 | Commercial | School (ID) | Existing | Food Preparation | Natural Gas | Oven | Baseline Forecast | Avg. Replacement Winter Demand (n/a) | 0 | 0 | 0 | 0 | 0 | 0 | 0 | 0 | 0 | 0 | 0 | 0 | 0 | 0 | 0 | 0 | 0 | 0 | 0 | 0 | 0 | 0 | 0 | 0 | 0 | 0 | 0
F1_Commercial_School (ID)_Existing_Food Preparation_Natural Gas_Conveyor Oven_Baseline Forecast | F1 | Commercial | School (ID) | Existing | Food Preparation | Natural Gas | Conveyor Oven | Baseline Forecast | Units | 387050.4862 | 380013.2046 | 373103.8736 | 366320.1668 | 359659.8002 | 353120.5311 | 346700.1578 | 340396.5186 | 334207.4909 | 328130.9911 | 322164.9731 | 316307.4281 | 310556.384 | 304909.9043 | 299366.0878 | 293923.068 | 288579.0123 | 283332.1211 | 278180.628 | 273122.7984 | 268156.9294 | 263281.3488 | 258494.4152 | 253794.5168 | 249180.071 | 244649.5242 | 240201.3511
F2_Commercial_School (ID)_Existing_Food Preparation_Natural Gas_Conveyor Oven_Baseline Forecast | F2 | Commercial | School (ID) | Existing | Food Preparation | Natural Gas | Conveyor Oven | Baseline Forecast | Usage (MMtherm) | 0.011093 | 0.010891 | 0.010693 | 0.010499 | 0.010308 | 0.010121 | 0.0099367 | 0.009756 | 0.0095786 | 0.0094045 | 0.0092335 | 0.0090656 | 0.0089008 | 0.0087389 | 0.00858 | 0.008424 | 0.0082709 | 0.0081205 | 0.0079729 | 0.0078279 | 0.0076856 | 0.0075458 | 0.0074086 | 0.0072739 | 0.0071417 | 0.0070118 | 0.0068843
F3_Commercial_School (ID)_Existing_Food Preparation_Natural Gas_Conveyor Oven_Baseline Forecast | F3 | Commercial | School (ID) | Existing | Food Preparation | Natural Gas | Conveyor Oven | Baseline Forecast | Summer Peak Demand (n/a) | 0 | 0 | 0 | 0 | 0 | 0 | 0 | 0 | 0 | 0 | 0 | 0 | 0 | 0 | 0 | 0 | 0 | 0 | 0 | 0 | 0 | 0 | 0 | 0 | 0 | 0 | 0
F4_Commercial_School (ID)_Existing_Food Preparation_Natural Gas_Conveyor Oven_Baseline Forecast | F4 | Commercial | School (ID) | Existing | Food Preparation | Natural Gas | Conveyor Oven | Baseline Forecast | Winter Peak Demand (n/a) | 0 | 0 | 0 | 0 | 0 | 0 | 0 | 0 | 0 | 0 | 0 | 0 | 0 | 0 | 0 | 0 | 0 | 0 | 0 | 0 | 0 | 0 | 0 | 0 | 0 | 0 | 0
F5_Commercial_School (ID)_Existing_Food Preparation_Natural Gas_Conveyor Oven_Baseline Forecast | F5 | Commercial | School (ID) | Existing | Food Preparation | Natural Gas | Conveyor Oven | Baseline Forecast | Turnover | 0 | 0 | 0 | 0 | 0 | 1412.4821 | 3883.0418 | 7134.711 | 10951.3111 | 15164.3769 | 18354.2282 | 20742.5605 | 22503.4661 | 23773.6479 | 24660.4415 | 25248.1172 | 25602.8287 | 20109.8582 | 15795.3795 | 12406.5526 | 9744.7832 | 7864.7093 | 6756.3992 | 6370.751 | 6636.9619 | 7474.2981 | 8859.518
F6_Commercial_School (ID)_Existing_Food Preparation_Natural Gas_Conveyor Oven_Baseline Forecast | F6 | Commercial | School (ID) | Existing | Food Preparation | Natural Gas | Conveyor Oven | Baseline Forecast | Avg. Replacement Usage (therms) | 0.028661 | 0.028661 | 0.028661 | 0.028661 | 0.028661 | 0.028661 | 0.028661 | 0.028661 | 0.028661 | 0.028661 | 0.028661 | 0.028661 | 0.028661 | 0.028661 | 0.028661 | 0.028661 | 0.028661 | 0.028661 | 0.028661 | 0.028661 | 0.028661 | 0.028661 | 0.028661 | 0.028661 | 0.028661 | 0.028661 | 0.028661
F7_Commercial_School (ID)_Existing_Food Preparation_Natural Gas_Conveyor Oven_Baseline Forecast | F7 | Commercial | School (ID) | Existing | Food Preparation | Natural Gas | Conveyor Oven | Baseline Forecast | Avg. Replacement Summer Demand (n/a) | 0 | 0 | 0 | 0 | 0 | 0 | 0 | 0 | 0 | 0 | 0 | 0 | 0 | 0 | 0 | 0 | 0 | 0 | 0 | 0 | 0 | 0 | 0 | 0 | 0 | 0 | 0
F8_Commercial_School (ID)_Existing_Food Preparation_Natural Gas_Conveyor Oven_Baseline Forecast | F8 | Commercial | School (ID) | Existing | Food Preparation | Natural Gas | Conveyor Oven | Baseline Forecast | Avg. Replacement Winter Demand (n/a) | 0 | 0 | 0 | 0 | 0 | 0 | 0 | 0 | 0 | 0 | 0 | 0 | 0 | 0 | 0 | 0 | 0 | 0 | 0 | 0 | 0 | 0 | 0 | 0 | 0 | 0 | 0
F1_Commercial_School (ID)_Existing_Food Preparation_Natural Gas_Double Rack Oven_Baseline Forecast | F1 | Commercial | School (ID) | Existing | Food Preparation | Natural Gas | Double Rack Oven | Baseline Forecast | Units | 387050.4862 | 380013.2046 | 373103.8736 | 366320.1668 | 359659.8002 | 353120.5311 | 346700.1578 | 340396.5186 | 334207.4909 | 328130.9911 | 322164.9731 | 316307.4281 | 310556.384 | 304909.9043 | 299366.0878 | 293923.068 | 288579.0123 | 283332.1211 | 278180.628 | 273122.7984 | 268156.9294 | 263281.3488 | 258494.4152 | 253794.5168 | 249180.071 | 244649.5242 | 240201.3511
F2_Commercial_School (ID)_Existing_Food Preparation_Natural Gas_Double Rack Oven_Baseline Forecast | F2 | Commercial | School (ID) | Existing | Food Preparation | Natural Gas | Double Rack Oven | Baseline Forecast | Usage (MMtherm) | 0.016852 | 0.016546 | 0.016245 | 0.01595 | 0.01566 | 0.015375 | 0.015096 | 0.014821 | 0.014552 | 0.014287 | 0.014027 | 0.013772 | 0.013522 | 0.013276 | 0.013035 | 0.012798 | 0.012565 | 0.012337 | 0.012112 | 0.011892 | 0.011676 | 0.011463 | 0.011255 | 0.01105 | 0.01085 | 0.010652 | 0.010459
F3_Commercial_School (ID)_Existing_Food Preparation_Natural Gas_Double Rack Oven_Baseline Forecast | F3 | Commercial | School (ID) | Existing | Food Preparation | Natural Gas | Double Rack Oven | Baseline Forecast | Summer Peak Demand (n/a) | 0 | 0 | 0 | 0 | 0 | 0 | 0 | 0 | 0 | 0 | 0 | 0 | 0 | 0 | 0 | 0 | 0 | 0 | 0 | 0 | 0 | 0 | 0 | 0 | 0 | 0 | 0
F4_Commercial_School (ID)_Existing_Food Preparation_Natural Gas_Double Rack Oven_Baseline Forecast | F4 | Commercial | School (ID) | Existing | Food Preparation | Natural Gas | Double Rack Oven | Baseline Forecast | Winter Peak Demand (n/a) | 0 | 0 | 0 | 0 | 0 | 0 | 0 | 0 | 0 | 0 | 0 | 0 | 0 | 0 | 0 | 0 | 0 | 0 | 0 | 0 | 0 | 0 | 0 | 0 | 0 | 0 | 0
F5_Commercial_School (ID)_Existing_Food Preparation_Natural Gas_Double Rack Oven_Baseline Forecast | F5 | Commercial | School (ID) | Existing | Food Preparation | Natural Gas | Double Rack Oven | Baseline Forecast | Turnover | 0 | 8444.7379 | 11515.5517 | 14120.1601 | 16319.2688 | 18165.8324 | 19706.0413 | 20980.1833 | 22023.3947 | 22866.3171 | 20751.5276 | 19195.1546 | 18082.2118 | 17318.0658 | 16825.1154 | 16539.9873 | 16411.1686 | 16397.0123 | 16464.0586 | 18192.4118 | 18398.7762 | 18383.2138 | 18218.3851 | 17958.922 | 17645.2495 | 17306.6748 | 16963.8742
F6_Commercial_School (ID)_Existing_Food Preparation_Natural Gas_Double Rack Oven_Baseline Forecast | F6 | Commercial | School (ID) | Existing | Food Preparation | Natural Gas | Double Rack Oven | Baseline Forecast | Avg. Replacement Usage (therms) | 0.043541 | 0.043541 | 0.043541 | 0.043541 | 0.043541 | 0.043541 | 0.043541 | 0.043541 | 0.043541 | 0.043541 | 0.043541 | 0.043541 | 0.043541 | 0.043541 | 0.043541 | 0.043541 | 0.043541 | 0.043541 | 0.043541 | 0.043541 | 0.043541 | 0.043541 | 0.043541 | 0.043541 | 0.043541 | 0.043541 | 0.043541
F7_Commercial_School (ID)_Existing_Food Preparation_Natural Gas_Double Rack Oven_Baseline Forecast | F7 | Commercial | School (ID) | Existing | Food Preparation | Natural Gas | Double Rack Oven | Baseline Forecast | Avg. Replacement Summer Demand (n/a) | 0 | 0 | 0 | 0 | 0 | 0 | 0 | 0 | 0 | 0 | 0 | 0 | 0 | 0 | 0 | 0 | 0 | 0 | 0 | 0 | 0 | 0 | 0 | 0 | 0 | 0 | 0
F8_Commercial_School (ID)_Existing_Food Preparation_Natural Gas_Double Rack Oven_Baseline Forecast | F8 | Commercial | School (ID) | Existing | Food Preparation | Natural Gas | Double Rack Oven | Baseline Forecast | Avg. Replacement Winter Demand (n/a) | 0 | 0 | 0 | 0 | 0 | 0 | 0 | 0 | 0 | 0 | 0 | 0 | 0 | 0 | 0 | 0 | 0 | 0 | 0 | 0 | 0 | 0 | 0 | 0 | 0 | 0 | 0
F1_Commercial_School (ID)_Existing_Food Preparation_Natural Gas_Fryer_Baseline Forecast | F1 | Commercial | School (ID) | Existing | Food Preparation | Natural Gas | Fryer | Baseline Forecast | Units | 1001777.729 | 983563.5885 | 965680.6141 | 948122.7848 | 930884.1887 | 913959.0216 | 897341.5849 | 881026.2833 | 865007.6236 | 849280.2123 | 833838.7539 | 818678.0493 | 803792.9938 | 789178.5758 | 774829.8744 | 760742.0585 | 746910.3847 | 733330.1959 | 719996.9196 | 706906.0665 | 694053.2289 | 681434.0793 | 669044.3688 | 656879.9257 | 644936.6543 | 633210.5333 | 621697.6146
F2_Commercial_School (ID)_Existing_Food Preparation_Natural Gas_Fryer_Baseline Forecast | F2 | Commercial | School (ID) | Existing | Food Preparation | Natural Gas | Fryer | Baseline Forecast | Usage (MMtherm) | 0.025997 | 0.025525 | 0.02506 | 0.024605 | 0.024157 | 0.023718 | 0.023287 | 0.022864 | 0.022448 | 0.02204 | 0.021639 | 0.021246 | 0.020859 | 0.02048 | 0.020108 | 0.019742 | 0.019383 | 0.019031 | 0.018685 | 0.018345 | 0.018011 | 0.017684 | 0.017362 | 0.017047 | 0.016737 | 0.016432 | 0.016134
F3_Commercial_School (ID)_Existing_Food Preparation_Natural Gas_Fryer_Baseline Forecast | F3 | Commercial | School (ID) | Existing | Food Preparation | Natural Gas | Fryer | Baseline Forecast | Summer Peak Demand (n/a) | 0 | 0 | 0 | 0 | 0 | 0 | 0 | 0 | 0 | 0 | 0 | 0 | 0 | 0 | 0 | 0 | 0 | 0 | 0 | 0 | 0 | 0 | 0 | 0 | 0 | 0 | 0
F4_Commercial_School (ID)_Existing_Food Preparation_Natural Gas_Fryer_Baseline Forecast | F4 | Commercial | School (ID) | Existing | Food Preparation | Natural Gas | Fryer | Baseline Forecast | Winter Peak Demand (n/a) | 0 | 0 | 0 | 0 | 0 | 0 | 0 | 0 | 0 | 0 | 0 | 0 | 0 | 0 | 0 | 0 | 0 | 0 | 0 | 0 | 0 | 0 | 0 | 0 | 0 | 0 | 0
F5_Commercial_School (ID)_Existing_Food Preparation_Natural Gas_Fryer_Baseline Forecast | F5 | Commercial | School (ID) | Existing | Food Preparation | Natural Gas | Fryer | Baseline Forecast | Turnover | 0 | 29804.9572 | 32455.3815 | 34714.6384 | 36626.6889 | 38230.7356 | 39561.7351 | 40650.854 | 41525.8773 | 42211.5722 | 42730.0128 | 43100.8701 | 40684.5039 | 38724.6558 | 37143.2173 | 35873.7378 | 34859.8184 | 34053.7167 | 33415.1351 | 32910.1697 | 32510.3993 | 32192.0961 | 31935.5429 | 37869.5242 | 37357.2043 | 36709.4512 | 35971.8336
F6_Commercial_School (ID)_Existing_Food Preparation_Natural Gas_Fryer_Baseline Forecast | F6 | Commercial | School (ID) | Existing | Food Preparation | Natural Gas | Fryer | Baseline Forecast | Avg. Replacement Usage (therms) | 0.025951 | 0.025951 | 0.025951 | 0.025951 | 0.025951 | 0.025951 | 0.025951 | 0.025951 | 0.025951 | 0.025951 | 0.025951 | 0.025951 | 0.025951 | 0.025951 | 0.025951 | 0.025951 | 0.025951 | 0.025951 | 0.025951 | 0.025951 | 0.025951 | 0.025951 | 0.025951 | 0.025951 | 0.025951 | 0.025951 | 0.025951
F7_Commercial_School (ID)_Existing_Food Preparation_Natural Gas_Fryer_Baseline Forecast | F7 | Commercial | School (ID) | Existing | Food Preparation | Natural Gas | Fryer | Baseline Forecast | Avg. Replacement Summer Demand (n/a) | 0 | 0 | 0 | 0 | 0 | 0 | 0 | 0 | 0 | 0 | 0 | 0 | 0 | 0 | 0 | 0 | 0 | 0 | 0 | 0 | 0 | 0 | 0 | 0 | 0 | 0 | 0
F8_Commercial_School (ID)_Existing_Food Preparation_Natural Gas_Fryer_Baseline Forecast | F8 | Commercial | School (ID) | Existing | Food Preparation | Natural Gas | Fryer | Baseline Forecast | Avg. Replacement Winter Demand (n/a) | 0 | 0 | 0 | 0 | 0 | 0 | 0 | 0 | 0 | 0 | 0 | 0 | 0 | 0 | 0 | 0 | 0 | 0 | 0 | 0 | 0 | 0 | 0 | 0 | 0 | 0 | 0
F1_Commercial_School (ID)_Existing_Food Preparation_Natural Gas_Broiler_Baseline Forecast | F1 | Commercial | School (ID) | Existing | Food Preparation | Natural Gas | Broiler | Baseline Forecast | Units | 1548201.9448 | 1520052.8185 | 1492415.4945 | 1465280.6674 | 1438639.2007 | 1412482.1243 | 1386800.6311 | 1361586.0742 | 1336829.9638 | 1312523.9644 | 1288659.8924 | 1265229.7125 | 1242225.5359 | 1219639.6171 | 1197464.3513 | 1175692.2722 | 1154316.0491 | 1133328.4845 | 1112722.5121 | 1092491.1937 | 1072627.7174 | 1053125.3953 | 1033977.6608 | 1015178.067 | 996720.284 | 978598.097 | 960805.4043
F2_Commercial_School (ID)_Existing_Food Preparation_Natural Gas_Broiler_Baseline Forecast | F2 | Commercial | School (ID) | Existing | Food Preparation | Natural Gas | Broiler | Baseline Forecast | Usage (MMtherm) | 0.042935 | 0.042155 | 0.041388 | 0.040636 | 0.039897 | 0.039172 | 0.038459 | 0.03776 | 0.037074 | 0.0364 | 0.035738 | 0.035088 | 0.03445 | 0.033824 | 0.033209 | 0.032605 | 0.032012 | 0.03143 | 0.030859 | 0.030297 | 0.029747 | 0.029206 | 0.028675 | 0.028153 | 0.027641 | 0.027139 | 0.026645
F3_Commercial_School (ID)_Existing_Food Preparation_Natural Gas_Broiler_Baseline Forecast | F3 | Commercial | School (ID) | Existing | Food Preparation | Natural Gas | Broiler | Baseline Forecast | Summer Peak Demand (n/a) | 0 | 0 | 0 | 0 | 0 | 0 | 0 | 0 | 0 | 0 | 0 | 0 | 0 | 0 | 0 | 0 | 0 | 0 | 0 | 0 | 0 | 0 | 0 | 0 | 0 | 0 | 0
F4_Commercial_School (ID)_Existing_Food Preparation_Natural Gas_Broiler_Baseline Forecast | F4 | Commercial | School (ID) | Existing | Food Preparation | Natural Gas | Broiler | Baseline Forecast | Winter Peak Demand (n/a) | 0 | 0 | 0 | 0 | 0 | 0 | 0 | 0 | 0 | 0 | 0 | 0 | 0 | 0 | 0 | 0 | 0 | 0 | 0 | 0 | 0 | 0 | 0 | 0 | 0 | 0 | 0
F5_Commercial_School (ID)_Existing_Food Preparation_Natural Gas_Broiler_Baseline Forecast | F5 | Commercial | School (ID) | Existing | Food Preparation | Natural Gas | Broiler | Baseline Forecast | Turnover | 0 | 56298.2525 | 62951.6824 | 68507.0637 | 73108.7162 | 76882.5087 | 79938.2087 | 82371.5333 | 84265.9389 | 85694.1827 | 80090.7775 | 75827.2661 | 72629.6838 | 70272.5284 | 68570.8546 | 67373.5953 | 66557.9263 | 66024.5171 | 65693.5326 | 77337.1626 | 76336.0864 | 74944.9639 | 73320.1261 | 71577.0833 | 69799.3571 | 68045.6016 | 66355.3205
F6_Commercial_School (ID)_Existing_Food Preparation_Natural Gas_Broiler_Baseline Forecast | F6 | Commercial | School (ID) | Existing | Food Preparation | Natural Gas | Broiler | Baseline Forecast | Avg. Replacement Usage (therms) | 0.027732 | 0.027732 | 0.027732 | 0.027732 | 0.027732 | 0.027732 | 0.027732 | 0.027732 | 0.027732 | 0.027732 | 0.027732 | 0.027732 | 0.027732 | 0.027732 | 0.027732 | 0.027732 | 0.027732 | 0.027732 | 0.027732 | 0.027732 | 0.027732 | 0.027732 | 0.027732 | 0.027732 | 0.027732 | 0.027732 | 0.027732
F7_Commercial_School (ID)_Existing_Food Preparation_Natural Gas_Broiler_Baseline Forecast | F7 | Commercial | School (ID) | Existing | Food Preparation | Natural Gas | Broiler | Baseline Forecast | Avg. Replacement Summer Demand (n/a) | 0 | 0 | 0 | 0 | 0 | 0 | 0 | 0 | 0 | 0 | 0 | 0 | 0 | 0 | 0 | 0 | 0 | 0 | 0 | 0 | 0 | 0 | 0 | 0 | 0 | 0 | 0
F8_Commercial_School (ID)_Existing_Food Preparation_Natural Gas_Broiler_Baseline Forecast | F8 | Commercial | School (ID) | Existing | Food Preparation | Natural Gas | Broiler | Baseline Forecast | Avg. Replacement Winter Demand (n/a) | 0 | 0 | 0 | 0 | 0 | 0 | 0 | 0 | 0 | 0 | 0 | 0 | 0 | 0 | 0 | 0 | 0 | 0 | 0 | 0 | 0 | 0 | 0 | 0 | 0 | 0 | 0
F1_Commercial_School (ID)_Existing_Food Preparation_Natural Gas_Griddle_Baseline Forecast | F1 | Commercial | School (ID) | Existing | Food Preparation | Natural Gas | Griddle | Baseline Forecast | Units | 2185696.8632 | 2145956.9203 | 2106939.5217 | 2068631.5304 | 2031020.048 | 1994092.4108 | 1957836.1852 | 1922239.1636 | 1887289.3606 | 1852975.0086 | 1819284.5539 | 1786206.6529 | 1753730.1683 | 1721844.1653 | 1690537.9077 | 1659800.8549 | 1629622.6575 | 1599993.1546 | 1570902.37 | 1542340.5087 | 1514297.954 | 1486765.264 | 1459733.1682 | 1433192.5652 | 1407134.5185 | 1381550.2546 | 1356431.159
F2_Commercial_School (ID)_Existing_Food Preparation_Natural Gas_Griddle_Baseline Forecast | F2 | Commercial | School (ID) | Existing | Food Preparation | Natural Gas | Griddle | Baseline Forecast | Usage (MMtherm) | 0.042247 | 0.041479 | 0.040724 | 0.039984 | 0.039257 | 0.038543 | 0.037842 | 0.037154 | 0.036479 | 0.035816 | 0.035164 | 0.034525 | 0.033897 | 0.033281 | 0.032676 | 0.032082 | 0.031499 | 0.030926 | 0.030364 | 0.029811 | 0.029269 | 0.028737 | 0.028215 | 0.027702 | 0.027198 | 0.026704 | 0.026218
F3_Commercial_School (ID)_Existing_Food Preparation_Natural Gas_Griddle_Baseline Forecast | F3 | Commercial | School (ID) | Existing | Food Preparation | Natural Gas | Griddle | Baseline Forecast | Summer Peak Demand (n/a) | 0 | 0 | 0 | 0 | 0 | 0 | 0 | 0 | 0 | 0 | 0 | 0 | 0 | 0 | 0 | 0 | 0 | 0 | 0 | 0 | 0 | 0 | 0 | 0 | 0 | 0 | 0
F4_Commercial_School (ID)_Existing_Food Preparation_Natural Gas_Griddle_Baseline Forecast | F4 | Commercial | School (ID) | Existing | Food Preparation | Natural Gas | Griddle | Baseline Forecast | Winter Peak Demand (n/a) | 0 | 0 | 0 | 0 | 0 | 0 | 0 | 0 | 0 | 0 | 0 | 0 | 0 | 0 | 0 | 0 | 0 | 0 | 0 | 0 | 0 | 0 | 0 | 0 | 0 | 0 | 0
F5_Commercial_School (ID)_Existing_Food Preparation_Natural Gas_Griddle_Baseline Forecast | F5 | Commercial | School (ID) | Existing | Food Preparation | Natural Gas | Griddle | Baseline Forecast | Turnover | 0 | 79479.8859 | 88872.9634 | 96715.8546 | 103212.3052 | 108540.0122 | 112853.9417 | 116289.2235 | 118963.6784 | 120980.0226 | 113069.3329 | 107050.258 | 102536.0242 | 99208.2754 | 96805.9124 | 95115.6639 | 93964.1313 | 93211.083 | 92743.8108 | 109181.8766 | 107768.5926 | 105804.6549 | 103510.7663 | 101050 | 98540.2689 | 96064.3787 | 93678.0995
F6_Commercial_School (ID)_Existing_Food Preparation_Natural Gas_Griddle_Baseline Forecast | F6 | Commercial | School (ID) | Existing | Food Preparation | Natural Gas | Griddle | Baseline Forecast | Avg. Replacement Usage (therms) | 0.019329 | 0.019329 | 0.019329 | 0.019329 | 0.019329 | 0.019329 | 0.019329 | 0.019329 | 0.019329 | 0.019329 | 0.019329 | 0.019329 | 0.019329 | 0.019329 | 0.019329 | 0.019329 | 0.019329 | 0.019329 | 0.019329 | 0.019329 | 0.019329 | 0.019329 | 0.019329 | 0.019329 | 0.019329 | 0.019329 | 0.019329
F7_Commercial_School (ID)_Existing_Food Preparation_Natural Gas_Griddle_Baseline Forecast | F7 | Commercial | School (ID) | Existing | Food Preparation | Natural Gas | Griddle | Baseline Forecast | Avg. Replacement Summer Demand (n/a) | 0 | 0 | 0 | 0 | 0 | 0 | 0 | 0 | 0 | 0 | 0 | 0 | 0 | 0 | 0 | 0 | 0 | 0 | 0 | 0 | 0 | 0 | 0 | 0 | 0 | 0 | 0
F8_Commercial_School (ID)_Existing_Food Preparation_Natural Gas_Griddle_Baseline Forecast | F8 | Commercial | School (ID) | Existing | Food Preparation | Natural Gas | Griddle | Baseline Forecast | Avg. Replacement Winter Demand (n/a) | 0 | 0 | 0 | 0 | 0 | 0 | 0 | 0 | 0 | 0 | 0 | 0 | 0 | 0 | 0 | 0 | 0 | 0 | 0 | 0 | 0 | 0 | 0 | 0 | 0 | 0 | 0
F1_Commercial_School (ID)_Existing_Food Preparation_Natural Gas_Range_Baseline Forecast | F1 | Commercial | School (ID) | Existing | Food Preparation | Natural Gas | Range | Baseline Forecast | Units | 2701764.1782 | 2652641.1931 | 2604411.3532 | 2557058.4195 | 2510566.4483 | 2464919.7856 | 2420103.0622 | 2376101.1883 | 2332899.3486 | 2290482.9968 | 2248837.8514 | 2207949.8904 | 2167805.347 | 2128390.7043 | 2089692.6915 | 2051698.2789 | 2014394.6738 | 1977769.3161 | 1941809.874 | 1906504.24 | 1871840.5265 | 1837807.0624 | 1804392.3885 | 1771585.2542 | 1739374.6132 | 1707749.6202 | 1676699.6271
F2_Commercial_School (ID)_Existing_Food Preparation_Natural Gas_Range_Baseline Forecast | F2 | Commercial | School (ID) | Existing | Food Preparation | Natural Gas | Range | Baseline Forecast | Usage (MMtherm) | 0.051591 | 0.050653 | 0.049732 | 0.048828 | 0.04794 | 0.047068 | 0.046212 | 0.045372 | 0.044547 | 0.043737 | 0.042942 | 0.042161 | 0.041395 | 0.040642 | 0.039903 | 0.039178 | 0.038465 | 0.037766 | 0.037079 | 0.036405 | 0.035743 | 0.035093 | 0.034455 | 0.033829 | 0.033214 | 0.03261 | 0.032017
F3_Commercial_School (ID)_Existing_Food Preparation_Natural Gas_Range_Baseline Forecast | F3 | Commercial | School (ID) | Existing | Food Preparation | Natural Gas | Range | Baseline Forecast | Summer Peak Demand (n/a) | 0 | 0 | 0 | 0 | 0 | 0 | 0 | 0 | 0 | 0 | 0 | 0 | 0 | 0 | 0 | 0 | 0 | 0 | 0 | 0 | 0 | 0 | 0 | 0 | 0 | 0 | 0
F4_Commercial_School (ID)_Existing_Food Preparation_Natural Gas_Range_Baseline Forecast | F4 | Commercial | School (ID) | Existing | Food Preparation | Natural Gas | Range | Baseline Forecast | Winter Peak Demand (n/a) | 0 | 0 | 0 | 0 | 0 | 0 | 0 | 0 | 0 | 0 | 0 | 0 | 0 | 0 | 0 | 0 | 0 | 0 | 0 | 0 | 0 | 0 | 0 | 0 | 0 | 0 | 0
F5_Commercial_School (ID)_Existing_Food Preparation_Natural Gas_Range_Baseline Forecast | F5 | Commercial | School (ID) | Existing | Food Preparation | Natural Gas | Range | Baseline Forecast | Turnover | 0 | 106105.6477 | 135429.3904 | 157514.7986 | 173932.0435 | 185914.1099 | 194429.1439 | 200237.2786 | 203935.2676 | 205991.5429 | 179787.6965 | 164177.7423 | 155661.5158 | 151756.0268 | 150720.0573 | 172863.7295 | 176064.4956 | 177846.0447 | 178526.1817 | 173778.6755 | 166744.1935 | 159257.511 | 152308.4342 | 146355.3612 | 139711.7104 | 137087.5104 | 136709.1444
F6_Commercial_School (ID)_Existing_Food Preparation_Natural Gas_Range_Baseline Forecast | F6 | Commercial | School (ID) | Existing | Food Preparation | Natural Gas | Range | Baseline Forecast | Avg. Replacement Usage (therms) | 0.019095 | 0.019095 | 0.019095 | 0.019095 | 0.019095 | 0.019095 | 0.019095 | 0.019095 | 0.019095 | 0.019095 | 0.019095 | 0.019095 | 0.019095 | 0.019095 | 0.019095 | 0.019095 | 0.019095 | 0.019095 | 0.019095 | 0.019095 | 0.019095 | 0.019095 | 0.019095 | 0.019095 | 0.019095 | 0.019095 | 0.019095
F7_Commercial_School (ID)_Existing_Food Preparation_Natural Gas_Range_Baseline Forecast | F7 | Commercial | School (ID) | Existing | Food Preparation | Natural Gas | Range | Baseline Forecast | Avg. Replacement Summer Demand (n/a) | 0 | 0 | 0 | 0 | 0 | 0 | 0 | 0 | 0 | 0 | 0 | 0 | 0 | 0 | 0 | 0 | 0 | 0 | 0 | 0 | 0 | 0 | 0 | 0 | 0 | 0 | 0
F8_Commercial_School (ID)_Existing_Food Preparation_Natural Gas_Range_Baseline Forecast | F8 | Commercial | School (ID) | Existing | Food Preparation | Natural Gas | Range | Baseline Forecast | Avg. Replacement Winter Demand (n/a) | 0 | 0 | 0 | 0 | 0 | 0 | 0 | 0 | 0 | 0 | 0 | 0 | 0 | 0 | 0 | 0 | 0 | 0 | 0 | 0 | 0 | 0 | 0 | 0 | 0 | 0 | 0
F1_Commercial_School (ID)_Existing_Food Preparation_Natural Gas_Steamer_Baseline Forecast | F1 | Commercial | School (ID) | Existing | Food Preparation | Natural Gas | Steamer | Baseline Forecast | Units | 971420.8281 | 953758.6312 | 936417.5652 | 919391.7913 | 902675.5769 | 886263.2937 | 870149.4156 | 854328.5172 | 838795.2714 | 823544.4483 | 808570.9129 | 793869.6235 | 779435.6304 | 765264.0735 | 751350.1812 | 737689.2688 | 724276.7367 | 711108.0687 | 698178.8311 | 685484.6705 | 673021.3129 | 660784.5618 | 648770.297 | 636974.4734 | 625393.1194 | 614022.3354 | 602858.2929
F2_Commercial_School (ID)_Existing_Food Preparation_Natural Gas_Steamer_Baseline Forecast | F2 | Commercial | School (ID) | Existing | Food Preparation | Natural Gas | Steamer | Baseline Forecast | Usage (MMtherm) | 0.021436 | 0.021046 | 0.020663 | 0.020288 | 0.019919 | 0.019557 | 0.019201 | 0.018852 | 0.018509 | 0.018173 | 0.017842 | 0.017518 | 0.017199 | 0.016887 | 0.01658 | 0.016278 | 0.015982 | 0.015692 | 0.015406 | 0.015126 | 0.014851 | 0.014581 | 0.014316 | 0.014056 | 0.0138 | 0.013549 | 0.013303
F3_Commercial_School (ID)_Existing_Food Preparation_Natural Gas_Steamer_Baseline Forecast | F3 | Commercial | School (ID) | Existing | Food Preparation | Natural Gas | Steamer | Baseline Forecast | Summer Peak Demand (n/a) | 0 | 0 | 0 | 0 | 0 | 0 | 0 | 0 | 0 | 0 | 0 | 0 | 0 | 0 | 0 | 0 | 0 | 0 | 0 | 0 | 0 | 0 | 0 | 0 | 0 | 0 | 0
F4_Commercial_School (ID)_Existing_Food Preparation_Natural Gas_Steamer_Baseline Forecast | F4 | Commercial | School (ID) | Existing | Food Preparation | Natural Gas | Steamer | Baseline Forecast | Winter Peak Demand (n/a) | 0 | 0 | 0 | 0 | 0 | 0 | 0 | 0 | 0 | 0 | 0 | 0 | 0 | 0 | 0 | 0 | 0 | 0 | 0 | 0 | 0 | 0 | 0 | 0 | 0 | 0 | 0
F5_Commercial_School (ID)_Existing_Food Preparation_Natural Gas_Steamer_Baseline Forecast | F5 | Commercial | School (ID) | Existing | Food Preparation | Natural Gas | Steamer | Baseline Forecast | Turnover | 0 | 35324.3937 | 39499.0948 | 42984.8243 | 45872.1356 | 48240.0054 | 50157.3074 | 51684.0993 | 52872.7459 | 53768.8989 | 50253.0368 | 47577.8925 | 45571.5663 | 44092.5669 | 43024.85 | 42273.6284 | 41761.8361 | 41427.148 | 41219.4715 | 48525.2785 | 47897.1523 | 47024.2911 | 46004.785 | 44911.1111 | 43795.6751 | 42695.2794 | 41634.7109
F6_Commercial_School (ID)_Existing_Food Preparation_Natural Gas_Steamer_Baseline Forecast | F6 | Commercial | School (ID) | Existing | Food Preparation | Natural Gas | Steamer | Baseline Forecast | Avg. Replacement Usage (therms) | 0.022066 | 0.022066 | 0.022066 | 0.022066 | 0.022066 | 0.022066 | 0.022066 | 0.022066 | 0.022066 | 0.022066 | 0.022066 | 0.022066 | 0.022066 | 0.022066 | 0.022066 | 0.022066 | 0.022066 | 0.022066 | 0.022066 | 0.022066 | 0.022066 | 0.022066 | 0.022066 | 0.022066 | 0.022066 | 0.022066 | 0.022066
F7_Commercial_School (ID)_Existing_Food Preparation_Natural Gas_Steamer_Baseline Forecast | F7 | Commercial | School (ID) | Existing | Food Preparation | Natural Gas | Steamer | Baseline Forecast | Avg. Replacement Summer Demand (n/a) | 0 | 0 | 0 | 0 | 0 | 0 | 0 | 0 | 0 | 0 | 0 | 0 | 0 | 0 | 0 | 0 | 0 | 0 | 0 | 0 | 0 | 0 | 0 | 0 | 0 | 0 | 0
F8_Commercial_School (ID)_Existing_Food Preparation_Natural Gas_Steamer_Baseline Forecast | F8 | Commercial | School (ID) | Existing | Food Preparation | Natural Gas | Steamer | Baseline Forecast | Avg. Replacement Winter Demand (n/a) | 0 | 0 | 0 | 0 | 0 | 0 | 0 | 0 | 0 | 0 | 0 | 0 | 0 | 0 | 0 | 0 | 0 | 0 | 0 | 0 | 0 | 0 | 0 | 0 | 0 | 0 | 0
F1_Commercial_School (ID)_Existing_Food Preparation_Natural Gas_Food Prep Other_Baseline Forecast | F1 | Commercial | School (ID) | Existing | Food Preparation | Natural Gas | Food Prep Other | Baseline Forecast | Units | 121427.6035 | 119219.8289 | 117052.1957 | 114923.9739 | 112834.4471 | 110782.9117 | 108768.677 | 106791.0646 | 104849.4089 | 102943.056 | 101071.3641 | 99233.7029 | 97429.4538 | 95658.0092 | 93918.7727 | 92211.1586 | 90534.5921 | 88888.5086 | 87272.3539 | 85685.5838 | 84127.6641 | 82598.0702 | 81096.2871 | 79621.8092 | 78174.1399 | 76752.7919 | 75357.2866
F2_Commercial_School (ID)_Existing_Food Preparation_Natural Gas_Food Prep Other_Baseline Forecast | F2 | Commercial | School (ID) | Existing | Food Preparation | Natural Gas | Food Prep Other | Baseline Forecast | Usage (MMtherm) | 0.00096767 | 0.00095007 | 0.0009328 | 0.00091584 | 0.00089919 | 0.00088284 | 0.00086679 | 0.00085103 | 0.00083555 | 0.00082036 | 0.00080545 | 0.0007908 | 0.00077642 | 0.00076231 | 0.00074845 | 0.00073484 | 0.00072148 | 0.00070836 | 0.00069548 | 0.00068284 | 0.00067042 | 0.00065823 | 0.00064626 | 0.00063451 | 0.00062298 | 0.00061165 | 0.00060053
F3_Commercial_School (ID)_Existing_Food Preparation_Natural Gas_Food Prep Other_Baseline Forecast | F3 | Commercial | School (ID) | Existing | Food Preparation | Natural Gas | Food Prep Other | Baseline Forecast | Summer Peak Demand (n/a) | 0 | 0 | 0 | 0 | 0 | 0 | 0 | 0 | 0 | 0 | 0 | 0 | 0 | 0 | 0 | 0 | 0 | 0 | 0 | 0 | 0 | 0 | 0 | 0 | 0 | 0 | 0
F4_Commercial_School (ID)_Existing_Food Preparation_Natural Gas_Food Prep Other_Baseline Forecast | F4 | Commercial | School (ID) | Existing | Food Preparation | Natural Gas | Food Prep Other | Baseline Forecast | Winter Peak Demand (n/a) | 0 | 0 | 0 | 0 | 0 | 0 | 0 | 0 | 0 | 0 | 0 | 0 | 0 | 0 | 0 | 0 | 0 | 0 | 0 | 0 | 0 | 0 | 0 | 0 | 0 | 0 | 0
F5_Commercial_School (ID)_Existing_Food Preparation_Natural Gas_Food Prep Other_Baseline Forecast | F5 | Commercial | School (ID) | Existing | Food Preparation | Natural Gas | Food Prep Other | Baseline Forecast | Turnover | 0 | 4768.7932 | 6086.7142 | 7079.3168 | 7817.1705 | 8355.6903 | 8738.3885 | 8999.4283 | 9165.63 | 9258.0469 | 8080.3459 | 7378.7749 | 6996.0232 | 6820.4956 | 6773.9352 | 7769.1564 | 7913.011 | 7993.0807 | 8023.6486 | 7810.2776 | 7494.1211 | 7157.6409 | 6845.3229 | 6577.769 | 6279.178 | 6161.2364 | 6144.2312
F6_Commercial_School (ID)_Existing_Food Preparation_Natural Gas_Food Prep Other_Baseline Forecast | F6 | Commercial | School (ID) | Existing | Food Preparation | Natural Gas | Food Prep Other | Baseline Forecast | Avg. Replacement Usage (therms) | 0.0079691 | 0.0079691 | 0.0079691 | 0.0079691 | 0.0079691 | 0.0079691 | 0.0079691 | 0.0079691 | 0.0079691 | 0.0079691 | 0.0079691 | 0.0079691 | 0.0079691 | 0.0079691 | 0.0079691 | 0.0079691 | 0.0079691 | 0.0079691 | 0.0079691 | 0.0079691 | 0.0079691 | 0.0079691 | 0.0079691 | 0.0079691 | 0.0079691 | 0.0079691 | 0.0079691
F7_Commercial_School (ID)_Existing_Food Preparation_Natural Gas_Food Prep Other_Baseline Forecast | F7 | Commercial | School (ID) | Existing | Food Preparation | Natural Gas | Food Prep Other | Baseline Forecast | Avg. Replacement Summer Demand (n/a) | 0 | 0 | 0 | 0 | 0 | 0 | 0 | 0 | 0 | 0 | 0 | 0 | 0 | 0 | 0 | 0 | 0 | 0 | 0 | 0 | 0 | 0 | 0 | 0 | 0 | 0 | 0
F8_Commercial_School (ID)_Existing_Food Preparation_Natural Gas_Food Prep Other_Baseline Forecast | F8 | Commercial | School (ID) | Existing | Food Preparation | Natural Gas | Food Prep Other | Baseline Forecast | Avg. Replacement Winter Demand (n/a) | 0 | 0 | 0 | 0 | 0 | 0 | 0 | 0 | 0 | 0 | 0 | 0 | 0 | 0 | 0 | 0 | 0 | 0 | 0 | 0 | 0 | 0 | 0 | 0 | 0 | 0 | 0
F1_Commercial_School (ID)_Existing_Miscellaneous_Natural Gas_Pool Heater_Baseline Forecast | F1 | Commercial | School (ID) | Existing | Miscellaneous | Natural Gas | Pool Heater | Baseline Forecast | Units | 28121.1281 | 27609.8348 | 27107.8378 | 26614.968 | 26131.0595 | 25655.9494 | 25189.4776 | 24731.4871 | 24281.8237 | 23840.336 | 23406.8753 | 22981.2957 | 22563.454 | 22153.2094 | 21750.4238 | 21354.9615 | 20966.6895 | 20585.477 | 20211.1956 | 19843.7193 | 19482.9244 | 19128.6894 | 18780.895 | 18439.4242 | 18104.162 | 17774.9954 | 17451.8136
F2_Commercial_School (ID)_Existing_Miscellaneous_Natural Gas_Pool Heater_Baseline Forecast | F2 | Commercial | School (ID) | Existing | Miscellaneous | Natural Gas | Pool Heater | Baseline Forecast | Usage (MMtherm) | 1.5348e-05 | 1.5069e-05 | 1.4795e-05 | 1.4526e-05 | 1.4262e-05 | 1.4002e-05 | 1.3748e-05 | 1.3498e-05 | 1.3252e-05 | 1.3011e-05 | 1.2775e-05 | 1.2543e-05 | 1.2314e-05 | 1.2091e-05 | 1.1871e-05 | 1.1655e-05 | 1.1443e-05 | 1.1235e-05 | 1.1031e-05 | 1.083e-05 | 1.0633e-05 | 1.044e-05 | 1.025e-05 | 1.0064e-05 | 9.8807e-06 | 9.7011e-06 | 9.5247e-06
F3_Commercial_School (ID)_Existing_Miscellaneous_Natural Gas_Pool Heater_Baseline Forecast | F3 | Commercial | School (ID) | Existing | Miscellaneous | Natural Gas | Pool Heater | Baseline Forecast | Summer Peak Demand (n/a) | 0 | 0 | 0 | 0 | 0 | 0 | 0 | 0 | 0 | 0 | 0 | 0 | 0 | 0 | 0 | 0 | 0 | 0 | 0 | 0 | 0 | 0 | 0 | 0 | 0 | 0 | 0
F4_Commercial_School (ID)_Existing_Miscellaneous_Natural Gas_Pool Heater_Baseline Forecast | F4 | Commercial | School (ID) | Existing | Miscellaneous | Natural Gas | Pool Heater | Baseline Forecast | Winter Peak Demand (n/a) | 0 | 0 | 0 | 0 | 0 | 0 | 0 | 0 | 0 | 0 | 0 | 0 | 0 | 0 | 0 | 0 | 0 | 0 | 0 | 0 | 0 | 0 | 0 | 0 | 0 | 0 | 0
F5_Commercial_School (ID)_Existing_Miscellaneous_Natural Gas_Pool Heater_Baseline Forecast | F5 | Commercial | School (ID) | Existing | Miscellaneous | Natural Gas | Pool Heater | Baseline Forecast | Turnover | 0 | 3313.1802 | 3144.5092 | 3002.1684 | 2880.688 | 2775.7685 | 2784.7874 | 2761.0944 | 2716.5121 | 2659.3285 | 2595.269 | 3269.5279 | 3048.2158 | 2871.3265 | 2725.9408 | 2603.1898 | 2654.2497 | 2646.8707 | 2604.1463 | 2541.1337 | 2467.5149 | 2579.8528 | 2474.006 | 2391.8872 | 2322.0612 | 2258.145 | 2265.878
F6_Commercial_School (ID)_Existing_Miscellaneous_Natural Gas_Pool Heater_Baseline Forecast | F6 | Commercial | School (ID) | Existing | Miscellaneous | Natural Gas | Pool Heater | Baseline Forecast | Avg. Replacement Usage (therms) | 0.00054577 | 0.00054577 | 0.00054577 | 0.00054577 | 0.00054577 | 0.00054577 | 0.00054577 | 0.00054577 | 0.00054577 | 0.00054577 | 0.00054577 | 0.00054577 | 0.00054577 | 0.00054577 | 0.00054577 | 0.00054577 | 0.00054577 | 0.00054577 | 0.00054577 | 0.00054577 | 0.00054577 | 0.00054577 | 0.00054577 | 0.00054577 | 0.00054577 | 0.00054577 | 0.00054577
F7_Commercial_School (ID)_Existing_Miscellaneous_Natural Gas_Pool Heater_Baseline Forecast | F7 | Commercial | School (ID) | Existing | Miscellaneous | Natural Gas | Pool Heater | Baseline Forecast | Avg. Replacement Summer Demand (n/a) | 0 | 0 | 0 | 0 | 0 | 0 | 0 | 0 | 0 | 0 | 0 | 0 | 0 | 0 | 0 | 0 | 0 | 0 | 0 | 0 | 0 | 0 | 0 | 0 | 0 | 0 | 0
F8_Commercial_School (ID)_Existing_Miscellaneous_Natural Gas_Pool Heater_Baseline Forecast | F8 | Commercial | School (ID) | Existing | Miscellaneous | Natural Gas | Pool Heater | Baseline Forecast | Avg. Replacement Winter Demand (n/a) | 0 | 0 | 0 | 0 | 0 | 0 | 0 | 0 | 0 | 0 | 0 | 0 | 0 | 0 | 0 | 0 | 0 | 0 | 0 | 0 | 0 | 0 | 0 | 0 | 0 | 0 | 0
F1_Commercial_School (ID)_Existing_Miscellaneous_Natural Gas_Miscellaneous_Baseline Forecast | F1 | Commercial | School (ID) | Existing | Miscellaneous | Natural Gas | Miscellaneous | Baseline Forecast | Units | 9258854.7679 | 9090511.9539 | 8925229.9184 | 8762953.0108 | 8603626.5924 | 8447197.018 | 8293611.6177 | 8142818.6791 | 7994767.4304 | 7849408.0226 | 7706691.5131 | 7566569.8492 | 7428995.852 | 7293923.2001 | 7161306.4147 | 7031100.8435 | 6903262.6463 | 6777748.78 | 6654516.984 | 6533525.7661 | 6414734.3886 | 6298102.8542 | 6183591.8933 | 6071162.9497 | 5960778.1688 | 5852400.3839 | 5745993.1042
F2_Commercial_School (ID)_Existing_Miscellaneous_Natural Gas_Miscellaneous_Baseline Forecast | F2 | Commercial | School (ID) | Existing | Miscellaneous | Natural Gas | Miscellaneous | Baseline Forecast | Usage (MMtherm) | 0.027591 | 0.02709 | 0.026597 | 0.026114 | 0.025639 | 0.025173 | 0.024715 | 0.024266 | 0.023824 | 0.023391 | 0.022966 | 0.022548 | 0.022138 | 0.021736 | 0.021341 | 0.020953 | 0.020572 | 0.020198 | 0.01983 | 0.01947 | 0.019116 | 0.018768 | 0.018427 | 0.018092 | 0.017763 | 0.01744 | 0.017123
F3_Commercial_School (ID)_Existing_Miscellaneous_Natural Gas_Miscellaneous_Baseline Forecast | F3 | Commercial | School (ID) | Existing | Miscellaneous | Natural Gas | Miscellaneous | Baseline Forecast | Summer Peak Demand (n/a) | 0 | 0 | 0 | 0 | 0 | 0 | 0 | 0 | 0 | 0 | 0 | 0 | 0 | 0 | 0 | 0 | 0 | 0 | 0 | 0 | 0 | 0 | 0 | 0 | 0 | 0 | 0
F4_Commercial_School (ID)_Existing_Miscellaneous_Natural Gas_Miscellaneous_Baseline Forecast | F4 | Commercial | School (ID) | Existing | Miscellaneous | Natural Gas | Miscellaneous | Baseline Forecast | Winter Peak Demand (n/a) | 0 | 0 | 0 | 0 | 0 | 0 | 0 | 0 | 0 | 0 | 0 | 0 | 0 | 0 | 0 | 0 | 0 | 0 | 0 | 0 | 0 | 0 | 0 | 0 | 0 | 0 | 0
F5_Commercial_School (ID)_Existing_Miscellaneous_Natural Gas_Miscellaneous_Baseline Forecast | F5 | Commercial | School (ID) | Existing | Miscellaneous | Natural Gas | Miscellaneous | Baseline Forecast | Turnover | 0 | 779186.7389 | 910737.7468 | 1016809.1249 | 961054.8322 | 931920.7896 | 921744.2507 | 905641.7973 | 888151.5516 | 872056.561 | 856334.5415 | 1029702.2677 | 1019800.3294 | 1003742.4545 | 974891.8812 | 955483.576 | 941448.2293 | 924253.9138 | 906752.2179 | 890387.1065 | 874309.6208 | 904200.6887 | 883462.1338 | 862299.0989 | 845357.4026 | 830458.671 | 816276.5922
F6_Commercial_School (ID)_Existing_Miscellaneous_Natural Gas_Miscellaneous_Baseline Forecast | F6 | Commercial | School (ID) | Existing | Miscellaneous | Natural Gas | Miscellaneous | Baseline Forecast | Avg. Replacement Usage (therms) | 0.00298 | 0.00298 | 0.00298 | 0.00298 | 0.00298 | 0.00298 | 0.00298 | 0.00298 | 0.00298 | 0.00298 | 0.00298 | 0.00298 | 0.00298 | 0.00298 | 0.00298 | 0.00298 | 0.00298 | 0.00298 | 0.00298 | 0.00298 | 0.00298 | 0.00298 | 0.00298 | 0.00298 | 0.00298 | 0.00298 | 0.00298
F7_Commercial_School (ID)_Existing_Miscellaneous_Natural Gas_Miscellaneous_Baseline Forecast | F7 | Commercial | School (ID) | Existing | Miscellaneous | Natural Gas | Miscellaneous | Baseline Forecast | Avg. Replacement Summer Demand (n/a) | 0 | 0 | 0 | 0 | 0 | 0 | 0 | 0 | 0 | 0 | 0 | 0 | 0 | 0 | 0 | 0 | 0 | 0 | 0 | 0 | 0 | 0 | 0 | 0 | 0 | 0 | 0
F8_Commercial_School (ID)_Existing_Miscellaneous_Natural Gas_Miscellaneous_Baseline Forecast | F8 | Commercial | School (ID) | Existing | Miscellaneous | Natural Gas | Miscellaneous | Baseline Forecast | Avg. Replacement Winter Demand (n/a) | 0 | 0 | 0 | 0 | 0 | 0 | 0 | 0 | 0 | 0 | 0 | 0 | 0 | 0 | 0 | 0 | 0 | 0 | 0 | 0 | 0 | 0 | 0 | 0 | 0 | 0 | 0
F1_Commercial_School (ID)_New_Space Heating_Natural Gas_Furnace_Baseline Forecast | F1 | Commercial | School (ID) | New | Space Heating | Natural Gas | Furnace | Baseline Forecast | Units | 0 | 53763.2266 | 104005.1575 | 163999.9226 | 225288.1062 | 280746.8082 | 329268.3423 | 376191.456 | 421723.1863 | 465531.3137 | 508641.7174 | 551713.5152 | 594090.3927 | 635848.8831 | 677302.4731 | 718333.2217 | 758801.4196 | 798588.714 | 837899.9643 | 876530.1778 | 914231.0474 | 951314.6572 | 988028.2228 | 1024683.4596 | 1060707.9109 | 1098418.091 | 1131980.359
F2_Commercial_School (ID)_New_Space Heating_Natural Gas_Furnace_Baseline Forecast | F2 | Commercial | School (ID) | New | Space Heating | Natural Gas | Furnace | Baseline Forecast | Usage (MMtherm) | 0 | 0.0047933 | 0.0092726 | 0.014622 | 0.020086 | 0.02503 | 0.029356 | 0.03354 | 0.037599 | 0.041505 | 0.045348 | 0.049188 | 0.052967 | 0.05669 | 0.060385 | 0.064043 | 0.067651 | 0.071199 | 0.074704 | 0.078148 | 0.081509 | 0.084815 | 0.088088 | 0.091356 | 0.094568 | 0.09793 | 0.10092
F3_Commercial_School (ID)_New_Space Heating_Natural Gas_Furnace_Baseline Forecast | F3 | Commercial | School (ID) | New | Space Heating | Natural Gas | Furnace | Baseline Forecast | Summer Peak Demand (n/a) | 0 | 0 | 0 | 0 | 0 | 0 | 0 | 0 | 0 | 0 | 0 | 0 | 0 | 0 | 0 | 0 | 0 | 0 | 0 | 0 | 0 | 0 | 0 | 0 | 0 | 0 | 0
F4_Commercial_School (ID)_New_Space Heating_Natural Gas_Furnace_Baseline Forecast | F4 | Commercial | School (ID) | New | Space Heating | Natural Gas | Furnace | Baseline Forecast | Winter Peak Demand (n/a) | 0 | 0 | 0 | 0 | 0 | 0 | 0 | 0 | 0 | 0 | 0 | 0 | 0 | 0 | 0 | 0 | 0 | 0 | 0 | 0 | 0 | 0 | 0 | 0 | 0 | 0 | 0
F5_Commercial_School (ID)_New_Space Heating_Natural Gas_Furnace_Baseline Forecast | F5 | Commercial | School (ID) | New | Space Heating | Natural Gas | Furnace | Baseline Forecast | Turnover | 0 | 53763.2266 | 50241.931 | 59994.765 | 61288.1836 | 55458.702 | 48521.5341 | 46923.1138 | 45531.7303 | 43808.1274 | 43110.4037 | 43071.7978 | 47264.4435 | 50769.1806 | 55099.196 | 59007.4981 | 61852.3975 | 63638.5245 | 65259.9243 | 66359.1654 | 66891.5647 | 67539.7329 | 68316.5683 | 86812.6277 | 85115.4661 | 90454.9467 | 87288.4969
F6_Commercial_School (ID)_New_Space Heating_Natural Gas_Furnace_Baseline Forecast | F6 | Commercial | School (ID) | New | Space Heating | Natural Gas | Furnace | Baseline Forecast | Avg. Replacement Usage (therms) | 0.092522 | 0.089156 | 0.089156 | 0.089156 | 0.089156 | 0.089156 | 0.089156 | 0.089156 | 0.089156 | 0.089156 | 0.089156 | 0.089156 | 0.089156 | 0.089156 | 0.089156 | 0.089156 | 0.089156 | 0.089156 | 0.089156 | 0.089156 | 0.089156 | 0.089156 | 0.089156 | 0.089156 | 0.089156 | 0.089156 | 0.089156
F7_Commercial_School (ID)_New_Space Heating_Natural Gas_Furnace_Baseline Forecast | F7 | Commercial | School (ID) | New | Space Heating | Natural Gas | Furnace | Baseline Forecast | Avg. Replacement Summer Demand (n/a) | 0 | 0 | 0 | 0 | 0 | 0 | 0 | 0 | 0 | 0 | 0 | 0 | 0 | 0 | 0 | 0 | 0 | 0 | 0 | 0 | 0 | 0 | 0 | 0 | 0 | 0 | 0
F8_Commercial_School (ID)_New_Space Heating_Natural Gas_Furnace_Baseline Forecast | F8 | Commercial | School (ID) | New | Space Heating | Natural Gas | Furnace | Baseline Forecast | Avg. Replacement Winter Demand (n/a) | 0 | 0 | 0 | 0 | 0 | 0 | 0 | 0 | 0 | 0 | 0 | 0 | 0 | 0 | 0 | 0 | 0 | 0 | 0 | 0 | 0 | 0 | 0 | 0 | 0 | 0 | 0
F1_Commercial_School (ID)_New_Space Heating_Natural Gas_Boiler_Baseline Forecast | F1 | Commercial | School (ID) | New | Space Heating | Natural Gas | Boiler | Baseline Forecast | Units | 0 | 131020.9462 | 253460.4975 | 399667.6988 | 549026.9601 | 684179.7789 | 802426.724 | 916778.3201 | 1027739.1155 | 1134499.4919 | 1239559.5161 | 1344525.4577 | 1447797.879 | 1549563.2915 | 1650585.6619 | 1750577.5682 | 1849198.5385 | 1946160.1478 | 2041961.6377 | 2136103.4416 | 2227980.4349 | 2318353.1664 | 2407824.1006 | 2497152.8875 | 2584944.4506 | 2676844.1336 | 2758635.3578
F2_Commercial_School (ID)_New_Space Heating_Natural Gas_Boiler_Baseline Forecast | F2 | Commercial | School (ID) | New | Space Heating | Natural Gas | Boiler | Baseline Forecast | Usage (MMtherm) | 0 | 0.024612 | 0.047613 | 0.075078 | 0.10314 | 0.12852 | 0.14958 | 0.16994 | 0.18969 | 0.2087 | 0.22741 | 0.24578 | 0.26386 | 0.28167 | 0.29936 | 0.31686 | 0.33412 | 0.3511 | 0.36787 | 0.38434 | 0.40043 | 0.41625 | 0.43191 | 0.44755 | 0.46291 | 0.479 | 0.49332
F3_Commercial_School (ID)_New_Space Heating_Natural Gas_Boiler_Baseline Forecast | F3 | Commercial | School (ID) | New | Space Heating | Natural Gas | Boiler | Baseline Forecast | Summer Peak Demand (n/a) | 0 | 0 | 0 | 0 | 0 | 0 | 0 | 0 | 0 | 0 | 0 | 0 | 0 | 0 | 0 | 0 | 0 | 0 | 0 | 0 | 0 | 0 | 0 | 0 | 0 | 0 | 0
F4_Commercial_School (ID)_New_Space Heating_Natural Gas_Boiler_Baseline Forecast | F4 | Commercial | School (ID) | New | Space Heating | Natural Gas | Boiler | Baseline Forecast | Winter Peak Demand (n/a) | 0 | 0 | 0 | 0 | 0 | 0 | 0 | 0 | 0 | 0 | 0 | 0 | 0 | 0 | 0 | 0 | 0 | 0 | 0 | 0 | 0 | 0 | 0 | 0 | 0 | 0 | 0
F5_Commercial_School (ID)_New_Space Heating_Natural Gas_Boiler_Baseline Forecast | F5 | Commercial | School (ID) | New | Space Heating | Natural Gas | Boiler | Baseline Forecast | Turnover | 0 | 131020.9462 | 122439.5513 | 146207.2012 | 149359.2613 | 135152.8188 | 118246.9452 | 114351.596 | 110960.7954 | 106760.3764 | 105060.0241 | 104965.9416 | 103272.4213 | 101765.4125 | 101022.3704 | 99991.9063 | 98620.9703 | 96961.6093 | 95801.4899 | 94141.8038 | 91876.9933 | 90372.7315 | 89470.9342 | 89328.787 | 87791.5631 | 91899.683 | 81791.2241
F6_Commercial_School (ID)_New_Space Heating_Natural Gas_Boiler_Baseline Forecast | F6 | Commercial | School (ID) | New | Space Heating | Natural Gas | Boiler | Baseline Forecast | Avg. Replacement Usage (therms) | 0.19494 | 0.18785 | 0.18785 | 0.18785 | 0.18785 | 0.18785 | 0.17804 | 0.17804 | 0.17804 | 0.17804 | 0.17804 | 0.17505 | 0.17505 | 0.17505 | 0.17505 | 0.17505 | 0.17505 | 0.17505 | 0.17505 | 0.17505 | 0.17505 | 0.17505 | 0.17505 | 0.17505 | 0.17505 | 0.17505 | 0.17505
F7_Commercial_School (ID)_New_Space Heating_Natural Gas_Boiler_Baseline Forecast | F7 | Commercial | School (ID) | New | Space Heating | Natural Gas | Boiler | Baseline Forecast | Avg. Replacement Summer Demand (n/a) | 0 | 0 | 0 | 0 | 0 | 0 | 0 | 0 | 0 | 0 | 0 | 0 | 0 | 0 | 0 | 0 | 0 | 0 | 0 | 0 | 0 | 0 | 0 | 0 | 0 | 0 | 0
F8_Commercial_School (ID)_New_Space Heating_Natural Gas_Boiler_Baseline Forecast | F8 | Commercial | School (ID) | New | Space Heating | Natural Gas | Boiler | Baseline Forecast | Avg. Replacement Winter Demand (n/a) | 0 | 0 | 0 | 0 | 0 | 0 | 0 | 0 | 0 | 0 | 0 | 0 | 0 | 0 | 0 | 0 | 0 | 0 | 0 | 0 | 0 | 0 | 0 | 0 | 0 | 0 | 0
F1_Commercial_School (ID)_New_Space Heating_Natural Gas_Unit Heater_Baseline Forecast | F1 | Commercial | School (ID) | New | Space Heating | Natural Gas | Unit Heater | Baseline Forecast | Units | 0 | 8967.4443 | 17347.5537 | 27354.3883 | 37576.9588 | 46827.2001 | 54920.3557 | 62746.9025 | 70341.3733 | 77648.3556 | 84838.9609 | 92023.127 | 99091.3838 | 106056.4966 | 112970.7535 | 119814.4825 | 126564.3808 | 133200.7077 | 139757.6327 | 146200.9642 | 152489.2856 | 158674.6511 | 164798.295 | 170912.21 | 176920.913 | 183210.7873 | 188808.8102
F2_Commercial_School (ID)_New_Space Heating_Natural Gas_Unit Heater_Baseline Forecast | F2 | Commercial | School (ID) | New | Space Heating | Natural Gas | Unit Heater | Baseline Forecast | Usage (MMtherm) | 0 | 0.00039974 | 0.0007733 | 0.0012194 | 0.0016751 | 0.0020874 | 0.0024482 | 0.0027971 | 0.0031356 | 0.0034613 | 0.0037818 | 0.0041021 | 0.0044172 | 0.0047276 | 0.0050359 | 0.0053409 | 0.0056418 | 0.0059376 | 0.0062299 | 0.0065172 | 0.0067975 | 0.0070732 | 0.0073462 | 0.0076187 | 0.0078866 | 0.0081669 | 0.0084165
F3_Commercial_School (ID)_New_Space Heating_Natural Gas_Unit Heater_Baseline Forecast | F3 | Commercial | School (ID) | New | Space Heating | Natural Gas | Unit Heater | Baseline Forecast | Summer Peak Demand (n/a) | 0 | 0 | 0 | 0 | 0 | 0 | 0 | 0 | 0 | 0 | 0 | 0 | 0 | 0 | 0 | 0 | 0 | 0 | 0 | 0 | 0 | 0 | 0 | 0 | 0 | 0 | 0
F4_Commercial_School (ID)_New_Space Heating_Natural Gas_Unit Heater_Baseline Forecast | F4 | Commercial | School (ID) | New | Space Heating | Natural Gas | Unit Heater | Baseline Forecast | Winter Peak Demand (n/a) | 0 | 0 | 0 | 0 | 0 | 0 | 0 | 0 | 0 | 0 | 0 | 0 | 0 | 0 | 0 | 0 | 0 | 0 | 0 | 0 | 0 | 0 | 0 | 0 | 0 | 0 | 0
F5_Commercial_School (ID)_New_Space Heating_Natural Gas_Unit Heater_Baseline Forecast | F5 | Commercial | School (ID) | New | Space Heating | Natural Gas | Unit Heater | Baseline Forecast | Turnover | 0 | 8967.4443 | 8380.1094 | 10006.8346 | 10222.5705 | 9250.2414 | 8093.1555 | 7826.5468 | 7594.4708 | 7306.9823 | 7190.6053 | 7184.1661 | 7068.2567 | 6965.1128 | 6914.2569 | 6843.729 | 6749.8983 | 7451.5491 | 8059.8643 | 8719.3521 | 9286.7557 | 9752.1458 | 10101.9129 | 10442.0274 | 10633.7571 | 11158.7401 | 10677.9558
F6_Commercial_School (ID)_New_Space Heating_Natural Gas_Unit Heater_Baseline Forecast | F6 | Commercial | School (ID) | New | Space Heating | Natural Gas | Unit Heater | Baseline Forecast | Avg. Replacement Usage (therms) | 0.04626 | 0.044577 | 0.044577 | 0.044577 | 0.044577 | 0.044577 | 0.044577 | 0.044577 | 0.044577 | 0.044577 | 0.044577 | 0.044577 | 0.044577 | 0.044577 | 0.044577 | 0.044577 | 0.044577 | 0.044577 | 0.044577 | 0.044577 | 0.044577 | 0.044577 | 0.044577 | 0.044577 | 0.044577 | 0.044577 | 0.044577
F7_Commercial_School (ID)_New_Space Heating_Natural Gas_Unit Heater_Baseline Forecast | F7 | Commercial | School (ID) | New | Space Heating | Natural Gas | Unit Heater | Baseline Forecast | Avg. Replacement Summer Demand (n/a) | 0 | 0 | 0 | 0 | 0 | 0 | 0 | 0 | 0 | 0 | 0 | 0 | 0 | 0 | 0 | 0 | 0 | 0 | 0 | 0 | 0 | 0 | 0 | 0 | 0 | 0 | 0
F8_Commercial_School (ID)_New_Space Heating_Natural Gas_Unit Heater_Baseline Forecast | F8 | Commercial | School (ID) | New | Space Heating | Natural Gas | Unit Heater | Baseline Forecast | Avg. Replacement Winter Demand (n/a) | 0 | 0 | 0 | 0 | 0 | 0 | 0 | 0 | 0 | 0 | 0 | 0 | 0 | 0 | 0 | 0 | 0 | 0 | 0 | 0 | 0 | 0 | 0 | 0 | 0 | 0 | 0
F1_Commercial_School (ID)_New_Water Heating_Natural Gas_Water Heater_Baseline Forecast | F1 | Commercial | School (ID) | New | Water Heating | Natural Gas | Water Heater | Baseline Forecast | Units | 0 | 176006.0253 | 340484.2967 | 536890.666 | 737531.3321 | 919087.878 | 1077934.0428 | 1231547.419 | 1380605.7881 | 1524021.5552 | 1665153.1666 | 1806158.3929 | 1944888.6411 | 2081594.4602 | 2217302.119 | 2351625.5115 | 2484107.2672 | 2614359.9325 | 2743054.16 | 2869518.8604 | 2992941.1441 | 3114342.6889 | 3234532.8108 | 3354531.9803 | 3472466.1314 | 3595918.8952 | 3705792.5351
F2_Commercial_School (ID)_New_Water Heating_Natural Gas_Water Heater_Baseline Forecast | F2 | Commercial | School (ID) | New | Water Heating | Natural Gas | Water Heater | Baseline Forecast | Usage (MMtherm) | 0 | 0.024886 | 0.048143 | 0.075913 | 0.10428 | 0.12995 | 0.15241 | 0.17413 | 0.19521 | 0.21549 | 0.23544 | 0.25538 | 0.275 | 0.29433 | 0.31351 | 0.33251 | 0.35124 | 0.36966 | 0.38785 | 0.40573 | 0.42318 | 0.44035 | 0.45734 | 0.47431 | 0.49099 | 0.50844 | 0.52398
F3_Commercial_School (ID)_New_Water Heating_Natural Gas_Water Heater_Baseline Forecast | F3 | Commercial | School (ID) | New | Water Heating | Natural Gas | Water Heater | Baseline Forecast | Summer Peak Demand (n/a) | 0 | 0 | 0 | 0 | 0 | 0 | 0 | 0 | 0 | 0 | 0 | 0 | 0 | 0 | 0 | 0 | 0 | 0 | 0 | 0 | 0 | 0 | 0 | 0 | 0 | 0 | 0
F4_Commercial_School (ID)_New_Water Heating_Natural Gas_Water Heater_Baseline Forecast | F4 | Commercial | School (ID) | New | Water Heating | Natural Gas | Water Heater | Baseline Forecast | Winter Peak Demand (n/a) | 0 | 0 | 0 | 0 | 0 | 0 | 0 | 0 | 0 | 0 | 0 | 0 | 0 | 0 | 0 | 0 | 0 | 0 | 0 | 0 | 0 | 0 | 0 | 0 | 0 | 0 | 0
F5_Commercial_School (ID)_New_Water Heating_Natural Gas_Water Heater_Baseline Forecast | F5 | Commercial | School (ID) | New | Water Heating | Natural Gas | Water Heater | Baseline Forecast | Turnover | 0 | 176006.0253 | 164478.2715 | 196406.3693 | 200640.6661 | 181556.5459 | 158846.1648 | 153613.3762 | 149058.3691 | 143415.7671 | 141131.6114 | 141005.2263 | 154730.796 | 166204.3417 | 180379.6221 | 193174.3287 | 202487.7474 | 208335.0363 | 213643.0535 | 217241.6667 | 218984.5956 | 221106.5202 | 223649.6656 | 284200.6799 | 278644.6394 | 296124.6312 | 285758.5448
F6_Commercial_School (ID)_New_Water Heating_Natural Gas_Water Heater_Baseline Forecast | F6 | Commercial | School (ID) | New | Water Heating | Natural Gas | Water Heater | Baseline Forecast | Avg. Replacement Usage (therms) | 0.14139 | 0.14139 | 0.14139 | 0.14139 | 0.14139 | 0.14139 | 0.14139 | 0.14139 | 0.14139 | 0.14139 | 0.14139 | 0.14139 | 0.14139 | 0.14139 | 0.14139 | 0.14139 | 0.14139 | 0.14139 | 0.14139 | 0.14139 | 0.14139 | 0.14139 | 0.14139 | 0.14139 | 0.14139 | 0.14139 | 0.14139
F7_Commercial_School (ID)_New_Water Heating_Natural Gas_Water Heater_Baseline Forecast | F7 | Commercial | School (ID) | New | Water Heating | Natural Gas | Water Heater | Baseline Forecast | Avg. Replacement Summer Demand (n/a) | 0 | 0 | 0 | 0 | 0 | 0 | 0 | 0 | 0 | 0 | 0 | 0 | 0 | 0 | 0 | 0 | 0 | 0 | 0 | 0 | 0 | 0 | 0 | 0 | 0 | 0 | 0
F8_Commercial_School (ID)_New_Water Heating_Natural Gas_Water Heater_Baseline Forecast | F8 | Commercial | School (ID) | New | Water Heating | Natural Gas | Water Heater | Baseline Forecast | Avg. Replacement Winter Demand (n/a) | 0 | 0 | 0 | 0 | 0 | 0 | 0 | 0 | 0 | 0 | 0 | 0 | 0 | 0 | 0 | 0 | 0 | 0 | 0 | 0 | 0 | 0 | 0 | 0 | 0 | 0 | 0
F1_Commercial_School (ID)_New_Food Preparation_Natural Gas_Oven_Baseline Forecast | F1 | Commercial | School (ID) | New | Food Preparation | Natural Gas | Oven | Baseline Forecast | Units | 0 | 17569.312 | 33987.8981 | 53593.6177 | 73622.0143 | 91745.3916 | 107601.7683 | 122935.7964 | 137815.1336 | 152131.2137 | 166219.2844 | 180294.739 | 194143.1002 | 207789.3785 | 221336.0181 | 234744.4772 | 247969.1001 | 260971.2102 | 273817.7536 | 286441.7406 | 298762.0269 | 310880.5985 | 322878.2432 | 334856.8266 | 346629.2753 | 358952.6041 | 369920.4347
F2_Commercial_School (ID)_New_Food Preparation_Natural Gas_Oven_Baseline Forecast | F2 | Commercial | School (ID) | New | Food Preparation | Natural Gas | Oven | Baseline Forecast | Usage (MMtherm) | 0 | 0.00029429 | 0.0005693 | 0.0008977 | 0.0012332 | 0.0015368 | 0.0018023 | 0.0020592 | 0.0023084 | 0.0025482 | 0.0027842 | 0.00302 | 0.0032519 | 0.0034805 | 0.0037074 | 0.003932 | 0.0041535 | 0.0043713 | 0.0045865 | 0.004798 | 0.0050043 | 0.0052073 | 0.0054083 | 0.0056089 | 0.0058061 | 0.0060125 | 0.0061962
F3_Commercial_School (ID)_New_Food Preparation_Natural Gas_Oven_Baseline Forecast | F3 | Commercial | School (ID) | New | Food Preparation | Natural Gas | Oven | Baseline Forecast | Summer Peak Demand (n/a) | 0 | 0 | 0 | 0 | 0 | 0 | 0 | 0 | 0 | 0 | 0 | 0 | 0 | 0 | 0 | 0 | 0 | 0 | 0 | 0 | 0 | 0 | 0 | 0 | 0 | 0 | 0
F4_Commercial_School (ID)_New_Food Preparation_Natural Gas_Oven_Baseline Forecast | F4 | Commercial | School (ID) | New | Food Preparation | Natural Gas | Oven | Baseline Forecast | Winter Peak Demand (n/a) | 0 | 0 | 0 | 0 | 0 | 0 | 0 | 0 | 0 | 0 | 0 | 0 | 0 | 0 | 0 | 0 | 0 | 0 | 0 | 0 | 0 | 0 | 0 | 0 | 0 | 0 | 0
F5_Commercial_School (ID)_New_Food Preparation_Natural Gas_Oven_Baseline Forecast | F5 | Commercial | School (ID) | New | Food Preparation | Natural Gas | Oven | Baseline Forecast | Turnover | 0 | 17569.312 | 16418.5861 | 19605.7196 | 20028.3965 | 18123.3773 | 15856.3767 | 15334.0281 | 14879.3372 | 14316.0801 | 17601.933 | 20170.2617 | 22645.3509 | 24689.5493 | 26005.9319 | 31152.858 | 30185.2917 | 30382.0005 | 29724.474 | 29147.3288 | 28978.7314 | 29837.4673 | 30991.4766 | 32227.1809 | 35063.2649 | 37666.3121 | 37967.4471
F6_Commercial_School (ID)_New_Food Preparation_Natural Gas_Oven_Baseline Forecast | F6 | Commercial | School (ID) | New | Food Preparation | Natural Gas | Oven | Baseline Forecast | Avg. Replacement Usage (therms) | 0.01675 | 0.01675 | 0.01675 | 0.01675 | 0.01675 | 0.01675 | 0.01675 | 0.01675 | 0.01675 | 0.01675 | 0.01675 | 0.01675 | 0.01675 | 0.01675 | 0.01675 | 0.01675 | 0.01675 | 0.01675 | 0.01675 | 0.01675 | 0.01675 | 0.01675 | 0.01675 | 0.01675 | 0.01675 | 0.01675 | 0.01675
F7_Commercial_School (ID)_New_Food Preparation_Natural Gas_Oven_Baseline Forecast | F7 | Commercial | School (ID) | New | Food Preparation | Natural Gas | Oven | Baseline Forecast | Avg. Replacement Summer Demand (n/a) | 0 | 0 | 0 | 0 | 0 | 0 | 0 | 0 | 0 | 0 | 0 | 0 | 0 | 0 | 0 | 0 | 0 | 0 | 0 | 0 | 0 | 0 | 0 | 0 | 0 | 0 | 0
F8_Commercial_School (ID)_New_Food Preparation_Natural Gas_Oven_Baseline Forecast | F8 | Commercial | School (ID) | New | Food Preparation | Natural Gas | Oven | Baseline Forecast | Avg. Replacement Winter Demand (n/a) | 0 | 0 | 0 | 0 | 0 | 0 | 0 | 0 | 0 | 0 | 0 | 0 | 0 | 0 | 0 | 0 | 0 | 0 | 0 | 0 | 0 | 0 | 0 | 0 | 0 | 0 | 0
F1_Commercial_School (ID)_New_Food Preparation_Natural Gas_Conveyor Oven_Baseline Forecast | F1 | Commercial | School (ID) | New | Food Preparation | Natural Gas | Conveyor Oven | Baseline Forecast | Units | 0 | 8784.656 | 16993.949 | 26796.8089 | 36811.0071 | 45872.6958 | 53800.8841 | 61467.8982 | 68907.5668 | 76065.6069 | 83109.6422 | 90147.3695 | 97071.5501 | 103894.6892 | 110668.0091 | 117372.2386 | 123984.5501 | 130485.6051 | 136908.8768 | 143220.8703 | 149381.0134 | 155440.2993 | 161439.1216 | 167428.4133 | 173314.6376 | 179476.3021 | 184960.2173
F2_Commercial_School (ID)_New_Food Preparation_Natural Gas_Conveyor Oven_Baseline Forecast | F2 | Commercial | School (ID) | New | Food Preparation | Natural Gas | Conveyor Oven | Baseline Forecast | Usage (MMtherm) | 0 | 0.00025177 | 0.00048706 | 0.00076802 | 0.001055 | 0.0013147 | 0.001542 | 0.0017617 | 0.0019749 | 0.0021801 | 0.002382 | 0.0025837 | 0.0027821 | 0.0029777 | 0.0031718 | 0.003364 | 0.0035535 | 0.0037398 | 0.0039239 | 0.0041048 | 0.0042814 | 0.004455 | 0.004627 | 0.0047986 | 0.0049673 | 0.0051439 | 0.0053011
F3_Commercial_School (ID)_New_Food Preparation_Natural Gas_Conveyor Oven_Baseline Forecast | F3 | Commercial | School (ID) | New | Food Preparation | Natural Gas | Conveyor Oven | Baseline Forecast | Summer Peak Demand (n/a) | 0 | 0 | 0 | 0 | 0 | 0 | 0 | 0 | 0 | 0 | 0 | 0 | 0 | 0 | 0 | 0 | 0 | 0 | 0 | 0 | 0 | 0 | 0 | 0 | 0 | 0 | 0
F4_Commercial_School (ID)_New_Food Preparation_Natural Gas_Conveyor Oven_Baseline Forecast | F4 | Commercial | School (ID) | New | Food Preparation | Natural Gas | Conveyor Oven | Baseline Forecast | Winter Peak Demand (n/a) | 0 | 0 | 0 | 0 | 0 | 0 | 0 | 0 | 0 | 0 | 0 | 0 | 0 | 0 | 0 | 0 | 0 | 0 | 0 | 0 | 0 | 0 | 0 | 0 | 0 | 0 | 0
F5_Commercial_School (ID)_New_Food Preparation_Natural Gas_Conveyor Oven_Baseline Forecast | F5 | Commercial | School (ID) | New | Food Preparation | Natural Gas | Conveyor Oven | Baseline Forecast | Turnover | 0 | 8784.656 | 8209.293 | 9802.8598 | 10014.1983 | 9061.6887 | 7928.1883 | 7667.0141 | 7439.6686 | 7158.0401 | 7044.0353 | 7037.7273 | 6924.1806 | 6823.1391 | 6773.3198 | 6704.2296 | 6612.3114 | 8257.9863 | 9470.6753 | 10710.4883 | 11681.7786 | 12288.9319 | 14871.0218 | 14469.6261 | 14576.1696 | 14600.6297 | 13394.1999
F6_Commercial_School (ID)_New_Food Preparation_Natural Gas_Conveyor Oven_Baseline Forecast | F6 | Commercial | School (ID) | New | Food Preparation | Natural Gas | Conveyor Oven | Baseline Forecast | Avg. Replacement Usage (therms) | 0.028661 | 0.028661 | 0.028661 | 0.028661 | 0.028661 | 0.028661 | 0.028661 | 0.028661 | 0.028661 | 0.028661 | 0.028661 | 0.028661 | 0.028661 | 0.028661 | 0.028661 | 0.028661 | 0.028661 | 0.028661 | 0.028661 | 0.028661 | 0.028661 | 0.028661 | 0.028661 | 0.028661 | 0.028661 | 0.028661 | 0.028661
F7_Commercial_School (ID)_New_Food Preparation_Natural Gas_Conveyor Oven_Baseline Forecast | F7 | Commercial | School (ID) | New | Food Preparation | Natural Gas | Conveyor Oven | Baseline Forecast | Avg. Replacement Summer Demand (n/a) | 0 | 0 | 0 | 0 | 0 | 0 | 0 | 0 | 0 | 0 | 0 | 0 | 0 | 0 | 0 | 0 | 0 | 0 | 0 | 0 | 0 | 0 | 0 | 0 | 0 | 0 | 0
F8_Commercial_School (ID)_New_Food Preparation_Natural Gas_Conveyor Oven_Baseline Forecast | F8 | Commercial | School (ID) | New | Food Preparation | Natural Gas | Conveyor Oven | Baseline Forecast | Avg. Replacement Winter Demand (n/a) | 0 | 0 | 0 | 0 | 0 | 0 | 0 | 0 | 0 | 0 | 0 | 0 | 0 | 0 | 0 | 0 | 0 | 0 | 0 | 0 | 0 | 0 | 0 | 0 | 0 | 0 | 0
F1_Commercial_School (ID)_New_Food Preparation_Natural Gas_Double Rack Oven_Baseline Forecast | F1 | Commercial | School (ID) | New | Food Preparation | Natural Gas | Double Rack Oven | Baseline Forecast | Units | 0 | 8784.656 | 16993.949 | 26796.8089 | 36811.0071 | 45872.6958 | 53800.8841 | 61467.8982 | 68907.5668 | 76065.6069 | 83109.6422 | 90147.3695 | 97071.5501 | 103894.6892 | 110668.0091 | 117372.2386 | 123984.5501 | 130485.6051 | 136908.8768 | 143220.8703 | 149381.0134 | 155440.2993 | 161439.1216 | 167428.4133 | 173314.6376 | 179476.3021 | 184960.2173
F2_Commercial_School (ID)_New_Food Preparation_Natural Gas_Double Rack Oven_Baseline Forecast | F2 | Commercial | School (ID) | New | Food Preparation | Natural Gas | Double Rack Oven | Baseline Forecast | Usage (MMtherm) | 0 | 0.00038249 | 0.00073993 | 0.0011668 | 0.0016028 | 0.0019973 | 0.0023425 | 0.0026764 | 0.0030003 | 0.003312 | 0.0036187 | 0.0039251 | 0.0042266 | 0.0045237 | 0.0048186 | 0.0051105 | 0.0053984 | 0.0056815 | 0.0059611 | 0.006236 | 0.0065042 | 0.006768 | 0.0070292 | 0.00729 | 0.0075463 | 0.0078145 | 0.0080533
F3_Commercial_School (ID)_New_Food Preparation_Natural Gas_Double Rack Oven_Baseline Forecast | F3 | Commercial | School (ID) | New | Food Preparation | Natural Gas | Double Rack Oven | Baseline Forecast | Summer Peak Demand (n/a) | 0 | 0 | 0 | 0 | 0 | 0 | 0 | 0 | 0 | 0 | 0 | 0 | 0 | 0 | 0 | 0 | 0 | 0 | 0 | 0 | 0 | 0 | 0 | 0 | 0 | 0 | 0
F4_Commercial_School (ID)_New_Food Preparation_Natural Gas_Double Rack Oven_Baseline Forecast | F4 | Commercial | School (ID) | New | Food Preparation | Natural Gas | Double Rack Oven | Baseline Forecast | Winter Peak Demand (n/a) | 0 | 0 | 0 | 0 | 0 | 0 | 0 | 0 | 0 | 0 | 0 | 0 | 0 | 0 | 0 | 0 | 0 | 0 | 0 | 0 | 0 | 0 | 0 | 0 | 0 | 0 | 0
F5_Commercial_School (ID)_New_Food Preparation_Natural Gas_Double Rack Oven_Baseline Forecast | F5 | Commercial | School (ID) | New | Food Preparation | Natural Gas | Double Rack Oven | Baseline Forecast | Turnover | 0 | 8784.656 | 8209.293 | 9802.8598 | 10014.1983 | 9061.6887 | 7928.1883 | 7667.0141 | 7439.6686 | 7158.0401 | 8020.1082 | 8817.4913 | 9595.3997 | 10310.2448 | 10879.8236 | 11235.365 | 11491.8778 | 11665.0772 | 11808.8514 | 14695.4996 | 14414.689 | 14953.5482 | 15115.497 | 15008.5501 | 14802.6597 | 15283.8325 | 14818.6186
F6_Commercial_School (ID)_New_Food Preparation_Natural Gas_Double Rack Oven_Baseline Forecast | F6 | Commercial | School (ID) | New | Food Preparation | Natural Gas | Double Rack Oven | Baseline Forecast | Avg. Replacement Usage (therms) | 0.043541 | 0.043541 | 0.043541 | 0.043541 | 0.043541 | 0.043541 | 0.043541 | 0.043541 | 0.043541 | 0.043541 | 0.043541 | 0.043541 | 0.043541 | 0.043541 | 0.043541 | 0.043541 | 0.043541 | 0.043541 | 0.043541 | 0.043541 | 0.043541 | 0.043541 | 0.043541 | 0.043541 | 0.043541 | 0.043541 | 0.043541
F7_Commercial_School (ID)_New_Food Preparation_Natural Gas_Double Rack Oven_Baseline Forecast | F7 | Commercial | School (ID) | New | Food Preparation | Natural Gas | Double Rack Oven | Baseline Forecast | Avg. Replacement Summer Demand (n/a) | 0 | 0 | 0 | 0 | 0 | 0 | 0 | 0 | 0 | 0 | 0 | 0 | 0 | 0 | 0 | 0 | 0 | 0 | 0 | 0 | 0 | 0 | 0 | 0 | 0 | 0 | 0
F8_Commercial_School (ID)_New_Food Preparation_Natural Gas_Double Rack Oven_Baseline Forecast | F8 | Commercial | School (ID) | New | Food Preparation | Natural Gas | Double Rack Oven | Baseline Forecast | Avg. Replacement Winter Demand (n/a) | 0 | 0 | 0 | 0 | 0 | 0 | 0 | 0 | 0 | 0 | 0 | 0 | 0 | 0 | 0 | 0 | 0 | 0 | 0 | 0 | 0 | 0 | 0 | 0 | 0 | 0 | 0
F1_Commercial_School (ID)_New_Food Preparation_Natural Gas_Fryer_Baseline Forecast | F1 | Commercial | School (ID) | New | Food Preparation | Natural Gas | Fryer | Baseline Forecast | Units | 0 | 22736.7567 | 43984.3387 | 69356.4465 | 95275.5479 | 118729.3303 | 139249.3472 | 159093.3836 | 178348.9964 | 196875.6884 | 215107.3092 | 233322.6034 | 251244.0121 | 268903.9015 | 286434.847 | 303786.9706 | 320901.1884 | 337727.4485 | 354352.387 | 370689.3114 | 386633.2113 | 402316.0686 | 417842.4324 | 433344.1285 | 448579.0621 | 464526.8995 | 478720.5625
F2_Commercial_School (ID)_New_Food Preparation_Natural Gas_Fryer_Baseline Forecast | F2 | Commercial | School (ID) | New | Food Preparation | Natural Gas | Fryer | Baseline Forecast | Usage (MMtherm) | 0 | 0.00059004 | 0.0011414 | 0.0017999 | 0.0024725 | 0.0030812 | 0.0036137 | 0.0041286 | 0.0046283 | 0.0051091 | 0.0055823 | 0.006055 | 0.0065201 | 0.0069783 | 0.0074333 | 0.0078836 | 0.0083277 | 0.0087644 | 0.0091958 | 0.0096198 | 0.010034 | 0.010441 | 0.010843 | 0.011246 | 0.011641 | 0.012055 | 0.012423
F3_Commercial_School (ID)_New_Food Preparation_Natural Gas_Fryer_Baseline Forecast | F3 | Commercial | School (ID) | New | Food Preparation | Natural Gas | Fryer | Baseline Forecast | Summer Peak Demand (n/a) | 0 | 0 | 0 | 0 | 0 | 0 | 0 | 0 | 0 | 0 | 0 | 0 | 0 | 0 | 0 | 0 | 0 | 0 | 0 | 0 | 0 | 0 | 0 | 0 | 0 | 0 | 0
F4_Commercial_School (ID)_New_Food Preparation_Natural Gas_Fryer_Baseline Forecast | F4 | Commercial | School (ID) | New | Food Preparation | Natural Gas | Fryer | Baseline Forecast | Winter Peak Demand (n/a) | 0 | 0 | 0 | 0 | 0 | 0 | 0 | 0 | 0 | 0 | 0 | 0 | 0 | 0 | 0 | 0 | 0 | 0 | 0 | 0 | 0 | 0 | 0 | 0 | 0 | 0 | 0
F5_Commercial_School (ID)_New_Food Preparation_Natural Gas_Fryer_Baseline Forecast | F5 | Commercial | School (ID) | New | Food Preparation | Natural Gas | Fryer | Baseline Forecast | Turnover | 0 | 22736.7567 | 21247.582 | 25372.1078 | 25919.1014 | 23453.7824 | 20520.0169 | 19844.0364 | 19255.6128 | 18526.6919 | 18231.6208 | 18215.2942 | 19988.3866 | 21470.5586 | 23301.7454 | 24954.5873 | 26157.7105 | 26913.0732 | 27598.7719 | 28063.6468 | 28288.8013 | 28562.9151 | 28891.443 | 36713.5257 | 35995.7869 | 38253.8819 | 36914.7733
F6_Commercial_School (ID)_New_Food Preparation_Natural Gas_Fryer_Baseline Forecast | F6 | Commercial | School (ID) | New | Food Preparation | Natural Gas | Fryer | Baseline Forecast | Avg. Replacement Usage (therms) | 0.025951 | 0.025951 | 0.025951 | 0.025951 | 0.025951 | 0.025951 | 0.025951 | 0.025951 | 0.025951 | 0.025951 | 0.025951 | 0.025951 | 0.025951 | 0.025951 | 0.025951 | 0.025951 | 0.025951 | 0.025951 | 0.025951 | 0.025951 | 0.025951 | 0.025951 | 0.025951 | 0.025951 | 0.025951 | 0.025951 | 0.025951
F7_Commercial_School (ID)_New_Food Preparation_Natural Gas_Fryer_Baseline Forecast | F7 | Commercial | School (ID) | New | Food Preparation | Natural Gas | Fryer | Baseline Forecast | Avg. Replacement Summer Demand (n/a) | 0 | 0 | 0 | 0 | 0 | 0 | 0 | 0 | 0 | 0 | 0 | 0 | 0 | 0 | 0 | 0 | 0 | 0 | 0 | 0 | 0 | 0 | 0 | 0 | 0 | 0 | 0
F8_Commercial_School (ID)_New_Food Preparation_Natural Gas_Fryer_Baseline Forecast | F8 | Commercial | School (ID) | New | Food Preparation | Natural Gas | Fryer | Baseline Forecast | Avg. Replacement Winter Demand (n/a) | 0 | 0 | 0 | 0 | 0 | 0 | 0 | 0 | 0 | 0 | 0 | 0 | 0 | 0 | 0 | 0 | 0 | 0 | 0 | 0 | 0 | 0 | 0 | 0 | 0 | 0 | 0
F1_Commercial_School (ID)_New_Food Preparation_Natural Gas_Broiler_Baseline Forecast | F1 | Commercial | School (ID) | New | Food Preparation | Natural Gas | Broiler | Baseline Forecast | Units | 0 | 35138.6241 | 67975.7962 | 107187.2355 | 147244.0286 | 183490.7832 | 215203.5366 | 245871.5928 | 275630.2672 | 304262.4275 | 332438.5687 | 360589.478 | 388286.2004 | 415578.7569 | 442672.0362 | 469488.9545 | 495938.2002 | 521942.4204 | 547635.5072 | 572883.4813 | 597524.0538 | 621761.197 | 645756.4864 | 669713.6532 | 693258.5505 | 717905.2082 | 739840.8694
F2_Commercial_School (ID)_New_Food Preparation_Natural Gas_Broiler_Baseline Forecast | F2 | Commercial | School (ID) | New | Food Preparation | Natural Gas | Broiler | Baseline Forecast | Usage (MMtherm) | 0 | 0.00097448 | 0.0018851 | 0.0029726 | 0.0040834 | 0.0050886 | 0.0059681 | 0.0068186 | 0.0076439 | 0.0084379 | 0.0092193 | 0.01 | 0.010768 | 0.011525 | 0.012276 | 0.01302 | 0.013754 | 0.014475 | 0.015187 | 0.015887 | 0.016571 | 0.017243 | 0.017908 | 0.018573 | 0.019226 | 0.019909 | 0.020518
F3_Commercial_School (ID)_New_Food Preparation_Natural Gas_Broiler_Baseline Forecast | F3 | Commercial | School (ID) | New | Food Preparation | Natural Gas | Broiler | Baseline Forecast | Summer Peak Demand (n/a) | 0 | 0 | 0 | 0 | 0 | 0 | 0 | 0 | 0 | 0 | 0 | 0 | 0 | 0 | 0 | 0 | 0 | 0 | 0 | 0 | 0 | 0 | 0 | 0 | 0 | 0 | 0
F4_Commercial_School (ID)_New_Food Preparation_Natural Gas_Broiler_Baseline Forecast | F4 | Commercial | School (ID) | New | Food Preparation | Natural Gas | Broiler | Baseline Forecast | Winter Peak Demand (n/a) | 0 | 0 | 0 | 0 | 0 | 0 | 0 | 0 | 0 | 0 | 0 | 0 | 0 | 0 | 0 | 0 | 0 | 0 | 0 | 0 | 0 | 0 | 0 | 0 | 0 | 0 | 0
F5_Commercial_School (ID)_New_Food Preparation_Natural Gas_Broiler_Baseline Forecast | F5 | Commercial | School (ID) | New | Food Preparation | Natural Gas | Broiler | Baseline Forecast | Turnover | 0 | 35138.6241 | 32837.1721 | 39211.4393 | 40056.7931 | 36246.7546 | 31712.7534 | 30668.0562 | 29758.6744 | 28632.1603 | 32080.4328 | 35269.9653 | 38381.5989 | 41240.9792 | 43519.2945 | 44941.4599 | 45967.5112 | 46660.3089 | 47235.4056 | 58781.9984 | 57658.7559 | 59814.1927 | 60461.9878 | 60034.2004 | 59210.639 | 61135.3299 | 59274.4745
F6_Commercial_School (ID)_New_Food Preparation_Natural Gas_Broiler_Baseline Forecast | F6 | Commercial | School (ID) | New | Food Preparation | Natural Gas | Broiler | Baseline Forecast | Avg. Replacement Usage (therms) | 0.027732 | 0.027732 | 0.027732 | 0.027732 | 0.027732 | 0.027732 | 0.027732 | 0.027732 | 0.027732 | 0.027732 | 0.027732 | 0.027732 | 0.027732 | 0.027732 | 0.027732 | 0.027732 | 0.027732 | 0.027732 | 0.027732 | 0.027732 | 0.027732 | 0.027732 | 0.027732 | 0.027732 | 0.027732 | 0.027732 | 0.027732
F7_Commercial_School (ID)_New_Food Preparation_Natural Gas_Broiler_Baseline Forecast | F7 | Commercial | School (ID) | New | Food Preparation | Natural Gas | Broiler | Baseline Forecast | Avg. Replacement Summer Demand (n/a) | 0 | 0 | 0 | 0 | 0 | 0 | 0 | 0 | 0 | 0 | 0 | 0 | 0 | 0 | 0 | 0 | 0 | 0 | 0 | 0 | 0 | 0 | 0 | 0 | 0 | 0 | 0
F8_Commercial_School (ID)_New_Food Preparation_Natural Gas_Broiler_Baseline Forecast | F8 | Commercial | School (ID) | New | Food Preparation | Natural Gas | Broiler | Baseline Forecast | Avg. Replacement Winter Demand (n/a) | 0 | 0 | 0 | 0 | 0 | 0 | 0 | 0 | 0 | 0 | 0 | 0 | 0 | 0 | 0 | 0 | 0 | 0 | 0 | 0 | 0 | 0 | 0 | 0 | 0 | 0 | 0
F1_Commercial_School (ID)_New_Food Preparation_Natural Gas_Griddle_Baseline Forecast | F1 | Commercial | School (ID) | New | Food Preparation | Natural Gas | Griddle | Baseline Forecast | Units | 0 | 49607.4693 | 95965.8299 | 151323.156 | 207873.9227 | 259045.8116 | 303816.7575 | 347112.8369 | 389125.0831 | 429546.9564 | 469325.0382 | 509067.4983 | 548168.7536 | 586699.4215 | 624948.757 | 662807.9357 | 700148.0474 | 736859.8876 | 773132.4807 | 808776.6794 | 843563.37 | 877780.5134 | 911656.2161 | 945478.0986 | 978717.9537 | 1013513.2352 | 1044481.2273
F2_Commercial_School (ID)_New_Food Preparation_Natural Gas_Griddle_Baseline Forecast | F2 | Commercial | School (ID) | New | Food Preparation | Natural Gas | Griddle | Baseline Forecast | Usage (MMtherm) | 0 | 0.00095885 | 0.0018549 | 0.0029249 | 0.0040179 | 0.005007 | 0.0058724 | 0.0067092 | 0.0075213 | 0.0083026 | 0.0090714 | 0.0098396 | 0.010595 | 0.01134 | 0.012079 | 0.012811 | 0.013533 | 0.014243 | 0.014944 | 0.015633 | 0.016305 | 0.016966 | 0.017621 | 0.018275 | 0.018917 | 0.01959 | 0.020188
F3_Commercial_School (ID)_New_Food Preparation_Natural Gas_Griddle_Baseline Forecast | F3 | Commercial | School (ID) | New | Food Preparation | Natural Gas | Griddle | Baseline Forecast | Summer Peak Demand (n/a) | 0 | 0 | 0 | 0 | 0 | 0 | 0 | 0 | 0 | 0 | 0 | 0 | 0 | 0 | 0 | 0 | 0 | 0 | 0 | 0 | 0 | 0 | 0 | 0 | 0 | 0 | 0
F4_Commercial_School (ID)_New_Food Preparation_Natural Gas_Griddle_Baseline Forecast | F4 | Commercial | School (ID) | New | Food Preparation | Natural Gas | Griddle | Baseline Forecast | Winter Peak Demand (n/a) | 0 | 0 | 0 | 0 | 0 | 0 | 0 | 0 | 0 | 0 | 0 | 0 | 0 | 0 | 0 | 0 | 0 | 0 | 0 | 0 | 0 | 0 | 0 | 0 | 0 | 0 | 0
F5_Commercial_School (ID)_New_Food Preparation_Natural Gas_Griddle_Baseline Forecast | F5 | Commercial | School (ID) | New | Food Preparation | Natural Gas | Griddle | Baseline Forecast | Turnover | 0 | 49607.4693 | 46358.3607 | 55357.3261 | 56550.7667 | 51171.8889 | 44770.9459 | 43296.0794 | 42012.2462 | 40421.8733 | 45290.0228 | 49792.8922 | 54185.7867 | 58222.5589 | 61439.004 | 63446.7669 | 64895.3099 | 65873.3772 | 66685.2785 | 82986.3507 | 81400.5966 | 84443.5662 | 85358.1005 | 84754.1652 | 83591.4903 | 86308.701 | 83681.6111
F6_Commercial_School (ID)_New_Food Preparation_Natural Gas_Griddle_Baseline Forecast | F6 | Commercial | School (ID) | New | Food Preparation | Natural Gas | Griddle | Baseline Forecast | Avg. Replacement Usage (therms) | 0.019329 | 0.019329 | 0.019329 | 0.019329 | 0.019329 | 0.019329 | 0.019329 | 0.019329 | 0.019329 | 0.019329 | 0.019329 | 0.019329 | 0.019329 | 0.019329 | 0.019329 | 0.019329 | 0.019329 | 0.019329 | 0.019329 | 0.019329 | 0.019329 | 0.019329 | 0.019329 | 0.019329 | 0.019329 | 0.019329 | 0.019329
F7_Commercial_School (ID)_New_Food Preparation_Natural Gas_Griddle_Baseline Forecast | F7 | Commercial | School (ID) | New | Food Preparation | Natural Gas | Griddle | Baseline Forecast | Avg. Replacement Summer Demand (n/a) | 0 | 0 | 0 | 0 | 0 | 0 | 0 | 0 | 0 | 0 | 0 | 0 | 0 | 0 | 0 | 0 | 0 | 0 | 0 | 0 | 0 | 0 | 0 | 0 | 0 | 0 | 0
F8_Commercial_School (ID)_New_Food Preparation_Natural Gas_Griddle_Baseline Forecast | F8 | Commercial | School (ID) | New | Food Preparation | Natural Gas | Griddle | Baseline Forecast | Avg. Replacement Winter Demand (n/a) | 0 | 0 | 0 | 0 | 0 | 0 | 0 | 0 | 0 | 0 | 0 | 0 | 0 | 0 | 0 | 0 | 0 | 0 | 0 | 0 | 0 | 0 | 0 | 0 | 0 | 0 | 0
F1_Commercial_School (ID)_New_Food Preparation_Natural Gas_Range_Baseline Forecast | F1 | Commercial | School (ID) | New | Food Preparation | Natural Gas | Range | Baseline Forecast | Units | 0 | 61320.344 | 118624.4287 | 187052.2345 | 256955.2655 | 320209.406 | 375551.2697 | 429070.0345 | 481001.8388 | 530967.7656 | 580137.8945 | 629263.9909 | 677597.4871 | 725225.6738 | 772506.1025 | 819304.2539 | 865460.7808 | 910840.6944 | 955677.6498 | 999737.8398 | 1042738.0546 | 1085034.2457 | 1126908.3782 | 1168715.983 | 1209804.1372 | 1252814.9713 | 1291094.8505
F2_Commercial_School (ID)_New_Food Preparation_Natural Gas_Range_Baseline Forecast | F2 | Commercial | School (ID) | New | Food Preparation | Natural Gas | Range | Baseline Forecast | Usage (MMtherm) | 0 | 0.0011709 | 0.0022652 | 0.0035718 | 0.0049066 | 0.0061145 | 0.0071712 | 0.0081932 | 0.0091848 | 0.010139 | 0.011078 | 0.012016 | 0.012939 | 0.013848 | 0.014751 | 0.015645 | 0.016526 | 0.017393 | 0.018249 | 0.01909 | 0.019911 | 0.020719 | 0.021519 | 0.022317 | 0.023101 | 0.023923 | 0.024654
F3_Commercial_School (ID)_New_Food Preparation_Natural Gas_Range_Baseline Forecast | F3 | Commercial | School (ID) | New | Food Preparation | Natural Gas | Range | Baseline Forecast | Summer Peak Demand (n/a) | 0 | 0 | 0 | 0 | 0 | 0 | 0 | 0 | 0 | 0 | 0 | 0 | 0 | 0 | 0 | 0 | 0 | 0 | 0 | 0 | 0 | 0 | 0 | 0 | 0 | 0 | 0
F4_Commercial_School (ID)_New_Food Preparation_Natural Gas_Range_Baseline Forecast | F4 | Commercial | School (ID) | New | Food Preparation | Natural Gas | Range | Baseline Forecast | Winter Peak Demand (n/a) | 0 | 0 | 0 | 0 | 0 | 0 | 0 | 0 | 0 | 0 | 0 | 0 | 0 | 0 | 0 | 0 | 0 | 0 | 0 | 0 | 0 | 0 | 0 | 0 | 0 | 0 | 0
F5_Commercial_School (ID)_New_Food Preparation_Natural Gas_Range_Baseline Forecast | F5 | Commercial | School (ID) | New | Food Preparation | Natural Gas | Range | Baseline Forecast | Turnover | 0 | 61320.344 | 57304.0847 | 68427.8058 | 69903.0311 | 63254.1405 | 55341.8637 | 53518.7648 | 51931.8043 | 49965.9268 | 61434.1977 | 70398.1684 | 79036.7148 | 86171.368 | 90765.8017 | 108729.5829 | 105352.5867 | 106039.1392 | 103744.2425 | 101729.8926 | 101141.4546 | 104138.6115 | 108166.3302 | 112479.1803 | 122377.6696 | 131462.8148 | 132513.8348
F6_Commercial_School (ID)_New_Food Preparation_Natural Gas_Range_Baseline Forecast | F6 | Commercial | School (ID) | New | Food Preparation | Natural Gas | Range | Baseline Forecast | Avg. Replacement Usage (therms) | 0.019095 | 0.019095 | 0.019095 | 0.019095 | 0.019095 | 0.019095 | 0.019095 | 0.019095 | 0.019095 | 0.019095 | 0.019095 | 0.019095 | 0.019095 | 0.019095 | 0.019095 | 0.019095 | 0.019095 | 0.019095 | 0.019095 | 0.019095 | 0.019095 | 0.019095 | 0.019095 | 0.019095 | 0.019095 | 0.019095 | 0.019095
F7_Commercial_School (ID)_New_Food Preparation_Natural Gas_Range_Baseline Forecast | F7 | Commercial | School (ID) | New | Food Preparation | Natural Gas | Range | Baseline Forecast | Avg. Replacement Summer Demand (n/a) | 0 | 0 | 0 | 0 | 0 | 0 | 0 | 0 | 0 | 0 | 0 | 0 | 0 | 0 | 0 | 0 | 0 | 0 | 0 | 0 | 0 | 0 | 0 | 0 | 0 | 0 | 0
F8_Commercial_School (ID)_New_Food Preparation_Natural Gas_Range_Baseline Forecast | F8 | Commercial | School (ID) | New | Food Preparation | Natural Gas | Range | Baseline Forecast | Avg. Replacement Winter Demand (n/a) | 0 | 0 | 0 | 0 | 0 | 0 | 0 | 0 | 0 | 0 | 0 | 0 | 0 | 0 | 0 | 0 | 0 | 0 | 0 | 0 | 0 | 0 | 0 | 0 | 0 | 0 | 0
F1_Commercial_School (ID)_New_Food Preparation_Natural Gas_Steamer_Baseline Forecast | F1 | Commercial | School (ID) | New | Food Preparation | Natural Gas | Steamer | Baseline Forecast | Units | 0 | 22047.7641 | 42651.48 | 67254.736 | 92388.4101 | 115131.4718 | 135029.67 | 154272.3719 | 172944.4814 | 190909.7584 | 208588.9059 | 226252.2215 | 243630.5571 | 260755.2985 | 277755.0031 | 294581.3048 | 311176.9099 | 327493.2834 | 343614.4359 | 359456.302 | 374917.0534 | 390124.6726 | 405180.5405 | 420212.4883 | 434985.7572 | 450450.3267 | 464213.8788
F2_Commercial_School (ID)_New_Food Preparation_Natural Gas_Steamer_Baseline Forecast | F2 | Commercial | School (ID) | New | Food Preparation | Natural Gas | Steamer | Baseline Forecast | Usage (MMtherm) | 0 | 0.00048652 | 0.00094117 | 0.0014841 | 0.0020387 | 0.0025405 | 0.0029796 | 0.0034042 | 0.0038163 | 0.0042127 | 0.0046028 | 0.0049926 | 0.0053761 | 0.0057539 | 0.0061291 | 0.0065004 | 0.0068666 | 0.0072266 | 0.0075823 | 0.0079319 | 0.0082731 | 0.0086087 | 0.0089409 | 0.0092726 | 0.0095986 | 0.0099398 | 0.010244
F3_Commercial_School (ID)_New_Food Preparation_Natural Gas_Steamer_Baseline Forecast | F3 | Commercial | School (ID) | New | Food Preparation | Natural Gas | Steamer | Baseline Forecast | Summer Peak Demand (n/a) | 0 | 0 | 0 | 0 | 0 | 0 | 0 | 0 | 0 | 0 | 0 | 0 | 0 | 0 | 0 | 0 | 0 | 0 | 0 | 0 | 0 | 0 | 0 | 0 | 0 | 0 | 0
F4_Commercial_School (ID)_New_Food Preparation_Natural Gas_Steamer_Baseline Forecast | F4 | Commercial | School (ID) | New | Food Preparation | Natural Gas | Steamer | Baseline Forecast | Winter Peak Demand (n/a) | 0 | 0 | 0 | 0 | 0 | 0 | 0 | 0 | 0 | 0 | 0 | 0 | 0 | 0 | 0 | 0 | 0 | 0 | 0 | 0 | 0 | 0 | 0 | 0 | 0 | 0 | 0
F5_Commercial_School (ID)_New_Food Preparation_Natural Gas_Steamer_Baseline Forecast | F5 | Commercial | School (ID) | New | Food Preparation | Natural Gas | Steamer | Baseline Forecast | Turnover | 0 | 22047.7641 | 20603.7158 | 24603.256 | 25133.6741 | 22743.0617 | 19898.1982 | 19242.7019 | 18672.1094 | 17965.277 | 20128.899 | 22130.1743 | 24082.5719 | 25876.6928 | 27306.224 | 28198.5631 | 28842.36 | 29277.0566 | 29637.9016 | 36882.8225 | 36178.0429 | 37530.4738 | 37936.9335 | 37668.5179 | 37151.7735 | 38359.4227 | 37191.8272
F6_Commercial_School (ID)_New_Food Preparation_Natural Gas_Steamer_Baseline Forecast | F6 | Commercial | School (ID) | New | Food Preparation | Natural Gas | Steamer | Baseline Forecast | Avg. Replacement Usage (therms) | 0.022066 | 0.022066 | 0.022066 | 0.022066 | 0.022066 | 0.022066 | 0.022066 | 0.022066 | 0.022066 | 0.022066 | 0.022066 | 0.022066 | 0.022066 | 0.022066 | 0.022066 | 0.022066 | 0.022066 | 0.022066 | 0.022066 | 0.022066 | 0.022066 | 0.022066 | 0.022066 | 0.022066 | 0.022066 | 0.022066 | 0.022066
F7_Commercial_School (ID)_New_Food Preparation_Natural Gas_Steamer_Baseline Forecast | F7 | Commercial | School (ID) | New | Food Preparation | Natural Gas | Steamer | Baseline Forecast | Avg. Replacement Summer Demand (n/a) | 0 | 0 | 0 | 0 | 0 | 0 | 0 | 0 | 0 | 0 | 0 | 0 | 0 | 0 | 0 | 0 | 0 | 0 | 0 | 0 | 0 | 0 | 0 | 0 | 0 | 0 | 0
F8_Commercial_School (ID)_New_Food Preparation_Natural Gas_Steamer_Baseline Forecast | F8 | Commercial | School (ID) | New | Food Preparation | Natural Gas | Steamer | Baseline Forecast | Avg. Replacement Winter Demand (n/a) | 0 | 0 | 0 | 0 | 0 | 0 | 0 | 0 | 0 | 0 | 0 | 0 | 0 | 0 | 0 | 0 | 0 | 0 | 0 | 0 | 0 | 0 | 0 | 0 | 0 | 0 | 0
F1_Commercial_School (ID)_New_Food Preparation_Natural Gas_Food Prep Other_Baseline Forecast | F1 | Commercial | School (ID) | New | Food Preparation | Natural Gas | Food Prep Other | Baseline Forecast | Units | 0 | 2755.9705 | 5331.435 | 8406.842 | 11548.5513 | 14391.434 | 16878.7088 | 19284.0465 | 21618.0602 | 23863.7198 | 26073.6132 | 28281.5277 | 30453.8196 | 32594.4123 | 34719.3754 | 36822.6631 | 38897.1137 | 40936.6604 | 42951.8045 | 44932.0377 | 46864.6317 | 48765.5841 | 50647.5676 | 52526.561 | 54373.2197 | 56306.2908 | 58026.7349
F2_Commercial_School (ID)_New_Food Preparation_Natural Gas_Food Prep Other_Baseline Forecast | F2 | Commercial | School (ID) | New | Food Preparation | Natural Gas | Food Prep Other | Baseline Forecast | Usage (MMtherm) | 0 | 2.1963e-05 | 4.2487e-05 | 6.6995e-05 | 9.2032e-05 | 0.00011469 | 0.00013451 | 0.00015368 | 0.00017228 | 0.00019017 | 0.00020778 | 0.00022538 | 0.00024269 | 0.00025975 | 0.00027668 | 0.00029344 | 0.00030997 | 0.00032623 | 0.00034229 | 0.00035807 | 0.00037347 | 0.00038862 | 0.00040362 | 0.00041859 | 0.00043331 | 0.00044871 | 0.00046242
F3_Commercial_School (ID)_New_Food Preparation_Natural Gas_Food Prep Other_Baseline Forecast | F3 | Commercial | School (ID) | New | Food Preparation | Natural Gas | Food Prep Other | Baseline Forecast | Summer Peak Demand (n/a) | 0 | 0 | 0 | 0 | 0 | 0 | 0 | 0 | 0 | 0 | 0 | 0 | 0 | 0 | 0 | 0 | 0 | 0 | 0 | 0 | 0 | 0 | 0 | 0 | 0 | 0 | 0
F4_Commercial_School (ID)_New_Food Preparation_Natural Gas_Food Prep Other_Baseline Forecast | F4 | Commercial | School (ID) | New | Food Preparation | Natural Gas | Food Prep Other | Baseline Forecast | Winter Peak Demand (n/a) | 0 | 0 | 0 | 0 | 0 | 0 | 0 | 0 | 0 | 0 | 0 | 0 | 0 | 0 | 0 | 0 | 0 | 0 | 0 | 0 | 0 | 0 | 0 | 0 | 0 | 0 | 0
F5_Commercial_School (ID)_New_Food Preparation_Natural Gas_Food Prep Other_Baseline Forecast | F5 | Commercial | School (ID) | New | Food Preparation | Natural Gas | Food Prep Other | Baseline Forecast | Turnover | 0 | 2755.9705 | 2575.4645 | 3075.407 | 3141.7093 | 2842.8827 | 2487.2748 | 2405.3377 | 2334.0137 | 2245.6596 | 2761.0875 | 3163.9626 | 3552.2119 | 3872.8705 | 4079.3619 | 4886.7228 | 4734.9477 | 4765.804 | 4662.6626 | 4572.13 | 4545.6834 | 4680.387 | 4861.4081 | 5055.2441 | 5500.12 | 5908.4411 | 5955.678
F6_Commercial_School (ID)_New_Food Preparation_Natural Gas_Food Prep Other_Baseline Forecast | F6 | Commercial | School (ID) | New | Food Preparation | Natural Gas | Food Prep Other | Baseline Forecast | Avg. Replacement Usage (therms) | 0.0079691 | 0.0079691 | 0.0079691 | 0.0079691 | 0.0079691 | 0.0079691 | 0.0079691 | 0.0079691 | 0.0079691 | 0.0079691 | 0.0079691 | 0.0079691 | 0.0079691 | 0.0079691 | 0.0079691 | 0.0079691 | 0.0079691 | 0.0079691 | 0.0079691 | 0.0079691 | 0.0079691 | 0.0079691 | 0.0079691 | 0.0079691 | 0.0079691 | 0.0079691 | 0.0079691
F7_Commercial_School (ID)_New_Food Preparation_Natural Gas_Food Prep Other_Baseline Forecast | F7 | Commercial | School (ID) | New | Food Preparation | Natural Gas | Food Prep Other | Baseline Forecast | Avg. Replacement Summer Demand (n/a) | 0 | 0 | 0 | 0 | 0 | 0 | 0 | 0 | 0 | 0 | 0 | 0 | 0 | 0 | 0 | 0 | 0 | 0 | 0 | 0 | 0 | 0 | 0 | 0 | 0 | 0 | 0
F8_Commercial_School (ID)_New_Food Preparation_Natural Gas_Food Prep Other_Baseline Forecast | F8 | Commercial | School (ID) | New | Food Preparation | Natural Gas | Food Prep Other | Baseline Forecast | Avg. Replacement Winter Demand (n/a) | 0 | 0 | 0 | 0 | 0 | 0 | 0 | 0 | 0 | 0 | 0 | 0 | 0 | 0 | 0 | 0 | 0 | 0 | 0 | 0 | 0 | 0 | 0 | 0 | 0 | 0 | 0
F1_Commercial_School (ID)_New_Miscellaneous_Natural Gas_Pool Heater_Baseline Forecast | F1 | Commercial | School (ID) | New | Miscellaneous | Natural Gas | Pool Heater | Baseline Forecast | Units | 0 | 638.2486 | 1234.6943 | 1946.9204 | 2674.5013 | 3332.8777 | 3908.8998 | 4465.9462 | 5006.4748 | 5526.5418 | 6038.3257 | 6549.6513 | 7052.7272 | 7548.4619 | 8040.577 | 8527.6724 | 9008.0895 | 9480.4232 | 9947.1056 | 10405.7031 | 10853.2679 | 11293.5049 | 11729.3489 | 12164.5005 | 12592.1638 | 13039.8391 | 13438.2726
F2_Commercial_School (ID)_New_Miscellaneous_Natural Gas_Pool Heater_Baseline Forecast | F2 | Commercial | School (ID) | New | Miscellaneous | Natural Gas | Pool Heater | Baseline Forecast | Usage (MMtherm) | 0 | 3.4834e-07 | 6.7386e-07 | 1.0626e-06 | 1.4597e-06 | 1.819e-06 | 2.1334e-06 | 2.4374e-06 | 2.7324e-06 | 3.0162e-06 | 3.2955e-06 | 3.5746e-06 | 3.8492e-06 | 4.1197e-06 | 4.3883e-06 | 4.6542e-06 | 4.9164e-06 | 5.1741e-06 | 5.4288e-06 | 5.6791e-06 | 5.9234e-06 | 6.1637e-06 | 6.4015e-06 | 6.639e-06 | 6.8724e-06 | 7.1168e-06 | 7.3342e-06
F3_Commercial_School (ID)_New_Miscellaneous_Natural Gas_Pool Heater_Baseline Forecast | F3 | Commercial | School (ID) | New | Miscellaneous | Natural Gas | Pool Heater | Baseline Forecast | Summer Peak Demand (n/a) | 0 | 0 | 0 | 0 | 0 | 0 | 0 | 0 | 0 | 0 | 0 | 0 | 0 | 0 | 0 | 0 | 0 | 0 | 0 | 0 | 0 | 0 | 0 | 0 | 0 | 0 | 0
F4_Commercial_School (ID)_New_Miscellaneous_Natural Gas_Pool Heater_Baseline Forecast | F4 | Commercial | School (ID) | New | Miscellaneous | Natural Gas | Pool Heater | Baseline Forecast | Winter Peak Demand (n/a) | 0 | 0 | 0 | 0 | 0 | 0 | 0 | 0 | 0 | 0 | 0 | 0 | 0 | 0 | 0 | 0 | 0 | 0 | 0 | 0 | 0 | 0 | 0 | 0 | 0 | 0 | 0
F5_Commercial_School (ID)_New_Miscellaneous_Natural Gas_Pool Heater_Baseline Forecast | F5 | Commercial | School (ID) | New | Miscellaneous | Natural Gas | Pool Heater | Baseline Forecast | Turnover | 0 | 638.2486 | 596.4457 | 712.2261 | 727.5809 | 658.3764 | 703.6717 | 778.4553 | 860.101 | 921.241 | 964.3985 | 1181.4646 | 1183.9198 | 1242.7812 | 1278.0257 | 1290.5619 | 1371.3571 | 1441.4738 | 1511.9536 | 1566.4471 | 1603.2703 | 1695.9755 | 1729.3732 | 1787.7958 | 1832.3072 | 1895.3308 | 1916.933
F6_Commercial_School (ID)_New_Miscellaneous_Natural Gas_Pool Heater_Baseline Forecast | F6 | Commercial | School (ID) | New | Miscellaneous | Natural Gas | Pool Heater | Baseline Forecast | Avg. Replacement Usage (therms) | 0.00054577 | 0.00054577 | 0.00054577 | 0.00054577 | 0.00054577 | 0.00054577 | 0.00054577 | 0.00054577 | 0.00054577 | 0.00054577 | 0.00054577 | 0.00054577 | 0.00054577 | 0.00054577 | 0.00054577 | 0.00054577 | 0.00054577 | 0.00054577 | 0.00054577 | 0.00054577 | 0.00054577 | 0.00054577 | 0.00054577 | 0.00054577 | 0.00054577 | 0.00054577 | 0.00054577
F7_Commercial_School (ID)_New_Miscellaneous_Natural Gas_Pool Heater_Baseline Forecast | F7 | Commercial | School (ID) | New | Miscellaneous | Natural Gas | Pool Heater | Baseline Forecast | Avg. Replacement Summer Demand (n/a) | 0 | 0 | 0 | 0 | 0 | 0 | 0 | 0 | 0 | 0 | 0 | 0 | 0 | 0 | 0 | 0 | 0 | 0 | 0 | 0 | 0 | 0 | 0 | 0 | 0 | 0 | 0
F8_Commercial_School (ID)_New_Miscellaneous_Natural Gas_Pool Heater_Baseline Forecast | F8 | Commercial | School (ID) | New | Miscellaneous | Natural Gas | Pool Heater | Baseline Forecast | Avg. Replacement Winter Demand (n/a) | 0 | 0 | 0 | 0 | 0 | 0 | 0 | 0 | 0 | 0 | 0 | 0 | 0 | 0 | 0 | 0 | 0 | 0 | 0 | 0 | 0 | 0 | 0 | 0 | 0 | 0 | 0
F1_Commercial_School (ID)_New_Miscellaneous_Natural Gas_Miscellaneous_Baseline Forecast | F1 | Commercial | School (ID) | New | Miscellaneous | Natural Gas | Miscellaneous | Baseline Forecast | Units | 0 | 210142.7517 | 406521.9184 | 641021.7024 | 880577.0336 | 1097346.8408 | 1287001.5423 | 1470408.5451 | 1648377.088 | 1819608.6348 | 1988113.0091 | 2156466.4858 | 2322103.7478 | 2485323.9384 | 2647352.3736 | 2807728.0612 | 2965904.9228 | 3121420.3574 | 3275075.092 | 3426067.8781 | 3573428.1648 | 3718375.786 | 3861877.0264 | 4005150.2789 | 4145957.9984 | 4293354.6768 | 4424538.5325
F2_Commercial_School (ID)_New_Miscellaneous_Natural Gas_Miscellaneous_Baseline Forecast | F2 | Commercial | School (ID) | New | Miscellaneous | Natural Gas | Miscellaneous | Baseline Forecast | Usage (MMtherm) | 0 | 0.00062622 | 0.0012114 | 0.0019102 | 0.0026241 | 0.0032701 | 0.0038353 | 0.0043818 | 0.0049122 | 0.0054224 | 0.0059246 | 0.0064263 | 0.0069199 | 0.0074063 | 0.0078891 | 0.008367 | 0.0088384 | 0.0093018 | 0.0097597 | 0.01021 | 0.010649 | 0.011081 | 0.011508 | 0.011935 | 0.012355 | 0.012794 | 0.013185
F3_Commercial_School (ID)_New_Miscellaneous_Natural Gas_Miscellaneous_Baseline Forecast | F3 | Commercial | School (ID) | New | Miscellaneous | Natural Gas | Miscellaneous | Baseline Forecast | Summer Peak Demand (n/a) | 0 | 0 | 0 | 0 | 0 | 0 | 0 | 0 | 0 | 0 | 0 | 0 | 0 | 0 | 0 | 0 | 0 | 0 | 0 | 0 | 0 | 0 | 0 | 0 | 0 | 0 | 0
F4_Commercial_School (ID)_New_Miscellaneous_Natural Gas_Miscellaneous_Baseline Forecast | F4 | Commercial | School (ID) | New | Miscellaneous | Natural Gas | Miscellaneous | Baseline Forecast | Winter Peak Demand (n/a) | 0 | 0 | 0 | 0 | 0 | 0 | 0 | 0 | 0 | 0 | 0 | 0 | 0 | 0 | 0 | 0 | 0 | 0 | 0 | 0 | 0 | 0 | 0 | 0 | 0 | 0 | 0
F5_Commercial_School (ID)_New_Miscellaneous_Natural Gas_Miscellaneous_Baseline Forecast | F5 | Commercial | School (ID) | New | Miscellaneous | Natural Gas | Miscellaneous | Baseline Forecast | Turnover | 0 | 210142.7517 | 196379.1667 | 234499.784 | 269575.7243 | 270555.7394 | 269256.8982 | 290148.275 | 308111.8817 | 321248.2512 | 338539.8746 | 419340.7679 | 422651.7142 | 442987.8463 | 471954.733 | 486691.1507 | 500781.3814 | 522685.4082 | 543132.9874 | 560198.8611 | 577815.7331 | 615041.7774 | 627432.1652 | 646541.3702 | 668483.2125 | 693616.6853 | 695840.7754
F6_Commercial_School (ID)_New_Miscellaneous_Natural Gas_Miscellaneous_Baseline Forecast | F6 | Commercial | School (ID) | New | Miscellaneous | Natural Gas | Miscellaneous | Baseline Forecast | Avg. Replacement Usage (therms) | 0.00298 | 0.00298 | 0.00298 | 0.00298 | 0.00298 | 0.00298 | 0.00298 | 0.00298 | 0.00298 | 0.00298 | 0.00298 | 0.00298 | 0.00298 | 0.00298 | 0.00298 | 0.00298 | 0.00298 | 0.00298 | 0.00298 | 0.00298 | 0.00298 | 0.00298 | 0.00298 | 0.00298 | 0.00298 | 0.00298 | 0.00298
F7_Commercial_School (ID)_New_Miscellaneous_Natural Gas_Miscellaneous_Baseline Forecast | F7 | Commercial | School (ID) | New | Miscellaneous | Natural Gas | Miscellaneous | Baseline Forecast | Avg. Replacement Summer Demand (n/a) | 0 | 0 | 0 | 0 | 0 | 0 | 0 | 0 | 0 | 0 | 0 | 0 | 0 | 0 | 0 | 0 | 0 | 0 | 0 | 0 | 0 | 0 | 0 | 0 | 0 | 0 | 0
F8_Commercial_School (ID)_New_Miscellaneous_Natural Gas_Miscellaneous_Baseline Forecast | F8 | Commercial | School (ID) | New | Miscellaneous | Natural Gas | Miscellaneous | Baseline Forecast | Avg. Replacement Winter Demand (n/a) | 0 | 0 | 0 | 0 | 0 | 0 | 0 | 0 | 0 | 0 | 0 | 0 | 0 | 0 | 0 | 0 | 0 | 0 | 0 | 0 | 0 | 0 | 0 | 0 | 0 | 0 | 0
F1_Commercial_College (ID)_Existing_Space Heating_Natural Gas_Furnace_Baseline Forecast | F1 | Commercial | College (ID) | Existing | Space Heating | Natural Gas | Furnace | Baseline Forecast | Units | 414867.653 | 407324.6048 | 399918.7029 | 392647.4537 | 385508.4091 | 378499.1653 | 371617.3623 | 364860.683 | 358226.8524 | 351713.6369 | 345318.8435 | 339040.3191 | 332875.9496 | 326823.6596 | 320881.4113 | 315047.2038 | 309319.0728 | 303695.0897 | 298173.3608 | 292752.027 | 287429.2628 | 282203.2762 | 277072.3076 | 272034.6292 | 267088.5451 | 262232.3897 | 257464.5281
F2_Commercial_College (ID)_Existing_Space Heating_Natural Gas_Furnace_Baseline Forecast | F2 | Commercial | College (ID) | Existing | Space Heating | Natural Gas | Furnace | Baseline Forecast | Usage (MMtherm) | 0.098049 | 0.09261 | 0.090779 | 0.088986 | 0.087233 | 0.085519 | 0.083845 | 0.082209 | 0.080611 | 0.079051 | 0.077529 | 0.076044 | 0.074593 | 0.073176 | 0.071792 | 0.070439 | 0.069115 | 0.06782 | 0.066553 | 0.065312 | 0.064097 | 0.062907 | 0.061742 | 0.0606 | 0.059481 | 0.058384 | 0.057308
F3_Commercial_College (ID)_Existing_Space Heating_Natural Gas_Furnace_Baseline Forecast | F3 | Commercial | College (ID) | Existing | Space Heating | Natural Gas | Furnace | Baseline Forecast | Summer Peak Demand (n/a) | 0 | 0 | 0 | 0 | 0 | 0 | 0 | 0 | 0 | 0 | 0 | 0 | 0 | 0 | 0 | 0 | 0 | 0 | 0 | 0 | 0 | 0 | 0 | 0 | 0 | 0 | 0
F4_Commercial_College (ID)_Existing_Space Heating_Natural Gas_Furnace_Baseline Forecast | F4 | Commercial | College (ID) | Existing | Space Heating | Natural Gas | Furnace | Baseline Forecast | Winter Peak Demand (n/a) | 0 | 0 | 0 | 0 | 0 | 0 | 0 | 0 | 0 | 0 | 0 | 0 | 0 | 0 | 0 | 0 | 0 | 0 | 0 | 0 | 0 | 0 | 0 | 0 | 0 | 0 | 0
F5_Commercial_College (ID)_Existing_Space Heating_Natural Gas_Furnace_Baseline Forecast | F5 | Commercial | College (ID) | Existing | Space Heating | Natural Gas | Furnace | Baseline Forecast | Turnover | 0 | 16457.5598 | 16709.1836 | 16897.05 | 17028.6767 | 17110.7614 | 17149.2705 | 17149.5176 | 17116.234 | 17053.6312 | 16965.4575 | 16855.0472 | 16266.8592 | 15760.5589 | 15322.6117 | 14941.4957 | 14607.4243 | 14312.1058 | 14048.5342 | 13810.8074 | 13593.9706 | 13393.8795 | 13207.0831 | 16498.8237 | 16014.3465 | 15536.7901 | 15070.986
F6_Commercial_College (ID)_Existing_Space Heating_Natural Gas_Furnace_Baseline Forecast | F6 | Commercial | College (ID) | Existing | Space Heating | Natural Gas | Furnace | Baseline Forecast | Avg. Replacement Usage (therms) | 0.23044 | 0.22205 | 0.22205 | 0.22205 | 0.22205 | 0.22205 | 0.22205 | 0.22205 | 0.22205 | 0.22205 | 0.22205 | 0.22205 | 0.22205 | 0.22205 | 0.22205 | 0.22205 | 0.22205 | 0.22205 | 0.22205 | 0.22205 | 0.22205 | 0.22205 | 0.22205 | 0.22205 | 0.22205 | 0.22205 | 0.22205
F7_Commercial_College (ID)_Existing_Space Heating_Natural Gas_Furnace_Baseline Forecast | F7 | Commercial | College (ID) | Existing | Space Heating | Natural Gas | Furnace | Baseline Forecast | Avg. Replacement Summer Demand (n/a) | 0 | 0 | 0 | 0 | 0 | 0 | 0 | 0 | 0 | 0 | 0 | 0 | 0 | 0 | 0 | 0 | 0 | 0 | 0 | 0 | 0 | 0 | 0 | 0 | 0 | 0 | 0
F8_Commercial_College (ID)_Existing_Space Heating_Natural Gas_Furnace_Baseline Forecast | F8 | Commercial | College (ID) | Existing | Space Heating | Natural Gas | Furnace | Baseline Forecast | Avg. Replacement Winter Demand (n/a) | 0 | 0 | 0 | 0 | 0 | 0 | 0 | 0 | 0 | 0 | 0 | 0 | 0 | 0 | 0 | 0 | 0 | 0 | 0 | 0 | 0 | 0 | 0 | 0 | 0 | 0 | 0
F1_Commercial_College (ID)_Existing_Space Heating_Natural Gas_Boiler_Baseline Forecast | F1 | Commercial | College (ID) | Existing | Space Heating | Natural Gas | Boiler | Baseline Forecast | Units | 3538574.7314 | 3474237.009 | 3411069.0634 | 3349049.6259 | 3288157.8145 | 3228373.1269 | 3169675.4337 | 3112044.9713 | 3055462.3354 | 2999908.4748 | 2945364.6844 | 2891812.5992 | 2839234.1883 | 2787611.7485 | 2736927.8985 | 2687165.5731 | 2638308.0172 | 2590338.7805 | 2543241.7118 | 2497000.9534 | 2451600.9361 | 2407026.3736 | 2363262.2577 | 2320293.853 | 2278106.6921 | 2236686.5704 | 2196019.5418
F2_Commercial_College (ID)_Existing_Space Heating_Natural Gas_Boiler_Baseline Forecast | F2 | Commercial | College (ID) | Existing | Space Heating | Natural Gas | Boiler | Baseline Forecast | Usage (MMtherm) | 1.7621 | 1.6619 | 1.6261 | 1.5908 | 1.5559 | 1.5216 | 1.4879 | 1.4548 | 1.4224 | 1.3905 | 1.3595 | 1.3292 | 1.2995 | 1.2707 | 1.2426 | 1.2152 | 1.1884 | 1.1624 | 1.1372 | 1.1127 | 1.0888 | 1.0657 | 1.0433 | 1.0215 | 1.0003 | 0.9798 | 0.95991
F3_Commercial_College (ID)_Existing_Space Heating_Natural Gas_Boiler_Baseline Forecast | F3 | Commercial | College (ID) | Existing | Space Heating | Natural Gas | Boiler | Baseline Forecast | Summer Peak Demand (n/a) | 0 | 0 | 0 | 0 | 0 | 0 | 0 | 0 | 0 | 0 | 0 | 0 | 0 | 0 | 0 | 0 | 0 | 0 | 0 | 0 | 0 | 0 | 0 | 0 | 0 | 0 | 0
F4_Commercial_College (ID)_Existing_Space Heating_Natural Gas_Boiler_Baseline Forecast | F4 | Commercial | College (ID) | Existing | Space Heating | Natural Gas | Boiler | Baseline Forecast | Winter Peak Demand (n/a) | 0 | 0 | 0 | 0 | 0 | 0 | 0 | 0 | 0 | 0 | 0 | 0 | 0 | 0 | 0 | 0 | 0 | 0 | 0 | 0 | 0 | 0 | 0 | 0 | 0 | 0 | 0
F5_Commercial_College (ID)_Existing_Space Heating_Natural Gas_Boiler_Baseline Forecast | F5 | Commercial | College (ID) | Existing | Space Heating | Natural Gas | Boiler | Baseline Forecast | Turnover | 0 | 52639.9547 | 57320.9953 | 61311.1765 | 64688.1399 | 67521.1233 | 69871.8648 | 71795.4096 | 73340.8299 | 74551.8684 | 75467.511 | 76122.4998 | 76547.7894 | 76770.9551 | 76816.5568 | 76706.4643 | 76460.1467 | 76094.9317 | 75626.2362 | 75067.7729 | 74431.7341 | 73728.9555 | 72969.0635 | 72160.6056 | 71311.1669 | 70427.4746 | 69515.4911
F6_Commercial_College (ID)_Existing_Space Heating_Natural Gas_Boiler_Baseline Forecast | F6 | Commercial | College (ID) | Existing | Space Heating | Natural Gas | Boiler | Baseline Forecast | Avg. Replacement Usage (therms) | 0.44406 | 0.42791 | 0.42719 | 0.42818 | 0.42741 | 0.42741 | 0.42851 | 0.42767 | 0.42767 | 0.42677 | 0.42799 | 0.42799 | 0.427 | 0.4284 | 0.4284 | 0.42729 | 0.42729 | 0.4261 | 0.42892 | 0.42767 | 0.4261 | 0.42892 | 0.42767 | 0.42767 | 0.42767 | 0.42767 | 0.42767
F7_Commercial_College (ID)_Existing_Space Heating_Natural Gas_Boiler_Baseline Forecast | F7 | Commercial | College (ID) | Existing | Space Heating | Natural Gas | Boiler | Baseline Forecast | Avg. Replacement Summer Demand (n/a) | 0 | 0 | 0 | 0 | 0 | 0 | 0 | 0 | 0 | 0 | 0 | 0 | 0 | 0 | 0 | 0 | 0 | 0 | 0 | 0 | 0 | 0 | 0 | 0 | 0 | 0 | 0
F8_Commercial_College (ID)_Existing_Space Heating_Natural Gas_Boiler_Baseline Forecast | F8 | Commercial | College (ID) | Existing | Space Heating | Natural Gas | Boiler | Baseline Forecast | Avg. Replacement Winter Demand (n/a) | 0 | 0 | 0 | 0 | 0 | 0 | 0 | 0 | 0 | 0 | 0 | 0 | 0 | 0 | 0 | 0 | 0 | 0 | 0 | 0 | 0 | 0 | 0 | 0 | 0 | 0 | 0
F1_Commercial_College (ID)_Existing_Space Heating_Natural Gas_Unit Heater_Baseline Forecast | F1 | Commercial | College (ID) | Existing | Space Heating | Natural Gas | Unit Heater | Baseline Forecast | Units | 0 | 0 | 0 | 0 | 0 | 0 | 0 | 0 | 0 | 0 | 0 | 0 | 0 | 0 | 0 | 0 | 0 | 0 | 0 | 0 | 0 | 0 | 0 | 0 | 0 | 0 | 0
F2_Commercial_College (ID)_Existing_Space Heating_Natural Gas_Unit Heater_Baseline Forecast | F2 | Commercial | College (ID) | Existing | Space Heating | Natural Gas | Unit Heater | Baseline Forecast | Usage (MMtherm) | 0 | 0 | 0 | 0 | 0 | 0 | 0 | 0 | 0 | 0 | 0 | 0 | 0 | 0 | 0 | 0 | 0 | 0 | 0 | 0 | 0 | 0 | 0 | 0 | 0 | 0 | 0
F3_Commercial_College (ID)_Existing_Space Heating_Natural Gas_Unit Heater_Baseline Forecast | F3 | Commercial | College (ID) | Existing | Space Heating | Natural Gas | Unit Heater | Baseline Forecast | Summer Peak Demand (n/a) | 0 | 0 | 0 | 0 | 0 | 0 | 0 | 0 | 0 | 0 | 0 | 0 | 0 | 0 | 0 | 0 | 0 | 0 | 0 | 0 | 0 | 0 | 0 | 0 | 0 | 0 | 0
F4_Commercial_College (ID)_Existing_Space Heating_Natural Gas_Unit Heater_Baseline Forecast | F4 | Commercial | College (ID) | Existing | Space Heating | Natural Gas | Unit Heater | Baseline Forecast | Winter Peak Demand (n/a) | 0 | 0 | 0 | 0 | 0 | 0 | 0 | 0 | 0 | 0 | 0 | 0 | 0 | 0 | 0 | 0 | 0 | 0 | 0 | 0 | 0 | 0 | 0 | 0 | 0 | 0 | 0
F5_Commercial_College (ID)_Existing_Space Heating_Natural Gas_Unit Heater_Baseline Forecast | F5 | Commercial | College (ID) | Existing | Space Heating | Natural Gas | Unit Heater | Baseline Forecast | Turnover | 0 | 0 | 0 | 0 | 0 | 0 | 0 | 0 | 0 | 0 | 0 | 0 | 0 | 0 | 0 | 0 | 0 | 0 | 0 | 0 | 0 | 0 | 0 | 0 | 0 | 0 | 0
F6_Commercial_College (ID)_Existing_Space Heating_Natural Gas_Unit Heater_Baseline Forecast | F6 | Commercial | College (ID) | Existing | Space Heating | Natural Gas | Unit Heater | Baseline Forecast | Avg. Replacement Usage (therms) | 0.11817 | 0.11387 | 0.11387 | 0.11387 | 0.11387 | 0.11387 | 0.11387 | 0.11387 | 0.11387 | 0.11387 | 0.11387 | 0.11387 | 0.11387 | 0.11387 | 0.11387 | 0.11387 | 0.11387 | 0.11387 | 0.11387 | 0.11387 | 0.11387 | 0.11387 | 0.11387 | 0.11387 | 0.11387 | 0.11387 | 0.11387
F7_Commercial_College (ID)_Existing_Space Heating_Natural Gas_Unit Heater_Baseline Forecast | F7 | Commercial | College (ID) | Existing | Space Heating | Natural Gas | Unit Heater | Baseline Forecast | Avg. Replacement Summer Demand (n/a) | 0 | 0 | 0 | 0 | 0 | 0 | 0 | 0 | 0 | 0 | 0 | 0 | 0 | 0 | 0 | 0 | 0 | 0 | 0 | 0 | 0 | 0 | 0 | 0 | 0 | 0 | 0
F8_Commercial_College (ID)_Existing_Space Heating_Natural Gas_Unit Heater_Baseline Forecast | F8 | Commercial | College (ID) | Existing | Space Heating | Natural Gas | Unit Heater | Baseline Forecast | Avg. Replacement Winter Demand (n/a) | 0 | 0 | 0 | 0 | 0 | 0 | 0 | 0 | 0 | 0 | 0 | 0 | 0 | 0 | 0 | 0 | 0 | 0 | 0 | 0 | 0 | 0 | 0 | 0 | 0 | 0 | 0
F1_Commercial_College (ID)_Existing_Water Heating_Natural Gas_Water Heater_Baseline Forecast | F1 | Commercial | College (ID) | Existing | Water Heating | Natural Gas | Water Heater | Baseline Forecast | Units | 3322520.3654 | 3262110.9042 | 3202799.7969 | 3144567.0733 | 3087393.1265 | 3031258.706 | 2976144.9114 | 2922033.1857 | 2868905.3096 | 2816743.3949 | 2765529.8786 | 2715247.5172 | 2665879.3805 | 2617408.8463 | 2569819.5946 | 2523095.602 | 2477221.1365 | 2432180.7522 | 2387959.2839 | 2344541.8424 | 2301913.8089 | 2260060.8306 | 2218968.8155 | 2178623.9279 | 2139012.5838 | 2100121.4459 | 2061937.4196
F2_Commercial_College (ID)_Existing_Water Heating_Natural Gas_Water Heater_Baseline Forecast | F2 | Commercial | College (ID) | Existing | Water Heating | Natural Gas | Water Heater | Baseline Forecast | Usage (MMtherm) | 0.66126 | 0.64569 | 0.63029 | 0.61515 | 0.60032 | 0.58584 | 0.57176 | 0.55811 | 0.54491 | 0.53219 | 0.51995 | 0.50821 | 0.49693 | 0.48608 | 0.47561 | 0.46551 | 0.45576 | 0.44631 | 0.43717 | 0.4283 | 0.41969 | 0.41133 | 0.40319 | 0.39528 | 0.38757 | 0.38006 | 0.37273
F3_Commercial_College (ID)_Existing_Water Heating_Natural Gas_Water Heater_Baseline Forecast | F3 | Commercial | College (ID) | Existing | Water Heating | Natural Gas | Water Heater | Baseline Forecast | Summer Peak Demand (n/a) | 0 | 0 | 0 | 0 | 0 | 0 | 0 | 0 | 0 | 0 | 0 | 0 | 0 | 0 | 0 | 0 | 0 | 0 | 0 | 0 | 0 | 0 | 0 | 0 | 0 | 0 | 0
F4_Commercial_College (ID)_Existing_Water Heating_Natural Gas_Water Heater_Baseline Forecast | F4 | Commercial | College (ID) | Existing | Water Heating | Natural Gas | Water Heater | Baseline Forecast | Winter Peak Demand (n/a) | 0 | 0 | 0 | 0 | 0 | 0 | 0 | 0 | 0 | 0 | 0 | 0 | 0 | 0 | 0 | 0 | 0 | 0 | 0 | 0 | 0 | 0 | 0 | 0 | 0 | 0 | 0
F5_Commercial_College (ID)_Existing_Water Heating_Natural Gas_Water Heater_Baseline Forecast | F5 | Commercial | College (ID) | Existing | Water Heating | Natural Gas | Water Heater | Baseline Forecast | Turnover | 0 | 98851.8456 | 107642.3072 | 115135.4135 | 121476.9665 | 126796.9871 | 131211.4122 | 134823.6103 | 137725.734 | 139999.9264 | 141719.3991 | 142949.3935 | 134935.2146 | 128435.1346 | 123190.0973 | 118979.7106 | 115616.921 | 112943.3845 | 110825.4493 | 109150.6689 | 107824.7806 | 106769.0883 | 105918.1977 | 125598.9843 | 123899.8117 | 121751.4582 | 119305.0576
F6_Commercial_College (ID)_Existing_Water Heating_Natural Gas_Water Heater_Baseline Forecast | F6 | Commercial | College (ID) | Existing | Water Heating | Natural Gas | Water Heater | Baseline Forecast | Avg. Replacement Usage (therms) | 0.17875 | 0.17875 | 0.17875 | 0.17875 | 0.17875 | 0.17875 | 0.17875 | 0.17875 | 0.17875 | 0.17875 | 0.17875 | 0.17875 | 0.17875 | 0.17875 | 0.17875 | 0.17875 | 0.17875 | 0.17875 | 0.17875 | 0.17875 | 0.17875 | 0.17875 | 0.17875 | 0.17875 | 0.17875 | 0.17875 | 0.17875
F7_Commercial_College (ID)_Existing_Water Heating_Natural Gas_Water Heater_Baseline Forecast | F7 | Commercial | College (ID) | Existing | Water Heating | Natural Gas | Water Heater | Baseline Forecast | Avg. Replacement Summer Demand (n/a) | 0 | 0 | 0 | 0 | 0 | 0 | 0 | 0 | 0 | 0 | 0 | 0 | 0 | 0 | 0 | 0 | 0 | 0 | 0 | 0 | 0 | 0 | 0 | 0 | 0 | 0 | 0
F8_Commercial_College (ID)_Existing_Water Heating_Natural Gas_Water Heater_Baseline Forecast | F8 | Commercial | College (ID) | Existing | Water Heating | Natural Gas | Water Heater | Baseline Forecast | Avg. Replacement Winter Demand (n/a) | 0 | 0 | 0 | 0 | 0 | 0 | 0 | 0 | 0 | 0 | 0 | 0 | 0 | 0 | 0 | 0 | 0 | 0 | 0 | 0 | 0 | 0 | 0 | 0 | 0 | 0 | 0
F1_Commercial_College (ID)_Existing_Food Preparation_Natural Gas_Oven_Baseline Forecast | F1 | Commercial | College (ID) | Existing | Food Preparation | Natural Gas | Oven | Baseline Forecast | Units | 364827.4918 | 358194.2647 | 351681.6417 | 345287.43 | 339009.4767 | 332845.6681 | 326793.9286 | 320852.2208 | 315018.5441 | 309290.9342 | 303667.4627 | 298146.2361 | 292725.3954 | 287403.1155 | 282177.6043 | 277047.1024 | 272009.8824 | 267064.2481 | 262208.5345 | 257441.1066 | 252760.3593 | 248164.7164 | 243652.6306 | 239222.5828 | 234873.0813 | 230602.6616 | 226409.8859
F2_Commercial_College (ID)_Existing_Food Preparation_Natural Gas_Oven_Baseline Forecast | F2 | Commercial | College (ID) | Existing | Food Preparation | Natural Gas | Oven | Baseline Forecast | Usage (MMtherm) | 0.0044661 | 0.0043849 | 0.0043052 | 0.0042269 | 0.00415 | 0.0040746 | 0.0040005 | 0.0039278 | 0.0038564 | 0.0037862 | 0.0037174 | 0.0036498 | 0.0035835 | 0.0035183 | 0.0034543 | 0.0033915 | 0.0033299 | 0.0032693 | 0.0032099 | 0.0031515 | 0.0030942 | 0.003038 | 0.0029827 | 0.0029285 | 0.0028752 | 0.002823 | 0.0027716
F3_Commercial_College (ID)_Existing_Food Preparation_Natural Gas_Oven_Baseline Forecast | F3 | Commercial | College (ID) | Existing | Food Preparation | Natural Gas | Oven | Baseline Forecast | Summer Peak Demand (n/a) | 0 | 0 | 0 | 0 | 0 | 0 | 0 | 0 | 0 | 0 | 0 | 0 | 0 | 0 | 0 | 0 | 0 | 0 | 0 | 0 | 0 | 0 | 0 | 0 | 0 | 0 | 0
F4_Commercial_College (ID)_Existing_Food Preparation_Natural Gas_Oven_Baseline Forecast | F4 | Commercial | College (ID) | Existing | Food Preparation | Natural Gas | Oven | Baseline Forecast | Winter Peak Demand (n/a) | 0 | 0 | 0 | 0 | 0 | 0 | 0 | 0 | 0 | 0 | 0 | 0 | 0 | 0 | 0 | 0 | 0 | 0 | 0 | 0 | 0 | 0 | 0 | 0 | 0 | 0 | 0
F5_Commercial_College (ID)_Existing_Food Preparation_Natural Gas_Oven_Baseline Forecast | F5 | Commercial | College (ID) | Existing | Food Preparation | Natural Gas | Oven | Baseline Forecast | Turnover | 0 | 14327.7706 | 18287.4454 | 21269.7057 | 23486.5765 | 25104.5517 | 26254.3628 | 27038.653 | 27538.0038 | 27815.6689 | 24277.2833 | 22169.4234 | 21019.4512 | 20492.0811 | 20352.191 | 23342.3188 | 23774.5281 | 24015.0961 | 24106.9371 | 23465.8668 | 22515.9791 | 21505.0295 | 20566.6744 | 19762.8127 | 18865.7002 | 18511.3464 | 18460.2545
F6_Commercial_College (ID)_Existing_Food Preparation_Natural Gas_Oven_Baseline Forecast | F6 | Commercial | College (ID) | Existing | Food Preparation | Natural Gas | Oven | Baseline Forecast | Avg. Replacement Usage (therms) | 0.012242 | 0.012242 | 0.012242 | 0.012242 | 0.012242 | 0.012242 | 0.012242 | 0.012242 | 0.012242 | 0.012242 | 0.012242 | 0.012242 | 0.012242 | 0.012242 | 0.012242 | 0.012242 | 0.012242 | 0.012242 | 0.012242 | 0.012242 | 0.012242 | 0.012242 | 0.012242 | 0.012242 | 0.012242 | 0.012242 | 0.012242
F7_Commercial_College (ID)_Existing_Food Preparation_Natural Gas_Oven_Baseline Forecast | F7 | Commercial | College (ID) | Existing | Food Preparation | Natural Gas | Oven | Baseline Forecast | Avg. Replacement Summer Demand (n/a) | 0 | 0 | 0 | 0 | 0 | 0 | 0 | 0 | 0 | 0 | 0 | 0 | 0 | 0 | 0 | 0 | 0 | 0 | 0 | 0 | 0 | 0 | 0 | 0 | 0 | 0 | 0
F8_Commercial_College (ID)_Existing_Food Preparation_Natural Gas_Oven_Baseline Forecast | F8 | Commercial | College (ID) | Existing | Food Preparation | Natural Gas | Oven | Baseline Forecast | Avg. Replacement Winter Demand (n/a) | 0 | 0 | 0 | 0 | 0 | 0 | 0 | 0 | 0 | 0 | 0 | 0 | 0 | 0 | 0 | 0 | 0 | 0 | 0 | 0 | 0 | 0 | 0 | 0 | 0 | 0 | 0
F1_Commercial_College (ID)_Existing_Food Preparation_Natural Gas_Conveyor Oven_Baseline Forecast | F1 | Commercial | College (ID) | Existing | Food Preparation | Natural Gas | Conveyor Oven | Baseline Forecast | Units | 182413.7459 | 179097.1323 | 175840.8208 | 172643.715 | 169504.7384 | 166422.834 | 163396.9643 | 160426.1104 | 157509.272 | 154645.4671 | 151833.7313 | 149073.118 | 146362.6977 | 143701.5578 | 141088.8022 | 138523.5512 | 136004.9412 | 133532.1241 | 131104.2673 | 128720.5533 | 126380.1796 | 124082.3582 | 121826.3153 | 119611.2914 | 117436.5406 | 115301.3308 | 113204.943
F2_Commercial_College (ID)_Existing_Food Preparation_Natural Gas_Conveyor Oven_Baseline Forecast | F2 | Commercial | College (ID) | Existing | Food Preparation | Natural Gas | Conveyor Oven | Baseline Forecast | Usage (MMtherm) | 0.0038209 | 0.0037514 | 0.0036832 | 0.0036163 | 0.0035505 | 0.003486 | 0.0034226 | 0.0033603 | 0.0032992 | 0.0032393 | 0.0031804 | 0.0031225 | 0.0030658 | 0.00301 | 0.0029553 | 0.0029016 | 0.0028488 | 0.002797 | 0.0027462 | 0.0026962 | 0.0026472 | 0.0025991 | 0.0025518 | 0.0025054 | 0.0024599 | 0.0024151 | 0.0023712
F3_Commercial_College (ID)_Existing_Food Preparation_Natural Gas_Conveyor Oven_Baseline Forecast | F3 | Commercial | College (ID) | Existing | Food Preparation | Natural Gas | Conveyor Oven | Baseline Forecast | Summer Peak Demand (n/a) | 0 | 0 | 0 | 0 | 0 | 0 | 0 | 0 | 0 | 0 | 0 | 0 | 0 | 0 | 0 | 0 | 0 | 0 | 0 | 0 | 0 | 0 | 0 | 0 | 0 | 0 | 0
F4_Commercial_College (ID)_Existing_Food Preparation_Natural Gas_Conveyor Oven_Baseline Forecast | F4 | Commercial | College (ID) | Existing | Food Preparation | Natural Gas | Conveyor Oven | Baseline Forecast | Winter Peak Demand (n/a) | 0 | 0 | 0 | 0 | 0 | 0 | 0 | 0 | 0 | 0 | 0 | 0 | 0 | 0 | 0 | 0 | 0 | 0 | 0 | 0 | 0 | 0 | 0 | 0 | 0 | 0 | 0
F5_Commercial_College (ID)_Existing_Food Preparation_Natural Gas_Conveyor Oven_Baseline Forecast | F5 | Commercial | College (ID) | Existing | Food Preparation | Natural Gas | Conveyor Oven | Baseline Forecast | Turnover | 0 | 0 | 0 | 0 | 0 | 665.6913 | 1830.046 | 3362.5313 | 5161.2638 | 7146.8475 | 8650.1985 | 9775.8001 | 10605.7005 | 11204.3269 | 11622.2655 | 11899.2323 | 12066.4049 | 9477.6126 | 7444.2339 | 5847.1073 | 4592.637 | 3706.5735 | 3184.236 | 3002.4832 | 3127.9462 | 3522.5759 | 4175.4188
F6_Commercial_College (ID)_Existing_Food Preparation_Natural Gas_Conveyor Oven_Baseline Forecast | F6 | Commercial | College (ID) | Existing | Food Preparation | Natural Gas | Conveyor Oven | Baseline Forecast | Avg. Replacement Usage (therms) | 0.020946 | 0.020946 | 0.020946 | 0.020946 | 0.020946 | 0.020946 | 0.020946 | 0.020946 | 0.020946 | 0.020946 | 0.020946 | 0.020946 | 0.020946 | 0.020946 | 0.020946 | 0.020946 | 0.020946 | 0.020946 | 0.020946 | 0.020946 | 0.020946 | 0.020946 | 0.020946 | 0.020946 | 0.020946 | 0.020946 | 0.020946
F7_Commercial_College (ID)_Existing_Food Preparation_Natural Gas_Conveyor Oven_Baseline Forecast | F7 | Commercial | College (ID) | Existing | Food Preparation | Natural Gas | Conveyor Oven | Baseline Forecast | Avg. Replacement Summer Demand (n/a) | 0 | 0 | 0 | 0 | 0 | 0 | 0 | 0 | 0 | 0 | 0 | 0 | 0 | 0 | 0 | 0 | 0 | 0 | 0 | 0 | 0 | 0 | 0 | 0 | 0 | 0 | 0
F8_Commercial_College (ID)_Existing_Food Preparation_Natural Gas_Conveyor Oven_Baseline Forecast | F8 | Commercial | College (ID) | Existing | Food Preparation | Natural Gas | Conveyor Oven | Baseline Forecast | Avg. Replacement Winter Demand (n/a) | 0 | 0 | 0 | 0 | 0 | 0 | 0 | 0 | 0 | 0 | 0 | 0 | 0 | 0 | 0 | 0 | 0 | 0 | 0 | 0 | 0 | 0 | 0 | 0 | 0 | 0 | 0
F1_Commercial_College (ID)_Existing_Food Preparation_Natural Gas_Double Rack Oven_Baseline Forecast | F1 | Commercial | College (ID) | Existing | Food Preparation | Natural Gas | Double Rack Oven | Baseline Forecast | Units | 182413.7459 | 179097.1323 | 175840.8208 | 172643.715 | 169504.7384 | 166422.834 | 163396.9643 | 160426.1104 | 157509.272 | 154645.4671 | 151833.7313 | 149073.118 | 146362.6977 | 143701.5578 | 141088.8022 | 138523.5512 | 136004.9412 | 133532.1241 | 131104.2673 | 128720.5533 | 126380.1796 | 124082.3582 | 121826.3153 | 119611.2914 | 117436.5406 | 115301.3308 | 113204.943
F2_Commercial_College (ID)_Existing_Food Preparation_Natural Gas_Double Rack Oven_Baseline Forecast | F2 | Commercial | College (ID) | Existing | Food Preparation | Natural Gas | Double Rack Oven | Baseline Forecast | Usage (MMtherm) | 0.0058046 | 0.0056991 | 0.0055955 | 0.0054938 | 0.0053939 | 0.0052958 | 0.0051995 | 0.005105 | 0.0050122 | 0.004921 | 0.0048316 | 0.0047437 | 0.0046575 | 0.0045728 | 0.0044896 | 0.004408 | 0.0043279 | 0.0042492 | 0.0041719 | 0.0040961 | 0.0040216 | 0.0039485 | 0.0038767 | 0.0038062 | 0.003737 | 0.003669 | 0.0036023
F3_Commercial_College (ID)_Existing_Food Preparation_Natural Gas_Double Rack Oven_Baseline Forecast | F3 | Commercial | College (ID) | Existing | Food Preparation | Natural Gas | Double Rack Oven | Baseline Forecast | Summer Peak Demand (n/a) | 0 | 0 | 0 | 0 | 0 | 0 | 0 | 0 | 0 | 0 | 0 | 0 | 0 | 0 | 0 | 0 | 0 | 0 | 0 | 0 | 0 | 0 | 0 | 0 | 0 | 0 | 0
F4_Commercial_College (ID)_Existing_Food Preparation_Natural Gas_Double Rack Oven_Baseline Forecast | F4 | Commercial | College (ID) | Existing | Food Preparation | Natural Gas | Double Rack Oven | Baseline Forecast | Winter Peak Demand (n/a) | 0 | 0 | 0 | 0 | 0 | 0 | 0 | 0 | 0 | 0 | 0 | 0 | 0 | 0 | 0 | 0 | 0 | 0 | 0 | 0 | 0 | 0 | 0 | 0 | 0 | 0 | 0
F5_Commercial_College (ID)_Existing_Food Preparation_Natural Gas_Double Rack Oven_Baseline Forecast | F5 | Commercial | College (ID) | Existing | Food Preparation | Natural Gas | Double Rack Oven | Baseline Forecast | Turnover | 0 | 3979.9363 | 5427.1858 | 6654.7166 | 7691.1386 | 8561.409 | 9287.297 | 9887.7897 | 10379.4468 | 10776.7092 | 9780.0262 | 9046.5203 | 8521.9994 | 8161.8635 | 7929.54 | 7795.1615 | 7734.4503 | 7727.7785 | 7759.3769 | 8573.9357 | 8671.1936 | 8663.8591 | 8586.1767 | 8463.8938 | 8316.0625 | 8156.4951 | 7994.9359
F6_Commercial_College (ID)_Existing_Food Preparation_Natural Gas_Double Rack Oven_Baseline Forecast | F6 | Commercial | College (ID) | Existing | Food Preparation | Natural Gas | Double Rack Oven | Baseline Forecast | Avg. Replacement Usage (therms) | 0.031821 | 0.031821 | 0.031821 | 0.031821 | 0.031821 | 0.031821 | 0.031821 | 0.031821 | 0.031821 | 0.031821 | 0.031821 | 0.031821 | 0.031821 | 0.031821 | 0.031821 | 0.031821 | 0.031821 | 0.031821 | 0.031821 | 0.031821 | 0.031821 | 0.031821 | 0.031821 | 0.031821 | 0.031821 | 0.031821 | 0.031821
F7_Commercial_College (ID)_Existing_Food Preparation_Natural Gas_Double Rack Oven_Baseline Forecast | F7 | Commercial | College (ID) | Existing | Food Preparation | Natural Gas | Double Rack Oven | Baseline Forecast | Avg. Replacement Summer Demand (n/a) | 0 | 0 | 0 | 0 | 0 | 0 | 0 | 0 | 0 | 0 | 0 | 0 | 0 | 0 | 0 | 0 | 0 | 0 | 0 | 0 | 0 | 0 | 0 | 0 | 0 | 0 | 0
F8_Commercial_College (ID)_Existing_Food Preparation_Natural Gas_Double Rack Oven_Baseline Forecast | F8 | Commercial | College (ID) | Existing | Food Preparation | Natural Gas | Double Rack Oven | Baseline Forecast | Avg. Replacement Winter Demand (n/a) | 0 | 0 | 0 | 0 | 0 | 0 | 0 | 0 | 0 | 0 | 0 | 0 | 0 | 0 | 0 | 0 | 0 | 0 | 0 | 0 | 0 | 0 | 0 | 0 | 0 | 0 | 0
F1_Commercial_College (ID)_Existing_Food Preparation_Natural Gas_Fryer_Baseline Forecast | F1 | Commercial | College (ID) | Existing | Food Preparation | Natural Gas | Fryer | Baseline Forecast | Units | 472129.6952 | 463545.519 | 455117.4186 | 446842.5565 | 438718.1463 | 430741.4528 | 422909.79 | 415220.5211 | 407671.0571 | 400258.856 | 392981.4223 | 385836.3055 | 378821.1 | 371933.4436 | 365171.0173 | 358531.5443 | 352012.789 | 345612.5564 | 339328.6918 | 333159.0792 | 327101.6414 | 321154.3388 | 315315.169 | 309582.1659 | 303953.3993 | 298426.9738 | 293001.0289
F2_Commercial_College (ID)_Existing_Food Preparation_Natural Gas_Fryer_Baseline Forecast | F2 | Commercial | College (ID) | Existing | Food Preparation | Natural Gas | Fryer | Baseline Forecast | Usage (MMtherm) | 0.0089544 | 0.0087916 | 0.0086318 | 0.0084748 | 0.0083208 | 0.0081695 | 0.0080209 | 0.0078751 | 0.0077319 | 0.0075913 | 0.0074533 | 0.0073178 | 0.0071847 | 0.0070541 | 0.0069259 | 0.0067999 | 0.0066763 | 0.0065549 | 0.0064357 | 0.0063187 | 0.0062038 | 0.006091 | 0.0059803 | 0.0058716 | 0.0057648 | 0.00566 | 0.0055571
F3_Commercial_College (ID)_Existing_Food Preparation_Natural Gas_Fryer_Baseline Forecast | F3 | Commercial | College (ID) | Existing | Food Preparation | Natural Gas | Fryer | Baseline Forecast | Summer Peak Demand (n/a) | 0 | 0 | 0 | 0 | 0 | 0 | 0 | 0 | 0 | 0 | 0 | 0 | 0 | 0 | 0 | 0 | 0 | 0 | 0 | 0 | 0 | 0 | 0 | 0 | 0 | 0 | 0
F4_Commercial_College (ID)_Existing_Food Preparation_Natural Gas_Fryer_Baseline Forecast | F4 | Commercial | College (ID) | Existing | Food Preparation | Natural Gas | Fryer | Baseline Forecast | Winter Peak Demand (n/a) | 0 | 0 | 0 | 0 | 0 | 0 | 0 | 0 | 0 | 0 | 0 | 0 | 0 | 0 | 0 | 0 | 0 | 0 | 0 | 0 | 0 | 0 | 0 | 0 | 0 | 0 | 0
F5_Commercial_College (ID)_Existing_Food Preparation_Natural Gas_Fryer_Baseline Forecast | F5 | Commercial | College (ID) | Existing | Food Preparation | Natural Gas | Fryer | Baseline Forecast | Turnover | 0 | 14046.8339 | 15295.9573 | 16360.7267 | 17261.8605 | 18017.8347 | 18645.124 | 19158.4168 | 19570.8082 | 19893.9706 | 20138.3075 | 20313.0895 | 19174.2758 | 18250.6153 | 17505.2962 | 16907.0008 | 16429.1489 | 16049.2397 | 15748.2814 | 15510.2953 | 15321.8868 | 15171.873 | 15050.9616 | 17847.5987 | 17606.1465 | 17300.8658 | 16953.2326
F6_Commercial_College (ID)_Existing_Food Preparation_Natural Gas_Fryer_Baseline Forecast | F6 | Commercial | College (ID) | Existing | Food Preparation | Natural Gas | Fryer | Baseline Forecast | Avg. Replacement Usage (therms) | 0.018966 | 0.018966 | 0.018966 | 0.018966 | 0.018966 | 0.018966 | 0.018966 | 0.018966 | 0.018966 | 0.018966 | 0.018966 | 0.018966 | 0.018966 | 0.018966 | 0.018966 | 0.018966 | 0.018966 | 0.018966 | 0.018966 | 0.018966 | 0.018966 | 0.018966 | 0.018966 | 0.018966 | 0.018966 | 0.018966 | 0.018966
F7_Commercial_College (ID)_Existing_Food Preparation_Natural Gas_Fryer_Baseline Forecast | F7 | Commercial | College (ID) | Existing | Food Preparation | Natural Gas | Fryer | Baseline Forecast | Avg. Replacement Summer Demand (n/a) | 0 | 0 | 0 | 0 | 0 | 0 | 0 | 0 | 0 | 0 | 0 | 0 | 0 | 0 | 0 | 0 | 0 | 0 | 0 | 0 | 0 | 0 | 0 | 0 | 0 | 0 | 0
F8_Commercial_College (ID)_Existing_Food Preparation_Natural Gas_Fryer_Baseline Forecast | F8 | Commercial | College (ID) | Existing | Food Preparation | Natural Gas | Fryer | Baseline Forecast | Avg. Replacement Winter Demand (n/a) | 0 | 0 | 0 | 0 | 0 | 0 | 0 | 0 | 0 | 0 | 0 | 0 | 0 | 0 | 0 | 0 | 0 | 0 | 0 | 0 | 0 | 0 | 0 | 0 | 0 | 0 | 0
F1_Commercial_College (ID)_Existing_Food Preparation_Natural Gas_Broiler_Baseline Forecast | F1 | Commercial | College (ID) | Existing | Food Preparation | Natural Gas | Broiler | Baseline Forecast | Units | 729654.9835 | 716388.5293 | 703363.2833 | 690574.86 | 678018.9534 | 665691.3361 | 653587.8573 | 641704.4417 | 630037.0882 | 618581.8684 | 607334.9253 | 596292.4722 | 585450.7908 | 574806.231 | 564355.2086 | 554094.2048 | 544019.7647 | 534128.4963 | 524417.0691 | 514882.2133 | 505520.7185 | 496329.4327 | 487305.2612 | 478445.1656 | 469746.1625 | 461205.3232 | 452819.7719
F2_Commercial_College (ID)_Existing_Food Preparation_Natural Gas_Broiler_Baseline Forecast | F2 | Commercial | College (ID) | Existing | Food Preparation | Natural Gas | Broiler | Baseline Forecast | Usage (MMtherm) | 0.014789 | 0.01452 | 0.014256 | 0.013997 | 0.013742 | 0.013492 | 0.013247 | 0.013006 | 0.01277 | 0.012537 | 0.012309 | 0.012086 | 0.011866 | 0.01165 | 0.011438 | 0.01123 | 0.011026 | 0.010826 | 0.010629 | 0.010436 | 0.010246 | 0.01006 | 0.0098767 | 0.0096971 | 0.0095208 | 0.0093477 | 0.0091777
F3_Commercial_College (ID)_Existing_Food Preparation_Natural Gas_Broiler_Baseline Forecast | F3 | Commercial | College (ID) | Existing | Food Preparation | Natural Gas | Broiler | Baseline Forecast | Summer Peak Demand (n/a) | 0 | 0 | 0 | 0 | 0 | 0 | 0 | 0 | 0 | 0 | 0 | 0 | 0 | 0 | 0 | 0 | 0 | 0 | 0 | 0 | 0 | 0 | 0 | 0 | 0 | 0 | 0
F4_Commercial_College (ID)_Existing_Food Preparation_Natural Gas_Broiler_Baseline Forecast | F4 | Commercial | College (ID) | Existing | Food Preparation | Natural Gas | Broiler | Baseline Forecast | Winter Peak Demand (n/a) | 0 | 0 | 0 | 0 | 0 | 0 | 0 | 0 | 0 | 0 | 0 | 0 | 0 | 0 | 0 | 0 | 0 | 0 | 0 | 0 | 0 | 0 | 0 | 0 | 0 | 0 | 0
F5_Commercial_College (ID)_Existing_Food Preparation_Natural Gas_Broiler_Baseline Forecast | F5 | Commercial | College (ID) | Existing | Food Preparation | Natural Gas | Broiler | Baseline Forecast | Turnover | 0 | 26532.9085 | 29668.6159 | 32286.8219 | 34455.5433 | 36234.101 | 37674.2275 | 38821.0336 | 39713.8516 | 40386.9713 | 37746.132 | 35736.7737 | 34229.7792 | 33118.8711 | 32316.886 | 31752.6274 | 31368.2093 | 31116.8179 | 30960.8276 | 36448.3757 | 35976.5766 | 35320.9519 | 34555.1791 | 33733.6972 | 32895.8693 | 32069.3385 | 31272.7228
F6_Commercial_College (ID)_Existing_Food Preparation_Natural Gas_Broiler_Baseline Forecast | F6 | Commercial | College (ID) | Existing | Food Preparation | Natural Gas | Broiler | Baseline Forecast | Avg. Replacement Usage (therms) | 0.020268 | 0.020268 | 0.020268 | 0.020268 | 0.020268 | 0.020268 | 0.020268 | 0.020268 | 0.020268 | 0.020268 | 0.020268 | 0.020268 | 0.020268 | 0.020268 | 0.020268 | 0.020268 | 0.020268 | 0.020268 | 0.020268 | 0.020268 | 0.020268 | 0.020268 | 0.020268 | 0.020268 | 0.020268 | 0.020268 | 0.020268
F7_Commercial_College (ID)_Existing_Food Preparation_Natural Gas_Broiler_Baseline Forecast | F7 | Commercial | College (ID) | Existing | Food Preparation | Natural Gas | Broiler | Baseline Forecast | Avg. Replacement Summer Demand (n/a) | 0 | 0 | 0 | 0 | 0 | 0 | 0 | 0 | 0 | 0 | 0 | 0 | 0 | 0 | 0 | 0 | 0 | 0 | 0 | 0 | 0 | 0 | 0 | 0 | 0 | 0 | 0
F8_Commercial_College (ID)_Existing_Food Preparation_Natural Gas_Broiler_Baseline Forecast | F8 | Commercial | College (ID) | Existing | Food Preparation | Natural Gas | Broiler | Baseline Forecast | Avg. Replacement Winter Demand (n/a) | 0 | 0 | 0 | 0 | 0 | 0 | 0 | 0 | 0 | 0 | 0 | 0 | 0 | 0 | 0 | 0 | 0 | 0 | 0 | 0 | 0 | 0 | 0 | 0 | 0 | 0 | 0
F1_Commercial_College (ID)_Existing_Food Preparation_Natural Gas_Griddle_Baseline Forecast | F1 | Commercial | College (ID) | Existing | Food Preparation | Natural Gas | Griddle | Baseline Forecast | Units | 1030101.1532 | 1011372.0414 | 992983.4588 | 974929.2141 | 957203.2284 | 939799.5333 | 922712.2691 | 905935.6824 | 889464.1245 | 873292.0495 | 857414.0123 | 841824.6666 | 826518.7635 | 811491.1497 | 796736.7651 | 782250.6421 | 768027.9032 | 754063.7595 | 740353.5093 | 726892.5364 | 713676.3085 | 700700.3756 | 687960.3688 | 675451.9984 | 663171.053 | 651113.3975 | 639274.9721
F2_Commercial_College (ID)_Existing_Food Preparation_Natural Gas_Griddle_Baseline Forecast | F2 | Commercial | College (ID) | Existing | Food Preparation | Natural Gas | Griddle | Baseline Forecast | Usage (MMtherm) | 0.014551 | 0.014287 | 0.014027 | 0.013772 | 0.013522 | 0.013276 | 0.013034 | 0.012797 | 0.012565 | 0.012336 | 0.012112 | 0.011892 | 0.011676 | 0.011463 | 0.011255 | 0.01105 | 0.010849 | 0.010652 | 0.010458 | 0.010268 | 0.010082 | 0.0098982 | 0.0097182 | 0.0095416 | 0.0093681 | 0.0091977 | 0.0090305
F3_Commercial_College (ID)_Existing_Food Preparation_Natural Gas_Griddle_Baseline Forecast | F3 | Commercial | College (ID) | Existing | Food Preparation | Natural Gas | Griddle | Baseline Forecast | Summer Peak Demand (n/a) | 0 | 0 | 0 | 0 | 0 | 0 | 0 | 0 | 0 | 0 | 0 | 0 | 0 | 0 | 0 | 0 | 0 | 0 | 0 | 0 | 0 | 0 | 0 | 0 | 0 | 0 | 0
F4_Commercial_College (ID)_Existing_Food Preparation_Natural Gas_Griddle_Baseline Forecast | F4 | Commercial | College (ID) | Existing | Food Preparation | Natural Gas | Griddle | Baseline Forecast | Winter Peak Demand (n/a) | 0 | 0 | 0 | 0 | 0 | 0 | 0 | 0 | 0 | 0 | 0 | 0 | 0 | 0 | 0 | 0 | 0 | 0 | 0 | 0 | 0 | 0 | 0 | 0 | 0 | 0 | 0
F5_Commercial_College (ID)_Existing_Food Preparation_Natural Gas_Griddle_Baseline Forecast | F5 | Commercial | College (ID) | Existing | Food Preparation | Natural Gas | Griddle | Baseline Forecast | Turnover | 0 | 37458.2238 | 41885.1047 | 45581.3956 | 48643.1199 | 51154.0249 | 53187.1448 | 54806.1652 | 56066.614 | 57016.9006 | 53288.6569 | 50451.9159 | 48324.3942 | 46756.0533 | 45623.8391 | 44827.2387 | 44284.5308 | 43929.6252 | 43709.4036 | 51456.5303 | 50790.4611 | 49864.8732 | 48783.7822 | 47624.043 | 46441.2272 | 45274.3603 | 44149.7263
F6_Commercial_College (ID)_Existing_Food Preparation_Natural Gas_Griddle_Baseline Forecast | F6 | Commercial | College (ID) | Existing | Food Preparation | Natural Gas | Griddle | Baseline Forecast | Avg. Replacement Usage (therms) | 0.014126 | 0.014126 | 0.014126 | 0.014126 | 0.014126 | 0.014126 | 0.014126 | 0.014126 | 0.014126 | 0.014126 | 0.014126 | 0.014126 | 0.014126 | 0.014126 | 0.014126 | 0.014126 | 0.014126 | 0.014126 | 0.014126 | 0.014126 | 0.014126 | 0.014126 | 0.014126 | 0.014126 | 0.014126 | 0.014126 | 0.014126
F7_Commercial_College (ID)_Existing_Food Preparation_Natural Gas_Griddle_Baseline Forecast | F7 | Commercial | College (ID) | Existing | Food Preparation | Natural Gas | Griddle | Baseline Forecast | Avg. Replacement Summer Demand (n/a) | 0 | 0 | 0 | 0 | 0 | 0 | 0 | 0 | 0 | 0 | 0 | 0 | 0 | 0 | 0 | 0 | 0 | 0 | 0 | 0 | 0 | 0 | 0 | 0 | 0 | 0 | 0
F8_Commercial_College (ID)_Existing_Food Preparation_Natural Gas_Griddle_Baseline Forecast | F8 | Commercial | College (ID) | Existing | Food Preparation | Natural Gas | Griddle | Baseline Forecast | Avg. Replacement Winter Demand (n/a) | 0 | 0 | 0 | 0 | 0 | 0 | 0 | 0 | 0 | 0 | 0 | 0 | 0 | 0 | 0 | 0 | 0 | 0 | 0 | 0 | 0 | 0 | 0 | 0 | 0 | 0 | 0
F1_Commercial_College (ID)_Existing_Food Preparation_Natural Gas_Range_Baseline Forecast | F1 | Commercial | College (ID) | Existing | Food Preparation | Natural Gas | Range | Baseline Forecast | Units | 1273319.4811 | 1250168.2178 | 1227437.8866 | 1205120.8341 | 1183209.5462 | 1161696.6454 | 1140574.8882 | 1119837.1629 | 1099476.4872 | 1079486.0057 | 1059858.9874 | 1040588.824 | 1021669.0272 | 1003093.2267 | 984855.168 | 966948.7104 | 949367.8248 | 932106.5916 | 915159.199 | 898519.9408 | 882183.2146 | 866143.5198 | 850395.4558 | 834933.7203 | 819753.1072 | 804848.5052 | 790214.896
F2_Commercial_College (ID)_Existing_Food Preparation_Natural Gas_Range_Baseline Forecast | F2 | Commercial | College (ID) | Existing | Food Preparation | Natural Gas | Range | Baseline Forecast | Usage (MMtherm) | 0.01777 | 0.017447 | 0.01713 | 0.016818 | 0.016512 | 0.016212 | 0.015917 | 0.015628 | 0.015344 | 0.015065 | 0.014791 | 0.014522 | 0.014258 | 0.013999 | 0.013744 | 0.013494 | 0.013249 | 0.013008 | 0.012772 | 0.012539 | 0.012311 | 0.012087 | 0.011868 | 0.011652 | 0.01144 | 0.011232 | 0.011028
F3_Commercial_College (ID)_Existing_Food Preparation_Natural Gas_Range_Baseline Forecast | F3 | Commercial | College (ID) | Existing | Food Preparation | Natural Gas | Range | Baseline Forecast | Summer Peak Demand (n/a) | 0 | 0 | 0 | 0 | 0 | 0 | 0 | 0 | 0 | 0 | 0 | 0 | 0 | 0 | 0 | 0 | 0 | 0 | 0 | 0 | 0 | 0 | 0 | 0 | 0 | 0 | 0
F4_Commercial_College (ID)_Existing_Food Preparation_Natural Gas_Range_Baseline Forecast | F4 | Commercial | College (ID) | Existing | Food Preparation | Natural Gas | Range | Baseline Forecast | Winter Peak Demand (n/a) | 0 | 0 | 0 | 0 | 0 | 0 | 0 | 0 | 0 | 0 | 0 | 0 | 0 | 0 | 0 | 0 | 0 | 0 | 0 | 0 | 0 | 0 | 0 | 0 | 0 | 0 | 0
F5_Commercial_College (ID)_Existing_Food Preparation_Natural Gas_Range_Baseline Forecast | F5 | Commercial | College (ID) | Existing | Food Preparation | Natural Gas | Range | Baseline Forecast | Turnover | 0 | 50006.7287 | 63826.7701 | 74235.4434 | 81972.7574 | 87619.8078 | 91632.8741 | 94370.2007 | 96113.0328 | 97082.1386 | 84732.479 | 77375.6345 | 73362.0063 | 71521.381 | 71033.1371 | 81469.2697 | 82977.7647 | 83817.3943 | 84137.9373 | 81900.4762 | 78585.1821 | 75056.7695 | 71781.7262 | 68976.0913 | 65844.9927 | 64608.2286 | 64429.9078
F6_Commercial_College (ID)_Existing_Food Preparation_Natural Gas_Range_Baseline Forecast | F6 | Commercial | College (ID) | Existing | Food Preparation | Natural Gas | Range | Baseline Forecast | Avg. Replacement Usage (therms) | 0.013956 | 0.013956 | 0.013956 | 0.013956 | 0.013956 | 0.013956 | 0.013956 | 0.013956 | 0.013956 | 0.013956 | 0.013956 | 0.013956 | 0.013956 | 0.013956 | 0.013956 | 0.013956 | 0.013956 | 0.013956 | 0.013956 | 0.013956 | 0.013956 | 0.013956 | 0.013956 | 0.013956 | 0.013956 | 0.013956 | 0.013956
F7_Commercial_College (ID)_Existing_Food Preparation_Natural Gas_Range_Baseline Forecast | F7 | Commercial | College (ID) | Existing | Food Preparation | Natural Gas | Range | Baseline Forecast | Avg. Replacement Summer Demand (n/a) | 0 | 0 | 0 | 0 | 0 | 0 | 0 | 0 | 0 | 0 | 0 | 0 | 0 | 0 | 0 | 0 | 0 | 0 | 0 | 0 | 0 | 0 | 0 | 0 | 0 | 0 | 0
F8_Commercial_College (ID)_Existing_Food Preparation_Natural Gas_Range_Baseline Forecast | F8 | Commercial | College (ID) | Existing | Food Preparation | Natural Gas | Range | Baseline Forecast | Avg. Replacement Winter Demand (n/a) | 0 | 0 | 0 | 0 | 0 | 0 | 0 | 0 | 0 | 0 | 0 | 0 | 0 | 0 | 0 | 0 | 0 | 0 | 0 | 0 | 0 | 0 | 0 | 0 | 0 | 0 | 0
F1_Commercial_College (ID)_Existing_Food Preparation_Natural Gas_Steamer_Baseline Forecast | F1 | Commercial | College (ID) | Existing | Food Preparation | Natural Gas | Steamer | Baseline Forecast | Units | 457822.7348 | 449498.6851 | 441325.9817 | 433301.8729 | 425423.6571 | 417688.6815 | 410094.3418 | 402638.0811 | 395317.3887 | 388129.7998 | 381072.8943 | 374144.2963 | 367341.6727 | 360662.7332 | 354105.2289 | 347666.9521 | 341345.7347 | 335139.4487 | 329046.0041 | 323063.3495 | 317189.4704 | 311422.3892 | 305760.1639 | 300200.8882 | 294742.6902 | 289383.7322 | 284122.2098
F2_Commercial_College (ID)_Existing_Food Preparation_Natural Gas_Steamer_Baseline Forecast | F2 | Commercial | College (ID) | Existing | Food Preparation | Natural Gas | Steamer | Baseline Forecast | Usage (MMtherm) | 0.0073833 | 0.0072491 | 0.0071173 | 0.0069879 | 0.0068608 | 0.0067361 | 0.0066136 | 0.0064933 | 0.0063753 | 0.0062594 | 0.0061456 | 0.0060338 | 0.0059241 | 0.0058164 | 0.0057107 | 0.0056068 | 0.0055049 | 0.0054048 | 0.0053065 | 0.00521 | 0.0051153 | 0.0050223 | 0.004931 | 0.0048413 | 0.0047533 | 0.0046669 | 0.004582
F3_Commercial_College (ID)_Existing_Food Preparation_Natural Gas_Steamer_Baseline Forecast | F3 | Commercial | College (ID) | Existing | Food Preparation | Natural Gas | Steamer | Baseline Forecast | Summer Peak Demand (n/a) | 0 | 0 | 0 | 0 | 0 | 0 | 0 | 0 | 0 | 0 | 0 | 0 | 0 | 0 | 0 | 0 | 0 | 0 | 0 | 0 | 0 | 0 | 0 | 0 | 0 | 0 | 0
F4_Commercial_College (ID)_Existing_Food Preparation_Natural Gas_Steamer_Baseline Forecast | F4 | Commercial | College (ID) | Existing | Food Preparation | Natural Gas | Steamer | Baseline Forecast | Winter Peak Demand (n/a) | 0 | 0 | 0 | 0 | 0 | 0 | 0 | 0 | 0 | 0 | 0 | 0 | 0 | 0 | 0 | 0 | 0 | 0 | 0 | 0 | 0 | 0 | 0 | 0 | 0 | 0 | 0
F5_Commercial_College (ID)_Existing_Food Preparation_Natural Gas_Steamer_Baseline Forecast | F5 | Commercial | College (ID) | Existing | Food Preparation | Natural Gas | Steamer | Baseline Forecast | Turnover | 0 | 16648.0994 | 18615.6021 | 20258.398 | 21619.1644 | 22735.1222 | 23638.731 | 24358.2956 | 24918.4951 | 25340.8447 | 23683.8475 | 22423.0737 | 21477.5085 | 20780.4681 | 20277.2618 | 19923.2172 | 19682.0137 | 19524.2779 | 19426.4016 | 22869.569 | 22573.5383 | 22162.1659 | 21681.681 | 21166.2414 | 20640.5454 | 20121.9379 | 19622.1006
F6_Commercial_College (ID)_Existing_Food Preparation_Natural Gas_Steamer_Baseline Forecast | F6 | Commercial | College (ID) | Existing | Food Preparation | Natural Gas | Steamer | Baseline Forecast | Avg. Replacement Usage (therms) | 0.016127 | 0.016127 | 0.016127 | 0.016127 | 0.016127 | 0.016127 | 0.016127 | 0.016127 | 0.016127 | 0.016127 | 0.016127 | 0.016127 | 0.016127 | 0.016127 | 0.016127 | 0.016127 | 0.016127 | 0.016127 | 0.016127 | 0.016127 | 0.016127 | 0.016127 | 0.016127 | 0.016127 | 0.016127 | 0.016127 | 0.016127
F7_Commercial_College (ID)_Existing_Food Preparation_Natural Gas_Steamer_Baseline Forecast | F7 | Commercial | College (ID) | Existing | Food Preparation | Natural Gas | Steamer | Baseline Forecast | Avg. Replacement Summer Demand (n/a) | 0 | 0 | 0 | 0 | 0 | 0 | 0 | 0 | 0 | 0 | 0 | 0 | 0 | 0 | 0 | 0 | 0 | 0 | 0 | 0 | 0 | 0 | 0 | 0 | 0 | 0 | 0
F8_Commercial_College (ID)_Existing_Food Preparation_Natural Gas_Steamer_Baseline Forecast | F8 | Commercial | College (ID) | Existing | Food Preparation | Natural Gas | Steamer | Baseline Forecast | Avg. Replacement Winter Demand (n/a) | 0 | 0 | 0 | 0 | 0 | 0 | 0 | 0 | 0 | 0 | 0 | 0 | 0 | 0 | 0 | 0 | 0 | 0 | 0 | 0 | 0 | 0 | 0 | 0 | 0 | 0 | 0
F1_Commercial_College (ID)_Existing_Food Preparation_Natural Gas_Food Prep Other_Baseline Forecast | F1 | Commercial | College (ID) | Existing | Food Preparation | Natural Gas | Food Prep Other | Baseline Forecast | Units | 57227.8418 | 56187.3356 | 55165.7477 | 54162.7341 | 53177.9571 | 52211.0852 | 51261.7927 | 50329.7601 | 49414.6736 | 48516.225 | 47634.1118 | 46768.037 | 45917.7091 | 45082.8416 | 44263.1536 | 43458.369 | 42668.2168 | 41892.4311 | 41130.7505 | 40382.9187 | 39648.6838 | 38927.7986 | 38220.0205 | 37525.111 | 36842.8363 | 36172.9665 | 35515.2762
F2_Commercial_College (ID)_Existing_Food Preparation_Natural Gas_Food Prep Other_Baseline Forecast | F2 | Commercial | College (ID) | Existing | Food Preparation | Natural Gas | Food Prep Other | Baseline Forecast | Usage (MMtherm) | 0.0003333 | 0.00032724 | 0.00032129 | 0.00031545 | 0.00030971 | 0.00030408 | 0.00029856 | 0.00029313 | 0.0002878 | 0.00028256 | 0.00027743 | 0.00027238 | 0.00026743 | 0.00026257 | 0.00025779 | 0.00025311 | 0.0002485 | 0.00024399 | 0.00023955 | 0.0002352 | 0.00023092 | 0.00022672 | 0.0002226 | 0.00021855 | 0.00021458 | 0.00021068 | 0.00020685
F3_Commercial_College (ID)_Existing_Food Preparation_Natural Gas_Food Prep Other_Baseline Forecast | F3 | Commercial | College (ID) | Existing | Food Preparation | Natural Gas | Food Prep Other | Baseline Forecast | Summer Peak Demand (n/a) | 0 | 0 | 0 | 0 | 0 | 0 | 0 | 0 | 0 | 0 | 0 | 0 | 0 | 0 | 0 | 0 | 0 | 0 | 0 | 0 | 0 | 0 | 0 | 0 | 0 | 0 | 0
F4_Commercial_College (ID)_Existing_Food Preparation_Natural Gas_Food Prep Other_Baseline Forecast | F4 | Commercial | College (ID) | Existing | Food Preparation | Natural Gas | Food Prep Other | Baseline Forecast | Winter Peak Demand (n/a) | 0 | 0 | 0 | 0 | 0 | 0 | 0 | 0 | 0 | 0 | 0 | 0 | 0 | 0 | 0 | 0 | 0 | 0 | 0 | 0 | 0 | 0 | 0 | 0 | 0 | 0 | 0
F5_Commercial_College (ID)_Existing_Food Preparation_Natural Gas_Food Prep Other_Baseline Forecast | F5 | Commercial | College (ID) | Existing | Food Preparation | Natural Gas | Food Prep Other | Baseline Forecast | Turnover | 0 | 2247.4934 | 2868.6189 | 3336.4244 | 3684.1689 | 3937.9689 | 4118.3314 | 4241.3573 | 4319.6869 | 4363.2422 | 3808.2013 | 3477.5566 | 3297.1688 | 3214.4441 | 3192.5005 | 3661.5402 | 3729.3377 | 3767.0739 | 3781.4803 | 3680.9203 | 3531.9183 | 3373.338 | 3226.145 | 3100.049 | 2959.3255 | 2903.7406 | 2895.7262
F6_Commercial_College (ID)_Existing_Food Preparation_Natural Gas_Food Prep Other_Baseline Forecast | F6 | Commercial | College (ID) | Existing | Food Preparation | Natural Gas | Food Prep Other | Baseline Forecast | Avg. Replacement Usage (therms) | 0.0058241 | 0.0058241 | 0.0058241 | 0.0058241 | 0.0058241 | 0.0058241 | 0.0058241 | 0.0058241 | 0.0058241 | 0.0058241 | 0.0058241 | 0.0058241 | 0.0058241 | 0.0058241 | 0.0058241 | 0.0058241 | 0.0058241 | 0.0058241 | 0.0058241 | 0.0058241 | 0.0058241 | 0.0058241 | 0.0058241 | 0.0058241 | 0.0058241 | 0.0058241 | 0.0058241
F7_Commercial_College (ID)_Existing_Food Preparation_Natural Gas_Food Prep Other_Baseline Forecast | F7 | Commercial | College (ID) | Existing | Food Preparation | Natural Gas | Food Prep Other | Baseline Forecast | Avg. Replacement Summer Demand (n/a) | 0 | 0 | 0 | 0 | 0 | 0 | 0 | 0 | 0 | 0 | 0 | 0 | 0 | 0 | 0 | 0 | 0 | 0 | 0 | 0 | 0 | 0 | 0 | 0 | 0 | 0 | 0
F8_Commercial_College (ID)_Existing_Food Preparation_Natural Gas_Food Prep Other_Baseline Forecast | F8 | Commercial | College (ID) | Existing | Food Preparation | Natural Gas | Food Prep Other | Baseline Forecast | Avg. Replacement Winter Demand (n/a) | 0 | 0 | 0 | 0 | 0 | 0 | 0 | 0 | 0 | 0 | 0 | 0 | 0 | 0 | 0 | 0 | 0 | 0 | 0 | 0 | 0 | 0 | 0 | 0 | 0 | 0 | 0
F1_Commercial_College (ID)_Existing_Miscellaneous_Natural Gas_Pool Heater_Baseline Forecast | F1 | Commercial | College (ID) | Existing | Miscellaneous | Natural Gas | Pool Heater | Baseline Forecast | Units | 53013.0357 | 52049.1623 | 51102.8139 | 50173.6718 | 49261.4232 | 48365.761 | 47486.3835 | 46622.9947 | 45775.3039 | 44943.0257 | 44125.8798 | 43323.591 | 42535.8894 | 41762.5096 | 41003.1912 | 40257.6786 | 39525.7209 | 38807.0714 | 38101.4883 | 37408.7339 | 36728.5751 | 36060.7829 | 35405.1323 | 34761.4026 | 34129.3771 | 33508.843 | 32899.5913
F2_Commercial_College (ID)_Existing_Miscellaneous_Natural Gas_Pool Heater_Baseline Forecast | F2 | Commercial | College (ID) | Existing | Miscellaneous | Natural Gas | Pool Heater | Baseline Forecast | Usage (MMtherm) | 0.00037314 | 0.00036636 | 0.0003597 | 0.00035316 | 0.00034673 | 0.00034043 | 0.00033424 | 0.00032816 | 0.0003222 | 0.00031634 | 0.00031059 | 0.00030494 | 0.0002994 | 0.00029395 | 0.00028861 | 0.00028336 | 0.00027821 | 0.00027315 | 0.00026818 | 0.00026331 | 0.00025852 | 0.00025382 | 0.0002492 | 0.00024467 | 0.00024023 | 0.00023586 | 0.00023157
F3_Commercial_College (ID)_Existing_Miscellaneous_Natural Gas_Pool Heater_Baseline Forecast | F3 | Commercial | College (ID) | Existing | Miscellaneous | Natural Gas | Pool Heater | Baseline Forecast | Summer Peak Demand (n/a) | 0 | 0 | 0 | 0 | 0 | 0 | 0 | 0 | 0 | 0 | 0 | 0 | 0 | 0 | 0 | 0 | 0 | 0 | 0 | 0 | 0 | 0 | 0 | 0 | 0 | 0 | 0
F4_Commercial_College (ID)_Existing_Miscellaneous_Natural Gas_Pool Heater_Baseline Forecast | F4 | Commercial | College (ID) | Existing | Miscellaneous | Natural Gas | Pool Heater | Baseline Forecast | Winter Peak Demand (n/a) | 0 | 0 | 0 | 0 | 0 | 0 | 0 | 0 | 0 | 0 | 0 | 0 | 0 | 0 | 0 | 0 | 0 | 0 | 0 | 0 | 0 | 0 | 0 | 0 | 0 | 0 | 0
F5_Commercial_College (ID)_Existing_Miscellaneous_Natural Gas_Pool Heater_Baseline Forecast | F5 | Commercial | College (ID) | Existing | Miscellaneous | Natural Gas | Pool Heater | Baseline Forecast | Turnover | 0 | 6245.8995 | 5927.9264 | 5659.5902 | 5430.5793 | 5232.7884 | 5249.7907 | 5205.1254 | 5121.0803 | 5013.2796 | 4892.5167 | 6163.6076 | 5746.3973 | 5412.9313 | 5138.855 | 4907.4487 | 5003.7051 | 4989.7945 | 4909.2519 | 4790.4625 | 4651.6787 | 4863.4546 | 4663.9155 | 4509.1079 | 4377.4742 | 4256.9815 | 4271.5595
F6_Commercial_College (ID)_Existing_Miscellaneous_Natural Gas_Pool Heater_Baseline Forecast | F6 | Commercial | College (ID) | Existing | Miscellaneous | Natural Gas | Pool Heater | Baseline Forecast | Avg. Replacement Usage (therms) | 0.0070387 | 0.0070387 | 0.0070387 | 0.0070387 | 0.0070387 | 0.0070387 | 0.0070387 | 0.0070387 | 0.0070387 | 0.0070387 | 0.0070387 | 0.0070387 | 0.0070387 | 0.0070387 | 0.0070387 | 0.0070387 | 0.0070387 | 0.0070387 | 0.0070387 | 0.0070387 | 0.0070387 | 0.0070387 | 0.0070387 | 0.0070387 | 0.0070387 | 0.0070387 | 0.0070387
F7_Commercial_College (ID)_Existing_Miscellaneous_Natural Gas_Pool Heater_Baseline Forecast | F7 | Commercial | College (ID) | Existing | Miscellaneous | Natural Gas | Pool Heater | Baseline Forecast | Avg. Replacement Summer Demand (n/a) | 0 | 0 | 0 | 0 | 0 | 0 | 0 | 0 | 0 | 0 | 0 | 0 | 0 | 0 | 0 | 0 | 0 | 0 | 0 | 0 | 0 | 0 | 0 | 0 | 0 | 0 | 0
F8_Commercial_College (ID)_Existing_Miscellaneous_Natural Gas_Pool Heater_Baseline Forecast | F8 | Commercial | College (ID) | Existing | Miscellaneous | Natural Gas | Pool Heater | Baseline Forecast | Avg. Replacement Winter Demand (n/a) | 0 | 0 | 0 | 0 | 0 | 0 | 0 | 0 | 0 | 0 | 0 | 0 | 0 | 0 | 0 | 0 | 0 | 0 | 0 | 0 | 0 | 0 | 0 | 0 | 0 | 0 | 0
F1_Commercial_College (ID)_Existing_Miscellaneous_Natural Gas_Miscellaneous_Baseline Forecast | F1 | Commercial | College (ID) | Existing | Miscellaneous | Natural Gas | Miscellaneous | Baseline Forecast | Units | 4363622.9408 | 4284284.3419 | 4206388.263 | 4129908.4764 | 4054819.2313 | 3981095.2453 | 3908711.6954 | 3837644.21 | 3767868.8608 | 3699362.1542 | 3632101.0241 | 3566062.8237 | 3501225.3178 | 3437566.6757 | 3375065.4634 | 3313700.6368 | 3253451.5343 | 3194297.87 | 3136219.7269 | 3079197.5501 | 3023212.1401 | 2968244.6466 | 2914276.5621 | 2861289.7155 | 2809266.2662 | 2758188.6977 | 2708039.8123
F2_Commercial_College (ID)_Existing_Miscellaneous_Natural Gas_Miscellaneous_Baseline Forecast | F2 | Commercial | College (ID) | Existing | Miscellaneous | Natural Gas | Miscellaneous | Baseline Forecast | Usage (MMtherm) | 0.12061 | 0.11842 | 0.11627 | 0.11415 | 0.11208 | 0.11004 | 0.10804 | 0.10608 | 0.10415 | 0.10225 | 0.10039 | 0.098568 | 0.096776 | 0.095017 | 0.093289 | 0.091593 | 0.089928 | 0.088293 | 0.086687 | 0.085111 | 0.083564 | 0.082044 | 0.080553 | 0.079088 | 0.07765 | 0.076238 | 0.074852
F3_Commercial_College (ID)_Existing_Miscellaneous_Natural Gas_Miscellaneous_Baseline Forecast | F3 | Commercial | College (ID) | Existing | Miscellaneous | Natural Gas | Miscellaneous | Baseline Forecast | Summer Peak Demand (n/a) | 0 | 0 | 0 | 0 | 0 | 0 | 0 | 0 | 0 | 0 | 0 | 0 | 0 | 0 | 0 | 0 | 0 | 0 | 0 | 0 | 0 | 0 | 0 | 0 | 0 | 0 | 0
F4_Commercial_College (ID)_Existing_Miscellaneous_Natural Gas_Miscellaneous_Baseline Forecast | F4 | Commercial | College (ID) | Existing | Miscellaneous | Natural Gas | Miscellaneous | Baseline Forecast | Winter Peak Demand (n/a) | 0 | 0 | 0 | 0 | 0 | 0 | 0 | 0 | 0 | 0 | 0 | 0 | 0 | 0 | 0 | 0 | 0 | 0 | 0 | 0 | 0 | 0 | 0 | 0 | 0 | 0 | 0
F5_Commercial_College (ID)_Existing_Miscellaneous_Natural Gas_Miscellaneous_Baseline Forecast | F5 | Commercial | College (ID) | Existing | Miscellaneous | Natural Gas | Miscellaneous | Baseline Forecast | Turnover | 0 | 367224.3722 | 429223.2921 | 479213.8699 | 452937.3252 | 439206.6879 | 434410.5679 | 426821.6126 | 418578.602 | 410993.1639 | 403583.504 | 485290.3032 | 480623.6002 | 473055.6544 | 459458.6139 | 450311.6375 | 443696.8928 | 435593.3517 | 427344.9448 | 419632.2009 | 412055.0127 | 426142.4298 | 416368.5176 | 406394.5514 | 398410.0677 | 391388.4167 | 384704.5183
F6_Commercial_College (ID)_Existing_Miscellaneous_Natural Gas_Miscellaneous_Baseline Forecast | F6 | Commercial | College (ID) | Existing | Miscellaneous | Natural Gas | Miscellaneous | Baseline Forecast | Avg. Replacement Usage (therms) | 0.027641 | 0.027641 | 0.027641 | 0.027641 | 0.027641 | 0.027641 | 0.027641 | 0.027641 | 0.027641 | 0.027641 | 0.027641 | 0.027641 | 0.027641 | 0.027641 | 0.027641 | 0.027641 | 0.027641 | 0.027641 | 0.027641 | 0.027641 | 0.027641 | 0.027641 | 0.027641 | 0.027641 | 0.027641 | 0.027641 | 0.027641
F7_Commercial_College (ID)_Existing_Miscellaneous_Natural Gas_Miscellaneous_Baseline Forecast | F7 | Commercial | College (ID) | Existing | Miscellaneous | Natural Gas | Miscellaneous | Baseline Forecast | Avg. Replacement Summer Demand (n/a) | 0 | 0 | 0 | 0 | 0 | 0 | 0 | 0 | 0 | 0 | 0 | 0 | 0 | 0 | 0 | 0 | 0 | 0 | 0 | 0 | 0 | 0 | 0 | 0 | 0 | 0 | 0
F8_Commercial_College (ID)_Existing_Miscellaneous_Natural Gas_Miscellaneous_Baseline Forecast | F8 | Commercial | College (ID) | Existing | Miscellaneous | Natural Gas | Miscellaneous | Baseline Forecast | Avg. Replacement Winter Demand (n/a) | 0 | 0 | 0 | 0 | 0 | 0 | 0 | 0 | 0 | 0 | 0 | 0 | 0 | 0 | 0 | 0 | 0 | 0 | 0 | 0 | 0 | 0 | 0 | 0 | 0 | 0 | 0
F1_Commercial_College (ID)_New_Space Heating_Natural Gas_Furnace_Baseline Forecast | F1 | Commercial | College (ID) | New | Space Heating | Natural Gas | Furnace | Baseline Forecast | Units | 0 | 9416.0058 | 18215.2975 | 28722.685 | 39456.5998 | 49169.5485 | 57667.5326 | 65885.572 | 73859.9266 | 81532.4122 | 89082.6996 | 96626.2256 | 104048.0444 | 111361.5598 | 118621.6755 | 125807.7354 | 132895.2711 | 139863.5544 | 146748.4641 | 153514.0982 | 160116.9684 | 166611.7327 | 173041.688 | 179461.4278 | 185770.6927 | 192375.1936 | 198253.2357
F2_Commercial_College (ID)_New_Space Heating_Natural Gas_Furnace_Baseline Forecast | F2 | Commercial | College (ID) | New | Space Heating | Natural Gas | Furnace | Baseline Forecast | Usage (MMtherm) | 0 | 0.0021444 | 0.0041484 | 0.0065414 | 0.008986 | 0.011198 | 0.013133 | 0.015005 | 0.016821 | 0.018569 | 0.020288 | 0.022006 | 0.023696 | 0.025362 | 0.027015 | 0.028652 | 0.030266 | 0.031853 | 0.033421 | 0.034962 | 0.036466 | 0.037945 | 0.039409 | 0.040871 | 0.042308 | 0.043812 | 0.045151
F3_Commercial_College (ID)_New_Space Heating_Natural Gas_Furnace_Baseline Forecast | F3 | Commercial | College (ID) | New | Space Heating | Natural Gas | Furnace | Baseline Forecast | Summer Peak Demand (n/a) | 0 | 0 | 0 | 0 | 0 | 0 | 0 | 0 | 0 | 0 | 0 | 0 | 0 | 0 | 0 | 0 | 0 | 0 | 0 | 0 | 0 | 0 | 0 | 0 | 0 | 0 | 0
F4_Commercial_College (ID)_New_Space Heating_Natural Gas_Furnace_Baseline Forecast | F4 | Commercial | College (ID) | New | Space Heating | Natural Gas | Furnace | Baseline Forecast | Winter Peak Demand (n/a) | 0 | 0 | 0 | 0 | 0 | 0 | 0 | 0 | 0 | 0 | 0 | 0 | 0 | 0 | 0 | 0 | 0 | 0 | 0 | 0 | 0 | 0 | 0 | 0 | 0 | 0 | 0
F5_Commercial_College (ID)_New_Space Heating_Natural Gas_Furnace_Baseline Forecast | F5 | Commercial | College (ID) | New | Space Heating | Natural Gas | Furnace | Baseline Forecast | Turnover | 0 | 9416.0058 | 8799.2917 | 10507.3875 | 10733.9148 | 9712.9487 | 8497.9841 | 8218.0394 | 7974.3547 | 7672.4856 | 7550.2874 | 7543.526 | 8277.8193 | 8891.6334 | 9649.9854 | 10334.4792 | 10832.7303 | 11145.5497 | 11429.5191 | 11622.0385 | 11715.282 | 11828.8012 | 11964.8549 | 15204.2252 | 14906.9871 | 15842.1352 | 15287.5682
F6_Commercial_College (ID)_New_Space Heating_Natural Gas_Furnace_Baseline Forecast | F6 | Commercial | College (ID) | New | Space Heating | Natural Gas | Furnace | Baseline Forecast | Avg. Replacement Usage (therms) | 0.23634 | 0.22774 | 0.22774 | 0.22774 | 0.22774 | 0.22774 | 0.22774 | 0.22774 | 0.22774 | 0.22774 | 0.22774 | 0.22774 | 0.22774 | 0.22774 | 0.22774 | 0.22774 | 0.22774 | 0.22774 | 0.22774 | 0.22774 | 0.22774 | 0.22774 | 0.22774 | 0.22774 | 0.22774 | 0.22774 | 0.22774
F7_Commercial_College (ID)_New_Space Heating_Natural Gas_Furnace_Baseline Forecast | F7 | Commercial | College (ID) | New | Space Heating | Natural Gas | Furnace | Baseline Forecast | Avg. Replacement Summer Demand (n/a) | 0 | 0 | 0 | 0 | 0 | 0 | 0 | 0 | 0 | 0 | 0 | 0 | 0 | 0 | 0 | 0 | 0 | 0 | 0 | 0 | 0 | 0 | 0 | 0 | 0 | 0 | 0
F8_Commercial_College (ID)_New_Space Heating_Natural Gas_Furnace_Baseline Forecast | F8 | Commercial | College (ID) | New | Space Heating | Natural Gas | Furnace | Baseline Forecast | Avg. Replacement Winter Demand (n/a) | 0 | 0 | 0 | 0 | 0 | 0 | 0 | 0 | 0 | 0 | 0 | 0 | 0 | 0 | 0 | 0 | 0 | 0 | 0 | 0 | 0 | 0 | 0 | 0 | 0 | 0 | 0
F1_Commercial_College (ID)_New_Space Heating_Natural Gas_Boiler_Baseline Forecast | F1 | Commercial | College (ID) | New | Space Heating | Natural Gas | Boiler | Baseline Forecast | Units | 0 | 80312.9383 | 155365.6715 | 244987.4477 | 336541.367 | 419387.0516 | 491869.8101 | 561964.8059 | 629981.316 | 695423.0623 | 759822.5303 | 824164.3278 | 887468.0348 | 949847.9788 | 1011772.4545 | 1073065.2785 | 1133517.7491 | 1192953.0681 | 1251677.2597 | 1309384.1005 | 1365702.6625 | 1421099.1454 | 1475942.8465 | 1530699.4145 | 1584513.6983 | 1640846.1687 | 1690982.3776
F2_Commercial_College (ID)_New_Space Heating_Natural Gas_Boiler_Baseline Forecast | F2 | Commercial | College (ID) | New | Space Heating | Natural Gas | Boiler | Baseline Forecast | Usage (MMtherm) | 0 | 0.038539 | 0.074553 | 0.11756 | 0.16149 | 0.20125 | 0.23421 | 0.26609 | 0.29703 | 0.32679 | 0.35608 | 0.38485 | 0.41316 | 0.44105 | 0.46874 | 0.49615 | 0.52318 | 0.54975 | 0.57601 | 0.60182 | 0.627 | 0.65177 | 0.67629 | 0.70078 | 0.72484 | 0.75003 | 0.77245
F3_Commercial_College (ID)_New_Space Heating_Natural Gas_Boiler_Baseline Forecast | F3 | Commercial | College (ID) | New | Space Heating | Natural Gas | Boiler | Baseline Forecast | Summer Peak Demand (n/a) | 0 | 0 | 0 | 0 | 0 | 0 | 0 | 0 | 0 | 0 | 0 | 0 | 0 | 0 | 0 | 0 | 0 | 0 | 0 | 0 | 0 | 0 | 0 | 0 | 0 | 0 | 0
F4_Commercial_College (ID)_New_Space Heating_Natural Gas_Boiler_Baseline Forecast | F4 | Commercial | College (ID) | New | Space Heating | Natural Gas | Boiler | Baseline Forecast | Winter Peak Demand (n/a) | 0 | 0 | 0 | 0 | 0 | 0 | 0 | 0 | 0 | 0 | 0 | 0 | 0 | 0 | 0 | 0 | 0 | 0 | 0 | 0 | 0 | 0 | 0 | 0 | 0 | 0 | 0
F5_Commercial_College (ID)_New_Space Heating_Natural Gas_Boiler_Baseline Forecast | F5 | Commercial | College (ID) | New | Space Heating | Natural Gas | Boiler | Baseline Forecast | Turnover | 0 | 80312.9383 | 75052.7332 | 89621.7762 | 91553.9193 | 82845.6846 | 72482.7585 | 70094.9958 | 68016.5101 | 65441.7463 | 64399.468 | 64341.7975 | 63303.707 | 62379.944 | 61924.4757 | 61292.824 | 60452.4706 | 59435.319 | 58724.1916 | 57706.8408 | 56318.5621 | 55396.4829 | 54843.7011 | 54756.568 | 53814.2838 | 56332.4704 | 50136.2089
F6_Commercial_College (ID)_New_Space Heating_Natural Gas_Boiler_Baseline Forecast | F6 | Commercial | College (ID) | New | Space Heating | Natural Gas | Boiler | Baseline Forecast | Avg. Replacement Usage (therms) | 0.49798 | 0.47986 | 0.47986 | 0.47986 | 0.47986 | 0.47986 | 0.45481 | 0.45481 | 0.45481 | 0.45481 | 0.45481 | 0.44715 | 0.44715 | 0.44715 | 0.44715 | 0.44715 | 0.44715 | 0.44715 | 0.44715 | 0.44715 | 0.44715 | 0.44715 | 0.44715 | 0.44715 | 0.44715 | 0.44715 | 0.44715
F7_Commercial_College (ID)_New_Space Heating_Natural Gas_Boiler_Baseline Forecast | F7 | Commercial | College (ID) | New | Space Heating | Natural Gas | Boiler | Baseline Forecast | Avg. Replacement Summer Demand (n/a) | 0 | 0 | 0 | 0 | 0 | 0 | 0 | 0 | 0 | 0 | 0 | 0 | 0 | 0 | 0 | 0 | 0 | 0 | 0 | 0 | 0 | 0 | 0 | 0 | 0 | 0 | 0
F8_Commercial_College (ID)_New_Space Heating_Natural Gas_Boiler_Baseline Forecast | F8 | Commercial | College (ID) | New | Space Heating | Natural Gas | Boiler | Baseline Forecast | Avg. Replacement Winter Demand (n/a) | 0 | 0 | 0 | 0 | 0 | 0 | 0 | 0 | 0 | 0 | 0 | 0 | 0 | 0 | 0 | 0 | 0 | 0 | 0 | 0 | 0 | 0 | 0 | 0 | 0 | 0 | 0
F1_Commercial_College (ID)_New_Space Heating_Natural Gas_Unit Heater_Baseline Forecast | F1 | Commercial | College (ID) | New | Space Heating | Natural Gas | Unit Heater | Baseline Forecast | Units | 0 | 0 | 0 | 0 | 0 | 0 | 0 | 0 | 0 | 0 | 0 | 0 | 0 | 0 | 0 | 0 | 0 | 0 | 0 | 0 | 0 | 0 | 0 | 0 | 0 | 0 | 0
F2_Commercial_College (ID)_New_Space Heating_Natural Gas_Unit Heater_Baseline Forecast | F2 | Commercial | College (ID) | New | Space Heating | Natural Gas | Unit Heater | Baseline Forecast | Usage (MMtherm) | 0 | 0 | 0 | 0 | 0 | 0 | 0 | 0 | 0 | 0 | 0 | 0 | 0 | 0 | 0 | 0 | 0 | 0 | 0 | 0 | 0 | 0 | 0 | 0 | 0 | 0 | 0
F3_Commercial_College (ID)_New_Space Heating_Natural Gas_Unit Heater_Baseline Forecast | F3 | Commercial | College (ID) | New | Space Heating | Natural Gas | Unit Heater | Baseline Forecast | Summer Peak Demand (n/a) | 0 | 0 | 0 | 0 | 0 | 0 | 0 | 0 | 0 | 0 | 0 | 0 | 0 | 0 | 0 | 0 | 0 | 0 | 0 | 0 | 0 | 0 | 0 | 0 | 0 | 0 | 0
F4_Commercial_College (ID)_New_Space Heating_Natural Gas_Unit Heater_Baseline Forecast | F4 | Commercial | College (ID) | New | Space Heating | Natural Gas | Unit Heater | Baseline Forecast | Winter Peak Demand (n/a) | 0 | 0 | 0 | 0 | 0 | 0 | 0 | 0 | 0 | 0 | 0 | 0 | 0 | 0 | 0 | 0 | 0 | 0 | 0 | 0 | 0 | 0 | 0 | 0 | 0 | 0 | 0
F5_Commercial_College (ID)_New_Space Heating_Natural Gas_Unit Heater_Baseline Forecast | F5 | Commercial | College (ID) | New | Space Heating | Natural Gas | Unit Heater | Baseline Forecast | Turnover | 0 | 0 | 0 | 0 | 0 | 0 | 0 | 0 | 0 | 0 | 0 | 0 | 0 | 0 | 0 | 0 | 0 | 0 | 0 | 0 | 0 | 0 | 0 | 0 | 0 | 0 | 0
F6_Commercial_College (ID)_New_Space Heating_Natural Gas_Unit Heater_Baseline Forecast | F6 | Commercial | College (ID) | New | Space Heating | Natural Gas | Unit Heater | Baseline Forecast | Avg. Replacement Usage (therms) | 0.11817 | 0.11387 | 0.11387 | 0.11387 | 0.11387 | 0.11387 | 0.11387 | 0.11387 | 0.11387 | 0.11387 | 0.11387 | 0.11387 | 0.11387 | 0.11387 | 0.11387 | 0.11387 | 0.11387 | 0.11387 | 0.11387 | 0.11387 | 0.11387 | 0.11387 | 0.11387 | 0.11387 | 0.11387 | 0.11387 | 0.11387
F7_Commercial_College (ID)_New_Space Heating_Natural Gas_Unit Heater_Baseline Forecast | F7 | Commercial | College (ID) | New | Space Heating | Natural Gas | Unit Heater | Baseline Forecast | Avg. Replacement Summer Demand (n/a) | 0 | 0 | 0 | 0 | 0 | 0 | 0 | 0 | 0 | 0 | 0 | 0 | 0 | 0 | 0 | 0 | 0 | 0 | 0 | 0 | 0 | 0 | 0 | 0 | 0 | 0 | 0
F8_Commercial_College (ID)_New_Space Heating_Natural Gas_Unit Heater_Baseline Forecast | F8 | Commercial | College (ID) | New | Space Heating | Natural Gas | Unit Heater | Baseline Forecast | Avg. Replacement Winter Demand (n/a) | 0 | 0 | 0 | 0 | 0 | 0 | 0 | 0 | 0 | 0 | 0 | 0 | 0 | 0 | 0 | 0 | 0 | 0 | 0 | 0 | 0 | 0 | 0 | 0 | 0 | 0 | 0
F1_Commercial_College (ID)_New_Water Heating_Natural Gas_Water Heater_Baseline Forecast | F1 | Commercial | College (ID) | New | Water Heating | Natural Gas | Water Heater | Baseline Forecast | Units | 0 | 79179.7441 | 153173.5032 | 241530.74 | 331792.8579 | 413469.6119 | 484929.658 | 554035.6321 | 621092.4473 | 685610.828 | 749101.6366 | 812535.5885 | 874946.097 | 936445.8767 | 997496.6144 | 1057924.613 | 1117524.1153 | 1176120.8178 | 1234016.4267 | 1290909.0393 | 1346432.9614 | 1401047.8147 | 1455117.6858 | 1509101.6532 | 1562156.6317 | 1617694.2659 | 1667123.0663
F2_Commercial_College (ID)_New_Water Heating_Natural Gas_Water Heater_Baseline Forecast | F2 | Commercial | College (ID) | New | Water Heating | Natural Gas | Water Heater | Baseline Forecast | Usage (MMtherm) | 0 | 0.014515 | 0.028079 | 0.044276 | 0.060822 | 0.075795 | 0.088894 | 0.10156 | 0.11386 | 0.12568 | 0.13732 | 0.14895 | 0.16039 | 0.17166 | 0.18286 | 0.19393 | 0.20486 | 0.2156 | 0.22621 | 0.23664 | 0.24682 | 0.25683 | 0.26674 | 0.27664 | 0.28637 | 0.29655 | 0.30561
F3_Commercial_College (ID)_New_Water Heating_Natural Gas_Water Heater_Baseline Forecast | F3 | Commercial | College (ID) | New | Water Heating | Natural Gas | Water Heater | Baseline Forecast | Summer Peak Demand (n/a) | 0 | 0 | 0 | 0 | 0 | 0 | 0 | 0 | 0 | 0 | 0 | 0 | 0 | 0 | 0 | 0 | 0 | 0 | 0 | 0 | 0 | 0 | 0 | 0 | 0 | 0 | 0
F4_Commercial_College (ID)_New_Water Heating_Natural Gas_Water Heater_Baseline Forecast | F4 | Commercial | College (ID) | New | Water Heating | Natural Gas | Water Heater | Baseline Forecast | Winter Peak Demand (n/a) | 0 | 0 | 0 | 0 | 0 | 0 | 0 | 0 | 0 | 0 | 0 | 0 | 0 | 0 | 0 | 0 | 0 | 0 | 0 | 0 | 0 | 0 | 0 | 0 | 0 | 0 | 0
F5_Commercial_College (ID)_New_Water Heating_Natural Gas_Water Heater_Baseline Forecast | F5 | Commercial | College (ID) | New | Water Heating | Natural Gas | Water Heater | Baseline Forecast | Turnover | 0 | 79179.7441 | 73993.7591 | 88357.2368 | 90262.1178 | 81676.7541 | 71460.0461 | 69105.974 | 67056.8152 | 64518.3807 | 63490.8086 | 63433.9519 | 69608.6671 | 74770.2655 | 81147.2919 | 86903.2403 | 91093.0634 | 93723.5804 | 96111.4955 | 97730.4018 | 98514.4924 | 99469.0816 | 100613.1651 | 127853.2202 | 125353.727 | 133217.4423 | 128554.0561
F6_Commercial_College (ID)_New_Water Heating_Natural Gas_Water Heater_Baseline Forecast | F6 | Commercial | College (ID) | New | Water Heating | Natural Gas | Water Heater | Baseline Forecast | Avg. Replacement Usage (therms) | 0.18331 | 0.18331 | 0.18331 | 0.18331 | 0.18331 | 0.18331 | 0.18331 | 0.18331 | 0.18331 | 0.18331 | 0.18331 | 0.18331 | 0.18331 | 0.18331 | 0.18331 | 0.18331 | 0.18331 | 0.18331 | 0.18331 | 0.18331 | 0.18331 | 0.18331 | 0.18331 | 0.18331 | 0.18331 | 0.18331 | 0.18331
F7_Commercial_College (ID)_New_Water Heating_Natural Gas_Water Heater_Baseline Forecast | F7 | Commercial | College (ID) | New | Water Heating | Natural Gas | Water Heater | Baseline Forecast | Avg. Replacement Summer Demand (n/a) | 0 | 0 | 0 | 0 | 0 | 0 | 0 | 0 | 0 | 0 | 0 | 0 | 0 | 0 | 0 | 0 | 0 | 0 | 0 | 0 | 0 | 0 | 0 | 0 | 0 | 0 | 0
F8_Commercial_College (ID)_New_Water Heating_Natural Gas_Water Heater_Baseline Forecast | F8 | Commercial | College (ID) | New | Water Heating | Natural Gas | Water Heater | Baseline Forecast | Avg. Replacement Winter Demand (n/a) | 0 | 0 | 0 | 0 | 0 | 0 | 0 | 0 | 0 | 0 | 0 | 0 | 0 | 0 | 0 | 0 | 0 | 0 | 0 | 0 | 0 | 0 | 0 | 0 | 0 | 0 | 0
F1_Commercial_College (ID)_New_Food Preparation_Natural Gas_Oven_Baseline Forecast | F1 | Commercial | College (ID) | New | Food Preparation | Natural Gas | Oven | Baseline Forecast | Units | 0 | 8280.2739 | 16018.2199 | 25258.2361 | 34697.4565 | 43238.8568 | 50711.8382 | 57938.6409 | 64951.1515 | 71698.2036 | 78337.7967 | 84971.444 | 91498.064 | 97929.4439 | 104313.865 | 110633.1627 | 116865.8199 | 122993.6086 | 129048.08 | 134997.6624 | 140804.1132 | 146515.4974 | 152169.8897 | 157815.2987 | 163363.558 | 169171.4426 | 174340.4919
F2_Commercial_College (ID)_New_Food Preparation_Natural Gas_Oven_Baseline Forecast | F2 | Commercial | College (ID) | New | Food Preparation | Natural Gas | Oven | Baseline Forecast | Usage (MMtherm) | 0 | 0.00010136 | 0.00019609 | 0.0003092 | 0.00042476 | 0.00052932 | 0.0006208 | 0.00070927 | 0.00079511 | 0.00087771 | 0.00095899 | 0.0010402 | 0.0011201 | 0.0011988 | 0.001277 | 0.0013543 | 0.0014306 | 0.0015056 | 0.0015798 | 0.0016526 | 0.0017237 | 0.0017936 | 0.0018628 | 0.0019319 | 0.0019998 | 0.0020709 | 0.0021342
F3_Commercial_College (ID)_New_Food Preparation_Natural Gas_Oven_Baseline Forecast | F3 | Commercial | College (ID) | New | Food Preparation | Natural Gas | Oven | Baseline Forecast | Summer Peak Demand (n/a) | 0 | 0 | 0 | 0 | 0 | 0 | 0 | 0 | 0 | 0 | 0 | 0 | 0 | 0 | 0 | 0 | 0 | 0 | 0 | 0 | 0 | 0 | 0 | 0 | 0 | 0 | 0
F4_Commercial_College (ID)_New_Food Preparation_Natural Gas_Oven_Baseline Forecast | F4 | Commercial | College (ID) | New | Food Preparation | Natural Gas | Oven | Baseline Forecast | Winter Peak Demand (n/a) | 0 | 0 | 0 | 0 | 0 | 0 | 0 | 0 | 0 | 0 | 0 | 0 | 0 | 0 | 0 | 0 | 0 | 0 | 0 | 0 | 0 | 0 | 0 | 0 | 0 | 0 | 0
F5_Commercial_College (ID)_New_Food Preparation_Natural Gas_Oven_Baseline Forecast | F5 | Commercial | College (ID) | New | Food Preparation | Natural Gas | Oven | Baseline Forecast | Turnover | 0 | 8280.2739 | 7737.9461 | 9240.0162 | 9439.2204 | 8541.4003 | 7472.9814 | 7226.8027 | 7012.5106 | 6747.0521 | 8295.6479 | 9506.0803 | 10672.5697 | 11635.9837 | 12256.3842 | 14682.0886 | 14226.0824 | 14318.7897 | 14008.9028 | 13736.899 | 13657.4404 | 14062.1557 | 14606.0309 | 15188.4082 | 16525.0315 | 17751.8265 | 17893.749
F6_Commercial_College (ID)_New_Food Preparation_Natural Gas_Oven_Baseline Forecast | F6 | Commercial | College (ID) | New | Food Preparation | Natural Gas | Oven | Baseline Forecast | Avg. Replacement Usage (therms) | 0.012242 | 0.012242 | 0.012242 | 0.012242 | 0.012242 | 0.012242 | 0.012242 | 0.012242 | 0.012242 | 0.012242 | 0.012242 | 0.012242 | 0.012242 | 0.012242 | 0.012242 | 0.012242 | 0.012242 | 0.012242 | 0.012242 | 0.012242 | 0.012242 | 0.012242 | 0.012242 | 0.012242 | 0.012242 | 0.012242 | 0.012242
F7_Commercial_College (ID)_New_Food Preparation_Natural Gas_Oven_Baseline Forecast | F7 | Commercial | College (ID) | New | Food Preparation | Natural Gas | Oven | Baseline Forecast | Avg. Replacement Summer Demand (n/a) | 0 | 0 | 0 | 0 | 0 | 0 | 0 | 0 | 0 | 0 | 0 | 0 | 0 | 0 | 0 | 0 | 0 | 0 | 0 | 0 | 0 | 0 | 0 | 0 | 0 | 0 | 0
F8_Commercial_College (ID)_New_Food Preparation_Natural Gas_Oven_Baseline Forecast | F8 | Commercial | College (ID) | New | Food Preparation | Natural Gas | Oven | Baseline Forecast | Avg. Replacement Winter Demand (n/a) | 0 | 0 | 0 | 0 | 0 | 0 | 0 | 0 | 0 | 0 | 0 | 0 | 0 | 0 | 0 | 0 | 0 | 0 | 0 | 0 | 0 | 0 | 0 | 0 | 0 | 0 | 0
F1_Commercial_College (ID)_New_Food Preparation_Natural Gas_Conveyor Oven_Baseline Forecast | F1 | Commercial | College (ID) | New | Food Preparation | Natural Gas | Conveyor Oven | Baseline Forecast | Units | 0 | 4140.1369 | 8009.11 | 12629.1181 | 17348.7282 | 21619.4284 | 25355.9191 | 28969.3204 | 32475.5757 | 35849.1018 | 39168.8984 | 42485.722 | 45749.032 | 48964.722 | 52156.9325 | 55316.5814 | 58432.91 | 61496.8043 | 64524.04 | 67498.8312 | 70402.0566 | 73257.7487 | 76084.9449 | 78907.6493 | 81681.779 | 84585.7213 | 87170.246
F2_Commercial_College (ID)_New_Food Preparation_Natural Gas_Conveyor Oven_Baseline Forecast | F2 | Commercial | College (ID) | New | Food Preparation | Natural Gas | Conveyor Oven | Baseline Forecast | Usage (MMtherm) | 0 | 8.6721e-05 | 0.00016776 | 0.00026453 | 0.00036339 | 0.00045285 | 0.00053111 | 0.0006068 | 0.00068024 | 0.00075091 | 0.00082045 | 0.00088992 | 0.00095828 | 0.0010256 | 0.0010925 | 0.0011587 | 0.001224 | 0.0012881 | 0.0013515 | 0.0014139 | 0.0014747 | 0.0015345 | 0.0015937 | 0.0016528 | 0.0017109 | 0.0017718 | 0.0018259
F3_Commercial_College (ID)_New_Food Preparation_Natural Gas_Conveyor Oven_Baseline Forecast | F3 | Commercial | College (ID) | New | Food Preparation | Natural Gas | Conveyor Oven | Baseline Forecast | Summer Peak Demand (n/a) | 0 | 0 | 0 | 0 | 0 | 0 | 0 | 0 | 0 | 0 | 0 | 0 | 0 | 0 | 0 | 0 | 0 | 0 | 0 | 0 | 0 | 0 | 0 | 0 | 0 | 0 | 0
F4_Commercial_College (ID)_New_Food Preparation_Natural Gas_Conveyor Oven_Baseline Forecast | F4 | Commercial | College (ID) | New | Food Preparation | Natural Gas | Conveyor Oven | Baseline Forecast | Winter Peak Demand (n/a) | 0 | 0 | 0 | 0 | 0 | 0 | 0 | 0 | 0 | 0 | 0 | 0 | 0 | 0 | 0 | 0 | 0 | 0 | 0 | 0 | 0 | 0 | 0 | 0 | 0 | 0 | 0
F5_Commercial_College (ID)_New_Food Preparation_Natural Gas_Conveyor Oven_Baseline Forecast | F5 | Commercial | College (ID) | New | Food Preparation | Natural Gas | Conveyor Oven | Baseline Forecast | Turnover | 0 | 4140.1369 | 3868.973 | 4620.0081 | 4719.6102 | 4270.7002 | 3736.4907 | 3613.4014 | 3506.2553 | 3373.5261 | 3319.7966 | 3316.8236 | 3263.31 | 3215.69 | 3192.2105 | 3159.6489 | 3116.3286 | 3891.9218 | 4463.4522 | 5047.766 | 5505.5273 | 5791.6737 | 7008.5916 | 6819.4171 | 6869.6302 | 6881.158 | 6312.5775
F6_Commercial_College (ID)_New_Food Preparation_Natural Gas_Conveyor Oven_Baseline Forecast | F6 | Commercial | College (ID) | New | Food Preparation | Natural Gas | Conveyor Oven | Baseline Forecast | Avg. Replacement Usage (therms) | 0.020946 | 0.020946 | 0.020946 | 0.020946 | 0.020946 | 0.020946 | 0.020946 | 0.020946 | 0.020946 | 0.020946 | 0.020946 | 0.020946 | 0.020946 | 0.020946 | 0.020946 | 0.020946 | 0.020946 | 0.020946 | 0.020946 | 0.020946 | 0.020946 | 0.020946 | 0.020946 | 0.020946 | 0.020946 | 0.020946 | 0.020946
F7_Commercial_College (ID)_New_Food Preparation_Natural Gas_Conveyor Oven_Baseline Forecast | F7 | Commercial | College (ID) | New | Food Preparation | Natural Gas | Conveyor Oven | Baseline Forecast | Avg. Replacement Summer Demand (n/a) | 0 | 0 | 0 | 0 | 0 | 0 | 0 | 0 | 0 | 0 | 0 | 0 | 0 | 0 | 0 | 0 | 0 | 0 | 0 | 0 | 0 | 0 | 0 | 0 | 0 | 0 | 0
F8_Commercial_College (ID)_New_Food Preparation_Natural Gas_Conveyor Oven_Baseline Forecast | F8 | Commercial | College (ID) | New | Food Preparation | Natural Gas | Conveyor Oven | Baseline Forecast | Avg. Replacement Winter Demand (n/a) | 0 | 0 | 0 | 0 | 0 | 0 | 0 | 0 | 0 | 0 | 0 | 0 | 0 | 0 | 0 | 0 | 0 | 0 | 0 | 0 | 0 | 0 | 0 | 0 | 0 | 0 | 0
F1_Commercial_College (ID)_New_Food Preparation_Natural Gas_Double Rack Oven_Baseline Forecast | F1 | Commercial | College (ID) | New | Food Preparation | Natural Gas | Double Rack Oven | Baseline Forecast | Units | 0 | 4140.1369 | 8009.11 | 12629.1181 | 17348.7282 | 21619.4284 | 25355.9191 | 28969.3204 | 32475.5757 | 35849.1018 | 39168.8984 | 42485.722 | 45749.032 | 48964.722 | 52156.9325 | 55316.5814 | 58432.91 | 61496.8043 | 64524.04 | 67498.8312 | 70402.0566 | 73257.7487 | 76084.9449 | 78907.6493 | 81681.779 | 84585.7213 | 87170.246
F2_Commercial_College (ID)_New_Food Preparation_Natural Gas_Double Rack Oven_Baseline Forecast | F2 | Commercial | College (ID) | New | Food Preparation | Natural Gas | Double Rack Oven | Baseline Forecast | Usage (MMtherm) | 0 | 0.00013174 | 0.00025486 | 0.00040188 | 0.00055206 | 0.00068796 | 0.00080686 | 0.00092184 | 0.0010334 | 0.0011408 | 0.0012464 | 0.001352 | 0.0014558 | 0.0015581 | 0.0016597 | 0.0017602 | 0.0018594 | 0.0019569 | 0.0020532 | 0.0021479 | 0.0022403 | 0.0023312 | 0.0024211 | 0.0025109 | 0.0025992 | 0.0026916 | 0.0027739
F3_Commercial_College (ID)_New_Food Preparation_Natural Gas_Double Rack Oven_Baseline Forecast | F3 | Commercial | College (ID) | New | Food Preparation | Natural Gas | Double Rack Oven | Baseline Forecast | Summer Peak Demand (n/a) | 0 | 0 | 0 | 0 | 0 | 0 | 0 | 0 | 0 | 0 | 0 | 0 | 0 | 0 | 0 | 0 | 0 | 0 | 0 | 0 | 0 | 0 | 0 | 0 | 0 | 0 | 0
F4_Commercial_College (ID)_New_Food Preparation_Natural Gas_Double Rack Oven_Baseline Forecast | F4 | Commercial | College (ID) | New | Food Preparation | Natural Gas | Double Rack Oven | Baseline Forecast | Winter Peak Demand (n/a) | 0 | 0 | 0 | 0 | 0 | 0 | 0 | 0 | 0 | 0 | 0 | 0 | 0 | 0 | 0 | 0 | 0 | 0 | 0 | 0 | 0 | 0 | 0 | 0 | 0 | 0 | 0
F5_Commercial_College (ID)_New_Food Preparation_Natural Gas_Double Rack Oven_Baseline Forecast | F5 | Commercial | College (ID) | New | Food Preparation | Natural Gas | Double Rack Oven | Baseline Forecast | Turnover | 0 | 4140.1369 | 3868.973 | 4620.0081 | 4719.6102 | 4270.7002 | 3736.4907 | 3613.4014 | 3506.2553 | 3373.5261 | 3779.8118 | 4155.6119 | 4522.2338 | 4859.1345 | 5127.5724 | 5295.1361 | 5416.0285 | 5497.656 | 5565.4156 | 6925.8694 | 6793.5257 | 7047.4856 | 7123.8108 | 7073.4076 | 6976.3731 | 7203.1459 | 6983.8944
F6_Commercial_College (ID)_New_Food Preparation_Natural Gas_Double Rack Oven_Baseline Forecast | F6 | Commercial | College (ID) | New | Food Preparation | Natural Gas | Double Rack Oven | Baseline Forecast | Avg. Replacement Usage (therms) | 0.031821 | 0.031821 | 0.031821 | 0.031821 | 0.031821 | 0.031821 | 0.031821 | 0.031821 | 0.031821 | 0.031821 | 0.031821 | 0.031821 | 0.031821 | 0.031821 | 0.031821 | 0.031821 | 0.031821 | 0.031821 | 0.031821 | 0.031821 | 0.031821 | 0.031821 | 0.031821 | 0.031821 | 0.031821 | 0.031821 | 0.031821
F7_Commercial_College (ID)_New_Food Preparation_Natural Gas_Double Rack Oven_Baseline Forecast | F7 | Commercial | College (ID) | New | Food Preparation | Natural Gas | Double Rack Oven | Baseline Forecast | Avg. Replacement Summer Demand (n/a) | 0 | 0 | 0 | 0 | 0 | 0 | 0 | 0 | 0 | 0 | 0 | 0 | 0 | 0 | 0 | 0 | 0 | 0 | 0 | 0 | 0 | 0 | 0 | 0 | 0 | 0 | 0
F8_Commercial_College (ID)_New_Food Preparation_Natural Gas_Double Rack Oven_Baseline Forecast | F8 | Commercial | College (ID) | New | Food Preparation | Natural Gas | Double Rack Oven | Baseline Forecast | Avg. Replacement Winter Demand (n/a) | 0 | 0 | 0 | 0 | 0 | 0 | 0 | 0 | 0 | 0 | 0 | 0 | 0 | 0 | 0 | 0 | 0 | 0 | 0 | 0 | 0 | 0 | 0 | 0 | 0 | 0 | 0
F1_Commercial_College (ID)_New_Food Preparation_Natural Gas_Fryer_Baseline Forecast | F1 | Commercial | College (ID) | New | Food Preparation | Natural Gas | Fryer | Baseline Forecast | Units | 0 | 10715.6485 | 20729.4611 | 32687.1291 | 44902.5908 | 55956.1676 | 65627.0847 | 74979.4176 | 84054.4313 | 92785.9105 | 101378.3251 | 109963.0451 | 118409.2593 | 126732.2215 | 134994.4135 | 143172.3282 | 151238.1199 | 159168.1994 | 167003.3977 | 174702.8573 | 182217.0876 | 189608.2907 | 196925.7397 | 204231.563 | 211411.6632 | 218927.7493 | 225617.1072
F2_Commercial_College (ID)_New_Food Preparation_Natural Gas_Fryer_Baseline Forecast | F2 | Commercial | College (ID) | New | Food Preparation | Natural Gas | Fryer | Baseline Forecast | Usage (MMtherm) | 0 | 0.00020323 | 0.00039316 | 0.00061995 | 0.00085162 | 0.0010613 | 0.0012447 | 0.0014221 | 0.0015942 | 0.0017598 | 0.0019227 | 0.0020856 | 0.0022458 | 0.0024036 | 0.0025603 | 0.0027154 | 0.0028684 | 0.0030188 | 0.0031674 | 0.0033134 | 0.0034559 | 0.0035961 | 0.0037349 | 0.0038735 | 0.0040096 | 0.0041522 | 0.0042791
F3_Commercial_College (ID)_New_Food Preparation_Natural Gas_Fryer_Baseline Forecast | F3 | Commercial | College (ID) | New | Food Preparation | Natural Gas | Fryer | Baseline Forecast | Summer Peak Demand (n/a) | 0 | 0 | 0 | 0 | 0 | 0 | 0 | 0 | 0 | 0 | 0 | 0 | 0 | 0 | 0 | 0 | 0 | 0 | 0 | 0 | 0 | 0 | 0 | 0 | 0 | 0 | 0
F4_Commercial_College (ID)_New_Food Preparation_Natural Gas_Fryer_Baseline Forecast | F4 | Commercial | College (ID) | New | Food Preparation | Natural Gas | Fryer | Baseline Forecast | Winter Peak Demand (n/a) | 0 | 0 | 0 | 0 | 0 | 0 | 0 | 0 | 0 | 0 | 0 | 0 | 0 | 0 | 0 | 0 | 0 | 0 | 0 | 0 | 0 | 0 | 0 | 0 | 0 | 0 | 0
F5_Commercial_College (ID)_New_Food Preparation_Natural Gas_Fryer_Baseline Forecast | F5 | Commercial | College (ID) | New | Food Preparation | Natural Gas | Fryer | Baseline Forecast | Turnover | 0 | 10715.6485 | 10013.8126 | 11957.668 | 12215.4617 | 11053.5769 | 9670.917 | 9352.3329 | 9075.0137 | 8731.4792 | 8592.4146 | 8584.72 | 9420.364 | 10118.8996 | 10981.9231 | 11760.894 | 12327.9162 | 12683.9125 | 13007.0767 | 13226.1685 | 13332.282 | 13461.4696 | 13616.3021 | 17302.786 | 16964.5216 | 18028.7434 | 17397.6324
F6_Commercial_College (ID)_New_Food Preparation_Natural Gas_Fryer_Baseline Forecast | F6 | Commercial | College (ID) | New | Food Preparation | Natural Gas | Fryer | Baseline Forecast | Avg. Replacement Usage (therms) | 0.018966 | 0.018966 | 0.018966 | 0.018966 | 0.018966 | 0.018966 | 0.018966 | 0.018966 | 0.018966 | 0.018966 | 0.018966 | 0.018966 | 0.018966 | 0.018966 | 0.018966 | 0.018966 | 0.018966 | 0.018966 | 0.018966 | 0.018966 | 0.018966 | 0.018966 | 0.018966 | 0.018966 | 0.018966 | 0.018966 | 0.018966
F7_Commercial_College (ID)_New_Food Preparation_Natural Gas_Fryer_Baseline Forecast | F7 | Commercial | College (ID) | New | Food Preparation | Natural Gas | Fryer | Baseline Forecast | Avg. Replacement Summer Demand (n/a) | 0 | 0 | 0 | 0 | 0 | 0 | 0 | 0 | 0 | 0 | 0 | 0 | 0 | 0 | 0 | 0 | 0 | 0 | 0 | 0 | 0 | 0 | 0 | 0 | 0 | 0 | 0
F8_Commercial_College (ID)_New_Food Preparation_Natural Gas_Fryer_Baseline Forecast | F8 | Commercial | College (ID) | New | Food Preparation | Natural Gas | Fryer | Baseline Forecast | Avg. Replacement Winter Demand (n/a) | 0 | 0 | 0 | 0 | 0 | 0 | 0 | 0 | 0 | 0 | 0 | 0 | 0 | 0 | 0 | 0 | 0 | 0 | 0 | 0 | 0 | 0 | 0 | 0 | 0 | 0 | 0
F1_Commercial_College (ID)_New_Food Preparation_Natural Gas_Broiler_Baseline Forecast | F1 | Commercial | College (ID) | New | Food Preparation | Natural Gas | Broiler | Baseline Forecast | Units | 0 | 16560.5477 | 32036.4398 | 50516.4722 | 69394.913 | 86477.7136 | 101423.6763 | 115877.2818 | 129902.303 | 143396.4072 | 156675.5934 | 169942.8879 | 182996.128 | 195858.8878 | 208627.73 | 221266.3254 | 233731.6398 | 245987.2173 | 258096.1601 | 269995.3249 | 281608.2263 | 293030.9948 | 304339.7795 | 315630.5973 | 326727.1159 | 338342.8852 | 348680.9839
F2_Commercial_College (ID)_New_Food Preparation_Natural Gas_Broiler_Baseline Forecast | F2 | Commercial | College (ID) | New | Food Preparation | Natural Gas | Broiler | Baseline Forecast | Usage (MMtherm) | 0 | 0.00033565 | 0.00064931 | 0.0010239 | 0.0014065 | 0.0017527 | 0.0020556 | 0.0023486 | 0.0026329 | 0.0029064 | 0.0031755 | 0.0034444 | 0.003709 | 0.0039697 | 0.0042285 | 0.0044846 | 0.0047373 | 0.0049857 | 0.0052311 | 0.0054723 | 0.0057076 | 0.0059391 | 0.0061683 | 0.0063972 | 0.0066221 | 0.0068575 | 0.007067
F3_Commercial_College (ID)_New_Food Preparation_Natural Gas_Broiler_Baseline Forecast | F3 | Commercial | College (ID) | New | Food Preparation | Natural Gas | Broiler | Baseline Forecast | Summer Peak Demand (n/a) | 0 | 0 | 0 | 0 | 0 | 0 | 0 | 0 | 0 | 0 | 0 | 0 | 0 | 0 | 0 | 0 | 0 | 0 | 0 | 0 | 0 | 0 | 0 | 0 | 0 | 0 | 0
F4_Commercial_College (ID)_New_Food Preparation_Natural Gas_Broiler_Baseline Forecast | F4 | Commercial | College (ID) | New | Food Preparation | Natural Gas | Broiler | Baseline Forecast | Winter Peak Demand (n/a) | 0 | 0 | 0 | 0 | 0 | 0 | 0 | 0 | 0 | 0 | 0 | 0 | 0 | 0 | 0 | 0 | 0 | 0 | 0 | 0 | 0 | 0 | 0 | 0 | 0 | 0 | 0
F5_Commercial_College (ID)_New_Food Preparation_Natural Gas_Broiler_Baseline Forecast | F5 | Commercial | College (ID) | New | Food Preparation | Natural Gas | Broiler | Baseline Forecast | Turnover | 0 | 16560.5477 | 15475.8921 | 18480.0324 | 18878.4408 | 17082.8006 | 14945.9627 | 14453.6054 | 14025.0212 | 13494.1042 | 15119.2471 | 16622.4478 | 18088.9354 | 19436.538 | 20510.2895 | 21180.5445 | 21664.1141 | 21990.624 | 22261.6625 | 27703.4777 | 27174.1027 | 28189.9425 | 28495.2431 | 28293.6303 | 27905.4925 | 28812.5837 | 27935.5777
F6_Commercial_College (ID)_New_Food Preparation_Natural Gas_Broiler_Baseline Forecast | F6 | Commercial | College (ID) | New | Food Preparation | Natural Gas | Broiler | Baseline Forecast | Avg. Replacement Usage (therms) | 0.020268 | 0.020268 | 0.020268 | 0.020268 | 0.020268 | 0.020268 | 0.020268 | 0.020268 | 0.020268 | 0.020268 | 0.020268 | 0.020268 | 0.020268 | 0.020268 | 0.020268 | 0.020268 | 0.020268 | 0.020268 | 0.020268 | 0.020268 | 0.020268 | 0.020268 | 0.020268 | 0.020268 | 0.020268 | 0.020268 | 0.020268
F7_Commercial_College (ID)_New_Food Preparation_Natural Gas_Broiler_Baseline Forecast | F7 | Commercial | College (ID) | New | Food Preparation | Natural Gas | Broiler | Baseline Forecast | Avg. Replacement Summer Demand (n/a) | 0 | 0 | 0 | 0 | 0 | 0 | 0 | 0 | 0 | 0 | 0 | 0 | 0 | 0 | 0 | 0 | 0 | 0 | 0 | 0 | 0 | 0 | 0 | 0 | 0 | 0 | 0
F8_Commercial_College (ID)_New_Food Preparation_Natural Gas_Broiler_Baseline Forecast | F8 | Commercial | College (ID) | New | Food Preparation | Natural Gas | Broiler | Baseline Forecast | Avg. Replacement Winter Demand (n/a) | 0 | 0 | 0 | 0 | 0 | 0 | 0 | 0 | 0 | 0 | 0 | 0 | 0 | 0 | 0 | 0 | 0 | 0 | 0 | 0 | 0 | 0 | 0 | 0 | 0 | 0 | 0
F1_Commercial_College (ID)_New_Food Preparation_Natural Gas_Griddle_Baseline Forecast | F1 | Commercial | College (ID) | New | Food Preparation | Natural Gas | Griddle | Baseline Forecast | Units | 0 | 23379.5968 | 45227.9151 | 71317.3726 | 97969.2889 | 122086.1839 | 143186.3666 | 163591.4566 | 183391.4865 | 202441.9866 | 221189.073 | 239919.3712 | 258347.4748 | 276506.6652 | 294533.2659 | 312375.9889 | 329974.0797 | 347276.0714 | 364371.0495 | 381169.8704 | 397564.5548 | 413690.8161 | 429656.1592 | 445596.1374 | 461261.8107 | 477660.5439 | 492255.5067
F2_Commercial_College (ID)_New_Food Preparation_Natural Gas_Griddle_Baseline Forecast | F2 | Commercial | College (ID) | New | Food Preparation | Natural Gas | Griddle | Baseline Forecast | Usage (MMtherm) | 0 | 0.00033026 | 0.0006389 | 0.0010074 | 0.0013839 | 0.0017246 | 0.0020227 | 0.0023109 | 0.0025906 | 0.0028597 | 0.0031246 | 0.0033891 | 0.0036495 | 0.003906 | 0.0041606 | 0.0044127 | 0.0046613 | 0.0049057 | 0.0051472 | 0.0053845 | 0.0056161 | 0.0058439 | 0.0060694 | 0.0062946 | 0.0065159 | 0.0067475 | 0.0069537
F3_Commercial_College (ID)_New_Food Preparation_Natural Gas_Griddle_Baseline Forecast | F3 | Commercial | College (ID) | New | Food Preparation | Natural Gas | Griddle | Baseline Forecast | Summer Peak Demand (n/a) | 0 | 0 | 0 | 0 | 0 | 0 | 0 | 0 | 0 | 0 | 0 | 0 | 0 | 0 | 0 | 0 | 0 | 0 | 0 | 0 | 0 | 0 | 0 | 0 | 0 | 0 | 0
F4_Commercial_College (ID)_New_Food Preparation_Natural Gas_Griddle_Baseline Forecast | F4 | Commercial | College (ID) | New | Food Preparation | Natural Gas | Griddle | Baseline Forecast | Winter Peak Demand (n/a) | 0 | 0 | 0 | 0 | 0 | 0 | 0 | 0 | 0 | 0 | 0 | 0 | 0 | 0 | 0 | 0 | 0 | 0 | 0 | 0 | 0 | 0 | 0 | 0 | 0 | 0 | 0
F5_Commercial_College (ID)_New_Food Preparation_Natural Gas_Griddle_Baseline Forecast | F5 | Commercial | College (ID) | New | Food Preparation | Natural Gas | Griddle | Baseline Forecast | Turnover | 0 | 23379.5968 | 21848.3183 | 26089.4575 | 26651.9164 | 24116.895 | 21100.1826 | 20405.09 | 19800.0299 | 19050.5001 | 21344.8194 | 23466.9851 | 25537.3205 | 27439.8184 | 28955.7028 | 29901.9452 | 30584.6317 | 31045.5869 | 31428.2294 | 39110.7921 | 38363.4391 | 39797.5659 | 40228.5784 | 39943.9487 | 39395.9894 | 40676.5888 | 39438.4627
F6_Commercial_College (ID)_New_Food Preparation_Natural Gas_Griddle_Baseline Forecast | F6 | Commercial | College (ID) | New | Food Preparation | Natural Gas | Griddle | Baseline Forecast | Avg. Replacement Usage (therms) | 0.014126 | 0.014126 | 0.014126 | 0.014126 | 0.014126 | 0.014126 | 0.014126 | 0.014126 | 0.014126 | 0.014126 | 0.014126 | 0.014126 | 0.014126 | 0.014126 | 0.014126 | 0.014126 | 0.014126 | 0.014126 | 0.014126 | 0.014126 | 0.014126 | 0.014126 | 0.014126 | 0.014126 | 0.014126 | 0.014126 | 0.014126
F7_Commercial_College (ID)_New_Food Preparation_Natural Gas_Griddle_Baseline Forecast | F7 | Commercial | College (ID) | New | Food Preparation | Natural Gas | Griddle | Baseline Forecast | Avg. Replacement Summer Demand (n/a) | 0 | 0 | 0 | 0 | 0 | 0 | 0 | 0 | 0 | 0 | 0 | 0 | 0 | 0 | 0 | 0 | 0 | 0 | 0 | 0 | 0 | 0 | 0 | 0 | 0 | 0 | 0
F8_Commercial_College (ID)_New_Food Preparation_Natural Gas_Griddle_Baseline Forecast | F8 | Commercial | College (ID) | New | Food Preparation | Natural Gas | Griddle | Baseline Forecast | Avg. Replacement Winter Demand (n/a) | 0 | 0 | 0 | 0 | 0 | 0 | 0 | 0 | 0 | 0 | 0 | 0 | 0 | 0 | 0 | 0 | 0 | 0 | 0 | 0 | 0 | 0 | 0 | 0 | 0 | 0 | 0
F1_Commercial_College (ID)_New_Food Preparation_Natural Gas_Range_Baseline Forecast | F1 | Commercial | College (ID) | New | Food Preparation | Natural Gas | Range | Baseline Forecast | Units | 0 | 28899.7793 | 55906.7283 | 88156.1966 | 121100.9266 | 150912.0885 | 176994.2587 | 202217.2172 | 226692.2542 | 250240.789 | 273414.2708 | 296567.0005 | 319346.1841 | 341792.9611 | 364075.8425 | 386131.4307 | 407884.6263 | 429271.8105 | 450403.1029 | 471168.3121 | 491433.9635 | 511367.8144 | 531102.7524 | 550806.3365 | 570170.8494 | 590441.5056 | 608482.5013
F2_Commercial_College (ID)_New_Food Preparation_Natural Gas_Range_Baseline Forecast | F2 | Commercial | College (ID) | New | Food Preparation | Natural Gas | Range | Baseline Forecast | Usage (MMtherm) | 0 | 0.00040331 | 0.00078021 | 0.0012303 | 0.00169 | 0.0021061 | 0.00247 | 0.002822 | 0.0031636 | 0.0034922 | 0.0038156 | 0.0041388 | 0.0044566 | 0.0047699 | 0.0050809 | 0.0053887 | 0.0056922 | 0.0059907 | 0.0062856 | 0.0065754 | 0.0068582 | 0.0071364 | 0.0074118 | 0.0076868 | 0.007957 | 0.0082399 | 0.0084917
F3_Commercial_College (ID)_New_Food Preparation_Natural Gas_Range_Baseline Forecast | F3 | Commercial | College (ID) | New | Food Preparation | Natural Gas | Range | Baseline Forecast | Summer Peak Demand (n/a) | 0 | 0 | 0 | 0 | 0 | 0 | 0 | 0 | 0 | 0 | 0 | 0 | 0 | 0 | 0 | 0 | 0 | 0 | 0 | 0 | 0 | 0 | 0 | 0 | 0 | 0 | 0
F4_Commercial_College (ID)_New_Food Preparation_Natural Gas_Range_Baseline Forecast | F4 | Commercial | College (ID) | New | Food Preparation | Natural Gas | Range | Baseline Forecast | Winter Peak Demand (n/a) | 0 | 0 | 0 | 0 | 0 | 0 | 0 | 0 | 0 | 0 | 0 | 0 | 0 | 0 | 0 | 0 | 0 | 0 | 0 | 0 | 0 | 0 | 0 | 0 | 0 | 0 | 0
F5_Commercial_College (ID)_New_Food Preparation_Natural Gas_Range_Baseline Forecast | F5 | Commercial | College (ID) | New | Food Preparation | Natural Gas | Range | Baseline Forecast | Turnover | 0 | 28899.7793 | 27006.949 | 32249.4683 | 32944.73 | 29811.1619 | 26082.1702 | 25222.9585 | 24475.037 | 23548.5349 | 28953.4377 | 33178.0842 | 37249.3608 | 40611.8648 | 42777.1841 | 51243.368 | 49651.8172 | 49975.3838 | 48893.8176 | 47944.4709 | 47667.1449 | 49079.6805 | 50977.9116 | 53010.5228 | 57675.6003 | 61957.3553 | 62452.6925
F6_Commercial_College (ID)_New_Food Preparation_Natural Gas_Range_Baseline Forecast | F6 | Commercial | College (ID) | New | Food Preparation | Natural Gas | Range | Baseline Forecast | Avg. Replacement Usage (therms) | 0.013956 | 0.013956 | 0.013956 | 0.013956 | 0.013956 | 0.013956 | 0.013956 | 0.013956 | 0.013956 | 0.013956 | 0.013956 | 0.013956 | 0.013956 | 0.013956 | 0.013956 | 0.013956 | 0.013956 | 0.013956 | 0.013956 | 0.013956 | 0.013956 | 0.013956 | 0.013956 | 0.013956 | 0.013956 | 0.013956 | 0.013956
F7_Commercial_College (ID)_New_Food Preparation_Natural Gas_Range_Baseline Forecast | F7 | Commercial | College (ID) | New | Food Preparation | Natural Gas | Range | Baseline Forecast | Avg. Replacement Summer Demand (n/a) | 0 | 0 | 0 | 0 | 0 | 0 | 0 | 0 | 0 | 0 | 0 | 0 | 0 | 0 | 0 | 0 | 0 | 0 | 0 | 0 | 0 | 0 | 0 | 0 | 0 | 0 | 0
F8_Commercial_College (ID)_New_Food Preparation_Natural Gas_Range_Baseline Forecast | F8 | Commercial | College (ID) | New | Food Preparation | Natural Gas | Range | Baseline Forecast | Avg. Replacement Winter Demand (n/a) | 0 | 0 | 0 | 0 | 0 | 0 | 0 | 0 | 0 | 0 | 0 | 0 | 0 | 0 | 0 | 0 | 0 | 0 | 0 | 0 | 0 | 0 | 0 | 0 | 0 | 0 | 0
F1_Commercial_College (ID)_New_Food Preparation_Natural Gas_Steamer_Baseline Forecast | F1 | Commercial | College (ID) | New | Food Preparation | Natural Gas | Steamer | Baseline Forecast | Units | 0 | 10390.9319 | 20101.2956 | 31696.61 | 43541.9062 | 54260.5262 | 63638.3851 | 72707.3141 | 81507.3273 | 89974.2163 | 98306.2547 | 106630.8316 | 114821.0999 | 122891.8512 | 130903.6737 | 138833.7728 | 146655.1465 | 154344.9206 | 161942.6887 | 169408.8313 | 176695.3577 | 183862.5849 | 190958.293 | 198042.7277 | 205005.2492 | 212293.575 | 218780.2252
F2_Commercial_College (ID)_New_Food Preparation_Natural Gas_Steamer_Baseline Forecast | F2 | Commercial | College (ID) | New | Food Preparation | Natural Gas | Steamer | Baseline Forecast | Usage (MMtherm) | 0 | 0.00016757 | 0.00032417 | 0.00051117 | 0.0007022 | 0.00087506 | 0.0010263 | 0.0011726 | 0.0013145 | 0.001451 | 0.0015854 | 0.0017196 | 0.0018517 | 0.0019819 | 0.0021111 | 0.002239 | 0.0023651 | 0.0024891 | 0.0026116 | 0.0027321 | 0.0028496 | 0.0029652 | 0.0030796 | 0.0031938 | 0.0033061 | 0.0034237 | 0.0035283
F3_Commercial_College (ID)_New_Food Preparation_Natural Gas_Steamer_Baseline Forecast | F3 | Commercial | College (ID) | New | Food Preparation | Natural Gas | Steamer | Baseline Forecast | Summer Peak Demand (n/a) | 0 | 0 | 0 | 0 | 0 | 0 | 0 | 0 | 0 | 0 | 0 | 0 | 0 | 0 | 0 | 0 | 0 | 0 | 0 | 0 | 0 | 0 | 0 | 0 | 0 | 0 | 0
F4_Commercial_College (ID)_New_Food Preparation_Natural Gas_Steamer_Baseline Forecast | F4 | Commercial | College (ID) | New | Food Preparation | Natural Gas | Steamer | Baseline Forecast | Winter Peak Demand (n/a) | 0 | 0 | 0 | 0 | 0 | 0 | 0 | 0 | 0 | 0 | 0 | 0 | 0 | 0 | 0 | 0 | 0 | 0 | 0 | 0 | 0 | 0 | 0 | 0 | 0 | 0 | 0
F5_Commercial_College (ID)_New_Food Preparation_Natural Gas_Steamer_Baseline Forecast | F5 | Commercial | College (ID) | New | Food Preparation | Natural Gas | Steamer | Baseline Forecast | Turnover | 0 | 10390.9319 | 9710.3637 | 11595.3144 | 11845.2962 | 10718.62 | 9377.859 | 9068.9289 | 8800.0133 | 8466.8889 | 9486.5864 | 10429.7711 | 11349.9202 | 12195.4748 | 12869.2013 | 13289.7534 | 13593.1696 | 13798.0386 | 13968.1019 | 17382.5743 | 17050.4174 | 17687.8071 | 17879.3682 | 17752.8661 | 17509.3286 | 18078.4839 | 17528.2056
F6_Commercial_College (ID)_New_Food Preparation_Natural Gas_Steamer_Baseline Forecast | F6 | Commercial | College (ID) | New | Food Preparation | Natural Gas | Steamer | Baseline Forecast | Avg. Replacement Usage (therms) | 0.016127 | 0.016127 | 0.016127 | 0.016127 | 0.016127 | 0.016127 | 0.016127 | 0.016127 | 0.016127 | 0.016127 | 0.016127 | 0.016127 | 0.016127 | 0.016127 | 0.016127 | 0.016127 | 0.016127 | 0.016127 | 0.016127 | 0.016127 | 0.016127 | 0.016127 | 0.016127 | 0.016127 | 0.016127 | 0.016127 | 0.016127
F7_Commercial_College (ID)_New_Food Preparation_Natural Gas_Steamer_Baseline Forecast | F7 | Commercial | College (ID) | New | Food Preparation | Natural Gas | Steamer | Baseline Forecast | Avg. Replacement Summer Demand (n/a) | 0 | 0 | 0 | 0 | 0 | 0 | 0 | 0 | 0 | 0 | 0 | 0 | 0 | 0 | 0 | 0 | 0 | 0 | 0 | 0 | 0 | 0 | 0 | 0 | 0 | 0 | 0
F8_Commercial_College (ID)_New_Food Preparation_Natural Gas_Steamer_Baseline Forecast | F8 | Commercial | College (ID) | New | Food Preparation | Natural Gas | Steamer | Baseline Forecast | Avg. Replacement Winter Demand (n/a) | 0 | 0 | 0 | 0 | 0 | 0 | 0 | 0 | 0 | 0 | 0 | 0 | 0 | 0 | 0 | 0 | 0 | 0 | 0 | 0 | 0 | 0 | 0 | 0 | 0 | 0 | 0
F1_Commercial_College (ID)_New_Food Preparation_Natural Gas_Food Prep Other_Baseline Forecast | F1 | Commercial | College (ID) | New | Food Preparation | Natural Gas | Food Prep Other | Baseline Forecast | Units | 0 | 1298.8665 | 2512.6619 | 3962.0763 | 5442.7383 | 6782.5658 | 7954.7981 | 9088.4143 | 10188.4159 | 11246.777 | 12288.2818 | 13328.854 | 14352.6375 | 15361.4814 | 16362.9592 | 17354.2216 | 18331.8933 | 19293.1151 | 20242.8361 | 21176.1039 | 22086.9197 | 22982.8231 | 23869.7866 | 24755.341 | 25625.6562 | 26536.6969 | 27347.5281
F2_Commercial_College (ID)_New_Food Preparation_Natural Gas_Food Prep Other_Baseline Forecast | F2 | Commercial | College (ID) | New | Food Preparation | Natural Gas | Food Prep Other | Baseline Forecast | Usage (MMtherm) | 0 | 7.5648e-06 | 1.4634e-05 | 2.3076e-05 | 3.1699e-05 | 3.9502e-05 | 4.633e-05 | 5.2932e-05 | 5.9339e-05 | 6.5503e-05 | 7.1568e-05 | 7.7629e-05 | 8.3592e-05 | 8.9467e-05 | 9.53e-05 | 0.00010107 | 0.00010677 | 0.00011237 | 0.0001179 | 0.00012333 | 0.00012864 | 0.00013385 | 0.00013902 | 0.00014418 | 0.00014925 | 0.00015455 | 0.00015928
F3_Commercial_College (ID)_New_Food Preparation_Natural Gas_Food Prep Other_Baseline Forecast | F3 | Commercial | College (ID) | New | Food Preparation | Natural Gas | Food Prep Other | Baseline Forecast | Summer Peak Demand (n/a) | 0 | 0 | 0 | 0 | 0 | 0 | 0 | 0 | 0 | 0 | 0 | 0 | 0 | 0 | 0 | 0 | 0 | 0 | 0 | 0 | 0 | 0 | 0 | 0 | 0 | 0 | 0
F4_Commercial_College (ID)_New_Food Preparation_Natural Gas_Food Prep Other_Baseline Forecast | F4 | Commercial | College (ID) | New | Food Preparation | Natural Gas | Food Prep Other | Baseline Forecast | Winter Peak Demand (n/a) | 0 | 0 | 0 | 0 | 0 | 0 | 0 | 0 | 0 | 0 | 0 | 0 | 0 | 0 | 0 | 0 | 0 | 0 | 0 | 0 | 0 | 0 | 0 | 0 | 0 | 0 | 0
F5_Commercial_College (ID)_New_Food Preparation_Natural Gas_Food Prep Other_Baseline Forecast | F5 | Commercial | College (ID) | New | Food Preparation | Natural Gas | Food Prep Other | Baseline Forecast | Turnover | 0 | 1298.8665 | 1213.7955 | 1449.4143 | 1480.662 | 1339.8275 | 1172.2324 | 1133.6161 | 1100.0017 | 1058.3611 | 1301.2781 | 1491.1499 | 1674.1286 | 1825.2524 | 1922.5701 | 2303.0727 | 2231.5423 | 2246.0847 | 2197.475 | 2154.8077 | 2142.3436 | 2205.8283 | 2291.1421 | 2382.4954 | 2592.1618 | 2784.6002 | 2806.8626
F6_Commercial_College (ID)_New_Food Preparation_Natural Gas_Food Prep Other_Baseline Forecast | F6 | Commercial | College (ID) | New | Food Preparation | Natural Gas | Food Prep Other | Baseline Forecast | Avg. Replacement Usage (therms) | 0.0058241 | 0.0058241 | 0.0058241 | 0.0058241 | 0.0058241 | 0.0058241 | 0.0058241 | 0.0058241 | 0.0058241 | 0.0058241 | 0.0058241 | 0.0058241 | 0.0058241 | 0.0058241 | 0.0058241 | 0.0058241 | 0.0058241 | 0.0058241 | 0.0058241 | 0.0058241 | 0.0058241 | 0.0058241 | 0.0058241 | 0.0058241 | 0.0058241 | 0.0058241 | 0.0058241
F7_Commercial_College (ID)_New_Food Preparation_Natural Gas_Food Prep Other_Baseline Forecast | F7 | Commercial | College (ID) | New | Food Preparation | Natural Gas | Food Prep Other | Baseline Forecast | Avg. Replacement Summer Demand (n/a) | 0 | 0 | 0 | 0 | 0 | 0 | 0 | 0 | 0 | 0 | 0 | 0 | 0 | 0 | 0 | 0 | 0 | 0 | 0 | 0 | 0 | 0 | 0 | 0 | 0 | 0 | 0
F8_Commercial_College (ID)_New_Food Preparation_Natural Gas_Food Prep Other_Baseline Forecast | F8 | Commercial | College (ID) | New | Food Preparation | Natural Gas | Food Prep Other | Baseline Forecast | Avg. Replacement Winter Demand (n/a) | 0 | 0 | 0 | 0 | 0 | 0 | 0 | 0 | 0 | 0 | 0 | 0 | 0 | 0 | 0 | 0 | 0 | 0 | 0 | 0 | 0 | 0 | 0 | 0 | 0 | 0 | 0
F1_Commercial_College (ID)_New_Miscellaneous_Natural Gas_Pool Heater_Baseline Forecast | F1 | Commercial | College (ID) | New | Miscellaneous | Natural Gas | Pool Heater | Baseline Forecast | Units | 0 | 1203.2055 | 2327.6055 | 3670.271 | 5041.8829 | 6283.0327 | 7368.9306 | 8419.0564 | 9438.0434 | 10418.4567 | 11383.2551 | 12347.1895 | 13295.5719 | 14230.1148 | 15157.8342 | 16076.0906 | 16981.7572 | 17872.1854 | 18751.9598 | 19616.4929 | 20460.2275 | 21290.148 | 22111.787 | 22932.1207 | 23738.3375 | 24582.2805 | 25333.3944
F2_Commercial_College (ID)_New_Miscellaneous_Natural Gas_Pool Heater_Baseline Forecast | F2 | Commercial | College (ID) | New | Miscellaneous | Natural Gas | Pool Heater | Baseline Forecast | Usage (MMtherm) | 0 | 8.469e-06 | 1.6383e-05 | 2.5834e-05 | 3.5488e-05 | 4.4224e-05 | 5.1867e-05 | 5.9259e-05 | 6.6431e-05 | 7.3332e-05 | 8.0123e-05 | 8.6908e-05 | 9.3583e-05 | 0.00010016 | 0.00010669 | 0.00011315 | 0.00011953 | 0.0001258 | 0.00013199 | 0.00013807 | 0.00014401 | 0.00014985 | 0.00015564 | 0.00016141 | 0.00016709 | 0.00017303 | 0.00017831
F3_Commercial_College (ID)_New_Miscellaneous_Natural Gas_Pool Heater_Baseline Forecast | F3 | Commercial | College (ID) | New | Miscellaneous | Natural Gas | Pool Heater | Baseline Forecast | Summer Peak Demand (n/a) | 0 | 0 | 0 | 0 | 0 | 0 | 0 | 0 | 0 | 0 | 0 | 0 | 0 | 0 | 0 | 0 | 0 | 0 | 0 | 0 | 0 | 0 | 0 | 0 | 0 | 0 | 0
F4_Commercial_College (ID)_New_Miscellaneous_Natural Gas_Pool Heater_Baseline Forecast | F4 | Commercial | College (ID) | New | Miscellaneous | Natural Gas | Pool Heater | Baseline Forecast | Winter Peak Demand (n/a) | 0 | 0 | 0 | 0 | 0 | 0 | 0 | 0 | 0 | 0 | 0 | 0 | 0 | 0 | 0 | 0 | 0 | 0 | 0 | 0 | 0 | 0 | 0 | 0 | 0 | 0 | 0
F5_Commercial_College (ID)_New_Miscellaneous_Natural Gas_Pool Heater_Baseline Forecast | F5 | Commercial | College (ID) | New | Miscellaneous | Natural Gas | Pool Heater | Baseline Forecast | Turnover | 0 | 1203.2055 | 1124.3999 | 1342.6656 | 1371.6119 | 1241.1498 | 1326.5391 | 1467.5186 | 1621.4344 | 1736.6936 | 1818.0526 | 2227.2587 | 2231.8871 | 2342.8507 | 2409.2924 | 2432.9254 | 2585.2379 | 2717.4196 | 2850.2858 | 2953.0151 | 3022.4331 | 3197.1978 | 3260.1581 | 3370.2945 | 3454.2058 | 3573.016 | 3613.7397
F6_Commercial_College (ID)_New_Miscellaneous_Natural Gas_Pool Heater_Baseline Forecast | F6 | Commercial | College (ID) | New | Miscellaneous | Natural Gas | Pool Heater | Baseline Forecast | Avg. Replacement Usage (therms) | 0.0070387 | 0.0070387 | 0.0070387 | 0.0070387 | 0.0070387 | 0.0070387 | 0.0070387 | 0.0070387 | 0.0070387 | 0.0070387 | 0.0070387 | 0.0070387 | 0.0070387 | 0.0070387 | 0.0070387 | 0.0070387 | 0.0070387 | 0.0070387 | 0.0070387 | 0.0070387 | 0.0070387 | 0.0070387 | 0.0070387 | 0.0070387 | 0.0070387 | 0.0070387 | 0.0070387
F7_Commercial_College (ID)_New_Miscellaneous_Natural Gas_Pool Heater_Baseline Forecast | F7 | Commercial | College (ID) | New | Miscellaneous | Natural Gas | Pool Heater | Baseline Forecast | Avg. Replacement Summer Demand (n/a) | 0 | 0 | 0 | 0 | 0 | 0 | 0 | 0 | 0 | 0 | 0 | 0 | 0 | 0 | 0 | 0 | 0 | 0 | 0 | 0 | 0 | 0 | 0 | 0 | 0 | 0 | 0
F8_Commercial_College (ID)_New_Miscellaneous_Natural Gas_Pool Heater_Baseline Forecast | F8 | Commercial | College (ID) | New | Miscellaneous | Natural Gas | Pool Heater | Baseline Forecast | Avg. Replacement Winter Demand (n/a) | 0 | 0 | 0 | 0 | 0 | 0 | 0 | 0 | 0 | 0 | 0 | 0 | 0 | 0 | 0 | 0 | 0 | 0 | 0 | 0 | 0 | 0 | 0 | 0 | 0 | 0 | 0
F1_Commercial_College (ID)_New_Miscellaneous_Natural Gas_Miscellaneous_Baseline Forecast | F1 | Commercial | College (ID) | New | Miscellaneous | Natural Gas | Miscellaneous | Baseline Forecast | Units | 0 | 99038.5696 | 191590.4735 | 302108.3143 | 415008.7934 | 517170.6403 | 606553.3584 | 692991.5871 | 776866.7137 | 857566.7489 | 936981.4899 | 1016325.1141 | 1094388.6084 | 1171312.9566 | 1247675.6402 | 1323259.3972 | 1397806.8655 | 1471100.0249 | 1543516.2515 | 1614677.9234 | 1684127.6279 | 1752440.2628 | 1820071.2302 | 1887594.7486 | 1953956.2815 | 2023423.1371 | 2085249.0213
F2_Commercial_College (ID)_New_Miscellaneous_Natural Gas_Miscellaneous_Baseline Forecast | F2 | Commercial | College (ID) | New | Miscellaneous | Natural Gas | Miscellaneous | Baseline Forecast | Usage (MMtherm) | 0 | 0.0027375 | 0.0052957 | 0.0083505 | 0.011471 | 0.014295 | 0.016766 | 0.019155 | 0.021473 | 0.023704 | 0.025899 | 0.028092 | 0.03025 | 0.032376 | 0.034487 | 0.036576 | 0.038636 | 0.040662 | 0.042664 | 0.044631 | 0.04655 | 0.048439 | 0.050308 | 0.052174 | 0.054009 | 0.055929 | 0.057638
F3_Commercial_College (ID)_New_Miscellaneous_Natural Gas_Miscellaneous_Baseline Forecast | F3 | Commercial | College (ID) | New | Miscellaneous | Natural Gas | Miscellaneous | Baseline Forecast | Summer Peak Demand (n/a) | 0 | 0 | 0 | 0 | 0 | 0 | 0 | 0 | 0 | 0 | 0 | 0 | 0 | 0 | 0 | 0 | 0 | 0 | 0 | 0 | 0 | 0 | 0 | 0 | 0 | 0 | 0
F4_Commercial_College (ID)_New_Miscellaneous_Natural Gas_Miscellaneous_Baseline Forecast | F4 | Commercial | College (ID) | New | Miscellaneous | Natural Gas | Miscellaneous | Baseline Forecast | Winter Peak Demand (n/a) | 0 | 0 | 0 | 0 | 0 | 0 | 0 | 0 | 0 | 0 | 0 | 0 | 0 | 0 | 0 | 0 | 0 | 0 | 0 | 0 | 0 | 0 | 0 | 0 | 0 | 0 | 0
F5_Commercial_College (ID)_New_Miscellaneous_Natural Gas_Miscellaneous_Baseline Forecast | F5 | Commercial | College (ID) | New | Miscellaneous | Natural Gas | Miscellaneous | Baseline Forecast | Turnover | 0 | 99038.5696 | 92551.9039 | 110517.8408 | 127048.8462 | 127510.7193 | 126898.586 | 136744.5219 | 145210.6237 | 151401.6878 | 159551.0892 | 197631.893 | 199192.3151 | 208776.5687 | 222428.4268 | 229373.5806 | 236014.1917 | 246337.3814 | 255974.1591 | 264017.1666 | 272319.8551 | 289864.1869 | 295703.6759 | 304709.6888 | 315050.7006 | 326895.9019 | 327944.0975
F6_Commercial_College (ID)_New_Miscellaneous_Natural Gas_Miscellaneous_Baseline Forecast | F6 | Commercial | College (ID) | New | Miscellaneous | Natural Gas | Miscellaneous | Baseline Forecast | Avg. Replacement Usage (therms) | 0.027641 | 0.027641 | 0.027641 | 0.027641 | 0.027641 | 0.027641 | 0.027641 | 0.027641 | 0.027641 | 0.027641 | 0.027641 | 0.027641 | 0.027641 | 0.027641 | 0.027641 | 0.027641 | 0.027641 | 0.027641 | 0.027641 | 0.027641 | 0.027641 | 0.027641 | 0.027641 | 0.027641 | 0.027641 | 0.027641 | 0.027641
F7_Commercial_College (ID)_New_Miscellaneous_Natural Gas_Miscellaneous_Baseline Forecast | F7 | Commercial | College (ID) | New | Miscellaneous | Natural Gas | Miscellaneous | Baseline Forecast | Avg. Replacement Summer Demand (n/a) | 0 | 0 | 0 | 0 | 0 | 0 | 0 | 0 | 0 | 0 | 0 | 0 | 0 | 0 | 0 | 0 | 0 | 0 | 0 | 0 | 0 | 0 | 0 | 0 | 0 | 0 | 0
F8_Commercial_College (ID)_New_Miscellaneous_Natural Gas_Miscellaneous_Baseline Forecast | F8 | Commercial | College (ID) | New | Miscellaneous | Natural Gas | Miscellaneous | Baseline Forecast | Avg. Replacement Winter Demand (n/a) | 0 | 0 | 0 | 0 | 0 | 0 | 0 | 0 | 0 | 0 | 0 | 0 | 0 | 0 | 0 | 0 | 0 | 0 | 0 | 0 | 0 | 0 | 0 | 0 | 0 | 0 | 0
F1_Commercial_Health (ID)_Existing_Space Heating_Natural Gas_Furnace_Baseline Forecast | F1 | Commercial | Health (ID) | Existing | Space Heating | Natural Gas | Furnace | Baseline Forecast | Units | 418325.9416 | 410432.9993 | 402688.9804 | 395091.0751 | 387636.5265 | 380322.6298 | 373146.7311 | 366106.2268 | 359198.5621 | 352421.2308 | 345771.7736 | 339247.7778 | 332846.8764 | 326566.7466 | 320405.1099 | 314359.7305 | 308428.4148 | 302609.0107 | 296899.4068 | 291297.5312 | 285801.3513 | 280408.873 | 275118.1396 | 269927.2313 | 264834.2646 | 259837.3917 | 254934.7994
F2_Commercial_Health (ID)_Existing_Space Heating_Natural Gas_Furnace_Baseline Forecast | F2 | Commercial | Health (ID) | Existing | Space Heating | Natural Gas | Furnace | Baseline Forecast | Usage (MMtherm) | 0.1041 | 0.098261 | 0.09625 | 0.094283 | 0.092361 | 0.090483 | 0.088649 | 0.086859 | 0.085111 | 0.083406 | 0.081742 | 0.079982 | 0.078268 | 0.076599 | 0.074972 | 0.073384 | 0.071835 | 0.070323 | 0.068845 | 0.067401 | 0.06599 | 0.06461 | 0.063271 | 0.061941 | 0.060651 | 0.059397 | 0.058177
F3_Commercial_Health (ID)_Existing_Space Heating_Natural Gas_Furnace_Baseline Forecast | F3 | Commercial | Health (ID) | Existing | Space Heating | Natural Gas | Furnace | Baseline Forecast | Summer Peak Demand (n/a) | 0 | 0 | 0 | 0 | 0 | 0 | 0 | 0 | 0 | 0 | 0 | 0 | 0 | 0 | 0 | 0 | 0 | 0 | 0 | 0 | 0 | 0 | 0 | 0 | 0 | 0 | 0
F4_Commercial_Health (ID)_Existing_Space Heating_Natural Gas_Furnace_Baseline Forecast | F4 | Commercial | Health (ID) | Existing | Space Heating | Natural Gas | Furnace | Baseline Forecast | Winter Peak Demand (n/a) | 0 | 0 | 0 | 0 | 0 | 0 | 0 | 0 | 0 | 0 | 0 | 0 | 0 | 0 | 0 | 0 | 0 | 0 | 0 | 0 | 0 | 0 | 0 | 0 | 0 | 0 | 0
F5_Commercial_Health (ID)_Existing_Space Heating_Natural Gas_Furnace_Baseline Forecast | F5 | Commercial | Health (ID) | Existing | Space Heating | Natural Gas | Furnace | Baseline Forecast | Turnover | 0 | 16583.1515 | 16824.9299 | 17002.208 | 17122.6799 | 17193.1945 | 17219.8473 | 17208.0618 | 17162.6627 | 17087.9405 | 16987.7099 | 16865.3608 | 16265.4385 | 15748.1697 | 15299.8676 | 14908.8914 | 14565.3634 | 14260.9227 | 13988.5114 | 13742.1904 | 13516.9785 | 13308.7139 | 13113.9347 | 16371.0106 | 15879.1822 | 15394.8908 | 14922.9054
F6_Commercial_Health (ID)_Existing_Space Heating_Natural Gas_Furnace_Baseline Forecast | F6 | Commercial | Health (ID) | Existing | Space Heating | Natural Gas | Furnace | Baseline Forecast | Avg. Replacement Usage (therms) | 0.24264 | 0.23381 | 0.23381 | 0.23381 | 0.23381 | 0.23381 | 0.23381 | 0.23381 | 0.23381 | 0.23381 | 0.23381 | 0.22564 | 0.22561 | 0.22563 | 0.2256 | 0.22562 | 0.22559 | 0.22564 | 0.22559 | 0.22561 | 0.22564 | 0.22559 | 0.22561 | 0.22561 | 0.22561 | 0.22561 | 0.22561
F7_Commercial_Health (ID)_Existing_Space Heating_Natural Gas_Furnace_Baseline Forecast | F7 | Commercial | Health (ID) | Existing | Space Heating | Natural Gas | Furnace | Baseline Forecast | Avg. Replacement Summer Demand (n/a) | 0 | 0 | 0 | 0 | 0 | 0 | 0 | 0 | 0 | 0 | 0 | 0 | 0 | 0 | 0 | 0 | 0 | 0 | 0 | 0 | 0 | 0 | 0 | 0 | 0 | 0 | 0
F8_Commercial_Health (ID)_Existing_Space Heating_Natural Gas_Furnace_Baseline Forecast | F8 | Commercial | Health (ID) | Existing | Space Heating | Natural Gas | Furnace | Baseline Forecast | Avg. Replacement Winter Demand (n/a) | 0 | 0 | 0 | 0 | 0 | 0 | 0 | 0 | 0 | 0 | 0 | 0 | 0 | 0 | 0 | 0 | 0 | 0 | 0 | 0 | 0 | 0 | 0 | 0 | 0 | 0 | 0
F1_Commercial_Health (ID)_Existing_Space Heating_Natural Gas_Boiler_Baseline Forecast | F1 | Commercial | Health (ID) | Existing | Space Heating | Natural Gas | Boiler | Baseline Forecast | Units | 2357671.1456 | 2313186.7843 | 2269541.7507 | 2226720.2082 | 2184706.6194 | 2143485.7397 | 2103042.6126 | 2063362.5633 | 2024431.1942 | 1986234.3792 | 1948758.2588 | 1911989.2351 | 1875913.9665 | 1840519.3633 | 1805792.5829 | 1771721.0247 | 1738292.3262 | 1705494.3577 | 1673315.2189 | 1641743.2337 | 1610766.9462 | 1580375.1171 | 1550556.7186 | 1521300.9315 | 1492597.1403 | 1464434.9301 | 1436804.0824
F2_Commercial_Health (ID)_Existing_Space Heating_Natural Gas_Boiler_Baseline Forecast | F2 | Commercial | Health (ID) | Existing | Space Heating | Natural Gas | Boiler | Baseline Forecast | Usage (MMtherm) | 1.1893 | 1.12 | 1.0941 | 1.0686 | 1.0434 | 1.0186 | 0.99426 | 0.97036 | 0.94695 | 0.92401 | 0.90168 | 0.87991 | 0.85869 | 0.83798 | 0.81784 | 0.79835 | 0.77935 | 0.76091 | 0.74304 | 0.72564 | 0.70886 | 0.69261 | 0.67682 | 0.66154 | 0.64676 | 0.63248 | 0.61868
F3_Commercial_Health (ID)_Existing_Space Heating_Natural Gas_Boiler_Baseline Forecast | F3 | Commercial | Health (ID) | Existing | Space Heating | Natural Gas | Boiler | Baseline Forecast | Summer Peak Demand (n/a) | 0 | 0 | 0 | 0 | 0 | 0 | 0 | 0 | 0 | 0 | 0 | 0 | 0 | 0 | 0 | 0 | 0 | 0 | 0 | 0 | 0 | 0 | 0 | 0 | 0 | 0 | 0
F4_Commercial_Health (ID)_Existing_Space Heating_Natural Gas_Boiler_Baseline Forecast | F4 | Commercial | Health (ID) | Existing | Space Heating | Natural Gas | Boiler | Baseline Forecast | Winter Peak Demand (n/a) | 0 | 0 | 0 | 0 | 0 | 0 | 0 | 0 | 0 | 0 | 0 | 0 | 0 | 0 | 0 | 0 | 0 | 0 | 0 | 0 | 0 | 0 | 0 | 0 | 0 | 0 | 0
F5_Commercial_Health (ID)_Existing_Space Heating_Natural Gas_Boiler_Baseline Forecast | F5 | Commercial | Health (ID) | Existing | Space Heating | Natural Gas | Boiler | Baseline Forecast | Turnover | 0 | 35048.2846 | 38138.3049 | 40764.6499 | 42979.8736 | 44830.8046 | 46359.1658 | 47602.1271 | 48592.7979 | 49360.6672 | 49931.9952 | 50330.1632 | 50575.9855 | 50687.9874 | 50682.6536 | 50574.649 | 50377.0164 | 50101.3526 | 49757.965 | 49356.0117 | 48903.6267 | 48408.0307 | 47875.631 | 47312.1093 | 46722.5017 | 46111.268 | 45482.3555
F6_Commercial_Health (ID)_Existing_Space Heating_Natural Gas_Boiler_Baseline Forecast | F6 | Commercial | Health (ID) | Existing | Space Heating | Natural Gas | Boiler | Baseline Forecast | Avg. Replacement Usage (therms) | 0.43557 | 0.41991 | 0.41991 | 0.41991 | 0.41882 | 0.42012 | 0.42012 | 0.41897 | 0.41897 | 0.41775 | 0.41914 | 0.41914 | 0.41914 | 0.41784 | 0.41784 | 0.41933 | 0.41794 | 0.41794 | 0.41794 | 0.41646 | 0.41794 | 0.41794 | 0.41646 | 0.41646 | 0.41646 | 0.41646 | 0.41646
F7_Commercial_Health (ID)_Existing_Space Heating_Natural Gas_Boiler_Baseline Forecast | F7 | Commercial | Health (ID) | Existing | Space Heating | Natural Gas | Boiler | Baseline Forecast | Avg. Replacement Summer Demand (n/a) | 0 | 0 | 0 | 0 | 0 | 0 | 0 | 0 | 0 | 0 | 0 | 0 | 0 | 0 | 0 | 0 | 0 | 0 | 0 | 0 | 0 | 0 | 0 | 0 | 0 | 0 | 0
F8_Commercial_Health (ID)_Existing_Space Heating_Natural Gas_Boiler_Baseline Forecast | F8 | Commercial | Health (ID) | Existing | Space Heating | Natural Gas | Boiler | Baseline Forecast | Avg. Replacement Winter Demand (n/a) | 0 | 0 | 0 | 0 | 0 | 0 | 0 | 0 | 0 | 0 | 0 | 0 | 0 | 0 | 0 | 0 | 0 | 0 | 0 | 0 | 0 | 0 | 0 | 0 | 0 | 0 | 0
F1_Commercial_Health (ID)_Existing_Space Heating_Natural Gas_Unit Heater_Baseline Forecast | F1 | Commercial | Health (ID) | Existing | Space Heating | Natural Gas | Unit Heater | Baseline Forecast | Units | 0 | 0 | 0 | 0 | 0 | 0 | 0 | 0 | 0 | 0 | 0 | 0 | 0 | 0 | 0 | 0 | 0 | 0 | 0 | 0 | 0 | 0 | 0 | 0 | 0 | 0 | 0
F2_Commercial_Health (ID)_Existing_Space Heating_Natural Gas_Unit Heater_Baseline Forecast | F2 | Commercial | Health (ID) | Existing | Space Heating | Natural Gas | Unit Heater | Baseline Forecast | Usage (MMtherm) | 0 | 0 | 0 | 0 | 0 | 0 | 0 | 0 | 0 | 0 | 0 | 0 | 0 | 0 | 0 | 0 | 0 | 0 | 0 | 0 | 0 | 0 | 0 | 0 | 0 | 0 | 0
F3_Commercial_Health (ID)_Existing_Space Heating_Natural Gas_Unit Heater_Baseline Forecast | F3 | Commercial | Health (ID) | Existing | Space Heating | Natural Gas | Unit Heater | Baseline Forecast | Summer Peak Demand (n/a) | 0 | 0 | 0 | 0 | 0 | 0 | 0 | 0 | 0 | 0 | 0 | 0 | 0 | 0 | 0 | 0 | 0 | 0 | 0 | 0 | 0 | 0 | 0 | 0 | 0 | 0 | 0
F4_Commercial_Health (ID)_Existing_Space Heating_Natural Gas_Unit Heater_Baseline Forecast | F4 | Commercial | Health (ID) | Existing | Space Heating | Natural Gas | Unit Heater | Baseline Forecast | Winter Peak Demand (n/a) | 0 | 0 | 0 | 0 | 0 | 0 | 0 | 0 | 0 | 0 | 0 | 0 | 0 | 0 | 0 | 0 | 0 | 0 | 0 | 0 | 0 | 0 | 0 | 0 | 0 | 0 | 0
F5_Commercial_Health (ID)_Existing_Space Heating_Natural Gas_Unit Heater_Baseline Forecast | F5 | Commercial | Health (ID) | Existing | Space Heating | Natural Gas | Unit Heater | Baseline Forecast | Turnover | 0 | 0 | 0 | 0 | 0 | 0 | 0 | 0 | 0 | 0 | 0 | 0 | 0 | 0 | 0 | 0 | 0 | 0 | 0 | 0 | 0 | 0 | 0 | 0 | 0 | 0 | 0
F6_Commercial_Health (ID)_Existing_Space Heating_Natural Gas_Unit Heater_Baseline Forecast | F6 | Commercial | Health (ID) | Existing | Space Heating | Natural Gas | Unit Heater | Baseline Forecast | Avg. Replacement Usage (therms) | 0.12443 | 0.1199 | 0.1199 | 0.1199 | 0.1199 | 0.1199 | 0.1199 | 0.1199 | 0.1199 | 0.1199 | 0.1199 | 0.1199 | 0.1199 | 0.1199 | 0.1199 | 0.1199 | 0.1199 | 0.1199 | 0.1199 | 0.1199 | 0.1199 | 0.1199 | 0.1199 | 0.1199 | 0.1199 | 0.1199 | 0.1199
F7_Commercial_Health (ID)_Existing_Space Heating_Natural Gas_Unit Heater_Baseline Forecast | F7 | Commercial | Health (ID) | Existing | Space Heating | Natural Gas | Unit Heater | Baseline Forecast | Avg. Replacement Summer Demand (n/a) | 0 | 0 | 0 | 0 | 0 | 0 | 0 | 0 | 0 | 0 | 0 | 0 | 0 | 0 | 0 | 0 | 0 | 0 | 0 | 0 | 0 | 0 | 0 | 0 | 0 | 0 | 0
F8_Commercial_Health (ID)_Existing_Space Heating_Natural Gas_Unit Heater_Baseline Forecast | F8 | Commercial | Health (ID) | Existing | Space Heating | Natural Gas | Unit Heater | Baseline Forecast | Avg. Replacement Winter Demand (n/a) | 0 | 0 | 0 | 0 | 0 | 0 | 0 | 0 | 0 | 0 | 0 | 0 | 0 | 0 | 0 | 0 | 0 | 0 | 0 | 0 | 0 | 0 | 0 | 0 | 0 | 0 | 0
F1_Commercial_Health (ID)_Existing_Water Heating_Natural Gas_Water Heater_Baseline Forecast | F1 | Commercial | Health (ID) | Existing | Water Heating | Natural Gas | Water Heater | Baseline Forecast | Units | 2558131.4041 | 2509864.7739 | 2462508.8347 | 2416046.4039 | 2370460.6227 | 2325734.9506 | 2281853.1591 | 2238799.3259 | 2196557.8291 | 2155113.3418 | 2114450.8259 | 2074555.5273 | 2035412.9702 | 1997008.9519 | 1959329.5377 | 1922361.0559 | 1886090.0925 | 1850503.487 | 1815588.3269 | 1781331.9434 | 1747721.9067 | 1714746.0217 | 1682392.3231 | 1650649.0718 | 1619504.7497 | 1588948.0563 | 1558967.9043
F2_Commercial_Health (ID)_Existing_Water Heating_Natural Gas_Water Heater_Baseline Forecast | F2 | Commercial | Health (ID) | Existing | Water Heating | Natural Gas | Water Heater | Baseline Forecast | Usage (MMtherm) | 1.2998 | 1.2683 | 1.2372 | 1.2066 | 1.1767 | 1.1475 | 1.1192 | 1.0917 | 1.0651 | 1.0395 | 1.0149 | 0.99132 | 0.96864 | 0.94682 | 0.92579 | 0.9055 | 0.8859 | 0.86694 | 0.84858 | 0.83078 | 0.81352 | 0.79675 | 0.78045 | 0.76459 | 0.74916 | 0.73412 | 0.71947
F3_Commercial_Health (ID)_Existing_Water Heating_Natural Gas_Water Heater_Baseline Forecast | F3 | Commercial | Health (ID) | Existing | Water Heating | Natural Gas | Water Heater | Baseline Forecast | Summer Peak Demand (n/a) | 0 | 0 | 0 | 0 | 0 | 0 | 0 | 0 | 0 | 0 | 0 | 0 | 0 | 0 | 0 | 0 | 0 | 0 | 0 | 0 | 0 | 0 | 0 | 0 | 0 | 0 | 0
F4_Commercial_Health (ID)_Existing_Water Heating_Natural Gas_Water Heater_Baseline Forecast | F4 | Commercial | Health (ID) | Existing | Water Heating | Natural Gas | Water Heater | Baseline Forecast | Winter Peak Demand (n/a) | 0 | 0 | 0 | 0 | 0 | 0 | 0 | 0 | 0 | 0 | 0 | 0 | 0 | 0 | 0 | 0 | 0 | 0 | 0 | 0 | 0 | 0 | 0 | 0 | 0 | 0 | 0
F5_Commercial_Health (ID)_Existing_Water Heating_Natural Gas_Water Heater_Baseline Forecast | F5 | Commercial | Health (ID) | Existing | Water Heating | Natural Gas | Water Heater | Baseline Forecast | Turnover | 0 | 76056.5083 | 82762.0049 | 88461.3033 | 93268.4482 | 97285.0598 | 100601.6791 | 103298.9664 | 105448.7711 | 107115.0854 | 108354.8953 | 109218.9396 | 103023.7481 | 97992.3767 | 93924.8797 | 90651.3261 | 88027.6395 | 85931.9879 | 84261.6511 | 82930.3063 | 81865.6765 | 81007.4963 | 80305.7535 | 95160.9152 | 93807.9257 | 92116.9313 | 90202.91
F6_Commercial_Health (ID)_Existing_Water Heating_Natural Gas_Water Heater_Baseline Forecast | F6 | Commercial | Health (ID) | Existing | Water Heating | Natural Gas | Water Heater | Baseline Forecast | Avg. Replacement Usage (therms) | 0.45636 | 0.45636 | 0.45636 | 0.45636 | 0.45636 | 0.45636 | 0.45636 | 0.45636 | 0.45636 | 0.45636 | 0.45636 | 0.45636 | 0.45636 | 0.45636 | 0.45636 | 0.45636 | 0.45636 | 0.45636 | 0.45636 | 0.45636 | 0.45636 | 0.45636 | 0.45636 | 0.45636 | 0.45636 | 0.45636 | 0.45636
F7_Commercial_Health (ID)_Existing_Water Heating_Natural Gas_Water Heater_Baseline Forecast | F7 | Commercial | Health (ID) | Existing | Water Heating | Natural Gas | Water Heater | Baseline Forecast | Avg. Replacement Summer Demand (n/a) | 0 | 0 | 0 | 0 | 0 | 0 | 0 | 0 | 0 | 0 | 0 | 0 | 0 | 0 | 0 | 0 | 0 | 0 | 0 | 0 | 0 | 0 | 0 | 0 | 0 | 0 | 0
F8_Commercial_Health (ID)_Existing_Water Heating_Natural Gas_Water Heater_Baseline Forecast | F8 | Commercial | Health (ID) | Existing | Water Heating | Natural Gas | Water Heater | Baseline Forecast | Avg. Replacement Winter Demand (n/a) | 0 | 0 | 0 | 0 | 0 | 0 | 0 | 0 | 0 | 0 | 0 | 0 | 0 | 0 | 0 | 0 | 0 | 0 | 0 | 0 | 0 | 0 | 0 | 0 | 0 | 0 | 0
F1_Commercial_Health (ID)_Existing_Food Preparation_Natural Gas_Oven_Baseline Forecast | F1 | Commercial | Health (ID) | Existing | Food Preparation | Natural Gas | Oven | Baseline Forecast | Units | 59965.164 | 58833.7458 | 57723.6752 | 56634.5492 | 55565.9728 | 54517.5582 | 53488.9251 | 52479.7001 | 51489.517 | 50518.0167 | 49564.8466 | 48629.6608 | 47712.12 | 46811.8914 | 45928.6481 | 45062.0699 | 44211.8421 | 43377.6564 | 42559.2101 | 41756.2061 | 40968.3532 | 40195.3654 | 39436.9623 | 38692.8686 | 37962.8145 | 37246.535 | 36543.7702
F2_Commercial_Health (ID)_Existing_Food Preparation_Natural Gas_Oven_Baseline Forecast | F2 | Commercial | Health (ID) | Existing | Food Preparation | Natural Gas | Oven | Baseline Forecast | Usage (MMtherm) | 0.01205 | 0.011823 | 0.0116 | 0.011381 | 0.011166 | 0.010955 | 0.010749 | 0.010546 | 0.010347 | 0.010152 | 0.0099602 | 0.0097722 | 0.0095878 | 0.0094069 | 0.0092295 | 0.0090553 | 0.0088845 | 0.0087168 | 0.0085524 | 0.008391 | 0.0082327 | 0.0080773 | 0.0079249 | 0.0077754 | 0.0076287 | 0.0074848 | 0.0073435
F3_Commercial_Health (ID)_Existing_Food Preparation_Natural Gas_Oven_Baseline Forecast | F3 | Commercial | Health (ID) | Existing | Food Preparation | Natural Gas | Oven | Baseline Forecast | Summer Peak Demand (n/a) | 0 | 0 | 0 | 0 | 0 | 0 | 0 | 0 | 0 | 0 | 0 | 0 | 0 | 0 | 0 | 0 | 0 | 0 | 0 | 0 | 0 | 0 | 0 | 0 | 0 | 0 | 0
F4_Commercial_Health (ID)_Existing_Food Preparation_Natural Gas_Oven_Baseline Forecast | F4 | Commercial | Health (ID) | Existing | Food Preparation | Natural Gas | Oven | Baseline Forecast | Winter Peak Demand (n/a) | 0 | 0 | 0 | 0 | 0 | 0 | 0 | 0 | 0 | 0 | 0 | 0 | 0 | 0 | 0 | 0 | 0 | 0 | 0 | 0 | 0 | 0 | 0 | 0 | 0 | 0 | 0
F5_Commercial_Health (ID)_Existing_Food Preparation_Natural Gas_Oven_Baseline Forecast | F5 | Commercial | Health (ID) | Existing | Food Preparation | Natural Gas | Oven | Baseline Forecast | Turnover | 0 | 2353.3498 | 3001.6311 | 3488.6882 | 3849.6106 | 4111.9323 | 4297.2574 | 4422.5357 | 4501.0636 | 4543.2707 | 3962.5576 | 3615.9824 | 3426.0184 | 3337.7268 | 3312.6251 | 3796.6584 | 3864.2555 | 3900.6291 | 3912.8101 | 3806.096 | 3649.4749 | 3483.1806 | 3328.8668 | 3196.5206 | 3049.2855 | 2989.92 | 2979.5841
F6_Commercial_Health (ID)_Existing_Food Preparation_Natural Gas_Oven_Baseline Forecast | F6 | Commercial | Health (ID) | Existing | Food Preparation | Natural Gas | Oven | Baseline Forecast | Avg. Replacement Usage (therms) | 0.20095 | 0.20095 | 0.20095 | 0.20095 | 0.20095 | 0.20095 | 0.20095 | 0.20095 | 0.20095 | 0.20095 | 0.20095 | 0.20095 | 0.20095 | 0.20095 | 0.20095 | 0.20095 | 0.20095 | 0.20095 | 0.20095 | 0.20095 | 0.20095 | 0.20095 | 0.20095 | 0.20095 | 0.20095 | 0.20095 | 0.20095
F7_Commercial_Health (ID)_Existing_Food Preparation_Natural Gas_Oven_Baseline Forecast | F7 | Commercial | Health (ID) | Existing | Food Preparation | Natural Gas | Oven | Baseline Forecast | Avg. Replacement Summer Demand (n/a) | 0 | 0 | 0 | 0 | 0 | 0 | 0 | 0 | 0 | 0 | 0 | 0 | 0 | 0 | 0 | 0 | 0 | 0 | 0 | 0 | 0 | 0 | 0 | 0 | 0 | 0 | 0
F8_Commercial_Health (ID)_Existing_Food Preparation_Natural Gas_Oven_Baseline Forecast | F8 | Commercial | Health (ID) | Existing | Food Preparation | Natural Gas | Oven | Baseline Forecast | Avg. Replacement Winter Demand (n/a) | 0 | 0 | 0 | 0 | 0 | 0 | 0 | 0 | 0 | 0 | 0 | 0 | 0 | 0 | 0 | 0 | 0 | 0 | 0 | 0 | 0 | 0 | 0 | 0 | 0 | 0 | 0
F1_Commercial_Health (ID)_Existing_Food Preparation_Natural Gas_Conveyor Oven_Baseline Forecast | F1 | Commercial | Health (ID) | Existing | Food Preparation | Natural Gas | Conveyor Oven | Baseline Forecast | Units | 29982.582 | 29416.8729 | 28861.8376 | 28317.2746 | 27782.9864 | 27258.7791 | 26744.4625 | 26239.85 | 25744.7585 | 25259.0084 | 24782.4233 | 24314.8304 | 23856.06 | 23405.9457 | 22964.3241 | 22531.0349 | 22105.9211 | 21688.8282 | 21279.605 | 20878.1031 | 20484.1766 | 20097.6827 | 19718.4811 | 19346.4343 | 18981.4073 | 18623.2675 | 18271.8851
F2_Commercial_Health (ID)_Existing_Food Preparation_Natural Gas_Conveyor Oven_Baseline Forecast | F2 | Commercial | Health (ID) | Existing | Food Preparation | Natural Gas | Conveyor Oven | Baseline Forecast | Usage (MMtherm) | 0.010309 | 0.010115 | 0.0099239 | 0.0097367 | 0.009553 | 0.0093727 | 0.0091959 | 0.0090224 | 0.0088521 | 0.0086851 | 0.0085213 | 0.0083605 | 0.0082027 | 0.008048 | 0.0078961 | 0.0077471 | 0.007601 | 0.0074575 | 0.0073168 | 0.0071788 | 0.0070433 | 0.0069104 | 0.0067801 | 0.0066521 | 0.0065266 | 0.0064035 | 0.0062827
F3_Commercial_Health (ID)_Existing_Food Preparation_Natural Gas_Conveyor Oven_Baseline Forecast | F3 | Commercial | Health (ID) | Existing | Food Preparation | Natural Gas | Conveyor Oven | Baseline Forecast | Summer Peak Demand (n/a) | 0 | 0 | 0 | 0 | 0 | 0 | 0 | 0 | 0 | 0 | 0 | 0 | 0 | 0 | 0 | 0 | 0 | 0 | 0 | 0 | 0 | 0 | 0 | 0 | 0 | 0 | 0
F4_Commercial_Health (ID)_Existing_Food Preparation_Natural Gas_Conveyor Oven_Baseline Forecast | F4 | Commercial | Health (ID) | Existing | Food Preparation | Natural Gas | Conveyor Oven | Baseline Forecast | Winter Peak Demand (n/a) | 0 | 0 | 0 | 0 | 0 | 0 | 0 | 0 | 0 | 0 | 0 | 0 | 0 | 0 | 0 | 0 | 0 | 0 | 0 | 0 | 0 | 0 | 0 | 0 | 0 | 0 | 0
F5_Commercial_Health (ID)_Existing_Food Preparation_Natural Gas_Conveyor Oven_Baseline Forecast | F5 | Commercial | Health (ID) | Existing | Food Preparation | Natural Gas | Conveyor Oven | Baseline Forecast | Turnover | 0 | 0 | 0 | 0 | 0 | 109.0351 | 299.538 | 549.9873 | 843.6042 | 1167.3299 | 1411.8923 | 1594.4989 | 1728.6524 | 1824.948 | 1891.6985 | 1935.4255 | 1961.2449 | 1539.3922 | 1208.2777 | 948.384 | 744.3919 | 600.3556 | 515.3919 | 485.6343 | 505.5736 | 568.9602 | 673.935
F6_Commercial_Health (ID)_Existing_Food Preparation_Natural Gas_Conveyor Oven_Baseline Forecast | F6 | Commercial | Health (ID) | Existing | Food Preparation | Natural Gas | Conveyor Oven | Baseline Forecast | Avg. Replacement Usage (therms) | 0.34384 | 0.34384 | 0.34384 | 0.34384 | 0.34384 | 0.34384 | 0.34384 | 0.34384 | 0.34384 | 0.34384 | 0.34384 | 0.34384 | 0.34384 | 0.34384 | 0.34384 | 0.34384 | 0.34384 | 0.34384 | 0.34384 | 0.34384 | 0.34384 | 0.34384 | 0.34384 | 0.34384 | 0.34384 | 0.34384 | 0.34384
F7_Commercial_Health (ID)_Existing_Food Preparation_Natural Gas_Conveyor Oven_Baseline Forecast | F7 | Commercial | Health (ID) | Existing | Food Preparation | Natural Gas | Conveyor Oven | Baseline Forecast | Avg. Replacement Summer Demand (n/a) | 0 | 0 | 0 | 0 | 0 | 0 | 0 | 0 | 0 | 0 | 0 | 0 | 0 | 0 | 0 | 0 | 0 | 0 | 0 | 0 | 0 | 0 | 0 | 0 | 0 | 0 | 0
F8_Commercial_Health (ID)_Existing_Food Preparation_Natural Gas_Conveyor Oven_Baseline Forecast | F8 | Commercial | Health (ID) | Existing | Food Preparation | Natural Gas | Conveyor Oven | Baseline Forecast | Avg. Replacement Winter Demand (n/a) | 0 | 0 | 0 | 0 | 0 | 0 | 0 | 0 | 0 | 0 | 0 | 0 | 0 | 0 | 0 | 0 | 0 | 0 | 0 | 0 | 0 | 0 | 0 | 0 | 0 | 0 | 0
F1_Commercial_Health (ID)_Existing_Food Preparation_Natural Gas_Double Rack Oven_Baseline Forecast | F1 | Commercial | Health (ID) | Existing | Food Preparation | Natural Gas | Double Rack Oven | Baseline Forecast | Units | 29982.582 | 29416.8729 | 28861.8376 | 28317.2746 | 27782.9864 | 27258.7791 | 26744.4625 | 26239.85 | 25744.7585 | 25259.0084 | 24782.4233 | 24314.8304 | 23856.06 | 23405.9457 | 22964.3241 | 22531.0349 | 22105.9211 | 21688.8282 | 21279.605 | 20878.1031 | 20484.1766 | 20097.6827 | 19718.4811 | 19346.4343 | 18981.4073 | 18623.2675 | 18271.8851
F2_Commercial_Health (ID)_Existing_Food Preparation_Natural Gas_Double Rack Oven_Baseline Forecast | F2 | Commercial | Health (ID) | Existing | Food Preparation | Natural Gas | Double Rack Oven | Baseline Forecast | Usage (MMtherm) | 0.015662 | 0.015366 | 0.015076 | 0.014792 | 0.014513 | 0.014239 | 0.01397 | 0.013707 | 0.013448 | 0.013194 | 0.012945 | 0.012701 | 0.012461 | 0.012226 | 0.011996 | 0.011769 | 0.011547 | 0.011329 | 0.011116 | 0.010906 | 0.0107 | 0.010498 | 0.0103 | 0.010106 | 0.0099151 | 0.009728 | 0.0095445
F3_Commercial_Health (ID)_Existing_Food Preparation_Natural Gas_Double Rack Oven_Baseline Forecast | F3 | Commercial | Health (ID) | Existing | Food Preparation | Natural Gas | Double Rack Oven | Baseline Forecast | Summer Peak Demand (n/a) | 0 | 0 | 0 | 0 | 0 | 0 | 0 | 0 | 0 | 0 | 0 | 0 | 0 | 0 | 0 | 0 | 0 | 0 | 0 | 0 | 0 | 0 | 0 | 0 | 0 | 0 | 0
F4_Commercial_Health (ID)_Existing_Food Preparation_Natural Gas_Double Rack Oven_Baseline Forecast | F4 | Commercial | Health (ID) | Existing | Food Preparation | Natural Gas | Double Rack Oven | Baseline Forecast | Winter Peak Demand (n/a) | 0 | 0 | 0 | 0 | 0 | 0 | 0 | 0 | 0 | 0 | 0 | 0 | 0 | 0 | 0 | 0 | 0 | 0 | 0 | 0 | 0 | 0 | 0 | 0 | 0 | 0 | 0
F5_Commercial_Health (ID)_Existing_Food Preparation_Natural Gas_Double Rack Oven_Baseline Forecast | F5 | Commercial | Health (ID) | Existing | Food Preparation | Natural Gas | Double Rack Oven | Baseline Forecast | Turnover | 0 | 653.7083 | 890.7975 | 1091.5163 | 1260.6302 | 1402.2929 | 1520.1247 | 1617.2811 | 1696.5119 | 1760.2132 | 1596.3037 | 1475.5484 | 1389.0242 | 1329.395 | 1290.6519 | 1267.8931 | 1257.1392 | 1255.1771 | 1259.4287 | 1390.6677 | 1405.4598 | 1403.2897 | 1389.7356 | 1368.9859 | 1344.135 | 1317.4227 | 1290.4255
F6_Commercial_Health (ID)_Existing_Food Preparation_Natural Gas_Double Rack Oven_Baseline Forecast | F6 | Commercial | Health (ID) | Existing | Food Preparation | Natural Gas | Double Rack Oven | Baseline Forecast | Avg. Replacement Usage (therms) | 0.52236 | 0.52236 | 0.52236 | 0.52236 | 0.52236 | 0.52236 | 0.52236 | 0.52236 | 0.52236 | 0.52236 | 0.52236 | 0.52236 | 0.52236 | 0.52236 | 0.52236 | 0.52236 | 0.52236 | 0.52236 | 0.52236 | 0.52236 | 0.52236 | 0.52236 | 0.52236 | 0.52236 | 0.52236 | 0.52236 | 0.52236
F7_Commercial_Health (ID)_Existing_Food Preparation_Natural Gas_Double Rack Oven_Baseline Forecast | F7 | Commercial | Health (ID) | Existing | Food Preparation | Natural Gas | Double Rack Oven | Baseline Forecast | Avg. Replacement Summer Demand (n/a) | 0 | 0 | 0 | 0 | 0 | 0 | 0 | 0 | 0 | 0 | 0 | 0 | 0 | 0 | 0 | 0 | 0 | 0 | 0 | 0 | 0 | 0 | 0 | 0 | 0 | 0 | 0
F8_Commercial_Health (ID)_Existing_Food Preparation_Natural Gas_Double Rack Oven_Baseline Forecast | F8 | Commercial | Health (ID) | Existing | Food Preparation | Natural Gas | Double Rack Oven | Baseline Forecast | Avg. Replacement Winter Demand (n/a) | 0 | 0 | 0 | 0 | 0 | 0 | 0 | 0 | 0 | 0 | 0 | 0 | 0 | 0 | 0 | 0 | 0 | 0 | 0 | 0 | 0 | 0 | 0 | 0 | 0 | 0 | 0
F1_Commercial_Health (ID)_Existing_Food Preparation_Natural Gas_Fryer_Baseline Forecast | F1 | Commercial | Health (ID) | Existing | Food Preparation | Natural Gas | Fryer | Baseline Forecast | Units | 694142.2018 | 681045.1792 | 668195.2701 | 655587.8122 | 643218.2308 | 631082.0378 | 619174.8295 | 607492.2856 | 596030.167 | 584784.3148 | 573750.6485 | 562925.1645 | 552303.935 | 541883.1061 | 531658.8965 | 521627.5966 | 511785.5664 | 502129.235 | 492655.0985 | 483359.7193 | 474239.7246 | 465291.8052 | 456512.7146 | 447899.2671 | 439448.3376 | 431156.8595 | 423021.8244
F2_Commercial_Health (ID)_Existing_Food Preparation_Natural Gas_Fryer_Baseline Forecast | F2 | Commercial | Health (ID) | Existing | Food Preparation | Natural Gas | Fryer | Baseline Forecast | Usage (MMtherm) | 0.21611 | 0.21203 | 0.20803 | 0.20411 | 0.20026 | 0.19648 | 0.19277 | 0.18913 | 0.18557 | 0.18206 | 0.17863 | 0.17526 | 0.17195 | 0.16871 | 0.16552 | 0.1624 | 0.15934 | 0.15633 | 0.15338 | 0.15049 | 0.14765 | 0.14486 | 0.14213 | 0.13945 | 0.13682 | 0.13423 | 0.1317
F3_Commercial_Health (ID)_Existing_Food Preparation_Natural Gas_Fryer_Baseline Forecast | F3 | Commercial | Health (ID) | Existing | Food Preparation | Natural Gas | Fryer | Baseline Forecast | Summer Peak Demand (n/a) | 0 | 0 | 0 | 0 | 0 | 0 | 0 | 0 | 0 | 0 | 0 | 0 | 0 | 0 | 0 | 0 | 0 | 0 | 0 | 0 | 0 | 0 | 0 | 0 | 0 | 0 | 0
F4_Commercial_Health (ID)_Existing_Food Preparation_Natural Gas_Fryer_Baseline Forecast | F4 | Commercial | Health (ID) | Existing | Food Preparation | Natural Gas | Fryer | Baseline Forecast | Winter Peak Demand (n/a) | 0 | 0 | 0 | 0 | 0 | 0 | 0 | 0 | 0 | 0 | 0 | 0 | 0 | 0 | 0 | 0 | 0 | 0 | 0 | 0 | 0 | 0 | 0 | 0 | 0 | 0 | 0
F5_Commercial_Health (ID)_Existing_Food Preparation_Natural Gas_Fryer_Baseline Forecast | F5 | Commercial | Health (ID) | Existing | Food Preparation | Natural Gas | Fryer | Baseline Forecast | Turnover | 0 | 20637.7327 | 22457.2515 | 24003.7411 | 25308.1471 | 26398.0441 | 27298 | 28029.9018 | 28613.2456 | 29065.3956 | 29401.8147 | 29636.2709 | 27955.222 | 26589.9727 | 25486.2681 | 24597.998 | 23886.0675 | 23317.418 | 22864.1765 | 22502.9196 | 22214.0351 | 21981.1702 | 21790.7542 | 25821.6631 | 25454.5329 | 24995.6861 | 24476.3215
F6_Commercial_Health (ID)_Existing_Food Preparation_Natural Gas_Fryer_Baseline Forecast | F6 | Commercial | Health (ID) | Existing | Food Preparation | Natural Gas | Fryer | Baseline Forecast | Avg. Replacement Usage (therms) | 0.31134 | 0.31134 | 0.31134 | 0.31134 | 0.31134 | 0.31134 | 0.31134 | 0.31134 | 0.31134 | 0.31134 | 0.31134 | 0.31134 | 0.31134 | 0.31134 | 0.31134 | 0.31134 | 0.31134 | 0.31134 | 0.31134 | 0.31134 | 0.31134 | 0.31134 | 0.31134 | 0.31134 | 0.31134 | 0.31134 | 0.31134
F7_Commercial_Health (ID)_Existing_Food Preparation_Natural Gas_Fryer_Baseline Forecast | F7 | Commercial | Health (ID) | Existing | Food Preparation | Natural Gas | Fryer | Baseline Forecast | Avg. Replacement Summer Demand (n/a) | 0 | 0 | 0 | 0 | 0 | 0 | 0 | 0 | 0 | 0 | 0 | 0 | 0 | 0 | 0 | 0 | 0 | 0 | 0 | 0 | 0 | 0 | 0 | 0 | 0 | 0 | 0
F8_Commercial_Health (ID)_Existing_Food Preparation_Natural Gas_Fryer_Baseline Forecast | F8 | Commercial | Health (ID) | Existing | Food Preparation | Natural Gas | Fryer | Baseline Forecast | Avg. Replacement Winter Demand (n/a) | 0 | 0 | 0 | 0 | 0 | 0 | 0 | 0 | 0 | 0 | 0 | 0 | 0 | 0 | 0 | 0 | 0 | 0 | 0 | 0 | 0 | 0 | 0 | 0 | 0 | 0 | 0
F1_Commercial_Health (ID)_Existing_Food Preparation_Natural Gas_Broiler_Baseline Forecast | F1 | Commercial | Health (ID) | Existing | Food Preparation | Natural Gas | Broiler | Baseline Forecast | Units | 156272.8517 | 153324.3074 | 150431.3959 | 147593.0677 | 144808.2928 | 142076.0609 | 139395.3805 | 136765.279 | 134184.802 | 131653.0133 | 129168.9942 | 126731.8433 | 124340.6765 | 121994.626 | 119692.8406 | 117434.4851 | 115218.7401 | 113044.8016 | 110911.8808 | 108819.2038 | 106766.0113 | 104751.5582 | 102775.1138 | 100835.9607 | 98933.3954 | 97066.7275 | 95235.2798
F2_Commercial_Health (ID)_Existing_Food Preparation_Natural Gas_Broiler_Baseline Forecast | F2 | Commercial | Health (ID) | Existing | Food Preparation | Natural Gas | Broiler | Baseline Forecast | Usage (MMtherm) | 0.051993 | 0.051012 | 0.05005 | 0.049105 | 0.048179 | 0.04727 | 0.046378 | 0.045503 | 0.044644 | 0.043802 | 0.042975 | 0.042165 | 0.041369 | 0.040588 | 0.039823 | 0.039071 | 0.038334 | 0.037611 | 0.036901 | 0.036205 | 0.035522 | 0.034852 | 0.034194 | 0.033549 | 0.032916 | 0.032295 | 0.031685
F3_Commercial_Health (ID)_Existing_Food Preparation_Natural Gas_Broiler_Baseline Forecast | F3 | Commercial | Health (ID) | Existing | Food Preparation | Natural Gas | Broiler | Baseline Forecast | Summer Peak Demand (n/a) | 0 | 0 | 0 | 0 | 0 | 0 | 0 | 0 | 0 | 0 | 0 | 0 | 0 | 0 | 0 | 0 | 0 | 0 | 0 | 0 | 0 | 0 | 0 | 0 | 0 | 0 | 0
F4_Commercial_Health (ID)_Existing_Food Preparation_Natural Gas_Broiler_Baseline Forecast | F4 | Commercial | Health (ID) | Existing | Food Preparation | Natural Gas | Broiler | Baseline Forecast | Winter Peak Demand (n/a) | 0 | 0 | 0 | 0 | 0 | 0 | 0 | 0 | 0 | 0 | 0 | 0 | 0 | 0 | 0 | 0 | 0 | 0 | 0 | 0 | 0 | 0 | 0 | 0 | 0 | 0 | 0
F5_Commercial_Health (ID)_Existing_Food Preparation_Natural Gas_Broiler_Baseline Forecast | F5 | Commercial | Health (ID) | Existing | Food Preparation | Natural Gas | Broiler | Baseline Forecast | Turnover | 0 | 5678.6781 | 6345.3572 | 6900.4989 | 7358.8627 | 7733.3113 | 8035.0533 | 8273.855 | 8458.2248 | 8595.5744 | 8027.9096 | 7595.2447 | 7269.8747 | 7029.0196 | 6854.0165 | 6729.6381 | 6643.5188 | 6585.6709 | 6548.0775 | 7703.2826 | 7598.2555 | 7454.5745 | 7287.8599 | 7109.6335 | 6928.21 | 6749.4142 | 6577.1565
F6_Commercial_Health (ID)_Existing_Food Preparation_Natural Gas_Broiler_Baseline Forecast | F6 | Commercial | Health (ID) | Existing | Food Preparation | Natural Gas | Broiler | Baseline Forecast | Avg. Replacement Usage (therms) | 0.33271 | 0.33271 | 0.33271 | 0.33271 | 0.33271 | 0.33271 | 0.33271 | 0.33271 | 0.33271 | 0.33271 | 0.33271 | 0.33271 | 0.33271 | 0.33271 | 0.33271 | 0.33271 | 0.33271 | 0.33271 | 0.33271 | 0.33271 | 0.33271 | 0.33271 | 0.33271 | 0.33271 | 0.33271 | 0.33271 | 0.33271
F7_Commercial_Health (ID)_Existing_Food Preparation_Natural Gas_Broiler_Baseline Forecast | F7 | Commercial | Health (ID) | Existing | Food Preparation | Natural Gas | Broiler | Baseline Forecast | Avg. Replacement Summer Demand (n/a) | 0 | 0 | 0 | 0 | 0 | 0 | 0 | 0 | 0 | 0 | 0 | 0 | 0 | 0 | 0 | 0 | 0 | 0 | 0 | 0 | 0 | 0 | 0 | 0 | 0 | 0 | 0
F8_Commercial_Health (ID)_Existing_Food Preparation_Natural Gas_Broiler_Baseline Forecast | F8 | Commercial | Health (ID) | Existing | Food Preparation | Natural Gas | Broiler | Baseline Forecast | Avg. Replacement Winter Demand (n/a) | 0 | 0 | 0 | 0 | 0 | 0 | 0 | 0 | 0 | 0 | 0 | 0 | 0 | 0 | 0 | 0 | 0 | 0 | 0 | 0 | 0 | 0 | 0 | 0 | 0 | 0 | 0
F1_Commercial_Health (ID)_Existing_Food Preparation_Natural Gas_Griddle_Baseline Forecast | F1 | Commercial | Health (ID) | Existing | Food Preparation | Natural Gas | Griddle | Baseline Forecast | Units | 156272.8517 | 153324.3074 | 150431.3959 | 147593.0677 | 144808.2928 | 142076.0609 | 139395.3805 | 136765.279 | 134184.802 | 131653.0133 | 129168.9942 | 126731.8433 | 124340.6765 | 121994.626 | 119692.8406 | 117434.4851 | 115218.7401 | 113044.8016 | 110911.8808 | 108819.2038 | 106766.0113 | 104751.5582 | 102775.1138 | 100835.9607 | 98933.3954 | 97066.7275 | 95235.2798
F2_Commercial_Health (ID)_Existing_Food Preparation_Natural Gas_Griddle_Baseline Forecast | F2 | Commercial | Health (ID) | Existing | Food Preparation | Natural Gas | Griddle | Baseline Forecast | Usage (MMtherm) | 0.036238 | 0.035554 | 0.034883 | 0.034225 | 0.033579 | 0.032946 | 0.032324 | 0.031714 | 0.031116 | 0.030529 | 0.029953 | 0.029387 | 0.028833 | 0.028289 | 0.027755 | 0.027232 | 0.026718 | 0.026214 | 0.025719 | 0.025234 | 0.024758 | 0.02429 | 0.023832 | 0.023383 | 0.022941 | 0.022508 | 0.022084
F3_Commercial_Health (ID)_Existing_Food Preparation_Natural Gas_Griddle_Baseline Forecast | F3 | Commercial | Health (ID) | Existing | Food Preparation | Natural Gas | Griddle | Baseline Forecast | Summer Peak Demand (n/a) | 0 | 0 | 0 | 0 | 0 | 0 | 0 | 0 | 0 | 0 | 0 | 0 | 0 | 0 | 0 | 0 | 0 | 0 | 0 | 0 | 0 | 0 | 0 | 0 | 0 | 0 | 0
F4_Commercial_Health (ID)_Existing_Food Preparation_Natural Gas_Griddle_Baseline Forecast | F4 | Commercial | Health (ID) | Existing | Food Preparation | Natural Gas | Griddle | Baseline Forecast | Winter Peak Demand (n/a) | 0 | 0 | 0 | 0 | 0 | 0 | 0 | 0 | 0 | 0 | 0 | 0 | 0 | 0 | 0 | 0 | 0 | 0 | 0 | 0 | 0 | 0 | 0 | 0 | 0 | 0 | 0
F5_Commercial_Health (ID)_Existing_Food Preparation_Natural Gas_Griddle_Baseline Forecast | F5 | Commercial | Health (ID) | Existing | Food Preparation | Natural Gas | Griddle | Baseline Forecast | Turnover | 0 | 5678.6781 | 6345.3572 | 6900.4989 | 7358.8627 | 7733.3113 | 8035.0533 | 8273.855 | 8458.2248 | 8595.5744 | 8027.9096 | 7595.2447 | 7269.8747 | 7029.0196 | 6854.0165 | 6729.6381 | 6643.5188 | 6585.6709 | 6548.0775 | 7703.2826 | 7598.2555 | 7454.5745 | 7287.8599 | 7109.6335 | 6928.21 | 6749.4142 | 6577.1565
F6_Commercial_Health (ID)_Existing_Food Preparation_Natural Gas_Griddle_Baseline Forecast | F6 | Commercial | Health (ID) | Existing | Food Preparation | Natural Gas | Griddle | Baseline Forecast | Avg. Replacement Usage (therms) | 0.23189 | 0.23189 | 0.23189 | 0.23189 | 0.23189 | 0.23189 | 0.23189 | 0.23189 | 0.23189 | 0.23189 | 0.23189 | 0.23189 | 0.23189 | 0.23189 | 0.23189 | 0.23189 | 0.23189 | 0.23189 | 0.23189 | 0.23189 | 0.23189 | 0.23189 | 0.23189 | 0.23189 | 0.23189 | 0.23189 | 0.23189
F7_Commercial_Health (ID)_Existing_Food Preparation_Natural Gas_Griddle_Baseline Forecast | F7 | Commercial | Health (ID) | Existing | Food Preparation | Natural Gas | Griddle | Baseline Forecast | Avg. Replacement Summer Demand (n/a) | 0 | 0 | 0 | 0 | 0 | 0 | 0 | 0 | 0 | 0 | 0 | 0 | 0 | 0 | 0 | 0 | 0 | 0 | 0 | 0 | 0 | 0 | 0 | 0 | 0 | 0 | 0
F8_Commercial_Health (ID)_Existing_Food Preparation_Natural Gas_Griddle_Baseline Forecast | F8 | Commercial | Health (ID) | Existing | Food Preparation | Natural Gas | Griddle | Baseline Forecast | Avg. Replacement Winter Demand (n/a) | 0 | 0 | 0 | 0 | 0 | 0 | 0 | 0 | 0 | 0 | 0 | 0 | 0 | 0 | 0 | 0 | 0 | 0 | 0 | 0 | 0 | 0 | 0 | 0 | 0 | 0 | 0
F1_Commercial_Health (ID)_Existing_Food Preparation_Natural Gas_Range_Baseline Forecast | F1 | Commercial | Health (ID) | Existing | Food Preparation | Natural Gas | Range | Baseline Forecast | Units | 660642.7416 | 648177.7843 | 635948.0147 | 623948.9956 | 612176.373 | 600625.8754 | 589293.3117 | 578174.57 | 567265.6159 | 556562.491 | 546061.312 | 535758.2683 | 525649.6218 | 515731.7044 | 506000.9175 | 496453.7304 | 487086.6789 | 477896.3642 | 468879.4516 | 460032.6695 | 451352.8078 | 442836.7171 | 434481.3074 | 426283.5468 | 418240.4611 | 410349.1316 | 402606.6952
F2_Commercial_Health (ID)_Existing_Food Preparation_Natural Gas_Range_Baseline Forecast | F2 | Commercial | Health (ID) | Existing | Food Preparation | Natural Gas | Range | Baseline Forecast | Usage (MMtherm) | 0.15134 | 0.14849 | 0.14569 | 0.14294 | 0.14024 | 0.13759 | 0.135 | 0.13245 | 0.12995 | 0.1275 | 0.12509 | 0.12273 | 0.12042 | 0.11815 | 0.11592 | 0.11373 | 0.11158 | 0.10948 | 0.10741 | 0.10539 | 0.1034 | 0.10145 | 0.099533 | 0.097655 | 0.095813 | 0.094005 | 0.092231
F3_Commercial_Health (ID)_Existing_Food Preparation_Natural Gas_Range_Baseline Forecast | F3 | Commercial | Health (ID) | Existing | Food Preparation | Natural Gas | Range | Baseline Forecast | Summer Peak Demand (n/a) | 0 | 0 | 0 | 0 | 0 | 0 | 0 | 0 | 0 | 0 | 0 | 0 | 0 | 0 | 0 | 0 | 0 | 0 | 0 | 0 | 0 | 0 | 0 | 0 | 0 | 0 | 0
F4_Commercial_Health (ID)_Existing_Food Preparation_Natural Gas_Range_Baseline Forecast | F4 | Commercial | Health (ID) | Existing | Food Preparation | Natural Gas | Range | Baseline Forecast | Winter Peak Demand (n/a) | 0 | 0 | 0 | 0 | 0 | 0 | 0 | 0 | 0 | 0 | 0 | 0 | 0 | 0 | 0 | 0 | 0 | 0 | 0 | 0 | 0 | 0 | 0 | 0 | 0 | 0 | 0
F5_Commercial_Health (ID)_Existing_Food Preparation_Natural Gas_Range_Baseline Forecast | F5 | Commercial | Health (ID) | Existing | Food Preparation | Natural Gas | Range | Baseline Forecast | Turnover | 0 | 25927.1114 | 33069.2968 | 38435.2581 | 42411.5791 | 45301.606 | 47343.3532 | 48723.5573 | 49588.7083 | 50053.7076 | 43655.9289 | 39837.6717 | 37744.8174 | 36772.0993 | 36495.5515 | 41828.1987 | 42572.9235 | 42973.6559 | 43107.8548 | 41932.1742 | 40206.6623 | 38374.5796 | 36674.4883 | 35216.4155 | 33594.3101 | 32940.2742 | 32826.4025
F6_Commercial_Health (ID)_Existing_Food Preparation_Natural Gas_Range_Baseline Forecast | F6 | Commercial | Health (ID) | Existing | Food Preparation | Natural Gas | Range | Baseline Forecast | Avg. Replacement Usage (therms) | 0.22909 | 0.22909 | 0.22909 | 0.22909 | 0.22909 | 0.22909 | 0.22909 | 0.22909 | 0.22909 | 0.22909 | 0.22909 | 0.22909 | 0.22909 | 0.22909 | 0.22909 | 0.22909 | 0.22909 | 0.22909 | 0.22909 | 0.22909 | 0.22909 | 0.22909 | 0.22909 | 0.22909 | 0.22909 | 0.22909 | 0.22909
F7_Commercial_Health (ID)_Existing_Food Preparation_Natural Gas_Range_Baseline Forecast | F7 | Commercial | Health (ID) | Existing | Food Preparation | Natural Gas | Range | Baseline Forecast | Avg. Replacement Summer Demand (n/a) | 0 | 0 | 0 | 0 | 0 | 0 | 0 | 0 | 0 | 0 | 0 | 0 | 0 | 0 | 0 | 0 | 0 | 0 | 0 | 0 | 0 | 0 | 0 | 0 | 0 | 0 | 0
F8_Commercial_Health (ID)_Existing_Food Preparation_Natural Gas_Range_Baseline Forecast | F8 | Commercial | Health (ID) | Existing | Food Preparation | Natural Gas | Range | Baseline Forecast | Avg. Replacement Winter Demand (n/a) | 0 | 0 | 0 | 0 | 0 | 0 | 0 | 0 | 0 | 0 | 0 | 0 | 0 | 0 | 0 | 0 | 0 | 0 | 0 | 0 | 0 | 0 | 0 | 0 | 0 | 0 | 0
F1_Commercial_Health (ID)_Existing_Food Preparation_Natural Gas_Steamer_Baseline Forecast | F1 | Commercial | Health (ID) | Existing | Food Preparation | Natural Gas | Steamer | Baseline Forecast | Units | 72598.1035 | 71228.3279 | 69884.3972 | 68565.8237 | 67272.1289 | 66002.8435 | 64757.5068 | 63535.667 | 62336.8809 | 61160.7133 | 60006.7376 | 58874.535 | 57763.6947 | 56673.8137 | 55604.4964 | 54555.355 | 53526.0087 | 52516.084 | 51525.2145 | 50553.0406 | 49599.2097 | 48663.3755 | 47745.1986 | 46844.3458 | 45960.4902 | 45093.3112 | 44242.494
F2_Commercial_Health (ID)_Existing_Food Preparation_Natural Gas_Steamer_Baseline Forecast | F2 | Commercial | Health (ID) | Existing | Food Preparation | Natural Gas | Steamer | Baseline Forecast | Usage (MMtherm) | 0.019219 | 0.018856 | 0.018501 | 0.018152 | 0.017809 | 0.017473 | 0.017143 | 0.01682 | 0.016503 | 0.016191 | 0.015886 | 0.015586 | 0.015292 | 0.015003 | 0.01472 | 0.014442 | 0.01417 | 0.013903 | 0.01364 | 0.013383 | 0.01313 | 0.012883 | 0.01264 | 0.012401 | 0.012167 | 0.011938 | 0.011712
F3_Commercial_Health (ID)_Existing_Food Preparation_Natural Gas_Steamer_Baseline Forecast | F3 | Commercial | Health (ID) | Existing | Food Preparation | Natural Gas | Steamer | Baseline Forecast | Summer Peak Demand (n/a) | 0 | 0 | 0 | 0 | 0 | 0 | 0 | 0 | 0 | 0 | 0 | 0 | 0 | 0 | 0 | 0 | 0 | 0 | 0 | 0 | 0 | 0 | 0 | 0 | 0 | 0 | 0
F4_Commercial_Health (ID)_Existing_Food Preparation_Natural Gas_Steamer_Baseline Forecast | F4 | Commercial | Health (ID) | Existing | Food Preparation | Natural Gas | Steamer | Baseline Forecast | Winter Peak Demand (n/a) | 0 | 0 | 0 | 0 | 0 | 0 | 0 | 0 | 0 | 0 | 0 | 0 | 0 | 0 | 0 | 0 | 0 | 0 | 0 | 0 | 0 | 0 | 0 | 0 | 0 | 0 | 0
F5_Commercial_Health (ID)_Existing_Food Preparation_Natural Gas_Steamer_Baseline Forecast | F5 | Commercial | Health (ID) | Existing | Food Preparation | Natural Gas | Steamer | Baseline Forecast | Turnover | 0 | 2638.0862 | 2947.7986 | 3205.6952 | 3418.6327 | 3592.5865 | 3732.7637 | 3843.7014 | 3929.3522 | 3993.1593 | 3729.4451 | 3528.4462 | 3377.2924 | 3265.4008 | 3184.1013 | 3126.3201 | 3086.3126 | 3059.4388 | 3041.9744 | 3578.6364 | 3529.845 | 3463.0965 | 3385.6476 | 3302.8508 | 3218.5687 | 3135.5073 | 3055.4833
F6_Commercial_Health (ID)_Existing_Food Preparation_Natural Gas_Steamer_Baseline Forecast | F6 | Commercial | Health (ID) | Existing | Food Preparation | Natural Gas | Steamer | Baseline Forecast | Avg. Replacement Usage (therms) | 0.26473 | 0.26473 | 0.26473 | 0.26473 | 0.26473 | 0.26473 | 0.26473 | 0.26473 | 0.26473 | 0.26473 | 0.26473 | 0.26473 | 0.26473 | 0.26473 | 0.26473 | 0.26473 | 0.26473 | 0.26473 | 0.26473 | 0.26473 | 0.26473 | 0.26473 | 0.26473 | 0.26473 | 0.26473 | 0.26473 | 0.26473
F7_Commercial_Health (ID)_Existing_Food Preparation_Natural Gas_Steamer_Baseline Forecast | F7 | Commercial | Health (ID) | Existing | Food Preparation | Natural Gas | Steamer | Baseline Forecast | Avg. Replacement Summer Demand (n/a) | 0 | 0 | 0 | 0 | 0 | 0 | 0 | 0 | 0 | 0 | 0 | 0 | 0 | 0 | 0 | 0 | 0 | 0 | 0 | 0 | 0 | 0 | 0 | 0 | 0 | 0 | 0
F8_Commercial_Health (ID)_Existing_Food Preparation_Natural Gas_Steamer_Baseline Forecast | F8 | Commercial | Health (ID) | Existing | Food Preparation | Natural Gas | Steamer | Baseline Forecast | Avg. Replacement Winter Demand (n/a) | 0 | 0 | 0 | 0 | 0 | 0 | 0 | 0 | 0 | 0 | 0 | 0 | 0 | 0 | 0 | 0 | 0 | 0 | 0 | 0 | 0 | 0 | 0 | 0 | 0 | 0 | 0
F1_Commercial_Health (ID)_Existing_Food Preparation_Natural Gas_Food Prep Other_Baseline Forecast | F1 | Commercial | Health (ID) | Existing | Food Preparation | Natural Gas | Food Prep Other | Baseline Forecast | Units | 0 | 0 | 0 | 0 | 0 | 0 | 0 | 0 | 0 | 0 | 0 | 0 | 0 | 0 | 0 | 0 | 0 | 0 | 0 | 0 | 0 | 0 | 0 | 0 | 0 | 0 | 0
F2_Commercial_Health (ID)_Existing_Food Preparation_Natural Gas_Food Prep Other_Baseline Forecast | F2 | Commercial | Health (ID) | Existing | Food Preparation | Natural Gas | Food Prep Other | Baseline Forecast | Usage (MMtherm) | 0 | 0 | 0 | 0 | 0 | 0 | 0 | 0 | 0 | 0 | 0 | 0 | 0 | 0 | 0 | 0 | 0 | 0 | 0 | 0 | 0 | 0 | 0 | 0 | 0 | 0 | 0
F3_Commercial_Health (ID)_Existing_Food Preparation_Natural Gas_Food Prep Other_Baseline Forecast | F3 | Commercial | Health (ID) | Existing | Food Preparation | Natural Gas | Food Prep Other | Baseline Forecast | Summer Peak Demand (n/a) | 0 | 0 | 0 | 0 | 0 | 0 | 0 | 0 | 0 | 0 | 0 | 0 | 0 | 0 | 0 | 0 | 0 | 0 | 0 | 0 | 0 | 0 | 0 | 0 | 0 | 0 | 0
F4_Commercial_Health (ID)_Existing_Food Preparation_Natural Gas_Food Prep Other_Baseline Forecast | F4 | Commercial | Health (ID) | Existing | Food Preparation | Natural Gas | Food Prep Other | Baseline Forecast | Winter Peak Demand (n/a) | 0 | 0 | 0 | 0 | 0 | 0 | 0 | 0 | 0 | 0 | 0 | 0 | 0 | 0 | 0 | 0 | 0 | 0 | 0 | 0 | 0 | 0 | 0 | 0 | 0 | 0 | 0
F5_Commercial_Health (ID)_Existing_Food Preparation_Natural Gas_Food Prep Other_Baseline Forecast | F5 | Commercial | Health (ID) | Existing | Food Preparation | Natural Gas | Food Prep Other | Baseline Forecast | Turnover | 0 | 0 | 0 | 0 | 0 | 0 | 0 | 0 | 0 | 0 | 0 | 0 | 0 | 0 | 0 | 0 | 0 | 0 | 0 | 0 | 0 | 0 | 0 | 0 | 0 | 0 | 0
F6_Commercial_Health (ID)_Existing_Food Preparation_Natural Gas_Food Prep Other_Baseline Forecast | F6 | Commercial | Health (ID) | Existing | Food Preparation | Natural Gas | Food Prep Other | Baseline Forecast | Avg. Replacement Usage (therms) | 0.095605 | 0.095605 | 0.095605 | 0.095605 | 0.095605 | 0.095605 | 0.095605 | 0.095605 | 0.095605 | 0.095605 | 0.095605 | 0.095605 | 0.095605 | 0.095605 | 0.095605 | 0.095605 | 0.095605 | 0.095605 | 0.095605 | 0.095605 | 0.095605 | 0.095605 | 0.095605 | 0.095605 | 0.095605 | 0.095605 | 0.095605
F7_Commercial_Health (ID)_Existing_Food Preparation_Natural Gas_Food Prep Other_Baseline Forecast | F7 | Commercial | Health (ID) | Existing | Food Preparation | Natural Gas | Food Prep Other | Baseline Forecast | Avg. Replacement Summer Demand (n/a) | 0 | 0 | 0 | 0 | 0 | 0 | 0 | 0 | 0 | 0 | 0 | 0 | 0 | 0 | 0 | 0 | 0 | 0 | 0 | 0 | 0 | 0 | 0 | 0 | 0 | 0 | 0
F8_Commercial_Health (ID)_Existing_Food Preparation_Natural Gas_Food Prep Other_Baseline Forecast | F8 | Commercial | Health (ID) | Existing | Food Preparation | Natural Gas | Food Prep Other | Baseline Forecast | Avg. Replacement Winter Demand (n/a) | 0 | 0 | 0 | 0 | 0 | 0 | 0 | 0 | 0 | 0 | 0 | 0 | 0 | 0 | 0 | 0 | 0 | 0 | 0 | 0 | 0 | 0 | 0 | 0 | 0 | 0 | 0
F1_Commercial_Health (ID)_Existing_Miscellaneous_Natural Gas_Pool Heater_Baseline Forecast | F1 | Commercial | Health (ID) | Existing | Miscellaneous | Natural Gas | Pool Heater | Baseline Forecast | Units | 0 | 0 | 0 | 0 | 0 | 0 | 0 | 0 | 0 | 0 | 0 | 0 | 0 | 0 | 0 | 0 | 0 | 0 | 0 | 0 | 0 | 0 | 0 | 0 | 0 | 0 | 0
F2_Commercial_Health (ID)_Existing_Miscellaneous_Natural Gas_Pool Heater_Baseline Forecast | F2 | Commercial | Health (ID) | Existing | Miscellaneous | Natural Gas | Pool Heater | Baseline Forecast | Usage (MMtherm) | 0 | 0 | 0 | 0 | 0 | 0 | 0 | 0 | 0 | 0 | 0 | 0 | 0 | 0 | 0 | 0 | 0 | 0 | 0 | 0 | 0 | 0 | 0 | 0 | 0 | 0 | 0
F3_Commercial_Health (ID)_Existing_Miscellaneous_Natural Gas_Pool Heater_Baseline Forecast | F3 | Commercial | Health (ID) | Existing | Miscellaneous | Natural Gas | Pool Heater | Baseline Forecast | Summer Peak Demand (n/a) | 0 | 0 | 0 | 0 | 0 | 0 | 0 | 0 | 0 | 0 | 0 | 0 | 0 | 0 | 0 | 0 | 0 | 0 | 0 | 0 | 0 | 0 | 0 | 0 | 0 | 0 | 0
F4_Commercial_Health (ID)_Existing_Miscellaneous_Natural Gas_Pool Heater_Baseline Forecast | F4 | Commercial | Health (ID) | Existing | Miscellaneous | Natural Gas | Pool Heater | Baseline Forecast | Winter Peak Demand (n/a) | 0 | 0 | 0 | 0 | 0 | 0 | 0 | 0 | 0 | 0 | 0 | 0 | 0 | 0 | 0 | 0 | 0 | 0 | 0 | 0 | 0 | 0 | 0 | 0 | 0 | 0 | 0
F5_Commercial_Health (ID)_Existing_Miscellaneous_Natural Gas_Pool Heater_Baseline Forecast | F5 | Commercial | Health (ID) | Existing | Miscellaneous | Natural Gas | Pool Heater | Baseline Forecast | Turnover | 0 | 0 | 0 | 0 | 0 | 0 | 0 | 0 | 0 | 0 | 0 | 0 | 0 | 0 | 0 | 0 | 0 | 0 | 0 | 0 | 0 | 0 | 0 | 0 | 0 | 0 | 0
F6_Commercial_Health (ID)_Existing_Miscellaneous_Natural Gas_Pool Heater_Baseline Forecast | F6 | Commercial | Health (ID) | Existing | Miscellaneous | Natural Gas | Pool Heater | Baseline Forecast | Avg. Replacement Usage (therms) | 0.01 | 0.01 | 0.01 | 0.01 | 0.01 | 0.01 | 0.01 | 0.01 | 0.01 | 0.01 | 0.01 | 0.01 | 0.01 | 0.01 | 0.01 | 0.01 | 0.01 | 0.01 | 0.01 | 0.01 | 0.01 | 0.01 | 0.01 | 0.01 | 0.01 | 0.01 | 0.01
F7_Commercial_Health (ID)_Existing_Miscellaneous_Natural Gas_Pool Heater_Baseline Forecast | F7 | Commercial | Health (ID) | Existing | Miscellaneous | Natural Gas | Pool Heater | Baseline Forecast | Avg. Replacement Summer Demand (n/a) | 0 | 0 | 0 | 0 | 0 | 0 | 0 | 0 | 0 | 0 | 0 | 0 | 0 | 0 | 0 | 0 | 0 | 0 | 0 | 0 | 0 | 0 | 0 | 0 | 0 | 0 | 0
F8_Commercial_Health (ID)_Existing_Miscellaneous_Natural Gas_Pool Heater_Baseline Forecast | F8 | Commercial | Health (ID) | Existing | Miscellaneous | Natural Gas | Pool Heater | Baseline Forecast | Avg. Replacement Winter Demand (n/a) | 0 | 0 | 0 | 0 | 0 | 0 | 0 | 0 | 0 | 0 | 0 | 0 | 0 | 0 | 0 | 0 | 0 | 0 | 0 | 0 | 0 | 0 | 0 | 0 | 0 | 0 | 0
F1_Commercial_Health (ID)_Existing_Miscellaneous_Natural Gas_Miscellaneous_Baseline Forecast | F1 | Commercial | Health (ID) | Existing | Miscellaneous | Natural Gas | Miscellaneous | Baseline Forecast | Units | 3034600.7254 | 2977344.1079 | 2921167.804 | 2866051.4303 | 2811974.9882 | 2758918.8564 | 2706863.7836 | 2655790.882 | 2605681.6201 | 2556517.816 | 2508281.6307 | 2460955.5622 | 2414522.4384 | 2368965.4113 | 2324267.9507 | 2280413.8384 | 2237387.1622 | 2195172.3101 | 2153753.9646 | 2113117.0974 | 2073246.9635 | 2034129.0962 | 1995749.302 | 1958093.6548 | 1921148.4915 | 1884900.4067 | 1849336.2481
F2_Commercial_Health (ID)_Existing_Miscellaneous_Natural Gas_Miscellaneous_Baseline Forecast | F2 | Commercial | Health (ID) | Existing | Miscellaneous | Natural Gas | Miscellaneous | Baseline Forecast | Usage (MMtherm) | 0.050572 | 0.049618 | 0.048682 | 0.047763 | 0.046862 | 0.045978 | 0.045111 | 0.044259 | 0.043424 | 0.042605 | 0.041801 | 0.041012 | 0.040239 | 0.039479 | 0.038734 | 0.038004 | 0.037287 | 0.036583 | 0.035893 | 0.035216 | 0.034551 | 0.033899 | 0.03326 | 0.032632 | 0.032016 | 0.031412 | 0.03082
F3_Commercial_Health (ID)_Existing_Miscellaneous_Natural Gas_Miscellaneous_Baseline Forecast | F3 | Commercial | Health (ID) | Existing | Miscellaneous | Natural Gas | Miscellaneous | Baseline Forecast | Summer Peak Demand (n/a) | 0 | 0 | 0 | 0 | 0 | 0 | 0 | 0 | 0 | 0 | 0 | 0 | 0 | 0 | 0 | 0 | 0 | 0 | 0 | 0 | 0 | 0 | 0 | 0 | 0 | 0 | 0
F4_Commercial_Health (ID)_Existing_Miscellaneous_Natural Gas_Miscellaneous_Baseline Forecast | F4 | Commercial | Health (ID) | Existing | Miscellaneous | Natural Gas | Miscellaneous | Baseline Forecast | Winter Peak Demand (n/a) | 0 | 0 | 0 | 0 | 0 | 0 | 0 | 0 | 0 | 0 | 0 | 0 | 0 | 0 | 0 | 0 | 0 | 0 | 0 | 0 | 0 | 0 | 0 | 0 | 0 | 0 | 0
F5_Commercial_Health (ID)_Existing_Miscellaneous_Natural Gas_Miscellaneous_Baseline Forecast | F5 | Commercial | Health (ID) | Existing | Miscellaneous | Natural Gas | Miscellaneous | Baseline Forecast | Turnover | 0 | 255200.9235 | 298078.3473 | 332562.2359 | 314107.3269 | 304372.4248 | 300838.3133 | 295376.2478 | 289469.3553 | 284025.0027 | 278709.508 | 334900.9622 | 331448.6678 | 326001.6717 | 316410.1386 | 309894.2851 | 305128.7906 | 299346.6806 | 293473.0183 | 287975.0208 | 282577.5249 | 292034.1208 | 285136.6919 | 278111.8557 | 272457.2284 | 267468.3521 | 262716.9687
F6_Commercial_Health (ID)_Existing_Miscellaneous_Natural Gas_Miscellaneous_Baseline Forecast | F6 | Commercial | Health (ID) | Existing | Miscellaneous | Natural Gas | Miscellaneous | Baseline Forecast | Avg. Replacement Usage (therms) | 0.016665 | 0.016665 | 0.016665 | 0.016665 | 0.016665 | 0.016665 | 0.016665 | 0.016665 | 0.016665 | 0.016665 | 0.016665 | 0.016665 | 0.016665 | 0.016665 | 0.016665 | 0.016665 | 0.016665 | 0.016665 | 0.016665 | 0.016665 | 0.016665 | 0.016665 | 0.016665 | 0.016665 | 0.016665 | 0.016665 | 0.016665
F7_Commercial_Health (ID)_Existing_Miscellaneous_Natural Gas_Miscellaneous_Baseline Forecast | F7 | Commercial | Health (ID) | Existing | Miscellaneous | Natural Gas | Miscellaneous | Baseline Forecast | Avg. Replacement Summer Demand (n/a) | 0 | 0 | 0 | 0 | 0 | 0 | 0 | 0 | 0 | 0 | 0 | 0 | 0 | 0 | 0 | 0 | 0 | 0 | 0 | 0 | 0 | 0 | 0 | 0 | 0 | 0 | 0
F8_Commercial_Health (ID)_Existing_Miscellaneous_Natural Gas_Miscellaneous_Baseline Forecast | F8 | Commercial | Health (ID) | Existing | Miscellaneous | Natural Gas | Miscellaneous | Baseline Forecast | Avg. Replacement Winter Demand (n/a) | 0 | 0 | 0 | 0 | 0 | 0 | 0 | 0 | 0 | 0 | 0 | 0 | 0 | 0 | 0 | 0 | 0 | 0 | 0 | 0 | 0 | 0 | 0 | 0 | 0 | 0 | 0
F1_Commercial_Health (ID)_New_Space Heating_Natural Gas_Furnace_Baseline Forecast | F1 | Commercial | Health (ID) | New | Space Heating | Natural Gas | Furnace | Baseline Forecast | Units | 0 | 9781.5126 | 18930.5364 | 29791.5561 | 40870.9413 | 50911.0807 | 59716.6328 | 68230.6789 | 76490.0421 | 84436.3071 | 92250.8903 | 100050.4325 | 107719.2653 | 115271.1339 | 122761.6236 | 130170.1243 | 137472.1765 | 144647.0867 | 151731.2348 | 158688.6165 | 165475.5732 | 172147.4056 | 178747.954 | 185332.4444 | 191799.9552 | 198559.7476 | 204581.7747
F2_Commercial_Health (ID)_New_Space Heating_Natural Gas_Furnace_Baseline Forecast | F2 | Commercial | Health (ID) | New | Space Heating | Natural Gas | Furnace | Baseline Forecast | Usage (MMtherm) | 0 | 0.0023455 | 0.0045393 | 0.0071436 | 0.0098003 | 0.012208 | 0.014319 | 0.016361 | 0.018341 | 0.020247 | 0.022121 | 0.023949 | 0.025742 | 0.027504 | 0.029246 | 0.030965 | 0.032656 | 0.034315 | 0.035951 | 0.037556 | 0.039119 | 0.040654 | 0.042175 | 0.043679 | 0.04516 | 0.04671 | 0.04809
F3_Commercial_Health (ID)_New_Space Heating_Natural Gas_Furnace_Baseline Forecast | F3 | Commercial | Health (ID) | New | Space Heating | Natural Gas | Furnace | Baseline Forecast | Summer Peak Demand (n/a) | 0 | 0 | 0 | 0 | 0 | 0 | 0 | 0 | 0 | 0 | 0 | 0 | 0 | 0 | 0 | 0 | 0 | 0 | 0 | 0 | 0 | 0 | 0 | 0 | 0 | 0 | 0
F4_Commercial_Health (ID)_New_Space Heating_Natural Gas_Furnace_Baseline Forecast | F4 | Commercial | Health (ID) | New | Space Heating | Natural Gas | Furnace | Baseline Forecast | Winter Peak Demand (n/a) | 0 | 0 | 0 | 0 | 0 | 0 | 0 | 0 | 0 | 0 | 0 | 0 | 0 | 0 | 0 | 0 | 0 | 0 | 0 | 0 | 0 | 0 | 0 | 0 | 0 | 0 | 0
F5_Commercial_Health (ID)_New_Space Heating_Natural Gas_Furnace_Baseline Forecast | F5 | Commercial | Health (ID) | New | Space Heating | Natural Gas | Furnace | Baseline Forecast | Turnover | 0 | 9781.5126 | 9149.0238 | 10861.0197 | 11079.3852 | 10040.1394 | 8805.5521 | 8514.0461 | 8259.3632 | 7946.265 | 7814.5832 | 7799.5422 | 8558.0612 | 9191.9875 | 9968.8723 | 10668.7927 | 11178.6939 | 11499.6346 | 11789.72 | 11986.0255 | 12080.8388 | 12194.8692 | 12330.5402 | 15688.2708 | 15377.7795 | 16311.7925 | 15745.1318
F6_Commercial_Health (ID)_New_Space Heating_Natural Gas_Furnace_Baseline Forecast | F6 | Commercial | Health (ID) | New | Space Heating | Natural Gas | Furnace | Baseline Forecast | Avg. Replacement Usage (therms) | 0.24884 | 0.23979 | 0.23979 | 0.23979 | 0.23979 | 0.23979 | 0.23979 | 0.23979 | 0.23979 | 0.23979 | 0.23979 | 0.23443 | 0.23448 | 0.23448 | 0.23432 | 0.23441 | 0.23441 | 0.23446 | 0.23446 | 0.2345 | 0.23446 | 0.23446 | 0.2345 | 0.2345 | 0.2345 | 0.2345 | 0.2345
F7_Commercial_Health (ID)_New_Space Heating_Natural Gas_Furnace_Baseline Forecast | F7 | Commercial | Health (ID) | New | Space Heating | Natural Gas | Furnace | Baseline Forecast | Avg. Replacement Summer Demand (n/a) | 0 | 0 | 0 | 0 | 0 | 0 | 0 | 0 | 0 | 0 | 0 | 0 | 0 | 0 | 0 | 0 | 0 | 0 | 0 | 0 | 0 | 0 | 0 | 0 | 0 | 0 | 0
F8_Commercial_Health (ID)_New_Space Heating_Natural Gas_Furnace_Baseline Forecast | F8 | Commercial | Health (ID) | New | Space Heating | Natural Gas | Furnace | Baseline Forecast | Avg. Replacement Winter Demand (n/a) | 0 | 0 | 0 | 0 | 0 | 0 | 0 | 0 | 0 | 0 | 0 | 0 | 0 | 0 | 0 | 0 | 0 | 0 | 0 | 0 | 0 | 0 | 0 | 0 | 0 | 0 | 0
F1_Commercial_Health (ID)_New_Space Heating_Natural Gas_Boiler_Baseline Forecast | F1 | Commercial | Health (ID) | New | Space Heating | Natural Gas | Boiler | Baseline Forecast | Units | 0 | 55128.281 | 106691.8759 | 167904.2233 | 230347.271 | 286933.1638 | 336560.9637 | 384545.8455 | 431095.3427 | 475880.229 | 519922.9612 | 563880.9226 | 607102.2099 | 649664.2913 | 691880.4427 | 733634.5075 | 774788.6317 | 815226.1877 | 855152.2116 | 894363.7845 | 932614.8477 | 970217.0741 | 1007417.546 | 1044527.5158 | 1080978.1921 | 1119076.1581 | 1153016.1034
F2_Commercial_Health (ID)_New_Space Heating_Natural Gas_Boiler_Baseline Forecast | F2 | Commercial | Health (ID) | New | Space Heating | Natural Gas | Boiler | Baseline Forecast | Usage (MMtherm) | 0 | 0.024642 | 0.04769 | 0.075051 | 0.10296 | 0.12826 | 0.15044 | 0.17189 | 0.19202 | 0.21139 | 0.23044 | 0.24945 | 0.26814 | 0.28655 | 0.30481 | 0.32286 | 0.34066 | 0.35815 | 0.37542 | 0.39238 | 0.40892 | 0.42518 | 0.44127 | 0.45732 | 0.47309 | 0.48957 | 0.50424
F3_Commercial_Health (ID)_New_Space Heating_Natural Gas_Boiler_Baseline Forecast | F3 | Commercial | Health (ID) | New | Space Heating | Natural Gas | Boiler | Baseline Forecast | Summer Peak Demand (n/a) | 0 | 0 | 0 | 0 | 0 | 0 | 0 | 0 | 0 | 0 | 0 | 0 | 0 | 0 | 0 | 0 | 0 | 0 | 0 | 0 | 0 | 0 | 0 | 0 | 0 | 0 | 0
F4_Commercial_Health (ID)_New_Space Heating_Natural Gas_Boiler_Baseline Forecast | F4 | Commercial | Health (ID) | New | Space Heating | Natural Gas | Boiler | Baseline Forecast | Winter Peak Demand (n/a) | 0 | 0 | 0 | 0 | 0 | 0 | 0 | 0 | 0 | 0 | 0 | 0 | 0 | 0 | 0 | 0 | 0 | 0 | 0 | 0 | 0 | 0 | 0 | 0 | 0 | 0 | 0
F5_Commercial_Health (ID)_New_Space Heating_Natural Gas_Boiler_Baseline Forecast | F5 | Commercial | Health (ID) | New | Space Heating | Natural Gas | Boiler | Baseline Forecast | Turnover | 0 | 55128.281 | 51563.5949 | 61212.3474 | 62443.0477 | 56585.8928 | 49627.7999 | 47984.8818 | 46549.4972 | 44784.8863 | 44042.7321 | 43957.9615 | 43221.2873 | 42562.0814 | 42216.1514 | 41754.0648 | 41154.1242 | 40437.556 | 39926.024 | 39211.5728 | 38251.0632 | 37602.2264 | 37200.4718 | 37109.9699 | 36450.6763 | 38097.9659 | 33939.9453
F6_Commercial_Health (ID)_New_Space Heating_Natural Gas_Boiler_Baseline Forecast | F6 | Commercial | Health (ID) | New | Space Heating | Natural Gas | Boiler | Baseline Forecast | Avg. Replacement Usage (therms) | 0.46386 | 0.44699 | 0.44699 | 0.44699 | 0.44699 | 0.44699 | 0.44699 | 0.44699 | 0.43249 | 0.43249 | 0.43249 | 0.43249 | 0.43249 | 0.43249 | 0.43249 | 0.43249 | 0.43249 | 0.43249 | 0.43249 | 0.43249 | 0.43249 | 0.43249 | 0.43249 | 0.43249 | 0.43249 | 0.43249 | 0.43249
F7_Commercial_Health (ID)_New_Space Heating_Natural Gas_Boiler_Baseline Forecast | F7 | Commercial | Health (ID) | New | Space Heating | Natural Gas | Boiler | Baseline Forecast | Avg. Replacement Summer Demand (n/a) | 0 | 0 | 0 | 0 | 0 | 0 | 0 | 0 | 0 | 0 | 0 | 0 | 0 | 0 | 0 | 0 | 0 | 0 | 0 | 0 | 0 | 0 | 0 | 0 | 0 | 0 | 0
F8_Commercial_Health (ID)_New_Space Heating_Natural Gas_Boiler_Baseline Forecast | F8 | Commercial | Health (ID) | New | Space Heating | Natural Gas | Boiler | Baseline Forecast | Avg. Replacement Winter Demand (n/a) | 0 | 0 | 0 | 0 | 0 | 0 | 0 | 0 | 0 | 0 | 0 | 0 | 0 | 0 | 0 | 0 | 0 | 0 | 0 | 0 | 0 | 0 | 0 | 0 | 0 | 0 | 0
F1_Commercial_Health (ID)_New_Space Heating_Natural Gas_Unit Heater_Baseline Forecast | F1 | Commercial | Health (ID) | New | Space Heating | Natural Gas | Unit Heater | Baseline Forecast | Units | 0 | 0 | 0 | 0 | 0 | 0 | 0 | 0 | 0 | 0 | 0 | 0 | 0 | 0 | 0 | 0 | 0 | 0 | 0 | 0 | 0 | 0 | 0 | 0 | 0 | 0 | 0
F2_Commercial_Health (ID)_New_Space Heating_Natural Gas_Unit Heater_Baseline Forecast | F2 | Commercial | Health (ID) | New | Space Heating | Natural Gas | Unit Heater | Baseline Forecast | Usage (MMtherm) | 0 | 0 | 0 | 0 | 0 | 0 | 0 | 0 | 0 | 0 | 0 | 0 | 0 | 0 | 0 | 0 | 0 | 0 | 0 | 0 | 0 | 0 | 0 | 0 | 0 | 0 | 0
F3_Commercial_Health (ID)_New_Space Heating_Natural Gas_Unit Heater_Baseline Forecast | F3 | Commercial | Health (ID) | New | Space Heating | Natural Gas | Unit Heater | Baseline Forecast | Summer Peak Demand (n/a) | 0 | 0 | 0 | 0 | 0 | 0 | 0 | 0 | 0 | 0 | 0 | 0 | 0 | 0 | 0 | 0 | 0 | 0 | 0 | 0 | 0 | 0 | 0 | 0 | 0 | 0 | 0
F4_Commercial_Health (ID)_New_Space Heating_Natural Gas_Unit Heater_Baseline Forecast | F4 | Commercial | Health (ID) | New | Space Heating | Natural Gas | Unit Heater | Baseline Forecast | Winter Peak Demand (n/a) | 0 | 0 | 0 | 0 | 0 | 0 | 0 | 0 | 0 | 0 | 0 | 0 | 0 | 0 | 0 | 0 | 0 | 0 | 0 | 0 | 0 | 0 | 0 | 0 | 0 | 0 | 0
F5_Commercial_Health (ID)_New_Space Heating_Natural Gas_Unit Heater_Baseline Forecast | F5 | Commercial | Health (ID) | New | Space Heating | Natural Gas | Unit Heater | Baseline Forecast | Turnover | 0 | 0 | 0 | 0 | 0 | 0 | 0 | 0 | 0 | 0 | 0 | 0 | 0 | 0 | 0 | 0 | 0 | 0 | 0 | 0 | 0 | 0 | 0 | 0 | 0 | 0 | 0
F6_Commercial_Health (ID)_New_Space Heating_Natural Gas_Unit Heater_Baseline Forecast | F6 | Commercial | Health (ID) | New | Space Heating | Natural Gas | Unit Heater | Baseline Forecast | Avg. Replacement Usage (therms) | 0.12443 | 0.1199 | 0.1199 | 0.1199 | 0.1199 | 0.1199 | 0.1199 | 0.1199 | 0.1199 | 0.1199 | 0.1199 | 0.1199 | 0.1199 | 0.1199 | 0.1199 | 0.1199 | 0.1199 | 0.1199 | 0.1199 | 0.1199 | 0.1199 | 0.1199 | 0.1199 | 0.1199 | 0.1199 | 0.1199 | 0.1199
F7_Commercial_Health (ID)_New_Space Heating_Natural Gas_Unit Heater_Baseline Forecast | F7 | Commercial | Health (ID) | New | Space Heating | Natural Gas | Unit Heater | Baseline Forecast | Avg. Replacement Summer Demand (n/a) | 0 | 0 | 0 | 0 | 0 | 0 | 0 | 0 | 0 | 0 | 0 | 0 | 0 | 0 | 0 | 0 | 0 | 0 | 0 | 0 | 0 | 0 | 0 | 0 | 0 | 0 | 0
F8_Commercial_Health (ID)_New_Space Heating_Natural Gas_Unit Heater_Baseline Forecast | F8 | Commercial | Health (ID) | New | Space Heating | Natural Gas | Unit Heater | Baseline Forecast | Avg. Replacement Winter Demand (n/a) | 0 | 0 | 0 | 0 | 0 | 0 | 0 | 0 | 0 | 0 | 0 | 0 | 0 | 0 | 0 | 0 | 0 | 0 | 0 | 0 | 0 | 0 | 0 | 0 | 0 | 0 | 0
F1_Commercial_Health (ID)_New_Water Heating_Natural Gas_Water Heater_Baseline Forecast | F1 | Commercial | Health (ID) | New | Water Heating | Natural Gas | Water Heater | Baseline Forecast | Units | 0 | 65797.1006 | 127339.6516 | 200398.2506 | 274925.724 | 342462.5239 | 401694.6509 | 458965.9106 | 514523.9997 | 567975.9778 | 620542.1748 | 673007.1957 | 724592.9759 | 775391.976 | 825778.0993 | 875612.7096 | 924731.2745 | 972994.5958 | 1020647.3898 | 1067447.4669 | 1113101.1498 | 1157980.4282 | 1202380.2017 | 1246671.9586 | 1290176.8307 | 1335647.7878 | 1376156.0343
F2_Commercial_Health (ID)_New_Water Heating_Natural Gas_Water Heater_Baseline Forecast | F2 | Commercial | Health (ID) | New | Water Heating | Natural Gas | Water Heater | Baseline Forecast | Usage (MMtherm) | 0 | 0.030793 | 0.059594 | 0.093785 | 0.12866 | 0.16027 | 0.18799 | 0.21479 | 0.24079 | 0.26581 | 0.29041 | 0.31496 | 0.33911 | 0.36288 | 0.38646 | 0.40978 | 0.43277 | 0.45536 | 0.47766 | 0.49956 | 0.52092 | 0.54193 | 0.56271 | 0.58344 | 0.6038 | 0.62508 | 0.64403
F3_Commercial_Health (ID)_New_Water Heating_Natural Gas_Water Heater_Baseline Forecast | F3 | Commercial | Health (ID) | New | Water Heating | Natural Gas | Water Heater | Baseline Forecast | Summer Peak Demand (n/a) | 0 | 0 | 0 | 0 | 0 | 0 | 0 | 0 | 0 | 0 | 0 | 0 | 0 | 0 | 0 | 0 | 0 | 0 | 0 | 0 | 0 | 0 | 0 | 0 | 0 | 0 | 0
F4_Commercial_Health (ID)_New_Water Heating_Natural Gas_Water Heater_Baseline Forecast | F4 | Commercial | Health (ID) | New | Water Heating | Natural Gas | Water Heater | Baseline Forecast | Winter Peak Demand (n/a) | 0 | 0 | 0 | 0 | 0 | 0 | 0 | 0 | 0 | 0 | 0 | 0 | 0 | 0 | 0 | 0 | 0 | 0 | 0 | 0 | 0 | 0 | 0 | 0 | 0 | 0 | 0
F5_Commercial_Health (ID)_New_Water Heating_Natural Gas_Water Heater_Baseline Forecast | F5 | Commercial | Health (ID) | New | Water Heating | Natural Gas | Water Heater | Baseline Forecast | Turnover | 0 | 65797.1006 | 61542.551 | 73058.5991 | 74527.4734 | 67536.7999 | 59232.127 | 57271.2597 | 55558.0891 | 53451.9781 | 52566.197 | 52465.0209 | 57567.3348 | 61831.5543 | 67057.4089 | 71765.5494 | 75195.4914 | 77354.3569 | 79305.6681 | 80626.1526 | 81263.9313 | 82030.9768 | 82943.592 | 105529.97 | 103441.3947 | 109724.2007 | 105912.4557
F6_Commercial_Health (ID)_New_Water Heating_Natural Gas_Water Heater_Baseline Forecast | F6 | Commercial | Health (ID) | New | Water Heating | Natural Gas | Water Heater | Baseline Forecast | Avg. Replacement Usage (therms) | 0.46799 | 0.46799 | 0.46799 | 0.46799 | 0.46799 | 0.46799 | 0.46799 | 0.46799 | 0.46799 | 0.46799 | 0.46799 | 0.46799 | 0.46799 | 0.46799 | 0.46799 | 0.46799 | 0.46799 | 0.46799 | 0.46799 | 0.46799 | 0.46799 | 0.46799 | 0.46799 | 0.46799 | 0.46799 | 0.46799 | 0.46799
F7_Commercial_Health (ID)_New_Water Heating_Natural Gas_Water Heater_Baseline Forecast | F7 | Commercial | Health (ID) | New | Water Heating | Natural Gas | Water Heater | Baseline Forecast | Avg. Replacement Summer Demand (n/a) | 0 | 0 | 0 | 0 | 0 | 0 | 0 | 0 | 0 | 0 | 0 | 0 | 0 | 0 | 0 | 0 | 0 | 0 | 0 | 0 | 0 | 0 | 0 | 0 | 0 | 0 | 0
F8_Commercial_Health (ID)_New_Water Heating_Natural Gas_Water Heater_Baseline Forecast | F8 | Commercial | Health (ID) | New | Water Heating | Natural Gas | Water Heater | Baseline Forecast | Avg. Replacement Winter Demand (n/a) | 0 | 0 | 0 | 0 | 0 | 0 | 0 | 0 | 0 | 0 | 0 | 0 | 0 | 0 | 0 | 0 | 0 | 0 | 0 | 0 | 0 | 0 | 0 | 0 | 0 | 0 | 0
F1_Commercial_Health (ID)_New_Food Preparation_Natural Gas_Oven_Baseline Forecast | F1 | Commercial | Health (ID) | New | Food Preparation | Natural Gas | Oven | Baseline Forecast | Units | 0 | 1402.1363 | 2713.6082 | 4270.4871 | 5858.6677 | 7297.8771 | 8560.1138 | 9780.5645 | 10964.5075 | 12103.5693 | 13223.755 | 14341.7847 | 15441.0778 | 16523.6046 | 17597.333 | 18659.3086 | 19706.0254 | 20734.5168 | 21749.998 | 22747.3077 | 23720.1878 | 24676.5653 | 25622.7246 | 26566.582 | 27493.6709 | 28462.6571 | 29325.8879
F2_Commercial_Health (ID)_New_Food Preparation_Natural Gas_Oven_Baseline Forecast | F2 | Commercial | Health (ID) | New | Food Preparation | Natural Gas | Oven | Baseline Forecast | Usage (MMtherm) | 0 | 0.00028176 | 0.00054531 | 0.00085816 | 0.0011773 | 0.0014665 | 0.0017202 | 0.0019654 | 0.0022033 | 0.0024322 | 0.0026573 | 0.002882 | 0.0031029 | 0.0033205 | 0.0035362 | 0.0037496 | 0.00396 | 0.0041666 | 0.0043707 | 0.0045711 | 0.0047666 | 0.0049588 | 0.0051489 | 0.0053386 | 0.0055249 | 0.0057196 | 0.0058931
F3_Commercial_Health (ID)_New_Food Preparation_Natural Gas_Oven_Baseline Forecast | F3 | Commercial | Health (ID) | New | Food Preparation | Natural Gas | Oven | Baseline Forecast | Summer Peak Demand (n/a) | 0 | 0 | 0 | 0 | 0 | 0 | 0 | 0 | 0 | 0 | 0 | 0 | 0 | 0 | 0 | 0 | 0 | 0 | 0 | 0 | 0 | 0 | 0 | 0 | 0 | 0 | 0
F4_Commercial_Health (ID)_New_Food Preparation_Natural Gas_Oven_Baseline Forecast | F4 | Commercial | Health (ID) | New | Food Preparation | Natural Gas | Oven | Baseline Forecast | Winter Peak Demand (n/a) | 0 | 0 | 0 | 0 | 0 | 0 | 0 | 0 | 0 | 0 | 0 | 0 | 0 | 0 | 0 | 0 | 0 | 0 | 0 | 0 | 0 | 0 | 0 | 0 | 0 | 0 | 0
F5_Commercial_Health (ID)_New_Food Preparation_Natural Gas_Oven_Baseline Forecast | F5 | Commercial | Health (ID) | New | Food Preparation | Natural Gas | Oven | Baseline Forecast | Turnover | 0 | 1402.1363 | 1311.4719 | 1556.8789 | 1588.1806 | 1439.2093 | 1262.2367 | 1220.4507 | 1183.943 | 1139.0618 | 1400.613 | 1604.6659 | 1799.9778 | 1960.7107 | 2064.1174 | 2474.2958 | 2396.8959 | 2409.7554 | 2356.5101 | 2311.2036 | 2298.5361 | 2365.9439 | 2456.3842 | 2553.0955 | 2777.9027 | 2982.5076 | 3007.1989
F6_Commercial_Health (ID)_New_Food Preparation_Natural Gas_Oven_Baseline Forecast | F6 | Commercial | Health (ID) | New | Food Preparation | Natural Gas | Oven | Baseline Forecast | Avg. Replacement Usage (therms) | 0.20095 | 0.20095 | 0.20095 | 0.20095 | 0.20095 | 0.20095 | 0.20095 | 0.20095 | 0.20095 | 0.20095 | 0.20095 | 0.20095 | 0.20095 | 0.20095 | 0.20095 | 0.20095 | 0.20095 | 0.20095 | 0.20095 | 0.20095 | 0.20095 | 0.20095 | 0.20095 | 0.20095 | 0.20095 | 0.20095 | 0.20095
F7_Commercial_Health (ID)_New_Food Preparation_Natural Gas_Oven_Baseline Forecast | F7 | Commercial | Health (ID) | New | Food Preparation | Natural Gas | Oven | Baseline Forecast | Avg. Replacement Summer Demand (n/a) | 0 | 0 | 0 | 0 | 0 | 0 | 0 | 0 | 0 | 0 | 0 | 0 | 0 | 0 | 0 | 0 | 0 | 0 | 0 | 0 | 0 | 0 | 0 | 0 | 0 | 0 | 0
F8_Commercial_Health (ID)_New_Food Preparation_Natural Gas_Oven_Baseline Forecast | F8 | Commercial | Health (ID) | New | Food Preparation | Natural Gas | Oven | Baseline Forecast | Avg. Replacement Winter Demand (n/a) | 0 | 0 | 0 | 0 | 0 | 0 | 0 | 0 | 0 | 0 | 0 | 0 | 0 | 0 | 0 | 0 | 0 | 0 | 0 | 0 | 0 | 0 | 0 | 0 | 0 | 0 | 0
F1_Commercial_Health (ID)_New_Food Preparation_Natural Gas_Conveyor Oven_Baseline Forecast | F1 | Commercial | Health (ID) | New | Food Preparation | Natural Gas | Conveyor Oven | Baseline Forecast | Units | 0 | 701.0682 | 1356.8041 | 2135.2436 | 2929.3339 | 3648.9385 | 4280.0569 | 4890.2822 | 5482.2537 | 6051.7846 | 6611.8775 | 7170.8924 | 7720.5389 | 8261.8023 | 8798.6665 | 9329.6543 | 9853.0127 | 10367.2584 | 10874.999 | 11373.6539 | 11860.0939 | 12338.2827 | 12811.3623 | 13283.291 | 13746.8355 | 14231.3286 | 14662.944
F2_Commercial_Health (ID)_New_Food Preparation_Natural Gas_Conveyor Oven_Baseline Forecast | F2 | Commercial | Health (ID) | New | Food Preparation | Natural Gas | Conveyor Oven | Baseline Forecast | Usage (MMtherm) | 0 | 0.00024106 | 0.00046653 | 0.00073419 | 0.0010072 | 0.0012547 | 0.0014717 | 0.0016815 | 0.001885 | 0.0020809 | 0.0022734 | 0.0024657 | 0.0026547 | 0.0028408 | 0.0030254 | 0.0032079 | 0.0033879 | 0.0035647 | 0.0037393 | 0.0039107 | 0.004078 | 0.0042424 | 0.0044051 | 0.0045674 | 0.0047267 | 0.0048933 | 0.0050417
F3_Commercial_Health (ID)_New_Food Preparation_Natural Gas_Conveyor Oven_Baseline Forecast | F3 | Commercial | Health (ID) | New | Food Preparation | Natural Gas | Conveyor Oven | Baseline Forecast | Summer Peak Demand (n/a) | 0 | 0 | 0 | 0 | 0 | 0 | 0 | 0 | 0 | 0 | 0 | 0 | 0 | 0 | 0 | 0 | 0 | 0 | 0 | 0 | 0 | 0 | 0 | 0 | 0 | 0 | 0
F4_Commercial_Health (ID)_New_Food Preparation_Natural Gas_Conveyor Oven_Baseline Forecast | F4 | Commercial | Health (ID) | New | Food Preparation | Natural Gas | Conveyor Oven | Baseline Forecast | Winter Peak Demand (n/a) | 0 | 0 | 0 | 0 | 0 | 0 | 0 | 0 | 0 | 0 | 0 | 0 | 0 | 0 | 0 | 0 | 0 | 0 | 0 | 0 | 0 | 0 | 0 | 0 | 0 | 0 | 0
F5_Commercial_Health (ID)_New_Food Preparation_Natural Gas_Conveyor Oven_Baseline Forecast | F5 | Commercial | Health (ID) | New | Food Preparation | Natural Gas | Conveyor Oven | Baseline Forecast | Turnover | 0 | 701.0682 | 655.7359 | 778.4394 | 794.0903 | 719.6047 | 631.1184 | 610.2253 | 591.9715 | 569.5309 | 560.0929 | 559.0149 | 549.6465 | 541.2634 | 536.8642 | 530.9878 | 523.3584 | 654.4594 | 751.0587 | 848.9972 | 925.532 | 973.3833 | 1179.2397 | 1147.0183 | 1154.1764 | 1155.0076 | 1060.5196
F6_Commercial_Health (ID)_New_Food Preparation_Natural Gas_Conveyor Oven_Baseline Forecast | F6 | Commercial | Health (ID) | New | Food Preparation | Natural Gas | Conveyor Oven | Baseline Forecast | Avg. Replacement Usage (therms) | 0.34384 | 0.34384 | 0.34384 | 0.34384 | 0.34384 | 0.34384 | 0.34384 | 0.34384 | 0.34384 | 0.34384 | 0.34384 | 0.34384 | 0.34384 | 0.34384 | 0.34384 | 0.34384 | 0.34384 | 0.34384 | 0.34384 | 0.34384 | 0.34384 | 0.34384 | 0.34384 | 0.34384 | 0.34384 | 0.34384 | 0.34384
F7_Commercial_Health (ID)_New_Food Preparation_Natural Gas_Conveyor Oven_Baseline Forecast | F7 | Commercial | Health (ID) | New | Food Preparation | Natural Gas | Conveyor Oven | Baseline Forecast | Avg. Replacement Summer Demand (n/a) | 0 | 0 | 0 | 0 | 0 | 0 | 0 | 0 | 0 | 0 | 0 | 0 | 0 | 0 | 0 | 0 | 0 | 0 | 0 | 0 | 0 | 0 | 0 | 0 | 0 | 0 | 0
F8_Commercial_Health (ID)_New_Food Preparation_Natural Gas_Conveyor Oven_Baseline Forecast | F8 | Commercial | Health (ID) | New | Food Preparation | Natural Gas | Conveyor Oven | Baseline Forecast | Avg. Replacement Winter Demand (n/a) | 0 | 0 | 0 | 0 | 0 | 0 | 0 | 0 | 0 | 0 | 0 | 0 | 0 | 0 | 0 | 0 | 0 | 0 | 0 | 0 | 0 | 0 | 0 | 0 | 0 | 0 | 0
F1_Commercial_Health (ID)_New_Food Preparation_Natural Gas_Double Rack Oven_Baseline Forecast | F1 | Commercial | Health (ID) | New | Food Preparation | Natural Gas | Double Rack Oven | Baseline Forecast | Units | 0 | 701.0682 | 1356.8041 | 2135.2436 | 2929.3339 | 3648.9385 | 4280.0569 | 4890.2822 | 5482.2537 | 6051.7846 | 6611.8775 | 7170.8924 | 7720.5389 | 8261.8023 | 8798.6665 | 9329.6543 | 9853.0127 | 10367.2584 | 10874.999 | 11373.6539 | 11860.0939 | 12338.2827 | 12811.3623 | 13283.291 | 13746.8355 | 14231.3286 | 14662.944
F2_Commercial_Health (ID)_New_Food Preparation_Natural Gas_Double Rack Oven_Baseline Forecast | F2 | Commercial | Health (ID) | New | Food Preparation | Natural Gas | Double Rack Oven | Baseline Forecast | Usage (MMtherm) | 0 | 0.00036621 | 0.00070874 | 0.0011154 | 0.0015302 | 0.0019061 | 0.0022357 | 0.0025545 | 0.0028637 | 0.0031612 | 0.0034538 | 0.0037458 | 0.0040329 | 0.0043156 | 0.0045961 | 0.0048734 | 0.0051468 | 0.0054154 | 0.0056807 | 0.0059411 | 0.0061952 | 0.006445 | 0.0066921 | 0.0069387 | 0.0071808 | 0.0074339 | 0.0076593
F3_Commercial_Health (ID)_New_Food Preparation_Natural Gas_Double Rack Oven_Baseline Forecast | F3 | Commercial | Health (ID) | New | Food Preparation | Natural Gas | Double Rack Oven | Baseline Forecast | Summer Peak Demand (n/a) | 0 | 0 | 0 | 0 | 0 | 0 | 0 | 0 | 0 | 0 | 0 | 0 | 0 | 0 | 0 | 0 | 0 | 0 | 0 | 0 | 0 | 0 | 0 | 0 | 0 | 0 | 0
F4_Commercial_Health (ID)_New_Food Preparation_Natural Gas_Double Rack Oven_Baseline Forecast | F4 | Commercial | Health (ID) | New | Food Preparation | Natural Gas | Double Rack Oven | Baseline Forecast | Winter Peak Demand (n/a) | 0 | 0 | 0 | 0 | 0 | 0 | 0 | 0 | 0 | 0 | 0 | 0 | 0 | 0 | 0 | 0 | 0 | 0 | 0 | 0 | 0 | 0 | 0 | 0 | 0 | 0 | 0
F5_Commercial_Health (ID)_New_Food Preparation_Natural Gas_Double Rack Oven_Baseline Forecast | F5 | Commercial | Health (ID) | New | Food Preparation | Natural Gas | Double Rack Oven | Baseline Forecast | Turnover | 0 | 701.0682 | 655.7359 | 778.4394 | 794.0903 | 719.6047 | 631.1184 | 610.2253 | 591.9715 | 569.5309 | 637.9893 | 701.1157 | 762.4517 | 818.6558 | 863.3913 | 891.3584 | 911.4906 | 925.0267 | 936.1605 | 1166.2515 | 1143.8011 | 1185.0126 | 1197.1489 | 1188.5406 | 1172.3236 | 1209.3618 | 1173.1027
F6_Commercial_Health (ID)_New_Food Preparation_Natural Gas_Double Rack Oven_Baseline Forecast | F6 | Commercial | Health (ID) | New | Food Preparation | Natural Gas | Double Rack Oven | Baseline Forecast | Avg. Replacement Usage (therms) | 0.52236 | 0.52236 | 0.52236 | 0.52236 | 0.52236 | 0.52236 | 0.52236 | 0.52236 | 0.52236 | 0.52236 | 0.52236 | 0.52236 | 0.52236 | 0.52236 | 0.52236 | 0.52236 | 0.52236 | 0.52236 | 0.52236 | 0.52236 | 0.52236 | 0.52236 | 0.52236 | 0.52236 | 0.52236 | 0.52236 | 0.52236
F7_Commercial_Health (ID)_New_Food Preparation_Natural Gas_Double Rack Oven_Baseline Forecast | F7 | Commercial | Health (ID) | New | Food Preparation | Natural Gas | Double Rack Oven | Baseline Forecast | Avg. Replacement Summer Demand (n/a) | 0 | 0 | 0 | 0 | 0 | 0 | 0 | 0 | 0 | 0 | 0 | 0 | 0 | 0 | 0 | 0 | 0 | 0 | 0 | 0 | 0 | 0 | 0 | 0 | 0 | 0 | 0
F8_Commercial_Health (ID)_New_Food Preparation_Natural Gas_Double Rack Oven_Baseline Forecast | F8 | Commercial | Health (ID) | New | Food Preparation | Natural Gas | Double Rack Oven | Baseline Forecast | Avg. Replacement Winter Demand (n/a) | 0 | 0 | 0 | 0 | 0 | 0 | 0 | 0 | 0 | 0 | 0 | 0 | 0 | 0 | 0 | 0 | 0 | 0 | 0 | 0 | 0 | 0 | 0 | 0 | 0 | 0 | 0
F1_Commercial_Health (ID)_New_Food Preparation_Natural Gas_Fryer_Baseline Forecast | F1 | Commercial | Health (ID) | New | Food Preparation | Natural Gas | Fryer | Baseline Forecast | Units | 0 | 16230.7905 | 31412.0711 | 49434.1238 | 67818.5175 | 84478.456 | 99089.8026 | 113217.4436 | 126922.4807 | 140107.9835 | 153074.9824 | 166017.0232 | 178742.1734 | 191273.2412 | 203702.4607 | 215995.6334 | 228112.1724 | 240017.7404 | 251772.7038 | 263317.3196 | 274579.1435 | 285649.9378 | 296602.4481 | 307528.3129 | 318260.0694 | 329476.8186 | 339469.3693
F2_Commercial_Health (ID)_New_Food Preparation_Natural Gas_Fryer_Baseline Forecast | F2 | Commercial | Health (ID) | New | Food Preparation | Natural Gas | Fryer | Baseline Forecast | Usage (MMtherm) | 0 | 0.0050532 | 0.0097797 | 0.015391 | 0.021114 | 0.026301 | 0.03085 | 0.035249 | 0.039515 | 0.043621 | 0.047658 | 0.051687 | 0.055649 | 0.05955 | 0.06342 | 0.067247 | 0.071019 | 0.074726 | 0.078386 | 0.08198 | 0.085486 | 0.088933 | 0.092343 | 0.095744 | 0.099086 | 0.10258 | 0.10569
F3_Commercial_Health (ID)_New_Food Preparation_Natural Gas_Fryer_Baseline Forecast | F3 | Commercial | Health (ID) | New | Food Preparation | Natural Gas | Fryer | Baseline Forecast | Summer Peak Demand (n/a) | 0 | 0 | 0 | 0 | 0 | 0 | 0 | 0 | 0 | 0 | 0 | 0 | 0 | 0 | 0 | 0 | 0 | 0 | 0 | 0 | 0 | 0 | 0 | 0 | 0 | 0 | 0
F4_Commercial_Health (ID)_New_Food Preparation_Natural Gas_Fryer_Baseline Forecast | F4 | Commercial | Health (ID) | New | Food Preparation | Natural Gas | Fryer | Baseline Forecast | Winter Peak Demand (n/a) | 0 | 0 | 0 | 0 | 0 | 0 | 0 | 0 | 0 | 0 | 0 | 0 | 0 | 0 | 0 | 0 | 0 | 0 | 0 | 0 | 0 | 0 | 0 | 0 | 0 | 0 | 0
F5_Commercial_Health (ID)_New_Food Preparation_Natural Gas_Fryer_Baseline Forecast | F5 | Commercial | Health (ID) | New | Food Preparation | Natural Gas | Fryer | Baseline Forecast | Turnover | 0 | 16230.7905 | 15181.2806 | 18022.0527 | 18384.3937 | 16659.9385 | 14611.3466 | 14127.641 | 13705.0371 | 13185.5028 | 12966.9989 | 12942.0408 | 14200.6766 | 15252.5718 | 16541.6826 | 17703.0839 | 18549.18 | 19081.7277 | 19563.076 | 19888.8124 | 20046.1392 | 20235.3536 | 20460.477 | 26032.0716 | 25516.863 | 27066.702 | 26126.4229
F6_Commercial_Health (ID)_New_Food Preparation_Natural Gas_Fryer_Baseline Forecast | F6 | Commercial | Health (ID) | New | Food Preparation | Natural Gas | Fryer | Baseline Forecast | Avg. Replacement Usage (therms) | 0.31134 | 0.31134 | 0.31134 | 0.31134 | 0.31134 | 0.31134 | 0.31134 | 0.31134 | 0.31134 | 0.31134 | 0.31134 | 0.31134 | 0.31134 | 0.31134 | 0.31134 | 0.31134 | 0.31134 | 0.31134 | 0.31134 | 0.31134 | 0.31134 | 0.31134 | 0.31134 | 0.31134 | 0.31134 | 0.31134 | 0.31134
F7_Commercial_Health (ID)_New_Food Preparation_Natural Gas_Fryer_Baseline Forecast | F7 | Commercial | Health (ID) | New | Food Preparation | Natural Gas | Fryer | Baseline Forecast | Avg. Replacement Summer Demand (n/a) | 0 | 0 | 0 | 0 | 0 | 0 | 0 | 0 | 0 | 0 | 0 | 0 | 0 | 0 | 0 | 0 | 0 | 0 | 0 | 0 | 0 | 0 | 0 | 0 | 0 | 0 | 0
F8_Commercial_Health (ID)_New_Food Preparation_Natural Gas_Fryer_Baseline Forecast | F8 | Commercial | Health (ID) | New | Food Preparation | Natural Gas | Fryer | Baseline Forecast | Avg. Replacement Winter Demand (n/a) | 0 | 0 | 0 | 0 | 0 | 0 | 0 | 0 | 0 | 0 | 0 | 0 | 0 | 0 | 0 | 0 | 0 | 0 | 0 | 0 | 0 | 0 | 0 | 0 | 0 | 0 | 0
F1_Commercial_Health (ID)_New_Food Preparation_Natural Gas_Broiler_Baseline Forecast | F1 | Commercial | Health (ID) | New | Food Preparation | Natural Gas | Broiler | Baseline Forecast | Units | 0 | 3654.0523 | 7071.8275 | 11129.1483 | 15268.0432 | 19018.71 | 22308.1755 | 25488.7438 | 28574.171 | 31542.635 | 34461.907 | 37375.5602 | 40240.3846 | 43061.515 | 45859.7163 | 48627.2892 | 51355.0964 | 54035.4075 | 56681.8129 | 59280.8625 | 61816.247 | 64308.6247 | 66774.3731 | 69234.1228 | 71650.1727 | 74175.4094 | 76425.0413
F2_Commercial_Health (ID)_New_Food Preparation_Natural Gas_Broiler_Baseline Forecast | F2 | Commercial | Health (ID) | New | Food Preparation | Natural Gas | Broiler | Baseline Forecast | Usage (MMtherm) | 0 | 0.0012157 | 0.0023528 | 0.0037027 | 0.0050798 | 0.0063276 | 0.0074221 | 0.0084803 | 0.0095068 | 0.010494 | 0.011466 | 0.012435 | 0.013388 | 0.014327 | 0.015258 | 0.016179 | 0.017086 | 0.017978 | 0.018858 | 0.019723 | 0.020567 | 0.021396 | 0.022216 | 0.023035 | 0.023838 | 0.024679 | 0.025427
F3_Commercial_Health (ID)_New_Food Preparation_Natural Gas_Broiler_Baseline Forecast | F3 | Commercial | Health (ID) | New | Food Preparation | Natural Gas | Broiler | Baseline Forecast | Summer Peak Demand (n/a) | 0 | 0 | 0 | 0 | 0 | 0 | 0 | 0 | 0 | 0 | 0 | 0 | 0 | 0 | 0 | 0 | 0 | 0 | 0 | 0 | 0 | 0 | 0 | 0 | 0 | 0 | 0
F4_Commercial_Health (ID)_New_Food Preparation_Natural Gas_Broiler_Baseline Forecast | F4 | Commercial | Health (ID) | New | Food Preparation | Natural Gas | Broiler | Baseline Forecast | Winter Peak Demand (n/a) | 0 | 0 | 0 | 0 | 0 | 0 | 0 | 0 | 0 | 0 | 0 | 0 | 0 | 0 | 0 | 0 | 0 | 0 | 0 | 0 | 0 | 0 | 0 | 0 | 0 | 0 | 0
F5_Commercial_Health (ID)_New_Food Preparation_Natural Gas_Broiler_Baseline Forecast | F5 | Commercial | Health (ID) | New | Food Preparation | Natural Gas | Broiler | Baseline Forecast | Turnover | 0 | 3654.0523 | 3417.7752 | 4057.3208 | 4138.8949 | 3750.6668 | 3289.4655 | 3180.5684 | 3085.4272 | 2968.464 | 3325.2778 | 3654.3 | 3973.9906 | 4266.9331 | 4500.1 | 4645.8679 | 4750.7993 | 4821.3515 | 4879.3818 | 6078.6441 | 5961.6301 | 6176.4295 | 6239.6852 | 6194.8179 | 6110.2929 | 6303.3405 | 6114.3536
F6_Commercial_Health (ID)_New_Food Preparation_Natural Gas_Broiler_Baseline Forecast | F6 | Commercial | Health (ID) | New | Food Preparation | Natural Gas | Broiler | Baseline Forecast | Avg. Replacement Usage (therms) | 0.33271 | 0.33271 | 0.33271 | 0.33271 | 0.33271 | 0.33271 | 0.33271 | 0.33271 | 0.33271 | 0.33271 | 0.33271 | 0.33271 | 0.33271 | 0.33271 | 0.33271 | 0.33271 | 0.33271 | 0.33271 | 0.33271 | 0.33271 | 0.33271 | 0.33271 | 0.33271 | 0.33271 | 0.33271 | 0.33271 | 0.33271
F7_Commercial_Health (ID)_New_Food Preparation_Natural Gas_Broiler_Baseline Forecast | F7 | Commercial | Health (ID) | New | Food Preparation | Natural Gas | Broiler | Baseline Forecast | Avg. Replacement Summer Demand (n/a) | 0 | 0 | 0 | 0 | 0 | 0 | 0 | 0 | 0 | 0 | 0 | 0 | 0 | 0 | 0 | 0 | 0 | 0 | 0 | 0 | 0 | 0 | 0 | 0 | 0 | 0 | 0
F8_Commercial_Health (ID)_New_Food Preparation_Natural Gas_Broiler_Baseline Forecast | F8 | Commercial | Health (ID) | New | Food Preparation | Natural Gas | Broiler | Baseline Forecast | Avg. Replacement Winter Demand (n/a) | 0 | 0 | 0 | 0 | 0 | 0 | 0 | 0 | 0 | 0 | 0 | 0 | 0 | 0 | 0 | 0 | 0 | 0 | 0 | 0 | 0 | 0 | 0 | 0 | 0 | 0 | 0
F1_Commercial_Health (ID)_New_Food Preparation_Natural Gas_Griddle_Baseline Forecast | F1 | Commercial | Health (ID) | New | Food Preparation | Natural Gas | Griddle | Baseline Forecast | Units | 0 | 3654.0523 | 7071.8275 | 11129.1483 | 15268.0432 | 19018.71 | 22308.1755 | 25488.7438 | 28574.171 | 31542.635 | 34461.907 | 37375.5602 | 40240.3846 | 43061.515 | 45859.7163 | 48627.2892 | 51355.0964 | 54035.4075 | 56681.8129 | 59280.8625 | 61816.247 | 64308.6247 | 66774.3731 | 69234.1228 | 71650.1727 | 74175.4094 | 76425.0413
F2_Commercial_Health (ID)_New_Food Preparation_Natural Gas_Griddle_Baseline Forecast | F2 | Commercial | Health (ID) | New | Food Preparation | Natural Gas | Griddle | Baseline Forecast | Usage (MMtherm) | 0 | 0.00084733 | 0.0016399 | 0.0025807 | 0.0035405 | 0.0044102 | 0.005173 | 0.0059105 | 0.006626 | 0.0073143 | 0.0079913 | 0.0086669 | 0.0093312 | 0.0099854 | 0.010634 | 0.011276 | 0.011909 | 0.01253 | 0.013144 | 0.013746 | 0.014334 | 0.014912 | 0.015484 | 0.016054 | 0.016615 | 0.0172 | 0.017722
F3_Commercial_Health (ID)_New_Food Preparation_Natural Gas_Griddle_Baseline Forecast | F3 | Commercial | Health (ID) | New | Food Preparation | Natural Gas | Griddle | Baseline Forecast | Summer Peak Demand (n/a) | 0 | 0 | 0 | 0 | 0 | 0 | 0 | 0 | 0 | 0 | 0 | 0 | 0 | 0 | 0 | 0 | 0 | 0 | 0 | 0 | 0 | 0 | 0 | 0 | 0 | 0 | 0
F4_Commercial_Health (ID)_New_Food Preparation_Natural Gas_Griddle_Baseline Forecast | F4 | Commercial | Health (ID) | New | Food Preparation | Natural Gas | Griddle | Baseline Forecast | Winter Peak Demand (n/a) | 0 | 0 | 0 | 0 | 0 | 0 | 0 | 0 | 0 | 0 | 0 | 0 | 0 | 0 | 0 | 0 | 0 | 0 | 0 | 0 | 0 | 0 | 0 | 0 | 0 | 0 | 0
F5_Commercial_Health (ID)_New_Food Preparation_Natural Gas_Griddle_Baseline Forecast | F5 | Commercial | Health (ID) | New | Food Preparation | Natural Gas | Griddle | Baseline Forecast | Turnover | 0 | 3654.0523 | 3417.7752 | 4057.3208 | 4138.8949 | 3750.6668 | 3289.4655 | 3180.5684 | 3085.4272 | 2968.464 | 3325.2778 | 3654.3 | 3973.9906 | 4266.9331 | 4500.1 | 4645.8679 | 4750.7993 | 4821.3515 | 4879.3818 | 6078.6441 | 5961.6301 | 6176.4295 | 6239.6852 | 6194.8179 | 6110.2929 | 6303.3405 | 6114.3536
F6_Commercial_Health (ID)_New_Food Preparation_Natural Gas_Griddle_Baseline Forecast | F6 | Commercial | Health (ID) | New | Food Preparation | Natural Gas | Griddle | Baseline Forecast | Avg. Replacement Usage (therms) | 0.23189 | 0.23189 | 0.23189 | 0.23189 | 0.23189 | 0.23189 | 0.23189 | 0.23189 | 0.23189 | 0.23189 | 0.23189 | 0.23189 | 0.23189 | 0.23189 | 0.23189 | 0.23189 | 0.23189 | 0.23189 | 0.23189 | 0.23189 | 0.23189 | 0.23189 | 0.23189 | 0.23189 | 0.23189 | 0.23189 | 0.23189
F7_Commercial_Health (ID)_New_Food Preparation_Natural Gas_Griddle_Baseline Forecast | F7 | Commercial | Health (ID) | New | Food Preparation | Natural Gas | Griddle | Baseline Forecast | Avg. Replacement Summer Demand (n/a) | 0 | 0 | 0 | 0 | 0 | 0 | 0 | 0 | 0 | 0 | 0 | 0 | 0 | 0 | 0 | 0 | 0 | 0 | 0 | 0 | 0 | 0 | 0 | 0 | 0 | 0 | 0
F8_Commercial_Health (ID)_New_Food Preparation_Natural Gas_Griddle_Baseline Forecast | F8 | Commercial | Health (ID) | New | Food Preparation | Natural Gas | Griddle | Baseline Forecast | Avg. Replacement Winter Demand (n/a) | 0 | 0 | 0 | 0 | 0 | 0 | 0 | 0 | 0 | 0 | 0 | 0 | 0 | 0 | 0 | 0 | 0 | 0 | 0 | 0 | 0 | 0 | 0 | 0 | 0 | 0 | 0
F1_Commercial_Health (ID)_New_Food Preparation_Natural Gas_Range_Baseline Forecast | F1 | Commercial | Health (ID) | New | Food Preparation | Natural Gas | Range | Baseline Forecast | Units | 0 | 15447.4888 | 29896.1174 | 47048.4218 | 64545.5805 | 80401.5065 | 94307.7062 | 107753.5441 | 120797.1729 | 133346.3404 | 145687.549 | 158005.004 | 170116.0356 | 182042.3511 | 193871.7337 | 205571.6351 | 217103.4272 | 228434.4298 | 239622.096 | 250609.566 | 261327.8917 | 271864.407 | 282288.3466 | 292686.9267 | 302900.7662 | 313576.1926 | 323086.5005
F2_Commercial_Health (ID)_New_Food Preparation_Natural Gas_Range_Baseline Forecast | F2 | Commercial | Health (ID) | New | Food Preparation | Natural Gas | Range | Baseline Forecast | Usage (MMtherm) | 0 | 0.0035388 | 0.0068488 | 0.010778 | 0.014786 | 0.018419 | 0.021605 | 0.024685 | 0.027673 | 0.030548 | 0.033375 | 0.036197 | 0.038971 | 0.041703 | 0.044413 | 0.047094 | 0.049735 | 0.052331 | 0.054894 | 0.057411 | 0.059866 | 0.06228 | 0.064668 | 0.06705 | 0.06939 | 0.071836 | 0.074014
F3_Commercial_Health (ID)_New_Food Preparation_Natural Gas_Range_Baseline Forecast | F3 | Commercial | Health (ID) | New | Food Preparation | Natural Gas | Range | Baseline Forecast | Summer Peak Demand (n/a) | 0 | 0 | 0 | 0 | 0 | 0 | 0 | 0 | 0 | 0 | 0 | 0 | 0 | 0 | 0 | 0 | 0 | 0 | 0 | 0 | 0 | 0 | 0 | 0 | 0 | 0 | 0
F4_Commercial_Health (ID)_New_Food Preparation_Natural Gas_Range_Baseline Forecast | F4 | Commercial | Health (ID) | New | Food Preparation | Natural Gas | Range | Baseline Forecast | Winter Peak Demand (n/a) | 0 | 0 | 0 | 0 | 0 | 0 | 0 | 0 | 0 | 0 | 0 | 0 | 0 | 0 | 0 | 0 | 0 | 0 | 0 | 0 | 0 | 0 | 0 | 0 | 0 | 0 | 0
F5_Commercial_Health (ID)_New_Food Preparation_Natural Gas_Range_Baseline Forecast | F5 | Commercial | Health (ID) | New | Food Preparation | Natural Gas | Range | Baseline Forecast | Turnover | 0 | 15447.4888 | 14448.6286 | 17152.3043 | 17497.1587 | 15855.9261 | 13906.1997 | 13445.8378 | 13043.6289 | 12549.1675 | 15430.7063 | 17678.7789 | 19830.5516 | 21601.3633 | 22740.606 | 27259.5865 | 26406.8626 | 26548.5371 | 25961.9289 | 25462.7821 | 25323.2221 | 26065.8616 | 27062.2527 | 28127.7317 | 30604.4562 | 32858.6109 | 33130.6373
F6_Commercial_Health (ID)_New_Food Preparation_Natural Gas_Range_Baseline Forecast | F6 | Commercial | Health (ID) | New | Food Preparation | Natural Gas | Range | Baseline Forecast | Avg. Replacement Usage (therms) | 0.22909 | 0.22909 | 0.22909 | 0.22909 | 0.22909 | 0.22909 | 0.22909 | 0.22909 | 0.22909 | 0.22909 | 0.22909 | 0.22909 | 0.22909 | 0.22909 | 0.22909 | 0.22909 | 0.22909 | 0.22909 | 0.22909 | 0.22909 | 0.22909 | 0.22909 | 0.22909 | 0.22909 | 0.22909 | 0.22909 | 0.22909
F7_Commercial_Health (ID)_New_Food Preparation_Natural Gas_Range_Baseline Forecast | F7 | Commercial | Health (ID) | New | Food Preparation | Natural Gas | Range | Baseline Forecast | Avg. Replacement Summer Demand (n/a) | 0 | 0 | 0 | 0 | 0 | 0 | 0 | 0 | 0 | 0 | 0 | 0 | 0 | 0 | 0 | 0 | 0 | 0 | 0 | 0 | 0 | 0 | 0 | 0 | 0 | 0 | 0
F8_Commercial_Health (ID)_New_Food Preparation_Natural Gas_Range_Baseline Forecast | F8 | Commercial | Health (ID) | New | Food Preparation | Natural Gas | Range | Baseline Forecast | Avg. Replacement Winter Demand (n/a) | 0 | 0 | 0 | 0 | 0 | 0 | 0 | 0 | 0 | 0 | 0 | 0 | 0 | 0 | 0 | 0 | 0 | 0 | 0 | 0 | 0 | 0 | 0 | 0 | 0 | 0 | 0
F1_Commercial_Health (ID)_New_Food Preparation_Natural Gas_Steamer_Baseline Forecast | F1 | Commercial | Health (ID) | New | Food Preparation | Natural Gas | Steamer | Baseline Forecast | Units | 0 | 1697.5262 | 3285.2876 | 5170.1562 | 7092.9209 | 8835.3304 | 10363.4842 | 11841.0488 | 13274.4146 | 14653.444 | 16009.6208 | 17363.1872 | 18694.0698 | 20004.654 | 21304.5861 | 22590.2896 | 23857.5195 | 25102.6846 | 26332.0985 | 27539.5127 | 28717.3507 | 29875.2096 | 31020.6974 | 32163.3985 | 33285.7985 | 34458.9223 | 35504.011
F2_Commercial_Health (ID)_New_Food Preparation_Natural Gas_Steamer_Baseline Forecast | F2 | Commercial | Health (ID) | New | Food Preparation | Natural Gas | Steamer | Baseline Forecast | Usage (MMtherm) | 0 | 0.00044939 | 0.00086972 | 0.0013687 | 0.0018777 | 0.002339 | 0.0027435 | 0.0031347 | 0.0035142 | 0.0038792 | 0.0042382 | 0.0045966 | 0.0049489 | 0.0052959 | 0.00564 | 0.0059804 | 0.0063158 | 0.0066455 | 0.0069709 | 0.0072906 | 0.0076024 | 0.0079089 | 0.0082121 | 0.0085147 | 0.0088118 | 0.0091223 | 0.009399
F3_Commercial_Health (ID)_New_Food Preparation_Natural Gas_Steamer_Baseline Forecast | F3 | Commercial | Health (ID) | New | Food Preparation | Natural Gas | Steamer | Baseline Forecast | Summer Peak Demand (n/a) | 0 | 0 | 0 | 0 | 0 | 0 | 0 | 0 | 0 | 0 | 0 | 0 | 0 | 0 | 0 | 0 | 0 | 0 | 0 | 0 | 0 | 0 | 0 | 0 | 0 | 0 | 0
F4_Commercial_Health (ID)_New_Food Preparation_Natural Gas_Steamer_Baseline Forecast | F4 | Commercial | Health (ID) | New | Food Preparation | Natural Gas | Steamer | Baseline Forecast | Winter Peak Demand (n/a) | 0 | 0 | 0 | 0 | 0 | 0 | 0 | 0 | 0 | 0 | 0 | 0 | 0 | 0 | 0 | 0 | 0 | 0 | 0 | 0 | 0 | 0 | 0 | 0 | 0 | 0 | 0
F5_Commercial_Health (ID)_New_Food Preparation_Natural Gas_Steamer_Baseline Forecast | F5 | Commercial | Health (ID) | New | Food Preparation | Natural Gas | Steamer | Baseline Forecast | Turnover | 0 | 1697.5262 | 1587.7614 | 1884.8686 | 1922.7647 | 1742.4095 | 1528.1538 | 1477.5646 | 1433.3658 | 1379.0294 | 1544.7908 | 1697.6413 | 1846.1567 | 1982.2461 | 2090.5661 | 2158.284 | 2207.0309 | 2239.8067 | 2266.7652 | 2823.8944 | 2769.5344 | 2869.3216 | 2898.7077 | 2877.8641 | 2838.5972 | 2928.2793 | 2840.4836
F6_Commercial_Health (ID)_New_Food Preparation_Natural Gas_Steamer_Baseline Forecast | F6 | Commercial | Health (ID) | New | Food Preparation | Natural Gas | Steamer | Baseline Forecast | Avg. Replacement Usage (therms) | 0.26473 | 0.26473 | 0.26473 | 0.26473 | 0.26473 | 0.26473 | 0.26473 | 0.26473 | 0.26473 | 0.26473 | 0.26473 | 0.26473 | 0.26473 | 0.26473 | 0.26473 | 0.26473 | 0.26473 | 0.26473 | 0.26473 | 0.26473 | 0.26473 | 0.26473 | 0.26473 | 0.26473 | 0.26473 | 0.26473 | 0.26473
F7_Commercial_Health (ID)_New_Food Preparation_Natural Gas_Steamer_Baseline Forecast | F7 | Commercial | Health (ID) | New | Food Preparation | Natural Gas | Steamer | Baseline Forecast | Avg. Replacement Summer Demand (n/a) | 0 | 0 | 0 | 0 | 0 | 0 | 0 | 0 | 0 | 0 | 0 | 0 | 0 | 0 | 0 | 0 | 0 | 0 | 0 | 0 | 0 | 0 | 0 | 0 | 0 | 0 | 0
F8_Commercial_Health (ID)_New_Food Preparation_Natural Gas_Steamer_Baseline Forecast | F8 | Commercial | Health (ID) | New | Food Preparation | Natural Gas | Steamer | Baseline Forecast | Avg. Replacement Winter Demand (n/a) | 0 | 0 | 0 | 0 | 0 | 0 | 0 | 0 | 0 | 0 | 0 | 0 | 0 | 0 | 0 | 0 | 0 | 0 | 0 | 0 | 0 | 0 | 0 | 0 | 0 | 0 | 0
F1_Commercial_Health (ID)_New_Food Preparation_Natural Gas_Food Prep Other_Baseline Forecast | F1 | Commercial | Health (ID) | New | Food Preparation | Natural Gas | Food Prep Other | Baseline Forecast | Units | 0 | 0 | 0 | 0 | 0 | 0 | 0 | 0 | 0 | 0 | 0 | 0 | 0 | 0 | 0 | 0 | 0 | 0 | 0 | 0 | 0 | 0 | 0 | 0 | 0 | 0 | 0
F2_Commercial_Health (ID)_New_Food Preparation_Natural Gas_Food Prep Other_Baseline Forecast | F2 | Commercial | Health (ID) | New | Food Preparation | Natural Gas | Food Prep Other | Baseline Forecast | Usage (MMtherm) | 0 | 0 | 0 | 0 | 0 | 0 | 0 | 0 | 0 | 0 | 0 | 0 | 0 | 0 | 0 | 0 | 0 | 0 | 0 | 0 | 0 | 0 | 0 | 0 | 0 | 0 | 0
F3_Commercial_Health (ID)_New_Food Preparation_Natural Gas_Food Prep Other_Baseline Forecast | F3 | Commercial | Health (ID) | New | Food Preparation | Natural Gas | Food Prep Other | Baseline Forecast | Summer Peak Demand (n/a) | 0 | 0 | 0 | 0 | 0 | 0 | 0 | 0 | 0 | 0 | 0 | 0 | 0 | 0 | 0 | 0 | 0 | 0 | 0 | 0 | 0 | 0 | 0 | 0 | 0 | 0 | 0
F4_Commercial_Health (ID)_New_Food Preparation_Natural Gas_Food Prep Other_Baseline Forecast | F4 | Commercial | Health (ID) | New | Food Preparation | Natural Gas | Food Prep Other | Baseline Forecast | Winter Peak Demand (n/a) | 0 | 0 | 0 | 0 | 0 | 0 | 0 | 0 | 0 | 0 | 0 | 0 | 0 | 0 | 0 | 0 | 0 | 0 | 0 | 0 | 0 | 0 | 0 | 0 | 0 | 0 | 0
F5_Commercial_Health (ID)_New_Food Preparation_Natural Gas_Food Prep Other_Baseline Forecast | F5 | Commercial | Health (ID) | New | Food Preparation | Natural Gas | Food Prep Other | Baseline Forecast | Turnover | 0 | 0 | 0 | 0 | 0 | 0 | 0 | 0 | 0 | 0 | 0 | 0 | 0 | 0 | 0 | 0 | 0 | 0 | 0 | 0 | 0 | 0 | 0 | 0 | 0 | 0 | 0
F6_Commercial_Health (ID)_New_Food Preparation_Natural Gas_Food Prep Other_Baseline Forecast | F6 | Commercial | Health (ID) | New | Food Preparation | Natural Gas | Food Prep Other | Baseline Forecast | Avg. Replacement Usage (therms) | 0.095605 | 0.095605 | 0.095605 | 0.095605 | 0.095605 | 0.095605 | 0.095605 | 0.095605 | 0.095605 | 0.095605 | 0.095605 | 0.095605 | 0.095605 | 0.095605 | 0.095605 | 0.095605 | 0.095605 | 0.095605 | 0.095605 | 0.095605 | 0.095605 | 0.095605 | 0.095605 | 0.095605 | 0.095605 | 0.095605 | 0.095605
F7_Commercial_Health (ID)_New_Food Preparation_Natural Gas_Food Prep Other_Baseline Forecast | F7 | Commercial | Health (ID) | New | Food Preparation | Natural Gas | Food Prep Other | Baseline Forecast | Avg. Replacement Summer Demand (n/a) | 0 | 0 | 0 | 0 | 0 | 0 | 0 | 0 | 0 | 0 | 0 | 0 | 0 | 0 | 0 | 0 | 0 | 0 | 0 | 0 | 0 | 0 | 0 | 0 | 0 | 0 | 0
F8_Commercial_Health (ID)_New_Food Preparation_Natural Gas_Food Prep Other_Baseline Forecast | F8 | Commercial | Health (ID) | New | Food Preparation | Natural Gas | Food Prep Other | Baseline Forecast | Avg. Replacement Winter Demand (n/a) | 0 | 0 | 0 | 0 | 0 | 0 | 0 | 0 | 0 | 0 | 0 | 0 | 0 | 0 | 0 | 0 | 0 | 0 | 0 | 0 | 0 | 0 | 0 | 0 | 0 | 0 | 0
F1_Commercial_Health (ID)_New_Miscellaneous_Natural Gas_Pool Heater_Baseline Forecast | F1 | Commercial | Health (ID) | New | Miscellaneous | Natural Gas | Pool Heater | Baseline Forecast | Units | 0 | 0 | 0 | 0 | 0 | 0 | 0 | 0 | 0 | 0 | 0 | 0 | 0 | 0 | 0 | 0 | 0 | 0 | 0 | 0 | 0 | 0 | 0 | 0 | 0 | 0 | 0
F2_Commercial_Health (ID)_New_Miscellaneous_Natural Gas_Pool Heater_Baseline Forecast | F2 | Commercial | Health (ID) | New | Miscellaneous | Natural Gas | Pool Heater | Baseline Forecast | Usage (MMtherm) | 0 | 0 | 0 | 0 | 0 | 0 | 0 | 0 | 0 | 0 | 0 | 0 | 0 | 0 | 0 | 0 | 0 | 0 | 0 | 0 | 0 | 0 | 0 | 0 | 0 | 0 | 0
F3_Commercial_Health (ID)_New_Miscellaneous_Natural Gas_Pool Heater_Baseline Forecast | F3 | Commercial | Health (ID) | New | Miscellaneous | Natural Gas | Pool Heater | Baseline Forecast | Summer Peak Demand (n/a) | 0 | 0 | 0 | 0 | 0 | 0 | 0 | 0 | 0 | 0 | 0 | 0 | 0 | 0 | 0 | 0 | 0 | 0 | 0 | 0 | 0 | 0 | 0 | 0 | 0 | 0 | 0
F4_Commercial_Health (ID)_New_Miscellaneous_Natural Gas_Pool Heater_Baseline Forecast | F4 | Commercial | Health (ID) | New | Miscellaneous | Natural Gas | Pool Heater | Baseline Forecast | Winter Peak Demand (n/a) | 0 | 0 | 0 | 0 | 0 | 0 | 0 | 0 | 0 | 0 | 0 | 0 | 0 | 0 | 0 | 0 | 0 | 0 | 0 | 0 | 0 | 0 | 0 | 0 | 0 | 0 | 0
F5_Commercial_Health (ID)_New_Miscellaneous_Natural Gas_Pool Heater_Baseline Forecast | F5 | Commercial | Health (ID) | New | Miscellaneous | Natural Gas | Pool Heater | Baseline Forecast | Turnover | 0 | 0 | 0 | 0 | 0 | 0 | 0 | 0 | 0 | 0 | 0 | 0 | 0 | 0 | 0 | 0 | 0 | 0 | 0 | 0 | 0 | 0 | 0 | 0 | 0 | 0 | 0
F6_Commercial_Health (ID)_New_Miscellaneous_Natural Gas_Pool Heater_Baseline Forecast | F6 | Commercial | Health (ID) | New | Miscellaneous | Natural Gas | Pool Heater | Baseline Forecast | Avg. Replacement Usage (therms) | 0.01 | 0.01 | 0.01 | 0.01 | 0.01 | 0.01 | 0.01 | 0.01 | 0.01 | 0.01 | 0.01 | 0.01 | 0.01 | 0.01 | 0.01 | 0.01 | 0.01 | 0.01 | 0.01 | 0.01 | 0.01 | 0.01 | 0.01 | 0.01 | 0.01 | 0.01 | 0.01
F7_Commercial_Health (ID)_New_Miscellaneous_Natural Gas_Pool Heater_Baseline Forecast | F7 | Commercial | Health (ID) | New | Miscellaneous | Natural Gas | Pool Heater | Baseline Forecast | Avg. Replacement Summer Demand (n/a) | 0 | 0 | 0 | 0 | 0 | 0 | 0 | 0 | 0 | 0 | 0 | 0 | 0 | 0 | 0 | 0 | 0 | 0 | 0 | 0 | 0 | 0 | 0 | 0 | 0 | 0 | 0
F8_Commercial_Health (ID)_New_Miscellaneous_Natural Gas_Pool Heater_Baseline Forecast | F8 | Commercial | Health (ID) | New | Miscellaneous | Natural Gas | Pool Heater | Baseline Forecast | Avg. Replacement Winter Demand (n/a) | 0 | 0 | 0 | 0 | 0 | 0 | 0 | 0 | 0 | 0 | 0 | 0 | 0 | 0 | 0 | 0 | 0 | 0 | 0 | 0 | 0 | 0 | 0 | 0 | 0 | 0 | 0
F1_Commercial_Health (ID)_New_Miscellaneous_Natural Gas_Miscellaneous_Baseline Forecast | F1 | Commercial | Health (ID) | New | Miscellaneous | Natural Gas | Miscellaneous | Baseline Forecast | Units | 0 | 70956.5971 | 137325.0229 | 216112.5307 | 296484.0949 | 369316.8103 | 433193.6396 | 494955.8398 | 554870.5307 | 612513.9593 | 669202.1481 | 725781.227 | 781412.1194 | 836194.536 | 890531.7 | 944274.104 | 997244.3138 | 1049292.2158 | 1100681.7158 | 1151151.6329 | 1200385.261 | 1248783.7595 | 1296665.1526 | 1344430.0589 | 1391346.3767 | 1440382.9505 | 1484067.6616
F2_Commercial_Health (ID)_New_Miscellaneous_Natural Gas_Miscellaneous_Baseline Forecast | F2 | Commercial | Health (ID) | New | Miscellaneous | Natural Gas | Miscellaneous | Baseline Forecast | Usage (MMtherm) | 0 | 0.0011825 | 0.0022886 | 0.0036016 | 0.004941 | 0.0061547 | 0.0072193 | 0.0082486 | 0.009247 | 0.010208 | 0.011152 | 0.012095 | 0.013022 | 0.013935 | 0.014841 | 0.015737 | 0.016619 | 0.017487 | 0.018343 | 0.019184 | 0.020005 | 0.020811 | 0.021609 | 0.022405 | 0.023187 | 0.024004 | 0.024732
F3_Commercial_Health (ID)_New_Miscellaneous_Natural Gas_Miscellaneous_Baseline Forecast | F3 | Commercial | Health (ID) | New | Miscellaneous | Natural Gas | Miscellaneous | Baseline Forecast | Summer Peak Demand (n/a) | 0 | 0 | 0 | 0 | 0 | 0 | 0 | 0 | 0 | 0 | 0 | 0 | 0 | 0 | 0 | 0 | 0 | 0 | 0 | 0 | 0 | 0 | 0 | 0 | 0 | 0 | 0
F4_Commercial_Health (ID)_New_Miscellaneous_Natural Gas_Miscellaneous_Baseline Forecast | F4 | Commercial | Health (ID) | New | Miscellaneous | Natural Gas | Miscellaneous | Baseline Forecast | Winter Peak Demand (n/a) | 0 | 0 | 0 | 0 | 0 | 0 | 0 | 0 | 0 | 0 | 0 | 0 | 0 | 0 | 0 | 0 | 0 | 0 | 0 | 0 | 0 | 0 | 0 | 0 | 0 | 0 | 0
F5_Commercial_Health (ID)_New_Miscellaneous_Natural Gas_Miscellaneous_Baseline Forecast | F5 | Commercial | Health (ID) | New | Miscellaneous | Natural Gas | Miscellaneous | Baseline Forecast | Turnover | 0 | 70956.5971 | 66368.4258 | 78787.5078 | 90508.221 | 91002.4819 | 90706.2733 | 97688.6122 | 103709.1129 | 108139.5437 | 113926.0891 | 141129.436 | 142214.3367 | 148890.3414 | 158577.3611 | 163551.4847 | 168276.0252 | 175569.7212 | 182383.9588 | 188081.1517 | 193953.4549 | 206424.8054 | 210517.3427 | 216819.8871 | 224132.2274 | 232459.0774 | 233254.7981
F6_Commercial_Health (ID)_New_Miscellaneous_Natural Gas_Miscellaneous_Baseline Forecast | F6 | Commercial | Health (ID) | New | Miscellaneous | Natural Gas | Miscellaneous | Baseline Forecast | Avg. Replacement Usage (therms) | 0.016665 | 0.016665 | 0.016665 | 0.016665 | 0.016665 | 0.016665 | 0.016665 | 0.016665 | 0.016665 | 0.016665 | 0.016665 | 0.016665 | 0.016665 | 0.016665 | 0.016665 | 0.016665 | 0.016665 | 0.016665 | 0.016665 | 0.016665 | 0.016665 | 0.016665 | 0.016665 | 0.016665 | 0.016665 | 0.016665 | 0.016665
F7_Commercial_Health (ID)_New_Miscellaneous_Natural Gas_Miscellaneous_Baseline Forecast | F7 | Commercial | Health (ID) | New | Miscellaneous | Natural Gas | Miscellaneous | Baseline Forecast | Avg. Replacement Summer Demand (n/a) | 0 | 0 | 0 | 0 | 0 | 0 | 0 | 0 | 0 | 0 | 0 | 0 | 0 | 0 | 0 | 0 | 0 | 0 | 0 | 0 | 0 | 0 | 0 | 0 | 0 | 0 | 0
F8_Commercial_Health (ID)_New_Miscellaneous_Natural Gas_Miscellaneous_Baseline Forecast | F8 | Commercial | Health (ID) | New | Miscellaneous | Natural Gas | Miscellaneous | Baseline Forecast | Avg. Replacement Winter Demand (n/a) | 0 | 0 | 0 | 0 | 0 | 0 | 0 | 0 | 0 | 0 | 0 | 0 | 0 | 0 | 0 | 0 | 0 | 0 | 0 | 0 | 0 | 0 | 0 | 0 | 0 | 0 | 0
F1_Commercial_Lodging (ID)_Existing_Space Heating_Natural Gas_Furnace_Baseline Forecast | F1 | Commercial | Lodging (ID) | Existing | Space Heating | Natural Gas | Furnace | Baseline Forecast | Units | 740993.6615 | 729593.759 | 718369.2396 | 707317.4052 | 696435.599 | 685721.2051 | 675171.6481 | 664784.392 | 654556.9398 | 644486.833 | 634571.651 | 624809.0102 | 615196.5639 | 605732.0014 | 596413.0475 | 587237.4622 | 578203.0397 | 569307.6083 | 560549.0297 | 551925.1985 | 543434.0416 | 535073.5179 | 526841.6176 | 518736.3619 | 510755.8025 | 502898.0209 | 495161.1283
F2_Commercial_Lodging (ID)_Existing_Space Heating_Natural Gas_Furnace_Baseline Forecast | F2 | Commercial | Lodging (ID) | Existing | Space Heating | Natural Gas | Furnace | Baseline Forecast | Usage (MMtherm) | 0.23203 | 0.21978 | 0.21605 | 0.21239 | 0.2088 | 0.20528 | 0.20183 | 0.19845 | 0.19515 | 0.19192 | 0.18876 | 0.18565 | 0.18252 | 0.17955 | 0.17663 | 0.17378 | 0.17098 | 0.16824 | 0.16554 | 0.1629 | 0.16031 | 0.15776 | 0.15526 | 0.15281 | 0.1504 | 0.14804 | 0.14572
F3_Commercial_Lodging (ID)_Existing_Space Heating_Natural Gas_Furnace_Baseline Forecast | F3 | Commercial | Lodging (ID) | Existing | Space Heating | Natural Gas | Furnace | Baseline Forecast | Summer Peak Demand (n/a) | 0 | 0 | 0 | 0 | 0 | 0 | 0 | 0 | 0 | 0 | 0 | 0 | 0 | 0 | 0 | 0 | 0 | 0 | 0 | 0 | 0 | 0 | 0 | 0 | 0 | 0 | 0
F4_Commercial_Lodging (ID)_Existing_Space Heating_Natural Gas_Furnace_Baseline Forecast | F4 | Commercial | Lodging (ID) | Existing | Space Heating | Natural Gas | Furnace | Baseline Forecast | Winter Peak Demand (n/a) | 0 | 0 | 0 | 0 | 0 | 0 | 0 | 0 | 0 | 0 | 0 | 0 | 0 | 0 | 0 | 0 | 0 | 0 | 0 | 0 | 0 | 0 | 0 | 0 | 0 | 0 | 0
F5_Commercial_Lodging (ID)_Existing_Space Heating_Natural Gas_Furnace_Baseline Forecast | F5 | Commercial | Lodging (ID) | Existing | Space Heating | Natural Gas | Furnace | Baseline Forecast | Turnover | 0 | 29478.5357 | 30014.5091 | 30438.4441 | 30762.9519 | 30999.3072 | 31157.5894 | 31246.8078 | 31275.0137 | 31249.4019 | 31176.3999 | 31061.7492 | 30063.199 | 29210.4767 | 28479.6976 | 27850.4487 | 27305.3228 | 26829.511 | 26410.4486 | 26037.5059 | 25701.7197 | 25395.56 | 25112.7263 | 31461.2144 | 30624.3774 | 29795.7891 | 28984.8334
F6_Commercial_Lodging (ID)_Existing_Space Heating_Natural Gas_Furnace_Baseline Forecast | F6 | Commercial | Lodging (ID) | Existing | Space Heating | Natural Gas | Furnace | Baseline Forecast | Avg. Replacement Usage (therms) | 0.3053 | 0.29419 | 0.29419 | 0.29419 | 0.29419 | 0.29419 | 0.29419 | 0.29419 | 0.29419 | 0.29419 | 0.29419 | 0.29354 | 0.29067 | 0.29356 | 0.29357 | 0.29358 | 0.29359 | 0.29345 | 0.29346 | 0.29346 | 0.29345 | 0.29346 | 0.29346 | 0.29346 | 0.29346 | 0.29346 | 0.29346
F7_Commercial_Lodging (ID)_Existing_Space Heating_Natural Gas_Furnace_Baseline Forecast | F7 | Commercial | Lodging (ID) | Existing | Space Heating | Natural Gas | Furnace | Baseline Forecast | Avg. Replacement Summer Demand (n/a) | 0 | 0 | 0 | 0 | 0 | 0 | 0 | 0 | 0 | 0 | 0 | 0 | 0 | 0 | 0 | 0 | 0 | 0 | 0 | 0 | 0 | 0 | 0 | 0 | 0 | 0 | 0
F8_Commercial_Lodging (ID)_Existing_Space Heating_Natural Gas_Furnace_Baseline Forecast | F8 | Commercial | Lodging (ID) | Existing | Space Heating | Natural Gas | Furnace | Baseline Forecast | Avg. Replacement Winter Demand (n/a) | 0 | 0 | 0 | 0 | 0 | 0 | 0 | 0 | 0 | 0 | 0 | 0 | 0 | 0 | 0 | 0 | 0 | 0 | 0 | 0 | 0 | 0 | 0 | 0 | 0 | 0 | 0
F1_Commercial_Lodging (ID)_Existing_Space Heating_Natural Gas_Boiler_Baseline Forecast | F1 | Commercial | Lodging (ID) | Existing | Space Heating | Natural Gas | Boiler | Baseline Forecast | Units | 519959.9045 | 511960.5213 | 504084.2056 | 496329.064 | 488693.2323 | 481174.8748 | 473772.1844 | 466483.3816 | 459306.7142 | 452240.4571 | 445282.9116 | 438432.4052 | 431687.2913 | 425045.9484 | 418506.7799 | 412068.2141 | 405728.7031 | 399486.7231 | 393340.7735 | 387289.377 | 381331.0788 | 375464.4469 | 369688.0708 | 364000.562 | 358400.5533 | 352886.6987 | 347457.6725
F2_Commercial_Lodging (ID)_Existing_Space Heating_Natural Gas_Boiler_Baseline Forecast | F2 | Commercial | Lodging (ID) | Existing | Space Heating | Natural Gas | Boiler | Baseline Forecast | Usage (MMtherm) | 0.29533 | 0.27916 | 0.27375 | 0.26837 | 0.26305 | 0.25778 | 0.2526 | 0.24749 | 0.24248 | 0.23756 | 0.23274 | 0.22802 | 0.22335 | 0.2188 | 0.21436 | 0.21003 | 0.20588 | 0.20185 | 0.19793 | 0.19413 | 0.19043 | 0.18684 | 0.18335 | 0.17998 | 0.1767 | 0.17353 | 0.17046
F3_Commercial_Lodging (ID)_Existing_Space Heating_Natural Gas_Boiler_Baseline Forecast | F3 | Commercial | Lodging (ID) | Existing | Space Heating | Natural Gas | Boiler | Baseline Forecast | Summer Peak Demand (n/a) | 0 | 0 | 0 | 0 | 0 | 0 | 0 | 0 | 0 | 0 | 0 | 0 | 0 | 0 | 0 | 0 | 0 | 0 | 0 | 0 | 0 | 0 | 0 | 0 | 0 | 0 | 0
F4_Commercial_Lodging (ID)_Existing_Space Heating_Natural Gas_Boiler_Baseline Forecast | F4 | Commercial | Lodging (ID) | Existing | Space Heating | Natural Gas | Boiler | Baseline Forecast | Winter Peak Demand (n/a) | 0 | 0 | 0 | 0 | 0 | 0 | 0 | 0 | 0 | 0 | 0 | 0 | 0 | 0 | 0 | 0 | 0 | 0 | 0 | 0 | 0 | 0 | 0 | 0 | 0 | 0 | 0
F5_Commercial_Lodging (ID)_Existing_Space Heating_Natural Gas_Boiler_Baseline Forecast | F5 | Commercial | Lodging (ID) | Existing | Space Heating | Natural Gas | Boiler | Baseline Forecast | Turnover | 0 | 7756.9776 | 8470.8365 | 9086.3147 | 9614.0933 | 10063.7277 | 10443.7652 | 10761.8514 | 11024.8244 | 11238.7999 | 11409.2469 | 11541.0558 | 11638.5989 | 11705.7849 | 11746.1077 | 11762.6901 | 11758.3224 | 11735.4977 | 11696.4432 | 11643.1477 | 11577.3873 | 11500.7471 | 11414.6419 | 11320.3338 | 11218.9485 | 11111.4894 | 10998.8506
F6_Commercial_Lodging (ID)_Existing_Space Heating_Natural Gas_Boiler_Baseline Forecast | F6 | Commercial | Lodging (ID) | Existing | Space Heating | Natural Gas | Boiler | Baseline Forecast | Avg. Replacement Usage (therms) | 0.49455 | 0.47656 | 0.47656 | 0.47656 | 0.47656 | 0.47656 | 0.47812 | 0.47812 | 0.47812 | 0.47812 | 0.47812 | 0.47812 | 0.47398 | 0.47398 | 0.47398 | 0.47398 | 0.48049 | 0.48049 | 0.48049 | 0.48049 | 0.48049 | 0.48049 | 0.48049 | 0.48049 | 0.48049 | 0.48049 | 0.48049
F7_Commercial_Lodging (ID)_Existing_Space Heating_Natural Gas_Boiler_Baseline Forecast | F7 | Commercial | Lodging (ID) | Existing | Space Heating | Natural Gas | Boiler | Baseline Forecast | Avg. Replacement Summer Demand (n/a) | 0 | 0 | 0 | 0 | 0 | 0 | 0 | 0 | 0 | 0 | 0 | 0 | 0 | 0 | 0 | 0 | 0 | 0 | 0 | 0 | 0 | 0 | 0 | 0 | 0 | 0 | 0
F8_Commercial_Lodging (ID)_Existing_Space Heating_Natural Gas_Boiler_Baseline Forecast | F8 | Commercial | Lodging (ID) | Existing | Space Heating | Natural Gas | Boiler | Baseline Forecast | Avg. Replacement Winter Demand (n/a) | 0 | 0 | 0 | 0 | 0 | 0 | 0 | 0 | 0 | 0 | 0 | 0 | 0 | 0 | 0 | 0 | 0 | 0 | 0 | 0 | 0 | 0 | 0 | 0 | 0 | 0 | 0
F1_Commercial_Lodging (ID)_Existing_Space Heating_Natural Gas_Unit Heater_Baseline Forecast | F1 | Commercial | Lodging (ID) | Existing | Space Heating | Natural Gas | Unit Heater | Baseline Forecast | Units | 44544.9563 | 43859.6493 | 43184.8854 | 42520.5026 | 41866.341 | 41222.2434 | 40588.0551 | 39963.6235 | 39348.7985 | 38743.4324 | 38147.3796 | 37560.4968 | 36982.643 | 36413.6793 | 35853.4688 | 35301.877 | 34758.7712 | 34224.0209 | 33697.4975 | 33179.0744 | 32668.6271 | 32166.0329 | 31671.1708 | 31183.922 | 30704.1694 | 30231.7975 | 29766.693
F2_Commercial_Lodging (ID)_Existing_Space Heating_Natural Gas_Unit Heater_Baseline Forecast | F2 | Commercial | Lodging (ID) | Existing | Space Heating | Natural Gas | Unit Heater | Baseline Forecast | Usage (MMtherm) | 0.0069743 | 0.0066171 | 0.0065153 | 0.0064151 | 0.0063164 | 0.0062192 | 0.0061235 | 0.0060293 | 0.0059366 | 0.0058452 | 0.0057553 | 0.0056668 | 0.0055796 | 0.0054937 | 0.0054092 | 0.005326 | 0.0052441 | 0.0051634 | 0.005084 | 0.0050057 | 0.0049287 | 0.0048529 | 0.0047782 | 0.0047047 | 0.0046323 | 0.0045611 | 0.0044909
F3_Commercial_Lodging (ID)_Existing_Space Heating_Natural Gas_Unit Heater_Baseline Forecast | F3 | Commercial | Lodging (ID) | Existing | Space Heating | Natural Gas | Unit Heater | Baseline Forecast | Summer Peak Demand (n/a) | 0 | 0 | 0 | 0 | 0 | 0 | 0 | 0 | 0 | 0 | 0 | 0 | 0 | 0 | 0 | 0 | 0 | 0 | 0 | 0 | 0 | 0 | 0 | 0 | 0 | 0 | 0
F4_Commercial_Lodging (ID)_Existing_Space Heating_Natural Gas_Unit Heater_Baseline Forecast | F4 | Commercial | Lodging (ID) | Existing | Space Heating | Natural Gas | Unit Heater | Baseline Forecast | Winter Peak Demand (n/a) | 0 | 0 | 0 | 0 | 0 | 0 | 0 | 0 | 0 | 0 | 0 | 0 | 0 | 0 | 0 | 0 | 0 | 0 | 0 | 0 | 0 | 0 | 0 | 0 | 0 | 0 | 0
F5_Commercial_Lodging (ID)_Existing_Space Heating_Natural Gas_Unit Heater_Baseline Forecast | F5 | Commercial | Lodging (ID) | Existing | Space Heating | Natural Gas | Unit Heater | Baseline Forecast | Turnover | 0 | 36.9189 | 105.7481 | 202.0307 | 321.8027 | 461.5415 | 618.1182 | 788.7566 | 970.9949 | 1162.6532 | 1329.6918 | 1474.7629 | 1600.239 | 1708.243 | 1800.6738 | 1879.2304 | 1945.4324 | 1743.985 | 1568.5509 | 1418.3491 | 1292.399 | 1189.573 | 1108.6401 | 1048.3013 | 1007.2191 | 984.042 | 975.1452
F6_Commercial_Lodging (ID)_Existing_Space Heating_Natural Gas_Unit Heater_Baseline Forecast | F6 | Commercial | Lodging (ID) | Existing | Space Heating | Natural Gas | Unit Heater | Baseline Forecast | Avg. Replacement Usage (therms) | 0.15657 | 0.15087 | 0.15087 | 0.15087 | 0.15087 | 0.15087 | 0.15087 | 0.15087 | 0.15087 | 0.15087 | 0.15087 | 0.15087 | 0.15087 | 0.15087 | 0.15087 | 0.15087 | 0.15087 | 0.15087 | 0.15087 | 0.15087 | 0.15087 | 0.15087 | 0.15087 | 0.15087 | 0.15087 | 0.15087 | 0.15087
F7_Commercial_Lodging (ID)_Existing_Space Heating_Natural Gas_Unit Heater_Baseline Forecast | F7 | Commercial | Lodging (ID) | Existing | Space Heating | Natural Gas | Unit Heater | Baseline Forecast | Avg. Replacement Summer Demand (n/a) | 0 | 0 | 0 | 0 | 0 | 0 | 0 | 0 | 0 | 0 | 0 | 0 | 0 | 0 | 0 | 0 | 0 | 0 | 0 | 0 | 0 | 0 | 0 | 0 | 0 | 0 | 0
F8_Commercial_Lodging (ID)_Existing_Space Heating_Natural Gas_Unit Heater_Baseline Forecast | F8 | Commercial | Lodging (ID) | Existing | Space Heating | Natural Gas | Unit Heater | Baseline Forecast | Avg. Replacement Winter Demand (n/a) | 0 | 0 | 0 | 0 | 0 | 0 | 0 | 0 | 0 | 0 | 0 | 0 | 0 | 0 | 0 | 0 | 0 | 0 | 0 | 0 | 0 | 0 | 0 | 0 | 0 | 0 | 0
F1_Commercial_Lodging (ID)_Existing_Water Heating_Natural Gas_Water Heater_Baseline Forecast | F1 | Commercial | Lodging (ID) | Existing | Water Heating | Natural Gas | Water Heater | Baseline Forecast | Units | 2187816.6685 | 2154157.9506 | 2121017.059 | 2088386.0273 | 2056257.0115 | 2024622.2883 | 1993474.2531 | 1962805.4184 | 1932608.412 | 1902875.9749 | 1873600.9599 | 1844776.3297 | 1816395.1554 | 1788450.6146 | 1760935.9897 | 1733844.6668 | 1707170.1335 | 1680905.9776 | 1655045.8856 | 1629583.6412 | 1604513.1237 | 1579828.3064 | 1555523.2555 | 1531592.1285 | 1508029.1727 | 1484828.7239 | 1461985.205
F2_Commercial_Lodging (ID)_Existing_Water Heating_Natural Gas_Water Heater_Baseline Forecast | F2 | Commercial | Lodging (ID) | Existing | Water Heating | Natural Gas | Water Heater | Baseline Forecast | Usage (MMtherm) | 0.97102 | 0.95084 | 0.93081 | 0.91103 | 0.89159 | 0.87256 | 0.85401 | 0.83599 | 0.81855 | 0.8017 | 0.7855 | 0.76995 | 0.755 | 0.74061 | 0.72673 | 0.71332 | 0.70036 | 0.6878 | 0.67562 | 0.6638 | 0.65231 | 0.64113 | 0.63024 | 0.61963 | 0.60927 | 0.59916 | 0.58929
F3_Commercial_Lodging (ID)_Existing_Water Heating_Natural Gas_Water Heater_Baseline Forecast | F3 | Commercial | Lodging (ID) | Existing | Water Heating | Natural Gas | Water Heater | Baseline Forecast | Summer Peak Demand (n/a) | 0 | 0 | 0 | 0 | 0 | 0 | 0 | 0 | 0 | 0 | 0 | 0 | 0 | 0 | 0 | 0 | 0 | 0 | 0 | 0 | 0 | 0 | 0 | 0 | 0 | 0 | 0
F4_Commercial_Lodging (ID)_Existing_Water Heating_Natural Gas_Water Heater_Baseline Forecast | F4 | Commercial | Lodging (ID) | Existing | Water Heating | Natural Gas | Water Heater | Baseline Forecast | Winter Peak Demand (n/a) | 0 | 0 | 0 | 0 | 0 | 0 | 0 | 0 | 0 | 0 | 0 | 0 | 0 | 0 | 0 | 0 | 0 | 0 | 0 | 0 | 0 | 0 | 0 | 0 | 0 | 0 | 0
F5_Commercial_Lodging (ID)_Existing_Water Heating_Natural Gas_Water Heater_Baseline Forecast | F5 | Commercial | Lodging (ID) | Existing | Water Heating | Natural Gas | Water Heater | Baseline Forecast | Turnover | 0 | 65277.5137 | 71284.8709 | 76464.3219 | 80905.7525 | 84689.5732 | 87887.7137 | 90564.5132 | 92777.5173 | 94578.1916 | 96012.5596 | 97121.7747 | 91938.0193 | 87758.5081 | 84414.4376 | 81761.6013 | 79677.0831 | 78056.3739 | 76810.859 | 75865.6302 | 75157.5819 | 74633.7557 | 74249.9032 | 88297.2106 | 87350.8328 | 86080.7658 | 84591.4272
F6_Commercial_Lodging (ID)_Existing_Water Heating_Natural Gas_Water Heater_Baseline Forecast | F6 | Commercial | Lodging (ID) | Existing | Water Heating | Natural Gas | Water Heater | Baseline Forecast | Avg. Replacement Usage (therms) | 0.39858 | 0.39858 | 0.39858 | 0.39858 | 0.39858 | 0.39858 | 0.39858 | 0.39858 | 0.39858 | 0.39858 | 0.39858 | 0.39858 | 0.39858 | 0.39858 | 0.39858 | 0.39858 | 0.39858 | 0.39858 | 0.39858 | 0.39858 | 0.39858 | 0.39858 | 0.39858 | 0.39858 | 0.39858 | 0.39858 | 0.39858
F7_Commercial_Lodging (ID)_Existing_Water Heating_Natural Gas_Water Heater_Baseline Forecast | F7 | Commercial | Lodging (ID) | Existing | Water Heating | Natural Gas | Water Heater | Baseline Forecast | Avg. Replacement Summer Demand (n/a) | 0 | 0 | 0 | 0 | 0 | 0 | 0 | 0 | 0 | 0 | 0 | 0 | 0 | 0 | 0 | 0 | 0 | 0 | 0 | 0 | 0 | 0 | 0 | 0 | 0 | 0 | 0
F8_Commercial_Lodging (ID)_Existing_Water Heating_Natural Gas_Water Heater_Baseline Forecast | F8 | Commercial | Lodging (ID) | Existing | Water Heating | Natural Gas | Water Heater | Baseline Forecast | Avg. Replacement Winter Demand (n/a) | 0 | 0 | 0 | 0 | 0 | 0 | 0 | 0 | 0 | 0 | 0 | 0 | 0 | 0 | 0 | 0 | 0 | 0 | 0 | 0 | 0 | 0 | 0 | 0 | 0 | 0 | 0
F1_Commercial_Lodging (ID)_Existing_Food Preparation_Natural Gas_Oven_Baseline Forecast | F1 | Commercial | Lodging (ID) | Existing | Food Preparation | Natural Gas | Oven | Baseline Forecast | Units | 316255.6748 | 311390.2029 | 306599.5843 | 301882.6677 | 297238.3189 | 292665.4217 | 288162.8768 | 283729.6017 | 279364.5309 | 275066.6151 | 270834.821 | 266668.1315 | 262565.5448 | 258526.0749 | 254548.7507 | 250632.616 | 246776.7296 | 242980.1646 | 239242.0082 | 235561.3619 | 231937.341 | 228369.0742 | 224855.7038 | 221396.3853 | 217990.287 | 214636.5903 | 211334.4889
F2_Commercial_Lodging (ID)_Existing_Food Preparation_Natural Gas_Oven_Baseline Forecast | F2 | Commercial | Lodging (ID) | Existing | Food Preparation | Natural Gas | Oven | Baseline Forecast | Usage (MMtherm) | 0.020898 | 0.020577 | 0.02026 | 0.019948 | 0.019642 | 0.019339 | 0.019042 | 0.018749 | 0.01846 | 0.018176 | 0.017897 | 0.017621 | 0.01735 | 0.017083 | 0.016821 | 0.016562 | 0.016307 | 0.016056 | 0.015809 | 0.015566 | 0.015326 | 0.015091 | 0.014859 | 0.01463 | 0.014405 | 0.014183 | 0.013965
F3_Commercial_Lodging (ID)_Existing_Food Preparation_Natural Gas_Oven_Baseline Forecast | F3 | Commercial | Lodging (ID) | Existing | Food Preparation | Natural Gas | Oven | Baseline Forecast | Summer Peak Demand (n/a) | 0 | 0 | 0 | 0 | 0 | 0 | 0 | 0 | 0 | 0 | 0 | 0 | 0 | 0 | 0 | 0 | 0 | 0 | 0 | 0 | 0 | 0 | 0 | 0 | 0 | 0 | 0
F4_Commercial_Lodging (ID)_Existing_Food Preparation_Natural Gas_Oven_Baseline Forecast | F4 | Commercial | Lodging (ID) | Existing | Food Preparation | Natural Gas | Oven | Baseline Forecast | Winter Peak Demand (n/a) | 0 | 0 | 0 | 0 | 0 | 0 | 0 | 0 | 0 | 0 | 0 | 0 | 0 | 0 | 0 | 0 | 0 | 0 | 0 | 0 | 0 | 0 | 0 | 0 | 0 | 0 | 0
F5_Commercial_Lodging (ID)_Existing_Food Preparation_Natural Gas_Oven_Baseline Forecast | F5 | Commercial | Lodging (ID) | Existing | Food Preparation | Natural Gas | Oven | Baseline Forecast | Turnover | 0 | 12455.6081 | 15943.1784 | 18595.9723 | 20592.6707 | 22073.9968 | 23150.775 | 23910.2794 | 24421.2338 | 24737.7503 | 21652.4142 | 19828.7887 | 18853.7918 | 18433.1241 | 18359.447 | 21116.7934 | 21569.0703 | 21849.3941 | 21995.4398 | 21471.5187 | 20661.0576 | 19789.6129 | 18980.0292 | 18290.1432 | 17509.6242 | 17229.6896 | 17231.087
F6_Commercial_Lodging (ID)_Existing_Food Preparation_Natural Gas_Oven_Baseline Forecast | F6 | Commercial | Lodging (ID) | Existing | Food Preparation | Natural Gas | Oven | Baseline Forecast | Avg. Replacement Usage (therms) | 0.06608 | 0.06608 | 0.06608 | 0.06608 | 0.06608 | 0.06608 | 0.06608 | 0.06608 | 0.06608 | 0.06608 | 0.06608 | 0.06608 | 0.06608 | 0.06608 | 0.06608 | 0.06608 | 0.06608 | 0.06608 | 0.06608 | 0.06608 | 0.06608 | 0.06608 | 0.06608 | 0.06608 | 0.06608 | 0.06608 | 0.06608
F7_Commercial_Lodging (ID)_Existing_Food Preparation_Natural Gas_Oven_Baseline Forecast | F7 | Commercial | Lodging (ID) | Existing | Food Preparation | Natural Gas | Oven | Baseline Forecast | Avg. Replacement Summer Demand (n/a) | 0 | 0 | 0 | 0 | 0 | 0 | 0 | 0 | 0 | 0 | 0 | 0 | 0 | 0 | 0 | 0 | 0 | 0 | 0 | 0 | 0 | 0 | 0 | 0 | 0 | 0 | 0
F8_Commercial_Lodging (ID)_Existing_Food Preparation_Natural Gas_Oven_Baseline Forecast | F8 | Commercial | Lodging (ID) | Existing | Food Preparation | Natural Gas | Oven | Baseline Forecast | Avg. Replacement Winter Demand (n/a) | 0 | 0 | 0 | 0 | 0 | 0 | 0 | 0 | 0 | 0 | 0 | 0 | 0 | 0 | 0 | 0 | 0 | 0 | 0 | 0 | 0 | 0 | 0 | 0 | 0 | 0 | 0
F1_Commercial_Lodging (ID)_Existing_Food Preparation_Natural Gas_Conveyor Oven_Baseline Forecast | F1 | Commercial | Lodging (ID) | Existing | Food Preparation | Natural Gas | Conveyor Oven | Baseline Forecast | Units | 158127.8374 | 155695.1014 | 153299.7922 | 150941.3338 | 148619.1595 | 146332.7109 | 144081.4384 | 141864.8009 | 139682.2655 | 137533.3075 | 135417.4105 | 133334.0657 | 131282.7724 | 129263.0374 | 127274.3753 | 125316.308 | 123388.3648 | 121490.0823 | 119621.0041 | 117780.681 | 115968.6705 | 114184.5371 | 112427.8519 | 110698.1926 | 108995.1435 | 107318.2952 | 105667.2445
F2_Commercial_Lodging (ID)_Existing_Food Preparation_Natural Gas_Conveyor Oven_Baseline Forecast | F2 | Commercial | Lodging (ID) | Existing | Food Preparation | Natural Gas | Conveyor Oven | Baseline Forecast | Usage (MMtherm) | 0.017879 | 0.017604 | 0.017333 | 0.017067 | 0.016804 | 0.016546 | 0.016291 | 0.01604 | 0.015794 | 0.015551 | 0.015311 | 0.015076 | 0.014844 | 0.014615 | 0.014391 | 0.014169 | 0.013951 | 0.013737 | 0.013525 | 0.013317 | 0.013112 | 0.012911 | 0.012712 | 0.012516 | 0.012324 | 0.012134 | 0.011948
F3_Commercial_Lodging (ID)_Existing_Food Preparation_Natural Gas_Conveyor Oven_Baseline Forecast | F3 | Commercial | Lodging (ID) | Existing | Food Preparation | Natural Gas | Conveyor Oven | Baseline Forecast | Summer Peak Demand (n/a) | 0 | 0 | 0 | 0 | 0 | 0 | 0 | 0 | 0 | 0 | 0 | 0 | 0 | 0 | 0 | 0 | 0 | 0 | 0 | 0 | 0 | 0 | 0 | 0 | 0 | 0 | 0
F4_Commercial_Lodging (ID)_Existing_Food Preparation_Natural Gas_Conveyor Oven_Baseline Forecast | F4 | Commercial | Lodging (ID) | Existing | Food Preparation | Natural Gas | Conveyor Oven | Baseline Forecast | Winter Peak Demand (n/a) | 0 | 0 | 0 | 0 | 0 | 0 | 0 | 0 | 0 | 0 | 0 | 0 | 0 | 0 | 0 | 0 | 0 | 0 | 0 | 0 | 0 | 0 | 0 | 0 | 0 | 0 | 0
F5_Commercial_Lodging (ID)_Existing_Food Preparation_Natural Gas_Conveyor Oven_Baseline Forecast | F5 | Commercial | Lodging (ID) | Existing | Food Preparation | Natural Gas | Conveyor Oven | Baseline Forecast | Turnover | 0 | 0 | 0 | 0 | 0 | 585.3308 | 1613.7121 | 2973.4862 | 4577.1085 | 6356.0193 | 7714.9357 | 8743.6768 | 9512.9824 | 10078.5638 | 10484.2947 | 10764.7245 | 10947.0579 | 8622.9133 | 6792.2025 | 5350.1657 | 4214.2843 | 3410.907 | 2938.5836 | 2778.7465 | 2903.1078 | 3278.6858 | 3897.4004
F6_Commercial_Lodging (ID)_Existing_Food Preparation_Natural Gas_Conveyor Oven_Baseline Forecast | F6 | Commercial | Lodging (ID) | Existing | Food Preparation | Natural Gas | Conveyor Oven | Baseline Forecast | Avg. Replacement Usage (therms) | 0.11307 | 0.11307 | 0.11307 | 0.11307 | 0.11307 | 0.11307 | 0.11307 | 0.11307 | 0.11307 | 0.11307 | 0.11307 | 0.11307 | 0.11307 | 0.11307 | 0.11307 | 0.11307 | 0.11307 | 0.11307 | 0.11307 | 0.11307 | 0.11307 | 0.11307 | 0.11307 | 0.11307 | 0.11307 | 0.11307 | 0.11307
F7_Commercial_Lodging (ID)_Existing_Food Preparation_Natural Gas_Conveyor Oven_Baseline Forecast | F7 | Commercial | Lodging (ID) | Existing | Food Preparation | Natural Gas | Conveyor Oven | Baseline Forecast | Avg. Replacement Summer Demand (n/a) | 0 | 0 | 0 | 0 | 0 | 0 | 0 | 0 | 0 | 0 | 0 | 0 | 0 | 0 | 0 | 0 | 0 | 0 | 0 | 0 | 0 | 0 | 0 | 0 | 0 | 0 | 0
F8_Commercial_Lodging (ID)_Existing_Food Preparation_Natural Gas_Conveyor Oven_Baseline Forecast | F8 | Commercial | Lodging (ID) | Existing | Food Preparation | Natural Gas | Conveyor Oven | Baseline Forecast | Avg. Replacement Winter Demand (n/a) | 0 | 0 | 0 | 0 | 0 | 0 | 0 | 0 | 0 | 0 | 0 | 0 | 0 | 0 | 0 | 0 | 0 | 0 | 0 | 0 | 0 | 0 | 0 | 0 | 0 | 0 | 0
F1_Commercial_Lodging (ID)_Existing_Food Preparation_Natural Gas_Double Rack Oven_Baseline Forecast | F1 | Commercial | Lodging (ID) | Existing | Food Preparation | Natural Gas | Double Rack Oven | Baseline Forecast | Units | 158127.8374 | 155695.1014 | 153299.7922 | 150941.3338 | 148619.1595 | 146332.7109 | 144081.4384 | 141864.8009 | 139682.2655 | 137533.3075 | 135417.4105 | 133334.0657 | 131282.7724 | 129263.0374 | 127274.3753 | 125316.308 | 123388.3648 | 121490.0823 | 119621.0041 | 117780.681 | 115968.6705 | 114184.5371 | 112427.8519 | 110698.1926 | 108995.1435 | 107318.2952 | 105667.2445
F2_Commercial_Lodging (ID)_Existing_Food Preparation_Natural Gas_Double Rack Oven_Baseline Forecast | F2 | Commercial | Lodging (ID) | Existing | Food Preparation | Natural Gas | Double Rack Oven | Baseline Forecast | Usage (MMtherm) | 0.027162 | 0.026744 | 0.026332 | 0.025927 | 0.025528 | 0.025136 | 0.024749 | 0.024368 | 0.023993 | 0.023624 | 0.023261 | 0.022903 | 0.022551 | 0.022204 | 0.021862 | 0.021526 | 0.021194 | 0.020868 | 0.020547 | 0.020231 | 0.01992 | 0.019614 | 0.019312 | 0.019015 | 0.018722 | 0.018434 | 0.018151
F3_Commercial_Lodging (ID)_Existing_Food Preparation_Natural Gas_Double Rack Oven_Baseline Forecast | F3 | Commercial | Lodging (ID) | Existing | Food Preparation | Natural Gas | Double Rack Oven | Baseline Forecast | Summer Peak Demand (n/a) | 0 | 0 | 0 | 0 | 0 | 0 | 0 | 0 | 0 | 0 | 0 | 0 | 0 | 0 | 0 | 0 | 0 | 0 | 0 | 0 | 0 | 0 | 0 | 0 | 0 | 0 | 0
F4_Commercial_Lodging (ID)_Existing_Food Preparation_Natural Gas_Double Rack Oven_Baseline Forecast | F4 | Commercial | Lodging (ID) | Existing | Food Preparation | Natural Gas | Double Rack Oven | Baseline Forecast | Winter Peak Demand (n/a) | 0 | 0 | 0 | 0 | 0 | 0 | 0 | 0 | 0 | 0 | 0 | 0 | 0 | 0 | 0 | 0 | 0 | 0 | 0 | 0 | 0 | 0 | 0 | 0 | 0 | 0 | 0
F5_Commercial_Lodging (ID)_Existing_Food Preparation_Natural Gas_Double Rack Oven_Baseline Forecast | F5 | Commercial | Lodging (ID) | Existing | Food Preparation | Natural Gas | Double Rack Oven | Baseline Forecast | Turnover | 0 | 3459.8911 | 4731.4751 | 5818.1776 | 6743.4726 | 7527.8985 | 8189.4245 | 8743.7719 | 9204.6939 | 9584.2219 | 8722.606 | 8091.394 | 7643.9675 | 7341.7943 | 7153.1351 | 7051.9478 | 7016.9595 | 7030.8808 | 7079.7425 | 7845.2427 | 7956.8394 | 7972.7591 | 7923.784 | 7833.1882 | 7718.2998 | 7591.7697 | 7462.5968
F6_Commercial_Lodging (ID)_Existing_Food Preparation_Natural Gas_Double Rack Oven_Baseline Forecast | F6 | Commercial | Lodging (ID) | Existing | Food Preparation | Natural Gas | Double Rack Oven | Baseline Forecast | Avg. Replacement Usage (therms) | 0.17177 | 0.17177 | 0.17177 | 0.17177 | 0.17177 | 0.17177 | 0.17177 | 0.17177 | 0.17177 | 0.17177 | 0.17177 | 0.17177 | 0.17177 | 0.17177 | 0.17177 | 0.17177 | 0.17177 | 0.17177 | 0.17177 | 0.17177 | 0.17177 | 0.17177 | 0.17177 | 0.17177 | 0.17177 | 0.17177 | 0.17177
F7_Commercial_Lodging (ID)_Existing_Food Preparation_Natural Gas_Double Rack Oven_Baseline Forecast | F7 | Commercial | Lodging (ID) | Existing | Food Preparation | Natural Gas | Double Rack Oven | Baseline Forecast | Avg. Replacement Summer Demand (n/a) | 0 | 0 | 0 | 0 | 0 | 0 | 0 | 0 | 0 | 0 | 0 | 0 | 0 | 0 | 0 | 0 | 0 | 0 | 0 | 0 | 0 | 0 | 0 | 0 | 0 | 0 | 0
F8_Commercial_Lodging (ID)_Existing_Food Preparation_Natural Gas_Double Rack Oven_Baseline Forecast | F8 | Commercial | Lodging (ID) | Existing | Food Preparation | Natural Gas | Double Rack Oven | Baseline Forecast | Avg. Replacement Winter Demand (n/a) | 0 | 0 | 0 | 0 | 0 | 0 | 0 | 0 | 0 | 0 | 0 | 0 | 0 | 0 | 0 | 0 | 0 | 0 | 0 | 0 | 0 | 0 | 0 | 0 | 0 | 0 | 0
F1_Commercial_Lodging (ID)_Existing_Food Preparation_Natural Gas_Fryer_Baseline Forecast | F1 | Commercial | Lodging (ID) | Existing | Food Preparation | Natural Gas | Fryer | Baseline Forecast | Units | 240256.2491 | 236559.9991 | 232920.6145 | 229337.2204 | 225808.9555 | 222334.9715 | 218914.4335 | 215546.5192 | 212230.4189 | 208965.3355 | 205750.4842 | 202585.0921 | 199468.3984 | 196399.6538 | 193378.1207 | 190403.0726 | 187473.7946 | 184589.5824 | 181749.7427 | 178953.5928 | 176200.4606 | 173489.6843 | 170820.6122 | 168192.6028 | 165605.0243 | 163057.2547 | 160548.6815
F2_Commercial_Lodging (ID)_Existing_Food Preparation_Natural Gas_Fryer_Baseline Forecast | F2 | Commercial | Lodging (ID) | Existing | Food Preparation | Natural Gas | Fryer | Baseline Forecast | Usage (MMtherm) | 0.024597 | 0.024219 | 0.023846 | 0.023479 | 0.023118 | 0.022762 | 0.022412 | 0.022067 | 0.021728 | 0.021393 | 0.021064 | 0.02074 | 0.020421 | 0.020107 | 0.019798 | 0.019493 | 0.019193 | 0.018898 | 0.018607 | 0.018321 | 0.018039 | 0.017762 | 0.017488 | 0.017219 | 0.016954 | 0.016694 | 0.016437
F3_Commercial_Lodging (ID)_Existing_Food Preparation_Natural Gas_Fryer_Baseline Forecast | F3 | Commercial | Lodging (ID) | Existing | Food Preparation | Natural Gas | Fryer | Baseline Forecast | Summer Peak Demand (n/a) | 0 | 0 | 0 | 0 | 0 | 0 | 0 | 0 | 0 | 0 | 0 | 0 | 0 | 0 | 0 | 0 | 0 | 0 | 0 | 0 | 0 | 0 | 0 | 0 | 0 | 0 | 0
F4_Commercial_Lodging (ID)_Existing_Food Preparation_Natural Gas_Fryer_Baseline Forecast | F4 | Commercial | Lodging (ID) | Existing | Food Preparation | Natural Gas | Fryer | Baseline Forecast | Winter Peak Demand (n/a) | 0 | 0 | 0 | 0 | 0 | 0 | 0 | 0 | 0 | 0 | 0 | 0 | 0 | 0 | 0 | 0 | 0 | 0 | 0 | 0 | 0 | 0 | 0 | 0 | 0 | 0 | 0
F5_Commercial_Lodging (ID)_Existing_Food Preparation_Natural Gas_Fryer_Baseline Forecast | F5 | Commercial | Lodging (ID) | Existing | Food Preparation | Natural Gas | Fryer | Baseline Forecast | Turnover | 0 | 7168.4848 | 7828.1859 | 8396.9701 | 8884.7082 | 9300.2304 | 9651.4359 | 9945.3901 | 10188.4123 | 10386.1543 | 10543.6702 | 10665.4793 | 10096.2224 | 9637.2472 | 9270.0163 | 8978.6937 | 8749.7812 | 8571.8021 | 8435.0253 | 8331.2245 | 8253.4698 | 8195.9455 | 8153.7925 | 9696.4051 | 9592.4781 | 9453.005 | 9289.4525
F6_Commercial_Lodging (ID)_Existing_Food Preparation_Natural Gas_Fryer_Baseline Forecast | F6 | Commercial | Lodging (ID) | Existing | Food Preparation | Natural Gas | Fryer | Baseline Forecast | Avg. Replacement Usage (therms) | 0.10238 | 0.10238 | 0.10238 | 0.10238 | 0.10238 | 0.10238 | 0.10238 | 0.10238 | 0.10238 | 0.10238 | 0.10238 | 0.10238 | 0.10238 | 0.10238 | 0.10238 | 0.10238 | 0.10238 | 0.10238 | 0.10238 | 0.10238 | 0.10238 | 0.10238 | 0.10238 | 0.10238 | 0.10238 | 0.10238 | 0.10238
F7_Commercial_Lodging (ID)_Existing_Food Preparation_Natural Gas_Fryer_Baseline Forecast | F7 | Commercial | Lodging (ID) | Existing | Food Preparation | Natural Gas | Fryer | Baseline Forecast | Avg. Replacement Summer Demand (n/a) | 0 | 0 | 0 | 0 | 0 | 0 | 0 | 0 | 0 | 0 | 0 | 0 | 0 | 0 | 0 | 0 | 0 | 0 | 0 | 0 | 0 | 0 | 0 | 0 | 0 | 0 | 0
F8_Commercial_Lodging (ID)_Existing_Food Preparation_Natural Gas_Fryer_Baseline Forecast | F8 | Commercial | Lodging (ID) | Existing | Food Preparation | Natural Gas | Fryer | Baseline Forecast | Avg. Replacement Winter Demand (n/a) | 0 | 0 | 0 | 0 | 0 | 0 | 0 | 0 | 0 | 0 | 0 | 0 | 0 | 0 | 0 | 0 | 0 | 0 | 0 | 0 | 0 | 0 | 0 | 0 | 0 | 0 | 0
F1_Commercial_Lodging (ID)_Existing_Food Preparation_Natural Gas_Broiler_Baseline Forecast | F1 | Commercial | Lodging (ID) | Existing | Food Preparation | Natural Gas | Broiler | Baseline Forecast | Units | 240256.2491 | 236559.9991 | 232920.6145 | 229337.2204 | 225808.9555 | 222334.9715 | 218914.4335 | 215546.5192 | 212230.4189 | 208965.3355 | 205750.4842 | 202585.0921 | 199468.3984 | 196399.6538 | 193378.1207 | 190403.0726 | 187473.7946 | 184589.5824 | 181749.7427 | 178953.5928 | 176200.4606 | 173489.6843 | 170820.6122 | 168192.6028 | 165605.0243 | 163057.2547 | 160548.6815
F2_Commercial_Lodging (ID)_Existing_Food Preparation_Natural Gas_Broiler_Baseline Forecast | F2 | Commercial | Lodging (ID) | Existing | Food Preparation | Natural Gas | Broiler | Baseline Forecast | Usage (MMtherm) | 0.026285 | 0.025881 | 0.025483 | 0.025091 | 0.024705 | 0.024325 | 0.023951 | 0.023582 | 0.023219 | 0.022862 | 0.02251 | 0.022164 | 0.021823 | 0.021487 | 0.021157 | 0.020831 | 0.020511 | 0.020195 | 0.019884 | 0.019579 | 0.019277 | 0.018981 | 0.018689 | 0.018401 | 0.018118 | 0.017839 | 0.017565
F3_Commercial_Lodging (ID)_Existing_Food Preparation_Natural Gas_Broiler_Baseline Forecast | F3 | Commercial | Lodging (ID) | Existing | Food Preparation | Natural Gas | Broiler | Baseline Forecast | Summer Peak Demand (n/a) | 0 | 0 | 0 | 0 | 0 | 0 | 0 | 0 | 0 | 0 | 0 | 0 | 0 | 0 | 0 | 0 | 0 | 0 | 0 | 0 | 0 | 0 | 0 | 0 | 0 | 0 | 0
F4_Commercial_Lodging (ID)_Existing_Food Preparation_Natural Gas_Broiler_Baseline Forecast | F4 | Commercial | Lodging (ID) | Existing | Food Preparation | Natural Gas | Broiler | Baseline Forecast | Winter Peak Demand (n/a) | 0 | 0 | 0 | 0 | 0 | 0 | 0 | 0 | 0 | 0 | 0 | 0 | 0 | 0 | 0 | 0 | 0 | 0 | 0 | 0 | 0 | 0 | 0 | 0 | 0 | 0 | 0
F5_Commercial_Lodging (ID)_Existing_Food Preparation_Natural Gas_Broiler_Baseline Forecast | F5 | Commercial | Lodging (ID) | Existing | Food Preparation | Natural Gas | Broiler | Baseline Forecast | Turnover | 0 | 8761.4814 | 9824.8407 | 10722.3277 | 11475.1515 | 12101.8667 | 12618.7047 | 13039.864 | 13377.7638 | 13643.266 | 12787.4828 | 12141.2527 | 11662.3965 | 11316.0478 | 11073.4846 | 10911.1371 | 10809.7492 | 10753.6678 | 10730.2427 | 12668.0775 | 12539.7222 | 12346.2773 | 12113.0169 | 11858.7431 | 11597.1596 | 11337.9834 | 11087.8427
F6_Commercial_Lodging (ID)_Existing_Food Preparation_Natural Gas_Broiler_Baseline Forecast | F6 | Commercial | Lodging (ID) | Existing | Food Preparation | Natural Gas | Broiler | Baseline Forecast | Avg. Replacement Usage (therms) | 0.10941 | 0.10941 | 0.10941 | 0.10941 | 0.10941 | 0.10941 | 0.10941 | 0.10941 | 0.10941 | 0.10941 | 0.10941 | 0.10941 | 0.10941 | 0.10941 | 0.10941 | 0.10941 | 0.10941 | 0.10941 | 0.10941 | 0.10941 | 0.10941 | 0.10941 | 0.10941 | 0.10941 | 0.10941 | 0.10941 | 0.10941
F7_Commercial_Lodging (ID)_Existing_Food Preparation_Natural Gas_Broiler_Baseline Forecast | F7 | Commercial | Lodging (ID) | Existing | Food Preparation | Natural Gas | Broiler | Baseline Forecast | Avg. Replacement Summer Demand (n/a) | 0 | 0 | 0 | 0 | 0 | 0 | 0 | 0 | 0 | 0 | 0 | 0 | 0 | 0 | 0 | 0 | 0 | 0 | 0 | 0 | 0 | 0 | 0 | 0 | 0 | 0 | 0
F8_Commercial_Lodging (ID)_Existing_Food Preparation_Natural Gas_Broiler_Baseline Forecast | F8 | Commercial | Lodging (ID) | Existing | Food Preparation | Natural Gas | Broiler | Baseline Forecast | Avg. Replacement Winter Demand (n/a) | 0 | 0 | 0 | 0 | 0 | 0 | 0 | 0 | 0 | 0 | 0 | 0 | 0 | 0 | 0 | 0 | 0 | 0 | 0 | 0 | 0 | 0 | 0 | 0 | 0 | 0 | 0
F1_Commercial_Lodging (ID)_Existing_Food Preparation_Natural Gas_Griddle_Baseline Forecast | F1 | Commercial | Lodging (ID) | Existing | Food Preparation | Natural Gas | Griddle | Baseline Forecast | Units | 642317.7271 | 632435.9159 | 622706.1325 | 613126.0382 | 603693.3299 | 594405.7402 | 585261.0365 | 576257.0206 | 567391.528 | 558662.4275 | 550067.621 | 541605.0422 | 533272.6569 | 525068.4622 | 516990.4858 | 509036.7861 | 501205.4509 | 493494.5978 | 485902.3732 | 478426.9521 | 471066.5374 | 463819.3599 | 456683.6775 | 449657.7748 | 442739.9628 | 435928.5788 | 429221.9853
F2_Commercial_Lodging (ID)_Existing_Food Preparation_Natural Gas_Griddle_Baseline Forecast | F2 | Commercial | Lodging (ID) | Existing | Food Preparation | Natural Gas | Griddle | Baseline Forecast | Usage (MMtherm) | 0.048978 | 0.048225 | 0.047483 | 0.046753 | 0.046033 | 0.045325 | 0.044628 | 0.043941 | 0.043265 | 0.0426 | 0.041944 | 0.041299 | 0.040663 | 0.040038 | 0.039422 | 0.038815 | 0.038218 | 0.03763 | 0.037051 | 0.036481 | 0.03592 | 0.035367 | 0.034823 | 0.034288 | 0.03376 | 0.033241 | 0.032729
F3_Commercial_Lodging (ID)_Existing_Food Preparation_Natural Gas_Griddle_Baseline Forecast | F3 | Commercial | Lodging (ID) | Existing | Food Preparation | Natural Gas | Griddle | Baseline Forecast | Summer Peak Demand (n/a) | 0 | 0 | 0 | 0 | 0 | 0 | 0 | 0 | 0 | 0 | 0 | 0 | 0 | 0 | 0 | 0 | 0 | 0 | 0 | 0 | 0 | 0 | 0 | 0 | 0 | 0 | 0
F4_Commercial_Lodging (ID)_Existing_Food Preparation_Natural Gas_Griddle_Baseline Forecast | F4 | Commercial | Lodging (ID) | Existing | Food Preparation | Natural Gas | Griddle | Baseline Forecast | Winter Peak Demand (n/a) | 0 | 0 | 0 | 0 | 0 | 0 | 0 | 0 | 0 | 0 | 0 | 0 | 0 | 0 | 0 | 0 | 0 | 0 | 0 | 0 | 0 | 0 | 0 | 0 | 0 | 0 | 0
F5_Commercial_Lodging (ID)_Existing_Food Preparation_Natural Gas_Griddle_Baseline Forecast | F5 | Commercial | Lodging (ID) | Existing | Food Preparation | Natural Gas | Griddle | Baseline Forecast | Turnover | 0 | 23423.5524 | 26266.4109 | 28665.815 | 30678.4664 | 32353.9701 | 33735.7208 | 34861.6773 | 35765.042 | 36474.8541 | 34186.9439 | 32459.2675 | 31179.0599 | 30253.1075 | 29604.622 | 29170.591 | 28899.5336 | 28749.6017 | 28686.9755 | 33867.7174 | 33524.5634 | 33007.3943 | 32383.7797 | 31703.9868 | 31004.6512 | 30311.7516 | 29643.0081
F6_Commercial_Lodging (ID)_Existing_Food Preparation_Natural Gas_Griddle_Baseline Forecast | F6 | Commercial | Lodging (ID) | Existing | Food Preparation | Natural Gas | Griddle | Baseline Forecast | Avg. Replacement Usage (therms) | 0.076253 | 0.076253 | 0.076253 | 0.076253 | 0.076253 | 0.076253 | 0.076253 | 0.076253 | 0.076253 | 0.076253 | 0.076253 | 0.076253 | 0.076253 | 0.076253 | 0.076253 | 0.076253 | 0.076253 | 0.076253 | 0.076253 | 0.076253 | 0.076253 | 0.076253 | 0.076253 | 0.076253 | 0.076253 | 0.076253 | 0.076253
F7_Commercial_Lodging (ID)_Existing_Food Preparation_Natural Gas_Griddle_Baseline Forecast | F7 | Commercial | Lodging (ID) | Existing | Food Preparation | Natural Gas | Griddle | Baseline Forecast | Avg. Replacement Summer Demand (n/a) | 0 | 0 | 0 | 0 | 0 | 0 | 0 | 0 | 0 | 0 | 0 | 0 | 0 | 0 | 0 | 0 | 0 | 0 | 0 | 0 | 0 | 0 | 0 | 0 | 0 | 0 | 0
F8_Commercial_Lodging (ID)_Existing_Food Preparation_Natural Gas_Griddle_Baseline Forecast | F8 | Commercial | Lodging (ID) | Existing | Food Preparation | Natural Gas | Griddle | Baseline Forecast | Avg. Replacement Winter Demand (n/a) | 0 | 0 | 0 | 0 | 0 | 0 | 0 | 0 | 0 | 0 | 0 | 0 | 0 | 0 | 0 | 0 | 0 | 0 | 0 | 0 | 0 | 0 | 0 | 0 | 0 | 0 | 0
F1_Commercial_Lodging (ID)_Existing_Food Preparation_Natural Gas_Range_Baseline Forecast | F1 | Commercial | Lodging (ID) | Existing | Food Preparation | Natural Gas | Range | Baseline Forecast | Units | 9806.3775 | 9655.5102 | 9506.9639 | 9360.7029 | 9216.6921 | 9074.8968 | 8935.283 | 8797.8171 | 8662.4661 | 8529.1974 | 8397.9789 | 8268.7793 | 8141.5673 | 8016.3124 | 7892.9845 | 7771.554 | 7651.9916 | 7534.2687 | 7418.3568 | 7304.2283 | 7191.8555 | 7081.2116 | 6972.2699 | 6865.0042 | 6759.3887 | 6655.3981 | 6553.0074
F2_Commercial_Lodging (ID)_Existing_Food Preparation_Natural Gas_Range_Baseline Forecast | F2 | Commercial | Lodging (ID) | Existing | Food Preparation | Natural Gas | Range | Baseline Forecast | Usage (MMtherm) | 0.00073873 | 0.00072736 | 0.00071617 | 0.00070516 | 0.00069431 | 0.00068363 | 0.00067311 | 0.00066275 | 0.00065256 | 0.00064252 | 0.00063263 | 0.0006229 | 0.00061332 | 0.00060388 | 0.00059459 | 0.00058544 | 0.00057644 | 0.00056757 | 0.00055884 | 0.00055024 | 0.00054177 | 0.00053344 | 0.00052523 | 0.00051715 | 0.0005092 | 0.00050136 | 0.00049365
F3_Commercial_Lodging (ID)_Existing_Food Preparation_Natural Gas_Range_Baseline Forecast | F3 | Commercial | Lodging (ID) | Existing | Food Preparation | Natural Gas | Range | Baseline Forecast | Summer Peak Demand (n/a) | 0 | 0 | 0 | 0 | 0 | 0 | 0 | 0 | 0 | 0 | 0 | 0 | 0 | 0 | 0 | 0 | 0 | 0 | 0 | 0 | 0 | 0 | 0 | 0 | 0 | 0 | 0
F4_Commercial_Lodging (ID)_Existing_Food Preparation_Natural Gas_Range_Baseline Forecast | F4 | Commercial | Lodging (ID) | Existing | Food Preparation | Natural Gas | Range | Baseline Forecast | Winter Peak Demand (n/a) | 0 | 0 | 0 | 0 | 0 | 0 | 0 | 0 | 0 | 0 | 0 | 0 | 0 | 0 | 0 | 0 | 0 | 0 | 0 | 0 | 0 | 0 | 0 | 0 | 0 | 0 | 0
F5_Commercial_Lodging (ID)_Existing_Food Preparation_Natural Gas_Range_Baseline Forecast | F5 | Commercial | Lodging (ID) | Existing | Food Preparation | Natural Gas | Range | Baseline Forecast | Turnover | 0 | 386.2204 | 494.3621 | 576.6193 | 638.5324 | 684.465 | 717.8535 | 741.404 | 757.2476 | 767.062 | 671.3927 | 614.8462 | 584.6137 | 571.5697 | 569.2852 | 654.7843 | 668.8084 | 677.5006 | 682.0291 | 665.7835 | 640.6529 | 613.6314 | 588.528 | 567.1362 | 542.9341 | 534.2539 | 534.2973
F6_Commercial_Lodging (ID)_Existing_Food Preparation_Natural Gas_Range_Baseline Forecast | F6 | Commercial | Lodging (ID) | Existing | Food Preparation | Natural Gas | Range | Baseline Forecast | Avg. Replacement Usage (therms) | 0.075332 | 0.075332 | 0.075332 | 0.075332 | 0.075332 | 0.075332 | 0.075332 | 0.075332 | 0.075332 | 0.075332 | 0.075332 | 0.075332 | 0.075332 | 0.075332 | 0.075332 | 0.075332 | 0.075332 | 0.075332 | 0.075332 | 0.075332 | 0.075332 | 0.075332 | 0.075332 | 0.075332 | 0.075332 | 0.075332 | 0.075332
F7_Commercial_Lodging (ID)_Existing_Food Preparation_Natural Gas_Range_Baseline Forecast | F7 | Commercial | Lodging (ID) | Existing | Food Preparation | Natural Gas | Range | Baseline Forecast | Avg. Replacement Summer Demand (n/a) | 0 | 0 | 0 | 0 | 0 | 0 | 0 | 0 | 0 | 0 | 0 | 0 | 0 | 0 | 0 | 0 | 0 | 0 | 0 | 0 | 0 | 0 | 0 | 0 | 0 | 0 | 0
F8_Commercial_Lodging (ID)_Existing_Food Preparation_Natural Gas_Range_Baseline Forecast | F8 | Commercial | Lodging (ID) | Existing | Food Preparation | Natural Gas | Range | Baseline Forecast | Avg. Replacement Winter Demand (n/a) | 0 | 0 | 0 | 0 | 0 | 0 | 0 | 0 | 0 | 0 | 0 | 0 | 0 | 0 | 0 | 0 | 0 | 0 | 0 | 0 | 0 | 0 | 0 | 0 | 0 | 0 | 0
F1_Commercial_Lodging (ID)_Existing_Food Preparation_Natural Gas_Steamer_Baseline Forecast | F1 | Commercial | Lodging (ID) | Existing | Food Preparation | Natural Gas | Steamer | Baseline Forecast | Units | 9806.3775 | 9655.5102 | 9506.9639 | 9360.7029 | 9216.6921 | 9074.8968 | 8935.283 | 8797.8171 | 8662.4661 | 8529.1974 | 8397.9789 | 8268.7793 | 8141.5673 | 8016.3124 | 7892.9845 | 7771.554 | 7651.9916 | 7534.2687 | 7418.3568 | 7304.2283 | 7191.8555 | 7081.2116 | 6972.2699 | 6865.0042 | 6759.3887 | 6655.3981 | 6553.0074
F2_Commercial_Lodging (ID)_Existing_Food Preparation_Natural Gas_Steamer_Baseline Forecast | F2 | Commercial | Lodging (ID) | Existing | Food Preparation | Natural Gas | Steamer | Baseline Forecast | Usage (MMtherm) | 0.00085368 | 0.00084054 | 0.00082761 | 0.00081488 | 0.00080234 | 0.00079 | 0.00077784 | 0.00076588 | 0.00075409 | 0.00074249 | 0.00073107 | 0.00071982 | 0.00070875 | 0.00069784 | 0.00068711 | 0.00067654 | 0.00066613 | 0.00065588 | 0.00064579 | 0.00063586 | 0.00062607 | 0.00061644 | 0.00060696 | 0.00059762 | 0.00058843 | 0.00057937 | 0.00057046
F3_Commercial_Lodging (ID)_Existing_Food Preparation_Natural Gas_Steamer_Baseline Forecast | F3 | Commercial | Lodging (ID) | Existing | Food Preparation | Natural Gas | Steamer | Baseline Forecast | Summer Peak Demand (n/a) | 0 | 0 | 0 | 0 | 0 | 0 | 0 | 0 | 0 | 0 | 0 | 0 | 0 | 0 | 0 | 0 | 0 | 0 | 0 | 0 | 0 | 0 | 0 | 0 | 0 | 0 | 0
F4_Commercial_Lodging (ID)_Existing_Food Preparation_Natural Gas_Steamer_Baseline Forecast | F4 | Commercial | Lodging (ID) | Existing | Food Preparation | Natural Gas | Steamer | Baseline Forecast | Winter Peak Demand (n/a) | 0 | 0 | 0 | 0 | 0 | 0 | 0 | 0 | 0 | 0 | 0 | 0 | 0 | 0 | 0 | 0 | 0 | 0 | 0 | 0 | 0 | 0 | 0 | 0 | 0 | 0 | 0
F5_Commercial_Lodging (ID)_Existing_Food Preparation_Natural Gas_Steamer_Baseline Forecast | F5 | Commercial | Lodging (ID) | Existing | Food Preparation | Natural Gas | Steamer | Baseline Forecast | Turnover | 0 | 357.6115 | 401.0139 | 437.646 | 468.3735 | 493.9537 | 515.0492 | 532.2393 | 546.0312 | 556.868 | 521.9381 | 495.5613 | 476.0162 | 461.8795 | 451.979 | 445.3525 | 441.2143 | 438.9252 | 437.9691 | 517.0644 | 511.8254 | 503.9297 | 494.4089 | 484.0303 | 473.3535 | 462.7748 | 452.565
F6_Commercial_Lodging (ID)_Existing_Food Preparation_Natural Gas_Steamer_Baseline Forecast | F6 | Commercial | Lodging (ID) | Existing | Food Preparation | Natural Gas | Steamer | Baseline Forecast | Avg. Replacement Usage (therms) | 0.087053 | 0.087053 | 0.087053 | 0.087053 | 0.087053 | 0.087053 | 0.087053 | 0.087053 | 0.087053 | 0.087053 | 0.087053 | 0.087053 | 0.087053 | 0.087053 | 0.087053 | 0.087053 | 0.087053 | 0.087053 | 0.087053 | 0.087053 | 0.087053 | 0.087053 | 0.087053 | 0.087053 | 0.087053 | 0.087053 | 0.087053
F7_Commercial_Lodging (ID)_Existing_Food Preparation_Natural Gas_Steamer_Baseline Forecast | F7 | Commercial | Lodging (ID) | Existing | Food Preparation | Natural Gas | Steamer | Baseline Forecast | Avg. Replacement Summer Demand (n/a) | 0 | 0 | 0 | 0 | 0 | 0 | 0 | 0 | 0 | 0 | 0 | 0 | 0 | 0 | 0 | 0 | 0 | 0 | 0 | 0 | 0 | 0 | 0 | 0 | 0 | 0 | 0
F8_Commercial_Lodging (ID)_Existing_Food Preparation_Natural Gas_Steamer_Baseline Forecast | F8 | Commercial | Lodging (ID) | Existing | Food Preparation | Natural Gas | Steamer | Baseline Forecast | Avg. Replacement Winter Demand (n/a) | 0 | 0 | 0 | 0 | 0 | 0 | 0 | 0 | 0 | 0 | 0 | 0 | 0 | 0 | 0 | 0 | 0 | 0 | 0 | 0 | 0 | 0 | 0 | 0 | 0 | 0 | 0
F1_Commercial_Lodging (ID)_Existing_Food Preparation_Natural Gas_Food Prep Other_Baseline Forecast | F1 | Commercial | Lodging (ID) | Existing | Food Preparation | Natural Gas | Food Prep Other | Baseline Forecast | Units | 0 | 0 | 0 | 0 | 0 | 0 | 0 | 0 | 0 | 0 | 0 | 0 | 0 | 0 | 0 | 0 | 0 | 0 | 0 | 0 | 0 | 0 | 0 | 0 | 0 | 0 | 0
F2_Commercial_Lodging (ID)_Existing_Food Preparation_Natural Gas_Food Prep Other_Baseline Forecast | F2 | Commercial | Lodging (ID) | Existing | Food Preparation | Natural Gas | Food Prep Other | Baseline Forecast | Usage (MMtherm) | 0 | 0 | 0 | 0 | 0 | 0 | 0 | 0 | 0 | 0 | 0 | 0 | 0 | 0 | 0 | 0 | 0 | 0 | 0 | 0 | 0 | 0 | 0 | 0 | 0 | 0 | 0
F3_Commercial_Lodging (ID)_Existing_Food Preparation_Natural Gas_Food Prep Other_Baseline Forecast | F3 | Commercial | Lodging (ID) | Existing | Food Preparation | Natural Gas | Food Prep Other | Baseline Forecast | Summer Peak Demand (n/a) | 0 | 0 | 0 | 0 | 0 | 0 | 0 | 0 | 0 | 0 | 0 | 0 | 0 | 0 | 0 | 0 | 0 | 0 | 0 | 0 | 0 | 0 | 0 | 0 | 0 | 0 | 0
F4_Commercial_Lodging (ID)_Existing_Food Preparation_Natural Gas_Food Prep Other_Baseline Forecast | F4 | Commercial | Lodging (ID) | Existing | Food Preparation | Natural Gas | Food Prep Other | Baseline Forecast | Winter Peak Demand (n/a) | 0 | 0 | 0 | 0 | 0 | 0 | 0 | 0 | 0 | 0 | 0 | 0 | 0 | 0 | 0 | 0 | 0 | 0 | 0 | 0 | 0 | 0 | 0 | 0 | 0 | 0 | 0
F5_Commercial_Lodging (ID)_Existing_Food Preparation_Natural Gas_Food Prep Other_Baseline Forecast | F5 | Commercial | Lodging (ID) | Existing | Food Preparation | Natural Gas | Food Prep Other | Baseline Forecast | Turnover | 0 | 0 | 0 | 0 | 0 | 0 | 0 | 0 | 0 | 0 | 0 | 0 | 0 | 0 | 0 | 0 | 0 | 0 | 0 | 0 | 0 | 0 | 0 | 0 | 0 | 0 | 0
F6_Commercial_Lodging (ID)_Existing_Food Preparation_Natural Gas_Food Prep Other_Baseline Forecast | F6 | Commercial | Lodging (ID) | Existing | Food Preparation | Natural Gas | Food Prep Other | Baseline Forecast | Avg. Replacement Usage (therms) | 0.031438 | 0.031438 | 0.031438 | 0.031438 | 0.031438 | 0.031438 | 0.031438 | 0.031438 | 0.031438 | 0.031438 | 0.031438 | 0.031438 | 0.031438 | 0.031438 | 0.031438 | 0.031438 | 0.031438 | 0.031438 | 0.031438 | 0.031438 | 0.031438 | 0.031438 | 0.031438 | 0.031438 | 0.031438 | 0.031438 | 0.031438
F7_Commercial_Lodging (ID)_Existing_Food Preparation_Natural Gas_Food Prep Other_Baseline Forecast | F7 | Commercial | Lodging (ID) | Existing | Food Preparation | Natural Gas | Food Prep Other | Baseline Forecast | Avg. Replacement Summer Demand (n/a) | 0 | 0 | 0 | 0 | 0 | 0 | 0 | 0 | 0 | 0 | 0 | 0 | 0 | 0 | 0 | 0 | 0 | 0 | 0 | 0 | 0 | 0 | 0 | 0 | 0 | 0 | 0
F8_Commercial_Lodging (ID)_Existing_Food Preparation_Natural Gas_Food Prep Other_Baseline Forecast | F8 | Commercial | Lodging (ID) | Existing | Food Preparation | Natural Gas | Food Prep Other | Baseline Forecast | Avg. Replacement Winter Demand (n/a) | 0 | 0 | 0 | 0 | 0 | 0 | 0 | 0 | 0 | 0 | 0 | 0 | 0 | 0 | 0 | 0 | 0 | 0 | 0 | 0 | 0 | 0 | 0 | 0 | 0 | 0 | 0
F1_Commercial_Lodging (ID)_Existing_Miscellaneous_Natural Gas_Pool Heater_Baseline Forecast | F1 | Commercial | Lodging (ID) | Existing | Miscellaneous | Natural Gas | Pool Heater | Baseline Forecast | Units | 249104.6814 | 245272.3017 | 241498.8817 | 237783.5143 | 234125.3063 | 230523.3786 | 226976.865 | 223484.9133 | 220046.6838 | 216661.3502 | 213328.0987 | 210046.1279 | 206814.6491 | 203632.8852 | 200500.0716 | 197415.4551 | 194378.2943 | 191387.859 | 188443.4304 | 185544.3007 | 182689.773 | 179879.1611 | 177111.7894 | 174386.9926 | 171704.1158 | 169062.514 | 166461.5523
F2_Commercial_Lodging (ID)_Existing_Miscellaneous_Natural Gas_Pool Heater_Baseline Forecast | F2 | Commercial | Lodging (ID) | Existing | Miscellaneous | Natural Gas | Pool Heater | Baseline Forecast | Usage (MMtherm) | 0.0013848 | 0.0013635 | 0.0013425 | 0.0013218 | 0.0013015 | 0.0012815 | 0.0012618 | 0.0012423 | 0.0012232 | 0.0012044 | 0.0011859 | 0.0011676 | 0.0011497 | 0.001132 | 0.0011146 | 0.0010974 | 0.0010805 | 0.0010639 | 0.0010475 | 0.0010314 | 0.0010156 | 0.00099994 | 0.00098456 | 0.00096941 | 0.00095449 | 0.00093981 | 0.00092535
F3_Commercial_Lodging (ID)_Existing_Miscellaneous_Natural Gas_Pool Heater_Baseline Forecast | F3 | Commercial | Lodging (ID) | Existing | Miscellaneous | Natural Gas | Pool Heater | Baseline Forecast | Summer Peak Demand (n/a) | 0 | 0 | 0 | 0 | 0 | 0 | 0 | 0 | 0 | 0 | 0 | 0 | 0 | 0 | 0 | 0 | 0 | 0 | 0 | 0 | 0 | 0 | 0 | 0 | 0 | 0 | 0
F4_Commercial_Lodging (ID)_Existing_Miscellaneous_Natural Gas_Pool Heater_Baseline Forecast | F4 | Commercial | Lodging (ID) | Existing | Miscellaneous | Natural Gas | Pool Heater | Baseline Forecast | Winter Peak Demand (n/a) | 0 | 0 | 0 | 0 | 0 | 0 | 0 | 0 | 0 | 0 | 0 | 0 | 0 | 0 | 0 | 0 | 0 | 0 | 0 | 0 | 0 | 0 | 0 | 0 | 0 | 0 | 0
F5_Commercial_Lodging (ID)_Existing_Miscellaneous_Natural Gas_Pool Heater_Baseline Forecast | F5 | Commercial | Lodging (ID) | Existing | Miscellaneous | Natural Gas | Pool Heater | Baseline Forecast | Turnover | 0 | 29432.6762 | 28013.8703 | 26821.9804 | 25809.9738 | 24940.7854 | 25093.1095 | 24950.4994 | 24617.5696 | 24168.0197 | 23653.0419 | 29883.0701 | 27939.6802 | 26393.309 | 25128.3072 | 24065.1289 | 24607.0568 | 24608.5586 | 24280.3186 | 23760.3074 | 23137.6832 | 24259.9871 | 23330.9233 | 22620.7723 | 22022.9725 | 21477.7932 | 21612.7433
F6_Commercial_Lodging (ID)_Existing_Miscellaneous_Natural Gas_Pool Heater_Baseline Forecast | F6 | Commercial | Lodging (ID) | Existing | Miscellaneous | Natural Gas | Pool Heater | Baseline Forecast | Avg. Replacement Usage (therms) | 0.0055589 | 0.0055589 | 0.0055589 | 0.0055589 | 0.0055589 | 0.0055589 | 0.0055589 | 0.0055589 | 0.0055589 | 0.0055589 | 0.0055589 | 0.0055589 | 0.0055589 | 0.0055589 | 0.0055589 | 0.0055589 | 0.0055589 | 0.0055589 | 0.0055589 | 0.0055589 | 0.0055589 | 0.0055589 | 0.0055589 | 0.0055589 | 0.0055589 | 0.0055589 | 0.0055589
F7_Commercial_Lodging (ID)_Existing_Miscellaneous_Natural Gas_Pool Heater_Baseline Forecast | F7 | Commercial | Lodging (ID) | Existing | Miscellaneous | Natural Gas | Pool Heater | Baseline Forecast | Avg. Replacement Summer Demand (n/a) | 0 | 0 | 0 | 0 | 0 | 0 | 0 | 0 | 0 | 0 | 0 | 0 | 0 | 0 | 0 | 0 | 0 | 0 | 0 | 0 | 0 | 0 | 0 | 0 | 0 | 0 | 0
F8_Commercial_Lodging (ID)_Existing_Miscellaneous_Natural Gas_Pool Heater_Baseline Forecast | F8 | Commercial | Lodging (ID) | Existing | Miscellaneous | Natural Gas | Pool Heater | Baseline Forecast | Avg. Replacement Winter Demand (n/a) | 0 | 0 | 0 | 0 | 0 | 0 | 0 | 0 | 0 | 0 | 0 | 0 | 0 | 0 | 0 | 0 | 0 | 0 | 0 | 0 | 0 | 0 | 0 | 0 | 0 | 0 | 0
F1_Commercial_Lodging (ID)_Existing_Miscellaneous_Natural Gas_Miscellaneous_Baseline Forecast | F1 | Commercial | Lodging (ID) | Existing | Miscellaneous | Natural Gas | Miscellaneous | Baseline Forecast | Units | 2525142.2094 | 2486293.8677 | 2448043.1928 | 2410380.9899 | 2373298.2054 | 2336785.9253 | 2300835.3726 | 2265437.9054 | 2230585.0145 | 2196268.322 | 2162479.5786 | 2129210.662 | 2096453.5749 | 2064200.4429 | 2032443.5131 | 2001175.1513 | 1970387.8413 | 1940074.1822 | 1910226.8871 | 1880838.7811 | 1851902.7999 | 1823411.9876 | 1795359.4955 | 1767738.5801 | 1740542.602 | 1713765.0235 | 1687399.4078
F2_Commercial_Lodging (ID)_Existing_Miscellaneous_Natural Gas_Miscellaneous_Baseline Forecast | F2 | Commercial | Lodging (ID) | Existing | Miscellaneous | Natural Gas | Miscellaneous | Baseline Forecast | Usage (MMtherm) | 0.054155 | 0.053322 | 0.052502 | 0.051694 | 0.050899 | 0.050116 | 0.049345 | 0.048586 | 0.047838 | 0.047102 | 0.046378 | 0.045664 | 0.044961 | 0.04427 | 0.043589 | 0.042918 | 0.042258 | 0.041608 | 0.040968 | 0.040337 | 0.039717 | 0.039106 | 0.038504 | 0.037912 | 0.037328 | 0.036754 | 0.036189
F3_Commercial_Lodging (ID)_Existing_Miscellaneous_Natural Gas_Miscellaneous_Baseline Forecast | F3 | Commercial | Lodging (ID) | Existing | Miscellaneous | Natural Gas | Miscellaneous | Baseline Forecast | Summer Peak Demand (n/a) | 0 | 0 | 0 | 0 | 0 | 0 | 0 | 0 | 0 | 0 | 0 | 0 | 0 | 0 | 0 | 0 | 0 | 0 | 0 | 0 | 0 | 0 | 0 | 0 | 0 | 0 | 0
F4_Commercial_Lodging (ID)_Existing_Miscellaneous_Natural Gas_Miscellaneous_Baseline Forecast | F4 | Commercial | Lodging (ID) | Existing | Miscellaneous | Natural Gas | Miscellaneous | Baseline Forecast | Winter Peak Demand (n/a) | 0 | 0 | 0 | 0 | 0 | 0 | 0 | 0 | 0 | 0 | 0 | 0 | 0 | 0 | 0 | 0 | 0 | 0 | 0 | 0 | 0 | 0 | 0 | 0 | 0 | 0 | 0
F5_Commercial_Lodging (ID)_Existing_Miscellaneous_Natural Gas_Miscellaneous_Baseline Forecast | F5 | Commercial | Lodging (ID) | Existing | Miscellaneous | Natural Gas | Miscellaneous | Baseline Forecast | Turnover | 0 | 213110.9029 | 249800.3258 | 279688.523 | 265105.6138 | 257801.4198 | 255712.6948 | 251961.3094 | 247799.2711 | 244001.8654 | 240285.4656 | 289755.2115 | 287786.41 | 284061.8913 | 276683.1309 | 271947.4563 | 268716.1476 | 264559.991 | 260289.7356 | 256320.1953 | 252408.9599 | 261782.0657 | 256506.5997 | 251075.3537 | 246843.7059 | 243184.1519 | 239712.1983
F6_Commercial_Lodging (ID)_Existing_Miscellaneous_Natural Gas_Miscellaneous_Baseline Forecast | F6 | Commercial | Lodging (ID) | Existing | Miscellaneous | Natural Gas | Miscellaneous | Baseline Forecast | Avg. Replacement Usage (therms) | 0.021446 | 0.021446 | 0.021446 | 0.021446 | 0.021446 | 0.021446 | 0.021446 | 0.021446 | 0.021446 | 0.021446 | 0.021446 | 0.021446 | 0.021446 | 0.021446 | 0.021446 | 0.021446 | 0.021446 | 0.021446 | 0.021446 | 0.021446 | 0.021446 | 0.021446 | 0.021446 | 0.021446 | 0.021446 | 0.021446 | 0.021446
F7_Commercial_Lodging (ID)_Existing_Miscellaneous_Natural Gas_Miscellaneous_Baseline Forecast | F7 | Commercial | Lodging (ID) | Existing | Miscellaneous | Natural Gas | Miscellaneous | Baseline Forecast | Avg. Replacement Summer Demand (n/a) | 0 | 0 | 0 | 0 | 0 | 0 | 0 | 0 | 0 | 0 | 0 | 0 | 0 | 0 | 0 | 0 | 0 | 0 | 0 | 0 | 0 | 0 | 0 | 0 | 0 | 0 | 0
F8_Commercial_Lodging (ID)_Existing_Miscellaneous_Natural Gas_Miscellaneous_Baseline Forecast | F8 | Commercial | Lodging (ID) | Existing | Miscellaneous | Natural Gas | Miscellaneous | Baseline Forecast | Avg. Replacement Winter Demand (n/a) | 0 | 0 | 0 | 0 | 0 | 0 | 0 | 0 | 0 | 0 | 0 | 0 | 0 | 0 | 0 | 0 | 0 | 0 | 0 | 0 | 0 | 0 | 0 | 0 | 0 | 0 | 0
F1_Commercial_Lodging (ID)_New_Space Heating_Natural Gas_Furnace_Baseline Forecast | F1 | Commercial | Lodging (ID) | New | Space Heating | Natural Gas | Furnace | Baseline Forecast | Units | 0 | 14745.1854 | 28458.4334 | 45290.3233 | 62592.9146 | 78136.3862 | 91572.5986 | 104569.9848 | 117191.7423 | 129332.4174 | 141311.4232 | 153333.4788 | 165191.851 | 176909.0839 | 188581.876 | 200172.0002 | 211634.4506 | 222930.9319 | 234124.2829 | 245149.164 | 255926.7139 | 266553.397 | 277105.4129 | 287679.1636 | 298094.4955 | 309074.9908 | 318794.7729
F2_Commercial_Lodging (ID)_New_Space Heating_Natural Gas_Furnace_Baseline Forecast | F2 | Commercial | Lodging (ID) | New | Space Heating | Natural Gas | Furnace | Baseline Forecast | Usage (MMtherm) | 0 | 0.0044493 | 0.0085871 | 0.013666 | 0.018887 | 0.023577 | 0.027631 | 0.031553 | 0.035362 | 0.039025 | 0.04264 | 0.046257 | 0.049825 | 0.053349 | 0.056859 | 0.060343 | 0.063788 | 0.067182 | 0.070545 | 0.073857 | 0.077095 | 0.080286 | 0.083456 | 0.086629 | 0.089756 | 0.093053 | 0.095971
F3_Commercial_Lodging (ID)_New_Space Heating_Natural Gas_Furnace_Baseline Forecast | F3 | Commercial | Lodging (ID) | New | Space Heating | Natural Gas | Furnace | Baseline Forecast | Summer Peak Demand (n/a) | 0 | 0 | 0 | 0 | 0 | 0 | 0 | 0 | 0 | 0 | 0 | 0 | 0 | 0 | 0 | 0 | 0 | 0 | 0 | 0 | 0 | 0 | 0 | 0 | 0 | 0 | 0
F4_Commercial_Lodging (ID)_New_Space Heating_Natural Gas_Furnace_Baseline Forecast | F4 | Commercial | Lodging (ID) | New | Space Heating | Natural Gas | Furnace | Baseline Forecast | Winter Peak Demand (n/a) | 0 | 0 | 0 | 0 | 0 | 0 | 0 | 0 | 0 | 0 | 0 | 0 | 0 | 0 | 0 | 0 | 0 | 0 | 0 | 0 | 0 | 0 | 0 | 0 | 0 | 0 | 0
F5_Commercial_Lodging (ID)_New_Space Heating_Natural Gas_Furnace_Baseline Forecast | F5 | Commercial | Lodging (ID) | New | Space Heating | Natural Gas | Furnace | Baseline Forecast | Turnover | 0 | 14745.1854 | 13713.248 | 16831.8899 | 17302.5912 | 15543.4716 | 13436.2124 | 12997.3862 | 12621.7575 | 12140.675 | 11979.0058 | 12022.0557 | 13198.8436 | 14182.5022 | 15444.1178 | 16591.565 | 17422.2576 | 17935.9616 | 18410.8229 | 18733.6516 | 18889.2208 | 19089.93 | 19338.7908 | 24459.8933 | 23999.6092 | 25727.5444 | 24784.4944
F6_Commercial_Lodging (ID)_New_Space Heating_Natural Gas_Furnace_Baseline Forecast | F6 | Commercial | Lodging (ID) | New | Space Heating | Natural Gas | Furnace | Baseline Forecast | Avg. Replacement Usage (therms) | 0.31314 | 0.30174 | 0.30174 | 0.30174 | 0.30174 | 0.30174 | 0.30174 | 0.30174 | 0.30174 | 0.30174 | 0.30174 | 0.30091 | 0.30092 | 0.30093 | 0.30094 | 0.30094 | 0.30096 | 0.30096 | 0.30096 | 0.30097 | 0.30096 | 0.30096 | 0.30097 | 0.30097 | 0.30097 | 0.30097 | 0.30097
F7_Commercial_Lodging (ID)_New_Space Heating_Natural Gas_Furnace_Baseline Forecast | F7 | Commercial | Lodging (ID) | New | Space Heating | Natural Gas | Furnace | Baseline Forecast | Avg. Replacement Summer Demand (n/a) | 0 | 0 | 0 | 0 | 0 | 0 | 0 | 0 | 0 | 0 | 0 | 0 | 0 | 0 | 0 | 0 | 0 | 0 | 0 | 0 | 0 | 0 | 0 | 0 | 0 | 0 | 0
F8_Commercial_Lodging (ID)_New_Space Heating_Natural Gas_Furnace_Baseline Forecast | F8 | Commercial | Lodging (ID) | New | Space Heating | Natural Gas | Furnace | Baseline Forecast | Avg. Replacement Winter Demand (n/a) | 0 | 0 | 0 | 0 | 0 | 0 | 0 | 0 | 0 | 0 | 0 | 0 | 0 | 0 | 0 | 0 | 0 | 0 | 0 | 0 | 0 | 0 | 0 | 0 | 0 | 0 | 0
F1_Commercial_Lodging (ID)_New_Space Heating_Natural Gas_Boiler_Baseline Forecast | F1 | Commercial | Lodging (ID) | New | Space Heating | Natural Gas | Boiler | Baseline Forecast | Units | 0 | 10346.7892 | 19969.4614 | 31780.5042 | 43921.8411 | 54828.7928 | 64257.0674 | 73377.4149 | 82234.1814 | 90753.3693 | 99159.1128 | 107595.0648 | 115916.159 | 124138.2149 | 132329.0863 | 140461.9493 | 148505.2227 | 156432.0345 | 164286.4792 | 172022.7075 | 179585.3819 | 187042.1922 | 194446.608 | 201866.2753 | 209174.779 | 216879.8615 | 223700.2937
F2_Commercial_Lodging (ID)_New_Space Heating_Natural Gas_Boiler_Baseline Forecast | F2 | Commercial | Lodging (ID) | New | Space Heating | Natural Gas | Boiler | Baseline Forecast | Usage (MMtherm) | 0 | 0.0052771 | 0.010185 | 0.016209 | 0.022401 | 0.027964 | 0.032773 | 0.037424 | 0.041942 | 0.046287 | 0.050574 | 0.054738 | 0.058845 | 0.062904 | 0.066947 | 0.070961 | 0.074932 | 0.078844 | 0.082721 | 0.08654 | 0.090273 | 0.093954 | 0.097609 | 0.10127 | 0.10488 | 0.10868 | 0.11205
F3_Commercial_Lodging (ID)_New_Space Heating_Natural Gas_Boiler_Baseline Forecast | F3 | Commercial | Lodging (ID) | New | Space Heating | Natural Gas | Boiler | Baseline Forecast | Summer Peak Demand (n/a) | 0 | 0 | 0 | 0 | 0 | 0 | 0 | 0 | 0 | 0 | 0 | 0 | 0 | 0 | 0 | 0 | 0 | 0 | 0 | 0 | 0 | 0 | 0 | 0 | 0 | 0 | 0
F4_Commercial_Lodging (ID)_New_Space Heating_Natural Gas_Boiler_Baseline Forecast | F4 | Commercial | Lodging (ID) | New | Space Heating | Natural Gas | Boiler | Baseline Forecast | Winter Peak Demand (n/a) | 0 | 0 | 0 | 0 | 0 | 0 | 0 | 0 | 0 | 0 | 0 | 0 | 0 | 0 | 0 | 0 | 0 | 0 | 0 | 0 | 0 | 0 | 0 | 0 | 0 | 0 | 0
F5_Commercial_Lodging (ID)_New_Space Heating_Natural Gas_Boiler_Baseline Forecast | F5 | Commercial | Lodging (ID) | New | Space Heating | Natural Gas | Boiler | Baseline Forecast | Turnover | 0 | 10346.7892 | 9622.6722 | 11811.0428 | 12141.3369 | 10906.9516 | 9428.2746 | 9120.3475 | 8856.7665 | 8519.1879 | 8405.7436 | 8435.9519 | 8321.0942 | 8222.0559 | 8190.8715 | 8132.863 | 8043.2734 | 7926.8118 | 7854.4447 | 7736.2283 | 7562.6744 | 7456.8103 | 7404.4158 | 7419.6673 | 7308.5038 | 7705.0825 | 6820.4321
F6_Commercial_Lodging (ID)_New_Space Heating_Natural Gas_Boiler_Baseline Forecast | F6 | Commercial | Lodging (ID) | New | Space Heating | Natural Gas | Boiler | Baseline Forecast | Avg. Replacement Usage (therms) | 0.51225 | 0.51003 | 0.51003 | 0.51003 | 0.51003 | 0.51003 | 0.51003 | 0.51003 | 0.51003 | 0.51003 | 0.51003 | 0.49361 | 0.49361 | 0.49361 | 0.49361 | 0.49361 | 0.49361 | 0.49361 | 0.49361 | 0.49361 | 0.49361 | 0.49361 | 0.49361 | 0.49361 | 0.49361 | 0.49361 | 0.49361
F7_Commercial_Lodging (ID)_New_Space Heating_Natural Gas_Boiler_Baseline Forecast | F7 | Commercial | Lodging (ID) | New | Space Heating | Natural Gas | Boiler | Baseline Forecast | Avg. Replacement Summer Demand (n/a) | 0 | 0 | 0 | 0 | 0 | 0 | 0 | 0 | 0 | 0 | 0 | 0 | 0 | 0 | 0 | 0 | 0 | 0 | 0 | 0 | 0 | 0 | 0 | 0 | 0 | 0 | 0
F8_Commercial_Lodging (ID)_New_Space Heating_Natural Gas_Boiler_Baseline Forecast | F8 | Commercial | Lodging (ID) | New | Space Heating | Natural Gas | Boiler | Baseline Forecast | Avg. Replacement Winter Demand (n/a) | 0 | 0 | 0 | 0 | 0 | 0 | 0 | 0 | 0 | 0 | 0 | 0 | 0 | 0 | 0 | 0 | 0 | 0 | 0 | 0 | 0 | 0 | 0 | 0 | 0 | 0 | 0
F1_Commercial_Lodging (ID)_New_Space Heating_Natural Gas_Unit Heater_Baseline Forecast | F1 | Commercial | Lodging (ID) | New | Space Heating | Natural Gas | Unit Heater | Baseline Forecast | Units | 0 | 886.4093 | 1710.7834 | 2722.6353 | 3762.7834 | 4697.1818 | 5504.9019 | 6286.2419 | 7045.0009 | 7774.8396 | 8494.9595 | 9217.6674 | 9930.5354 | 10634.9188 | 11336.6306 | 12033.3728 | 12722.4399 | 13401.5298 | 14074.4199 | 14737.1825 | 15385.0767 | 16023.9015 | 16658.2376 | 17293.8804 | 17919.9998 | 18580.0941 | 19164.4004
F2_Commercial_Lodging (ID)_New_Space Heating_Natural Gas_Unit Heater_Baseline Forecast | F2 | Commercial | Lodging (ID) | New | Space Heating | Natural Gas | Unit Heater | Baseline Forecast | Usage (MMtherm) | 0 | 0.00013373 | 0.00025811 | 0.00041077 | 0.00056769 | 0.00070867 | 0.00083053 | 0.00094841 | 0.0010629 | 0.001173 | 0.0012816 | 0.0013907 | 0.0014982 | 0.0016045 | 0.0017104 | 0.0018155 | 0.0019194 | 0.0020219 | 0.0021234 | 0.0022234 | 0.0023212 | 0.0024175 | 0.0025132 | 0.0026091 | 0.0027036 | 0.0028032 | 0.0028913
F3_Commercial_Lodging (ID)_New_Space Heating_Natural Gas_Unit Heater_Baseline Forecast | F3 | Commercial | Lodging (ID) | New | Space Heating | Natural Gas | Unit Heater | Baseline Forecast | Summer Peak Demand (n/a) | 0 | 0 | 0 | 0 | 0 | 0 | 0 | 0 | 0 | 0 | 0 | 0 | 0 | 0 | 0 | 0 | 0 | 0 | 0 | 0 | 0 | 0 | 0 | 0 | 0 | 0 | 0
F4_Commercial_Lodging (ID)_New_Space Heating_Natural Gas_Unit Heater_Baseline Forecast | F4 | Commercial | Lodging (ID) | New | Space Heating | Natural Gas | Unit Heater | Baseline Forecast | Winter Peak Demand (n/a) | 0 | 0 | 0 | 0 | 0 | 0 | 0 | 0 | 0 | 0 | 0 | 0 | 0 | 0 | 0 | 0 | 0 | 0 | 0 | 0 | 0 | 0 | 0 | 0 | 0 | 0 | 0
F5_Commercial_Lodging (ID)_New_Space Heating_Natural Gas_Unit Heater_Baseline Forecast | F5 | Commercial | Lodging (ID) | New | Space Heating | Natural Gas | Unit Heater | Baseline Forecast | Turnover | 0 | 886.4093 | 824.3742 | 1011.8518 | 1040.1481 | 934.3984 | 807.7201 | 781.34 | 758.759 | 729.8387 | 720.1199 | 722.7079 | 712.868 | 704.3834 | 701.7118 | 696.7422 | 689.0671 | 759.6725 | 821.0902 | 889.4764 | 948.5566 | 997.0996 | 1033.4696 | 1069.5223 | 1089.5334 | 1147.7287 | 1093.0758
F6_Commercial_Lodging (ID)_New_Space Heating_Natural Gas_Unit Heater_Baseline Forecast | F6 | Commercial | Lodging (ID) | New | Space Heating | Natural Gas | Unit Heater | Baseline Forecast | Avg. Replacement Usage (therms) | 0.15657 | 0.15087 | 0.15087 | 0.15087 | 0.15087 | 0.15087 | 0.15087 | 0.15087 | 0.15087 | 0.15087 | 0.15087 | 0.15087 | 0.15087 | 0.15087 | 0.15087 | 0.15087 | 0.15087 | 0.15087 | 0.15087 | 0.15087 | 0.15087 | 0.15087 | 0.15087 | 0.15087 | 0.15087 | 0.15087 | 0.15087
F7_Commercial_Lodging (ID)_New_Space Heating_Natural Gas_Unit Heater_Baseline Forecast | F7 | Commercial | Lodging (ID) | New | Space Heating | Natural Gas | Unit Heater | Baseline Forecast | Avg. Replacement Summer Demand (n/a) | 0 | 0 | 0 | 0 | 0 | 0 | 0 | 0 | 0 | 0 | 0 | 0 | 0 | 0 | 0 | 0 | 0 | 0 | 0 | 0 | 0 | 0 | 0 | 0 | 0 | 0 | 0
F8_Commercial_Lodging (ID)_New_Space Heating_Natural Gas_Unit Heater_Baseline Forecast | F8 | Commercial | Lodging (ID) | New | Space Heating | Natural Gas | Unit Heater | Baseline Forecast | Avg. Replacement Winter Demand (n/a) | 0 | 0 | 0 | 0 | 0 | 0 | 0 | 0 | 0 | 0 | 0 | 0 | 0 | 0 | 0 | 0 | 0 | 0 | 0 | 0 | 0 | 0 | 0 | 0 | 0 | 0 | 0
F1_Commercial_Lodging (ID)_New_Water Heating_Natural Gas_Water Heater_Baseline Forecast | F1 | Commercial | Lodging (ID) | New | Water Heating | Natural Gas | Water Heater | Baseline Forecast | Units | 0 | 47889.3958 | 92427.2664 | 147093.8584 | 203289.1937 | 253771.2624 | 297409.3773 | 339622.2727 | 380615.2018 | 420045.6718 | 458951.0726 | 497996.2908 | 536509.8978 | 574565.1129 | 612475.9932 | 650118.385 | 687346.1179 | 724034.8163 | 760388.5686 | 796195.1643 | 831198.478 | 865711.8069 | 899982.6315 | 934324.0466 | 968150.9491 | 1003813.3887 | 1035381.2856
F2_Commercial_Lodging (ID)_New_Water Heating_Natural Gas_Water Heater_Baseline Forecast | F2 | Commercial | Lodging (ID) | New | Water Heating | Natural Gas | Water Heater | Baseline Forecast | Usage (MMtherm) | 0 | 0.019577 | 0.037784 | 0.060131 | 0.083104 | 0.10374 | 0.12158 | 0.13884 | 0.15559 | 0.17171 | 0.18762 | 0.20358 | 0.21932 | 0.23488 | 0.25038 | 0.26577 | 0.28098 | 0.29598 | 0.31084 | 0.32548 | 0.33979 | 0.3539 | 0.36791 | 0.38195 | 0.39578 | 0.41035 | 0.42326
F3_Commercial_Lodging (ID)_New_Water Heating_Natural Gas_Water Heater_Baseline Forecast | F3 | Commercial | Lodging (ID) | New | Water Heating | Natural Gas | Water Heater | Baseline Forecast | Summer Peak Demand (n/a) | 0 | 0 | 0 | 0 | 0 | 0 | 0 | 0 | 0 | 0 | 0 | 0 | 0 | 0 | 0 | 0 | 0 | 0 | 0 | 0 | 0 | 0 | 0 | 0 | 0 | 0 | 0
F4_Commercial_Lodging (ID)_New_Water Heating_Natural Gas_Water Heater_Baseline Forecast | F4 | Commercial | Lodging (ID) | New | Water Heating | Natural Gas | Water Heater | Baseline Forecast | Winter Peak Demand (n/a) | 0 | 0 | 0 | 0 | 0 | 0 | 0 | 0 | 0 | 0 | 0 | 0 | 0 | 0 | 0 | 0 | 0 | 0 | 0 | 0 | 0 | 0 | 0 | 0 | 0 | 0 | 0
F5_Commercial_Lodging (ID)_New_Water Heating_Natural Gas_Water Heater_Baseline Forecast | F5 | Commercial | Lodging (ID) | New | Water Heating | Natural Gas | Water Heater | Baseline Forecast | Turnover | 0 | 47889.3958 | 44537.8706 | 54666.592 | 56195.3353 | 50482.0687 | 43638.1149 | 42212.8954 | 40992.9291 | 39430.47 | 38905.4008 | 39045.2182 | 42867.1885 | 46061.9137 | 50159.3874 | 53886.0651 | 56583.9877 | 58252.3949 | 59794.6487 | 60843.1315 | 61348.389 | 62000.2519 | 62808.5018 | 79440.8124 | 77945.9022 | 83557.8881 | 80495.0516
F6_Commercial_Lodging (ID)_New_Water Heating_Natural Gas_Water Heater_Baseline Forecast | F6 | Commercial | Lodging (ID) | New | Water Heating | Natural Gas | Water Heater | Baseline Forecast | Avg. Replacement Usage (therms) | 0.4088 | 0.4088 | 0.4088 | 0.4088 | 0.4088 | 0.4088 | 0.4088 | 0.4088 | 0.4088 | 0.4088 | 0.4088 | 0.4088 | 0.4088 | 0.4088 | 0.4088 | 0.4088 | 0.4088 | 0.4088 | 0.4088 | 0.4088 | 0.4088 | 0.4088 | 0.4088 | 0.4088 | 0.4088 | 0.4088 | 0.4088
F7_Commercial_Lodging (ID)_New_Water Heating_Natural Gas_Water Heater_Baseline Forecast | F7 | Commercial | Lodging (ID) | New | Water Heating | Natural Gas | Water Heater | Baseline Forecast | Avg. Replacement Summer Demand (n/a) | 0 | 0 | 0 | 0 | 0 | 0 | 0 | 0 | 0 | 0 | 0 | 0 | 0 | 0 | 0 | 0 | 0 | 0 | 0 | 0 | 0 | 0 | 0 | 0 | 0 | 0 | 0
F8_Commercial_Lodging (ID)_New_Water Heating_Natural Gas_Water Heater_Baseline Forecast | F8 | Commercial | Lodging (ID) | New | Water Heating | Natural Gas | Water Heater | Baseline Forecast | Avg. Replacement Winter Demand (n/a) | 0 | 0 | 0 | 0 | 0 | 0 | 0 | 0 | 0 | 0 | 0 | 0 | 0 | 0 | 0 | 0 | 0 | 0 | 0 | 0 | 0 | 0 | 0 | 0 | 0 | 0 | 0
F1_Commercial_Lodging (ID)_New_Food Preparation_Natural Gas_Oven_Baseline Forecast | F1 | Commercial | Lodging (ID) | New | Food Preparation | Natural Gas | Oven | Baseline Forecast | Units | 0 | 6293.2368 | 12146.0433 | 19329.8843 | 26714.6205 | 33348.5653 | 39083.1332 | 44630.4102 | 50017.3692 | 55199.0024 | 60311.6353 | 65442.6419 | 70503.7884 | 75504.6967 | 80486.6378 | 85433.2962 | 90325.4636 | 95146.7954 | 99924.1113 | 104629.5243 | 109229.3764 | 113764.8388 | 118268.4332 | 122781.304 | 127226.5617 | 131913.0309 | 136061.4284
F2_Commercial_Lodging (ID)_New_Food Preparation_Natural Gas_Oven_Baseline Forecast | F2 | Commercial | Lodging (ID) | New | Food Preparation | Natural Gas | Oven | Baseline Forecast | Usage (MMtherm) | 0 | 0.00041586 | 0.00080261 | 0.0012773 | 0.0017653 | 0.0022037 | 0.0025826 | 0.0029492 | 0.0033052 | 0.0036476 | 0.0039854 | 0.0043245 | 0.0046589 | 0.0049894 | 0.0053186 | 0.0056455 | 0.0059687 | 0.0062873 | 0.006603 | 0.0069139 | 0.0072179 | 0.0075176 | 0.0078152 | 0.0081134 | 0.0084072 | 0.0087168 | 0.008991
F3_Commercial_Lodging (ID)_New_Food Preparation_Natural Gas_Oven_Baseline Forecast | F3 | Commercial | Lodging (ID) | New | Food Preparation | Natural Gas | Oven | Baseline Forecast | Summer Peak Demand (n/a) | 0 | 0 | 0 | 0 | 0 | 0 | 0 | 0 | 0 | 0 | 0 | 0 | 0 | 0 | 0 | 0 | 0 | 0 | 0 | 0 | 0 | 0 | 0 | 0 | 0 | 0 | 0
F4_Commercial_Lodging (ID)_New_Food Preparation_Natural Gas_Oven_Baseline Forecast | F4 | Commercial | Lodging (ID) | New | Food Preparation | Natural Gas | Oven | Baseline Forecast | Winter Peak Demand (n/a) | 0 | 0 | 0 | 0 | 0 | 0 | 0 | 0 | 0 | 0 | 0 | 0 | 0 | 0 | 0 | 0 | 0 | 0 | 0 | 0 | 0 | 0 | 0 | 0 | 0 | 0 | 0
F5_Commercial_Lodging (ID)_New_Food Preparation_Natural Gas_Oven_Baseline Forecast | F5 | Commercial | Lodging (ID) | New | Food Preparation | Natural Gas | Oven | Baseline Forecast | Turnover | 0 | 6293.2368 | 5852.8065 | 7183.8411 | 7384.7361 | 6633.9449 | 5734.5679 | 5547.277 | 5386.959 | 5181.6332 | 6371.2802 | 7308.4857 | 8239.8981 | 9020.8568 | 9524.6888 | 11377.5045 | 11030.8434 | 11158.5872 | 10936.1103 | 10709.8891 | 10629.3639 | 10957.9542 | 11403.7328 | 11884.0944 | 12929.5963 | 13925.7915 | 14015.737
F6_Commercial_Lodging (ID)_New_Food Preparation_Natural Gas_Oven_Baseline Forecast | F6 | Commercial | Lodging (ID) | New | Food Preparation | Natural Gas | Oven | Baseline Forecast | Avg. Replacement Usage (therms) | 0.06608 | 0.06608 | 0.06608 | 0.06608 | 0.06608 | 0.06608 | 0.06608 | 0.06608 | 0.06608 | 0.06608 | 0.06608 | 0.06608 | 0.06608 | 0.06608 | 0.06608 | 0.06608 | 0.06608 | 0.06608 | 0.06608 | 0.06608 | 0.06608 | 0.06608 | 0.06608 | 0.06608 | 0.06608 | 0.06608 | 0.06608
F7_Commercial_Lodging (ID)_New_Food Preparation_Natural Gas_Oven_Baseline Forecast | F7 | Commercial | Lodging (ID) | New | Food Preparation | Natural Gas | Oven | Baseline Forecast | Avg. Replacement Summer Demand (n/a) | 0 | 0 | 0 | 0 | 0 | 0 | 0 | 0 | 0 | 0 | 0 | 0 | 0 | 0 | 0 | 0 | 0 | 0 | 0 | 0 | 0 | 0 | 0 | 0 | 0 | 0 | 0
F8_Commercial_Lodging (ID)_New_Food Preparation_Natural Gas_Oven_Baseline Forecast | F8 | Commercial | Lodging (ID) | New | Food Preparation | Natural Gas | Oven | Baseline Forecast | Avg. Replacement Winter Demand (n/a) | 0 | 0 | 0 | 0 | 0 | 0 | 0 | 0 | 0 | 0 | 0 | 0 | 0 | 0 | 0 | 0 | 0 | 0 | 0 | 0 | 0 | 0 | 0 | 0 | 0 | 0 | 0
F1_Commercial_Lodging (ID)_New_Food Preparation_Natural Gas_Conveyor Oven_Baseline Forecast | F1 | Commercial | Lodging (ID) | New | Food Preparation | Natural Gas | Conveyor Oven | Baseline Forecast | Units | 0 | 3146.6184 | 6073.0216 | 9664.9422 | 13357.3102 | 16674.2827 | 19541.5666 | 22315.2051 | 25008.6846 | 27599.5012 | 30155.8177 | 32721.3209 | 35251.8942 | 37752.3484 | 40243.3189 | 42716.6481 | 45162.7318 | 47573.3977 | 49962.0556 | 52314.7621 | 54614.6882 | 56882.4194 | 59134.2166 | 61390.652 | 63613.2809 | 65956.5155 | 68030.7142
F2_Commercial_Lodging (ID)_New_Food Preparation_Natural Gas_Conveyor Oven_Baseline Forecast | F2 | Commercial | Lodging (ID) | New | Food Preparation | Natural Gas | Conveyor Oven | Baseline Forecast | Usage (MMtherm) | 0 | 0.00035578 | 0.00068666 | 0.0010928 | 0.0015103 | 0.0018853 | 0.0022095 | 0.0025231 | 0.0028277 | 0.0031206 | 0.0034097 | 0.0036997 | 0.0039859 | 0.0042686 | 0.0045502 | 0.0048299 | 0.0051065 | 0.005379 | 0.0056491 | 0.0059151 | 0.0061752 | 0.0064316 | 0.0066862 | 0.0069413 | 0.0071926 | 0.0074576 | 0.0076921
F3_Commercial_Lodging (ID)_New_Food Preparation_Natural Gas_Conveyor Oven_Baseline Forecast | F3 | Commercial | Lodging (ID) | New | Food Preparation | Natural Gas | Conveyor Oven | Baseline Forecast | Summer Peak Demand (n/a) | 0 | 0 | 0 | 0 | 0 | 0 | 0 | 0 | 0 | 0 | 0 | 0 | 0 | 0 | 0 | 0 | 0 | 0 | 0 | 0 | 0 | 0 | 0 | 0 | 0 | 0 | 0
F4_Commercial_Lodging (ID)_New_Food Preparation_Natural Gas_Conveyor Oven_Baseline Forecast | F4 | Commercial | Lodging (ID) | New | Food Preparation | Natural Gas | Conveyor Oven | Baseline Forecast | Winter Peak Demand (n/a) | 0 | 0 | 0 | 0 | 0 | 0 | 0 | 0 | 0 | 0 | 0 | 0 | 0 | 0 | 0 | 0 | 0 | 0 | 0 | 0 | 0 | 0 | 0 | 0 | 0 | 0 | 0
F5_Commercial_Lodging (ID)_New_Food Preparation_Natural Gas_Conveyor Oven_Baseline Forecast | F5 | Commercial | Lodging (ID) | New | Food Preparation | Natural Gas | Conveyor Oven | Baseline Forecast | Turnover | 0 | 3146.6184 | 2926.4032 | 3591.9205 | 3692.3681 | 3316.9724 | 2867.2839 | 2773.6385 | 2693.4795 | 2590.8166 | 2556.3164 | 2565.5033 | 2530.5733 | 2500.4542 | 2490.9705 | 2473.3292 | 2446.0837 | 3039.9896 | 3477.3975 | 3942.0823 | 4309.9003 | 4539.105 | 5467.2202 | 5325.7734 | 5391.2566 | 5422.6318 | 4950.5721
F6_Commercial_Lodging (ID)_New_Food Preparation_Natural Gas_Conveyor Oven_Baseline Forecast | F6 | Commercial | Lodging (ID) | New | Food Preparation | Natural Gas | Conveyor Oven | Baseline Forecast | Avg. Replacement Usage (therms) | 0.11307 | 0.11307 | 0.11307 | 0.11307 | 0.11307 | 0.11307 | 0.11307 | 0.11307 | 0.11307 | 0.11307 | 0.11307 | 0.11307 | 0.11307 | 0.11307 | 0.11307 | 0.11307 | 0.11307 | 0.11307 | 0.11307 | 0.11307 | 0.11307 | 0.11307 | 0.11307 | 0.11307 | 0.11307 | 0.11307 | 0.11307
F7_Commercial_Lodging (ID)_New_Food Preparation_Natural Gas_Conveyor Oven_Baseline Forecast | F7 | Commercial | Lodging (ID) | New | Food Preparation | Natural Gas | Conveyor Oven | Baseline Forecast | Avg. Replacement Summer Demand (n/a) | 0 | 0 | 0 | 0 | 0 | 0 | 0 | 0 | 0 | 0 | 0 | 0 | 0 | 0 | 0 | 0 | 0 | 0 | 0 | 0 | 0 | 0 | 0 | 0 | 0 | 0 | 0
F8_Commercial_Lodging (ID)_New_Food Preparation_Natural Gas_Conveyor Oven_Baseline Forecast | F8 | Commercial | Lodging (ID) | New | Food Preparation | Natural Gas | Conveyor Oven | Baseline Forecast | Avg. Replacement Winter Demand (n/a) | 0 | 0 | 0 | 0 | 0 | 0 | 0 | 0 | 0 | 0 | 0 | 0 | 0 | 0 | 0 | 0 | 0 | 0 | 0 | 0 | 0 | 0 | 0 | 0 | 0 | 0 | 0
F1_Commercial_Lodging (ID)_New_Food Preparation_Natural Gas_Double Rack Oven_Baseline Forecast | F1 | Commercial | Lodging (ID) | New | Food Preparation | Natural Gas | Double Rack Oven | Baseline Forecast | Units | 0 | 3146.6184 | 6073.0216 | 9664.9422 | 13357.3102 | 16674.2827 | 19541.5666 | 22315.2051 | 25008.6846 | 27599.5012 | 30155.8177 | 32721.3209 | 35251.8942 | 37752.3484 | 40243.3189 | 42716.6481 | 45162.7318 | 47573.3977 | 49962.0556 | 52314.7621 | 54614.6882 | 56882.4194 | 59134.2166 | 61390.652 | 63613.2809 | 65956.5155 | 68030.7142
F2_Commercial_Lodging (ID)_New_Food Preparation_Natural Gas_Double Rack Oven_Baseline Forecast | F2 | Commercial | Lodging (ID) | New | Food Preparation | Natural Gas | Double Rack Oven | Baseline Forecast | Usage (MMtherm) | 0 | 0.0005405 | 0.0010432 | 0.0016602 | 0.0022944 | 0.0028642 | 0.0033567 | 0.0038331 | 0.0042958 | 0.0047408 | 0.0051799 | 0.0056206 | 0.0060552 | 0.0064847 | 0.0069126 | 0.0073375 | 0.0077576 | 0.0081717 | 0.008582 | 0.0089861 | 0.0093812 | 0.0097707 | 0.010158 | 0.010545 | 0.010927 | 0.011329 | 0.011686
F3_Commercial_Lodging (ID)_New_Food Preparation_Natural Gas_Double Rack Oven_Baseline Forecast | F3 | Commercial | Lodging (ID) | New | Food Preparation | Natural Gas | Double Rack Oven | Baseline Forecast | Summer Peak Demand (n/a) | 0 | 0 | 0 | 0 | 0 | 0 | 0 | 0 | 0 | 0 | 0 | 0 | 0 | 0 | 0 | 0 | 0 | 0 | 0 | 0 | 0 | 0 | 0 | 0 | 0 | 0 | 0
F4_Commercial_Lodging (ID)_New_Food Preparation_Natural Gas_Double Rack Oven_Baseline Forecast | F4 | Commercial | Lodging (ID) | New | Food Preparation | Natural Gas | Double Rack Oven | Baseline Forecast | Winter Peak Demand (n/a) | 0 | 0 | 0 | 0 | 0 | 0 | 0 | 0 | 0 | 0 | 0 | 0 | 0 | 0 | 0 | 0 | 0 | 0 | 0 | 0 | 0 | 0 | 0 | 0 | 0 | 0 | 0
F5_Commercial_Lodging (ID)_New_Food Preparation_Natural Gas_Double Rack Oven_Baseline Forecast | F5 | Commercial | Lodging (ID) | New | Food Preparation | Natural Gas | Double Rack Oven | Baseline Forecast | Turnover | 0 | 3146.6184 | 2926.4032 | 3591.9205 | 3692.3681 | 3316.9724 | 2867.2839 | 2773.6385 | 2693.4795 | 2590.8166 | 2905.9407 | 3201.4363 | 3494.9494 | 3767.9405 | 3986.1775 | 4120.9892 | 4218.8524 | 4285.7358 | 4343.2553 | 5381.9977 | 5280.5301 | 5510.4281 | 5583.787 | 5545.5111 | 5465.6595 | 5665.8521 | 5479.1448
F6_Commercial_Lodging (ID)_New_Food Preparation_Natural Gas_Double Rack Oven_Baseline Forecast | F6 | Commercial | Lodging (ID) | New | Food Preparation | Natural Gas | Double Rack Oven | Baseline Forecast | Avg. Replacement Usage (therms) | 0.17177 | 0.17177 | 0.17177 | 0.17177 | 0.17177 | 0.17177 | 0.17177 | 0.17177 | 0.17177 | 0.17177 | 0.17177 | 0.17177 | 0.17177 | 0.17177 | 0.17177 | 0.17177 | 0.17177 | 0.17177 | 0.17177 | 0.17177 | 0.17177 | 0.17177 | 0.17177 | 0.17177 | 0.17177 | 0.17177 | 0.17177
F7_Commercial_Lodging (ID)_New_Food Preparation_Natural Gas_Double Rack Oven_Baseline Forecast | F7 | Commercial | Lodging (ID) | New | Food Preparation | Natural Gas | Double Rack Oven | Baseline Forecast | Avg. Replacement Summer Demand (n/a) | 0 | 0 | 0 | 0 | 0 | 0 | 0 | 0 | 0 | 0 | 0 | 0 | 0 | 0 | 0 | 0 | 0 | 0 | 0 | 0 | 0 | 0 | 0 | 0 | 0 | 0 | 0
F8_Commercial_Lodging (ID)_New_Food Preparation_Natural Gas_Double Rack Oven_Baseline Forecast | F8 | Commercial | Lodging (ID) | New | Food Preparation | Natural Gas | Double Rack Oven | Baseline Forecast | Avg. Replacement Winter Demand (n/a) | 0 | 0 | 0 | 0 | 0 | 0 | 0 | 0 | 0 | 0 | 0 | 0 | 0 | 0 | 0 | 0 | 0 | 0 | 0 | 0 | 0 | 0 | 0 | 0 | 0 | 0 | 0
F1_Commercial_Lodging (ID)_New_Food Preparation_Natural Gas_Fryer_Baseline Forecast | F1 | Commercial | Lodging (ID) | New | Food Preparation | Natural Gas | Fryer | Baseline Forecast | Units | 0 | 4780.9086 | 9227.2267 | 14684.7183 | 20294.8279 | 25334.569 | 29691.0624 | 33905.2729 | 37997.6913 | 41934.1259 | 45818.1416 | 49716.1155 | 53561.0175 | 57360.1572 | 61144.8876 | 64902.8142 | 68619.3444 | 72282.0616 | 75911.3403 | 79485.9952 | 82980.4565 | 86426.0016 | 89847.3368 | 93275.7193 | 96652.7368 | 100213.0002 | 103364.496
F2_Commercial_Lodging (ID)_New_Food Preparation_Natural Gas_Fryer_Baseline Forecast | F2 | Commercial | Lodging (ID) | New | Food Preparation | Natural Gas | Fryer | Baseline Forecast | Usage (MMtherm) | 0 | 0.00048946 | 0.00094467 | 0.0015034 | 0.0020777 | 0.0025937 | 0.0030397 | 0.0034712 | 0.0038901 | 0.0042931 | 0.0046908 | 0.0050898 | 0.0054835 | 0.0058724 | 0.0062599 | 0.0066446 | 0.0070251 | 0.0074001 | 0.0077717 | 0.0081376 | 0.0084954 | 0.0088481 | 0.0091984 | 0.0095494 | 0.0098951 | 0.01026 | 0.010582
F3_Commercial_Lodging (ID)_New_Food Preparation_Natural Gas_Fryer_Baseline Forecast | F3 | Commercial | Lodging (ID) | New | Food Preparation | Natural Gas | Fryer | Baseline Forecast | Summer Peak Demand (n/a) | 0 | 0 | 0 | 0 | 0 | 0 | 0 | 0 | 0 | 0 | 0 | 0 | 0 | 0 | 0 | 0 | 0 | 0 | 0 | 0 | 0 | 0 | 0 | 0 | 0 | 0 | 0
F4_Commercial_Lodging (ID)_New_Food Preparation_Natural Gas_Fryer_Baseline Forecast | F4 | Commercial | Lodging (ID) | New | Food Preparation | Natural Gas | Fryer | Baseline Forecast | Winter Peak Demand (n/a) | 0 | 0 | 0 | 0 | 0 | 0 | 0 | 0 | 0 | 0 | 0 | 0 | 0 | 0 | 0 | 0 | 0 | 0 | 0 | 0 | 0 | 0 | 0 | 0 | 0 | 0 | 0
F5_Commercial_Lodging (ID)_New_Food Preparation_Natural Gas_Fryer_Baseline Forecast | F5 | Commercial | Lodging (ID) | New | Food Preparation | Natural Gas | Fryer | Baseline Forecast | Turnover | 0 | 4780.9086 | 4446.3181 | 5457.4917 | 5610.1096 | 5039.7411 | 4356.4934 | 4214.2105 | 4092.4184 | 3936.4345 | 3884.0157 | 3897.974 | 4279.5301 | 4598.4668 | 5007.527 | 5379.5699 | 5648.9097 | 5815.4706 | 5969.4374 | 6074.1098 | 6124.5508 | 6189.6278 | 6270.3172 | 7930.7591 | 7781.5188 | 8341.7762 | 8036.0062
F6_Commercial_Lodging (ID)_New_Food Preparation_Natural Gas_Fryer_Baseline Forecast | F6 | Commercial | Lodging (ID) | New | Food Preparation | Natural Gas | Fryer | Baseline Forecast | Avg. Replacement Usage (therms) | 0.10238 | 0.10238 | 0.10238 | 0.10238 | 0.10238 | 0.10238 | 0.10238 | 0.10238 | 0.10238 | 0.10238 | 0.10238 | 0.10238 | 0.10238 | 0.10238 | 0.10238 | 0.10238 | 0.10238 | 0.10238 | 0.10238 | 0.10238 | 0.10238 | 0.10238 | 0.10238 | 0.10238 | 0.10238 | 0.10238 | 0.10238
F7_Commercial_Lodging (ID)_New_Food Preparation_Natural Gas_Fryer_Baseline Forecast | F7 | Commercial | Lodging (ID) | New | Food Preparation | Natural Gas | Fryer | Baseline Forecast | Avg. Replacement Summer Demand (n/a) | 0 | 0 | 0 | 0 | 0 | 0 | 0 | 0 | 0 | 0 | 0 | 0 | 0 | 0 | 0 | 0 | 0 | 0 | 0 | 0 | 0 | 0 | 0 | 0 | 0 | 0 | 0
F8_Commercial_Lodging (ID)_New_Food Preparation_Natural Gas_Fryer_Baseline Forecast | F8 | Commercial | Lodging (ID) | New | Food Preparation | Natural Gas | Fryer | Baseline Forecast | Avg. Replacement Winter Demand (n/a) | 0 | 0 | 0 | 0 | 0 | 0 | 0 | 0 | 0 | 0 | 0 | 0 | 0 | 0 | 0 | 0 | 0 | 0 | 0 | 0 | 0 | 0 | 0 | 0 | 0 | 0 | 0
F1_Commercial_Lodging (ID)_New_Food Preparation_Natural Gas_Broiler_Baseline Forecast | F1 | Commercial | Lodging (ID) | New | Food Preparation | Natural Gas | Broiler | Baseline Forecast | Units | 0 | 4780.9086 | 9227.2267 | 14684.7183 | 20294.8279 | 25334.569 | 29691.0624 | 33905.2729 | 37997.6913 | 41934.1259 | 45818.1416 | 49716.1155 | 53561.0175 | 57360.1572 | 61144.8876 | 64902.8142 | 68619.3444 | 72282.0616 | 75911.3403 | 79485.9952 | 82980.4565 | 86426.0016 | 89847.3368 | 93275.7193 | 96652.7368 | 100213.0002 | 103364.496
F2_Commercial_Lodging (ID)_New_Food Preparation_Natural Gas_Broiler_Baseline Forecast | F2 | Commercial | Lodging (ID) | New | Food Preparation | Natural Gas | Broiler | Baseline Forecast | Usage (MMtherm) | 0 | 0.00052306 | 0.0010095 | 0.0016066 | 0.0022204 | 0.0027717 | 0.0032484 | 0.0037094 | 0.0041572 | 0.0045878 | 0.0050128 | 0.0054392 | 0.0058599 | 0.0062755 | 0.0066896 | 0.0071007 | 0.0075074 | 0.0079081 | 0.0083051 | 0.0086962 | 0.0090785 | 0.0094555 | 0.0098298 | 0.010205 | 0.010574 | 0.010964 | 0.011309
F3_Commercial_Lodging (ID)_New_Food Preparation_Natural Gas_Broiler_Baseline Forecast | F3 | Commercial | Lodging (ID) | New | Food Preparation | Natural Gas | Broiler | Baseline Forecast | Summer Peak Demand (n/a) | 0 | 0 | 0 | 0 | 0 | 0 | 0 | 0 | 0 | 0 | 0 | 0 | 0 | 0 | 0 | 0 | 0 | 0 | 0 | 0 | 0 | 0 | 0 | 0 | 0 | 0 | 0
F4_Commercial_Lodging (ID)_New_Food Preparation_Natural Gas_Broiler_Baseline Forecast | F4 | Commercial | Lodging (ID) | New | Food Preparation | Natural Gas | Broiler | Baseline Forecast | Winter Peak Demand (n/a) | 0 | 0 | 0 | 0 | 0 | 0 | 0 | 0 | 0 | 0 | 0 | 0 | 0 | 0 | 0 | 0 | 0 | 0 | 0 | 0 | 0 | 0 | 0 | 0 | 0 | 0 | 0
F5_Commercial_Lodging (ID)_New_Food Preparation_Natural Gas_Broiler_Baseline Forecast | F5 | Commercial | Lodging (ID) | New | Food Preparation | Natural Gas | Broiler | Baseline Forecast | Turnover | 0 | 4780.9086 | 4446.3181 | 5457.4917 | 5610.1096 | 5039.7411 | 4356.4934 | 4214.2105 | 4092.4184 | 3936.4345 | 4415.2277 | 4864.1978 | 5310.1556 | 5724.9328 | 6056.5178 | 6261.348 | 6410.0393 | 6511.6606 | 6599.0545 | 8177.2988 | 8023.131 | 8372.4334 | 8483.8934 | 8425.7378 | 8304.4129 | 8608.5816 | 8324.9021
F6_Commercial_Lodging (ID)_New_Food Preparation_Natural Gas_Broiler_Baseline Forecast | F6 | Commercial | Lodging (ID) | New | Food Preparation | Natural Gas | Broiler | Baseline Forecast | Avg. Replacement Usage (therms) | 0.10941 | 0.10941 | 0.10941 | 0.10941 | 0.10941 | 0.10941 | 0.10941 | 0.10941 | 0.10941 | 0.10941 | 0.10941 | 0.10941 | 0.10941 | 0.10941 | 0.10941 | 0.10941 | 0.10941 | 0.10941 | 0.10941 | 0.10941 | 0.10941 | 0.10941 | 0.10941 | 0.10941 | 0.10941 | 0.10941 | 0.10941
F7_Commercial_Lodging (ID)_New_Food Preparation_Natural Gas_Broiler_Baseline Forecast | F7 | Commercial | Lodging (ID) | New | Food Preparation | Natural Gas | Broiler | Baseline Forecast | Avg. Replacement Summer Demand (n/a) | 0 | 0 | 0 | 0 | 0 | 0 | 0 | 0 | 0 | 0 | 0 | 0 | 0 | 0 | 0 | 0 | 0 | 0 | 0 | 0 | 0 | 0 | 0 | 0 | 0 | 0 | 0
F8_Commercial_Lodging (ID)_New_Food Preparation_Natural Gas_Broiler_Baseline Forecast | F8 | Commercial | Lodging (ID) | New | Food Preparation | Natural Gas | Broiler | Baseline Forecast | Avg. Replacement Winter Demand (n/a) | 0 | 0 | 0 | 0 | 0 | 0 | 0 | 0 | 0 | 0 | 0 | 0 | 0 | 0 | 0 | 0 | 0 | 0 | 0 | 0 | 0 | 0 | 0 | 0 | 0 | 0 | 0
F1_Commercial_Lodging (ID)_New_Food Preparation_Natural Gas_Griddle_Baseline Forecast | F1 | Commercial | Lodging (ID) | New | Food Preparation | Natural Gas | Griddle | Baseline Forecast | Units | 0 | 12781.6127 | 24668.708 | 39259.1449 | 54257.6012 | 67731.1947 | 79378.1465 | 90644.7092 | 101585.6646 | 112109.6018 | 122493.3989 | 132914.5129 | 143193.7407 | 153350.6244 | 163468.9853 | 173515.6869 | 183451.7167 | 193243.879 | 202946.6446 | 212503.3749 | 221845.7103 | 231057.2695 | 240204.1046 | 249369.7802 | 258398.1331 | 267916.3884 | 276341.8158
F2_Commercial_Lodging (ID)_New_Food Preparation_Natural Gas_Griddle_Baseline Forecast | F2 | Commercial | Lodging (ID) | New | Food Preparation | Natural Gas | Griddle | Baseline Forecast | Usage (MMtherm) | 0 | 0.00097463 | 0.0018811 | 0.0029936 | 0.0041373 | 0.0051647 | 0.0060528 | 0.0069119 | 0.0077462 | 0.0085487 | 0.0093405 | 0.010135 | 0.010919 | 0.011693 | 0.012465 | 0.013231 | 0.013989 | 0.014735 | 0.015475 | 0.016204 | 0.016916 | 0.017619 | 0.018316 | 0.019015 | 0.019704 | 0.020429 | 0.021072
F3_Commercial_Lodging (ID)_New_Food Preparation_Natural Gas_Griddle_Baseline Forecast | F3 | Commercial | Lodging (ID) | New | Food Preparation | Natural Gas | Griddle | Baseline Forecast | Summer Peak Demand (n/a) | 0 | 0 | 0 | 0 | 0 | 0 | 0 | 0 | 0 | 0 | 0 | 0 | 0 | 0 | 0 | 0 | 0 | 0 | 0 | 0 | 0 | 0 | 0 | 0 | 0 | 0 | 0
F4_Commercial_Lodging (ID)_New_Food Preparation_Natural Gas_Griddle_Baseline Forecast | F4 | Commercial | Lodging (ID) | New | Food Preparation | Natural Gas | Griddle | Baseline Forecast | Winter Peak Demand (n/a) | 0 | 0 | 0 | 0 | 0 | 0 | 0 | 0 | 0 | 0 | 0 | 0 | 0 | 0 | 0 | 0 | 0 | 0 | 0 | 0 | 0 | 0 | 0 | 0 | 0 | 0 | 0
F5_Commercial_Lodging (ID)_New_Food Preparation_Natural Gas_Griddle_Baseline Forecast | F5 | Commercial | Lodging (ID) | New | Food Preparation | Natural Gas | Griddle | Baseline Forecast | Turnover | 0 | 12781.6127 | 11887.0953 | 14590.4369 | 14998.4563 | 13473.5935 | 11646.9518 | 11266.5627 | 10940.9554 | 10523.9373 | 11803.9762 | 13004.2839 | 14196.5385 | 15305.4327 | 16191.9149 | 16739.5221 | 17137.0438 | 17408.7253 | 17642.3702 | 21861.7579 | 21449.595 | 22383.4445 | 22681.4293 | 22525.952 | 22201.5938 | 23014.7793 | 22256.371
F6_Commercial_Lodging (ID)_New_Food Preparation_Natural Gas_Griddle_Baseline Forecast | F6 | Commercial | Lodging (ID) | New | Food Preparation | Natural Gas | Griddle | Baseline Forecast | Avg. Replacement Usage (therms) | 0.076253 | 0.076253 | 0.076253 | 0.076253 | 0.076253 | 0.076253 | 0.076253 | 0.076253 | 0.076253 | 0.076253 | 0.076253 | 0.076253 | 0.076253 | 0.076253 | 0.076253 | 0.076253 | 0.076253 | 0.076253 | 0.076253 | 0.076253 | 0.076253 | 0.076253 | 0.076253 | 0.076253 | 0.076253 | 0.076253 | 0.076253
F7_Commercial_Lodging (ID)_New_Food Preparation_Natural Gas_Griddle_Baseline Forecast | F7 | Commercial | Lodging (ID) | New | Food Preparation | Natural Gas | Griddle | Baseline Forecast | Avg. Replacement Summer Demand (n/a) | 0 | 0 | 0 | 0 | 0 | 0 | 0 | 0 | 0 | 0 | 0 | 0 | 0 | 0 | 0 | 0 | 0 | 0 | 0 | 0 | 0 | 0 | 0 | 0 | 0 | 0 | 0
F8_Commercial_Lodging (ID)_New_Food Preparation_Natural Gas_Griddle_Baseline Forecast | F8 | Commercial | Lodging (ID) | New | Food Preparation | Natural Gas | Griddle | Baseline Forecast | Avg. Replacement Winter Demand (n/a) | 0 | 0 | 0 | 0 | 0 | 0 | 0 | 0 | 0 | 0 | 0 | 0 | 0 | 0 | 0 | 0 | 0 | 0 | 0 | 0 | 0 | 0 | 0 | 0 | 0 | 0 | 0
F1_Commercial_Lodging (ID)_New_Food Preparation_Natural Gas_Range_Baseline Forecast | F1 | Commercial | Lodging (ID) | New | Food Preparation | Natural Gas | Range | Baseline Forecast | Units | 0 | 195.1391 | 376.6215 | 599.3763 | 828.3603 | 1034.064 | 1211.8801 | 1383.8887 | 1550.9262 | 1711.597 | 1870.1282 | 2029.2292 | 2186.164 | 2341.2309 | 2495.7097 | 2649.0945 | 2800.7896 | 2950.2882 | 3098.4221 | 3244.3263 | 3386.9574 | 3527.5919 | 3667.2382 | 3807.1722 | 3945.0097 | 4090.3265 | 4218.959
F2_Commercial_Lodging (ID)_New_Food Preparation_Natural Gas_Range_Baseline Forecast | F2 | Commercial | Lodging (ID) | New | Food Preparation | Natural Gas | Range | Baseline Forecast | Usage (MMtherm) | 0 | 1.47e-05 | 2.8371e-05 | 4.5152e-05 | 6.2402e-05 | 7.7898e-05 | 9.1293e-05 | 0.00010425 | 0.00011683 | 0.00012894 | 0.00014088 | 0.00015287 | 0.00016469 | 0.00017637 | 0.00018801 | 0.00019956 | 0.00021099 | 0.00022225 | 0.00023341 | 0.0002444 | 0.00025514 | 0.00026574 | 0.00027626 | 0.0002868 | 0.00029718 | 0.00030813 | 0.00031782
F3_Commercial_Lodging (ID)_New_Food Preparation_Natural Gas_Range_Baseline Forecast | F3 | Commercial | Lodging (ID) | New | Food Preparation | Natural Gas | Range | Baseline Forecast | Summer Peak Demand (n/a) | 0 | 0 | 0 | 0 | 0 | 0 | 0 | 0 | 0 | 0 | 0 | 0 | 0 | 0 | 0 | 0 | 0 | 0 | 0 | 0 | 0 | 0 | 0 | 0 | 0 | 0 | 0
F4_Commercial_Lodging (ID)_New_Food Preparation_Natural Gas_Range_Baseline Forecast | F4 | Commercial | Lodging (ID) | New | Food Preparation | Natural Gas | Range | Baseline Forecast | Winter Peak Demand (n/a) | 0 | 0 | 0 | 0 | 0 | 0 | 0 | 0 | 0 | 0 | 0 | 0 | 0 | 0 | 0 | 0 | 0 | 0 | 0 | 0 | 0 | 0 | 0 | 0 | 0 | 0 | 0
F5_Commercial_Lodging (ID)_New_Food Preparation_Natural Gas_Range_Baseline Forecast | F5 | Commercial | Lodging (ID) | New | Food Preparation | Natural Gas | Range | Baseline Forecast | Turnover | 0 | 195.1391 | 181.4824 | 222.7548 | 228.9841 | 205.7037 | 177.8161 | 172.0086 | 167.0375 | 160.6708 | 197.5591 | 226.6197 | 255.5007 | 279.7165 | 295.3392 | 352.7908 | 342.0417 | 346.0027 | 339.1042 | 332.0896 | 329.5927 | 339.7815 | 353.6041 | 368.4991 | 400.9177 | 431.8075 | 434.5965
F6_Commercial_Lodging (ID)_New_Food Preparation_Natural Gas_Range_Baseline Forecast | F6 | Commercial | Lodging (ID) | New | Food Preparation | Natural Gas | Range | Baseline Forecast | Avg. Replacement Usage (therms) | 0.075332 | 0.075332 | 0.075332 | 0.075332 | 0.075332 | 0.075332 | 0.075332 | 0.075332 | 0.075332 | 0.075332 | 0.075332 | 0.075332 | 0.075332 | 0.075332 | 0.075332 | 0.075332 | 0.075332 | 0.075332 | 0.075332 | 0.075332 | 0.075332 | 0.075332 | 0.075332 | 0.075332 | 0.075332 | 0.075332 | 0.075332
F7_Commercial_Lodging (ID)_New_Food Preparation_Natural Gas_Range_Baseline Forecast | F7 | Commercial | Lodging (ID) | New | Food Preparation | Natural Gas | Range | Baseline Forecast | Avg. Replacement Summer Demand (n/a) | 0 | 0 | 0 | 0 | 0 | 0 | 0 | 0 | 0 | 0 | 0 | 0 | 0 | 0 | 0 | 0 | 0 | 0 | 0 | 0 | 0 | 0 | 0 | 0 | 0 | 0 | 0
F8_Commercial_Lodging (ID)_New_Food Preparation_Natural Gas_Range_Baseline Forecast | F8 | Commercial | Lodging (ID) | New | Food Preparation | Natural Gas | Range | Baseline Forecast | Avg. Replacement Winter Demand (n/a) | 0 | 0 | 0 | 0 | 0 | 0 | 0 | 0 | 0 | 0 | 0 | 0 | 0 | 0 | 0 | 0 | 0 | 0 | 0 | 0 | 0 | 0 | 0 | 0 | 0 | 0 | 0
F1_Commercial_Lodging (ID)_New_Food Preparation_Natural Gas_Steamer_Baseline Forecast | F1 | Commercial | Lodging (ID) | New | Food Preparation | Natural Gas | Steamer | Baseline Forecast | Units | 0 | 195.1391 | 376.6215 | 599.3763 | 828.3603 | 1034.064 | 1211.8801 | 1383.8887 | 1550.9262 | 1711.597 | 1870.1282 | 2029.2292 | 2186.164 | 2341.2309 | 2495.7097 | 2649.0945 | 2800.7896 | 2950.2882 | 3098.4221 | 3244.3263 | 3386.9574 | 3527.5919 | 3667.2382 | 3807.1722 | 3945.0097 | 4090.3265 | 4218.959
F2_Commercial_Lodging (ID)_New_Food Preparation_Natural Gas_Steamer_Baseline Forecast | F2 | Commercial | Lodging (ID) | New | Food Preparation | Natural Gas | Steamer | Baseline Forecast | Usage (MMtherm) | 0 | 1.6987e-05 | 3.2786e-05 | 5.2178e-05 | 7.2111e-05 | 9.0018e-05 | 0.0001055 | 0.00012047 | 0.00013501 | 0.000149 | 0.0001628 | 0.00017665 | 0.00019031 | 0.00020381 | 0.00021726 | 0.00023061 | 0.00024382 | 0.00025683 | 0.00026973 | 0.00028243 | 0.00029485 | 0.00030709 | 0.00031924 | 0.00033143 | 0.00034343 | 0.00035608 | 0.00036727
F3_Commercial_Lodging (ID)_New_Food Preparation_Natural Gas_Steamer_Baseline Forecast | F3 | Commercial | Lodging (ID) | New | Food Preparation | Natural Gas | Steamer | Baseline Forecast | Summer Peak Demand (n/a) | 0 | 0 | 0 | 0 | 0 | 0 | 0 | 0 | 0 | 0 | 0 | 0 | 0 | 0 | 0 | 0 | 0 | 0 | 0 | 0 | 0 | 0 | 0 | 0 | 0 | 0 | 0
F4_Commercial_Lodging (ID)_New_Food Preparation_Natural Gas_Steamer_Baseline Forecast | F4 | Commercial | Lodging (ID) | New | Food Preparation | Natural Gas | Steamer | Baseline Forecast | Winter Peak Demand (n/a) | 0 | 0 | 0 | 0 | 0 | 0 | 0 | 0 | 0 | 0 | 0 | 0 | 0 | 0 | 0 | 0 | 0 | 0 | 0 | 0 | 0 | 0 | 0 | 0 | 0 | 0 | 0
F5_Commercial_Lodging (ID)_New_Food Preparation_Natural Gas_Steamer_Baseline Forecast | F5 | Commercial | Lodging (ID) | New | Food Preparation | Natural Gas | Steamer | Baseline Forecast | Turnover | 0 | 195.1391 | 181.4824 | 222.7548 | 228.9841 | 205.7037 | 177.8161 | 172.0086 | 167.0375 | 160.6708 | 180.2134 | 198.5387 | 216.741 | 233.6707 | 247.2048 | 255.5652 | 261.6343 | 265.7821 | 269.3492 | 333.7673 | 327.4747 | 341.732 | 346.2814 | 343.9077 | 338.9556 | 351.3707 | 339.7919
F6_Commercial_Lodging (ID)_New_Food Preparation_Natural Gas_Steamer_Baseline Forecast | F6 | Commercial | Lodging (ID) | New | Food Preparation | Natural Gas | Steamer | Baseline Forecast | Avg. Replacement Usage (therms) | 0.087053 | 0.087053 | 0.087053 | 0.087053 | 0.087053 | 0.087053 | 0.087053 | 0.087053 | 0.087053 | 0.087053 | 0.087053 | 0.087053 | 0.087053 | 0.087053 | 0.087053 | 0.087053 | 0.087053 | 0.087053 | 0.087053 | 0.087053 | 0.087053 | 0.087053 | 0.087053 | 0.087053 | 0.087053 | 0.087053 | 0.087053
F7_Commercial_Lodging (ID)_New_Food Preparation_Natural Gas_Steamer_Baseline Forecast | F7 | Commercial | Lodging (ID) | New | Food Preparation | Natural Gas | Steamer | Baseline Forecast | Avg. Replacement Summer Demand (n/a) | 0 | 0 | 0 | 0 | 0 | 0 | 0 | 0 | 0 | 0 | 0 | 0 | 0 | 0 | 0 | 0 | 0 | 0 | 0 | 0 | 0 | 0 | 0 | 0 | 0 | 0 | 0
F8_Commercial_Lodging (ID)_New_Food Preparation_Natural Gas_Steamer_Baseline Forecast | F8 | Commercial | Lodging (ID) | New | Food Preparation | Natural Gas | Steamer | Baseline Forecast | Avg. Replacement Winter Demand (n/a) | 0 | 0 | 0 | 0 | 0 | 0 | 0 | 0 | 0 | 0 | 0 | 0 | 0 | 0 | 0 | 0 | 0 | 0 | 0 | 0 | 0 | 0 | 0 | 0 | 0 | 0 | 0
F1_Commercial_Lodging (ID)_New_Food Preparation_Natural Gas_Food Prep Other_Baseline Forecast | F1 | Commercial | Lodging (ID) | New | Food Preparation | Natural Gas | Food Prep Other | Baseline Forecast | Units | 0 | 0 | 0 | 0 | 0 | 0 | 0 | 0 | 0 | 0 | 0 | 0 | 0 | 0 | 0 | 0 | 0 | 0 | 0 | 0 | 0 | 0 | 0 | 0 | 0 | 0 | 0
F2_Commercial_Lodging (ID)_New_Food Preparation_Natural Gas_Food Prep Other_Baseline Forecast | F2 | Commercial | Lodging (ID) | New | Food Preparation | Natural Gas | Food Prep Other | Baseline Forecast | Usage (MMtherm) | 0 | 0 | 0 | 0 | 0 | 0 | 0 | 0 | 0 | 0 | 0 | 0 | 0 | 0 | 0 | 0 | 0 | 0 | 0 | 0 | 0 | 0 | 0 | 0 | 0 | 0 | 0
F3_Commercial_Lodging (ID)_New_Food Preparation_Natural Gas_Food Prep Other_Baseline Forecast | F3 | Commercial | Lodging (ID) | New | Food Preparation | Natural Gas | Food Prep Other | Baseline Forecast | Summer Peak Demand (n/a) | 0 | 0 | 0 | 0 | 0 | 0 | 0 | 0 | 0 | 0 | 0 | 0 | 0 | 0 | 0 | 0 | 0 | 0 | 0 | 0 | 0 | 0 | 0 | 0 | 0 | 0 | 0
F4_Commercial_Lodging (ID)_New_Food Preparation_Natural Gas_Food Prep Other_Baseline Forecast | F4 | Commercial | Lodging (ID) | New | Food Preparation | Natural Gas | Food Prep Other | Baseline Forecast | Winter Peak Demand (n/a) | 0 | 0 | 0 | 0 | 0 | 0 | 0 | 0 | 0 | 0 | 0 | 0 | 0 | 0 | 0 | 0 | 0 | 0 | 0 | 0 | 0 | 0 | 0 | 0 | 0 | 0 | 0
F5_Commercial_Lodging (ID)_New_Food Preparation_Natural Gas_Food Prep Other_Baseline Forecast | F5 | Commercial | Lodging (ID) | New | Food Preparation | Natural Gas | Food Prep Other | Baseline Forecast | Turnover | 0 | 0 | 0 | 0 | 0 | 0 | 0 | 0 | 0 | 0 | 0 | 0 | 0 | 0 | 0 | 0 | 0 | 0 | 0 | 0 | 0 | 0 | 0 | 0 | 0 | 0 | 0
F6_Commercial_Lodging (ID)_New_Food Preparation_Natural Gas_Food Prep Other_Baseline Forecast | F6 | Commercial | Lodging (ID) | New | Food Preparation | Natural Gas | Food Prep Other | Baseline Forecast | Avg. Replacement Usage (therms) | 0.031438 | 0.031438 | 0.031438 | 0.031438 | 0.031438 | 0.031438 | 0.031438 | 0.031438 | 0.031438 | 0.031438 | 0.031438 | 0.031438 | 0.031438 | 0.031438 | 0.031438 | 0.031438 | 0.031438 | 0.031438 | 0.031438 | 0.031438 | 0.031438 | 0.031438 | 0.031438 | 0.031438 | 0.031438 | 0.031438 | 0.031438
F7_Commercial_Lodging (ID)_New_Food Preparation_Natural Gas_Food Prep Other_Baseline Forecast | F7 | Commercial | Lodging (ID) | New | Food Preparation | Natural Gas | Food Prep Other | Baseline Forecast | Avg. Replacement Summer Demand (n/a) | 0 | 0 | 0 | 0 | 0 | 0 | 0 | 0 | 0 | 0 | 0 | 0 | 0 | 0 | 0 | 0 | 0 | 0 | 0 | 0 | 0 | 0 | 0 | 0 | 0 | 0 | 0
F8_Commercial_Lodging (ID)_New_Food Preparation_Natural Gas_Food Prep Other_Baseline Forecast | F8 | Commercial | Lodging (ID) | New | Food Preparation | Natural Gas | Food Prep Other | Baseline Forecast | Avg. Replacement Winter Demand (n/a) | 0 | 0 | 0 | 0 | 0 | 0 | 0 | 0 | 0 | 0 | 0 | 0 | 0 | 0 | 0 | 0 | 0 | 0 | 0 | 0 | 0 | 0 | 0 | 0 | 0 | 0 | 0
F1_Commercial_Lodging (ID)_New_Miscellaneous_Natural Gas_Pool Heater_Baseline Forecast | F1 | Commercial | Lodging (ID) | New | Miscellaneous | Natural Gas | Pool Heater | Baseline Forecast | Units | 0 | 4956.9853 | 9567.0575 | 15225.5439 | 21042.2691 | 26267.6195 | 30784.5589 | 35153.9751 | 39397.1138 | 43478.5239 | 47505.5846 | 51547.1176 | 55533.624 | 59472.6828 | 63396.8016 | 67293.1294 | 71146.5363 | 74944.1482 | 78707.0901 | 82413.3965 | 86036.5558 | 89608.9973 | 93156.3375 | 96710.9844 | 100212.3745 | 103903.7594 | 107171.3221
F2_Commercial_Lodging (ID)_New_Miscellaneous_Natural Gas_Pool Heater_Baseline Forecast | F2 | Commercial | Lodging (ID) | New | Miscellaneous | Natural Gas | Pool Heater | Baseline Forecast | Usage (MMtherm) | 0 | 2.7556e-05 | 5.3183e-05 | 8.4638e-05 | 0.00011697 | 0.00014602 | 0.00017113 | 0.00019542 | 0.00021901 | 0.00024169 | 0.00026408 | 0.00028655 | 0.00030871 | 0.00033061 | 0.00035242 | 0.00037408 | 0.0003955 | 0.00041661 | 0.00043753 | 0.00045813 | 0.00047827 | 0.00049813 | 0.00051785 | 0.00053761 | 0.00055708 | 0.0005776 | 0.00059576
F3_Commercial_Lodging (ID)_New_Miscellaneous_Natural Gas_Pool Heater_Baseline Forecast | F3 | Commercial | Lodging (ID) | New | Miscellaneous | Natural Gas | Pool Heater | Baseline Forecast | Summer Peak Demand (n/a) | 0 | 0 | 0 | 0 | 0 | 0 | 0 | 0 | 0 | 0 | 0 | 0 | 0 | 0 | 0 | 0 | 0 | 0 | 0 | 0 | 0 | 0 | 0 | 0 | 0 | 0 | 0
F4_Commercial_Lodging (ID)_New_Miscellaneous_Natural Gas_Pool Heater_Baseline Forecast | F4 | Commercial | Lodging (ID) | New | Miscellaneous | Natural Gas | Pool Heater | Baseline Forecast | Winter Peak Demand (n/a) | 0 | 0 | 0 | 0 | 0 | 0 | 0 | 0 | 0 | 0 | 0 | 0 | 0 | 0 | 0 | 0 | 0 | 0 | 0 | 0 | 0 | 0 | 0 | 0 | 0 | 0 | 0
F5_Commercial_Lodging (ID)_New_Miscellaneous_Natural Gas_Pool Heater_Baseline Forecast | F5 | Commercial | Lodging (ID) | New | Miscellaneous | Natural Gas | Pool Heater | Baseline Forecast | Turnover | 0 | 4956.9853 | 4610.0722 | 5658.4864 | 5816.7252 | 5225.3504 | 5508.3364 | 6084.5483 | 6746.9417 | 7247.7975 | 7605.2407 | 9305.1883 | 9323.3991 | 9832.7967 | 10130.15 | 10227.1756 | 10853.3058 | 11413.2614 | 11995.6633 | 12449.8097 | 12757.0988 | 13495.8853 | 13773.5213 | 14268.26 | 14640.192 | 15179.2808 | 15321.1927
F6_Commercial_Lodging (ID)_New_Miscellaneous_Natural Gas_Pool Heater_Baseline Forecast | F6 | Commercial | Lodging (ID) | New | Miscellaneous | Natural Gas | Pool Heater | Baseline Forecast | Avg. Replacement Usage (therms) | 0.0055589 | 0.0055589 | 0.0055589 | 0.0055589 | 0.0055589 | 0.0055589 | 0.0055589 | 0.0055589 | 0.0055589 | 0.0055589 | 0.0055589 | 0.0055589 | 0.0055589 | 0.0055589 | 0.0055589 | 0.0055589 | 0.0055589 | 0.0055589 | 0.0055589 | 0.0055589 | 0.0055589 | 0.0055589 | 0.0055589 | 0.0055589 | 0.0055589 | 0.0055589 | 0.0055589
F7_Commercial_Lodging (ID)_New_Miscellaneous_Natural Gas_Pool Heater_Baseline Forecast | F7 | Commercial | Lodging (ID) | New | Miscellaneous | Natural Gas | Pool Heater | Baseline Forecast | Avg. Replacement Summer Demand (n/a) | 0 | 0 | 0 | 0 | 0 | 0 | 0 | 0 | 0 | 0 | 0 | 0 | 0 | 0 | 0 | 0 | 0 | 0 | 0 | 0 | 0 | 0 | 0 | 0 | 0 | 0 | 0
F8_Commercial_Lodging (ID)_New_Miscellaneous_Natural Gas_Pool Heater_Baseline Forecast | F8 | Commercial | Lodging (ID) | New | Miscellaneous | Natural Gas | Pool Heater | Baseline Forecast | Avg. Replacement Winter Demand (n/a) | 0 | 0 | 0 | 0 | 0 | 0 | 0 | 0 | 0 | 0 | 0 | 0 | 0 | 0 | 0 | 0 | 0 | 0 | 0 | 0 | 0 | 0 | 0 | 0 | 0 | 0 | 0
F1_Commercial_Lodging (ID)_New_Miscellaneous_Natural Gas_Miscellaneous_Baseline Forecast | F1 | Commercial | Lodging (ID) | New | Miscellaneous | Natural Gas | Miscellaneous | Baseline Forecast | Units | 0 | 50248.3247 | 96980.0354 | 154339.3864 | 213302.7835 | 266271.4907 | 312059.1255 | 356351.3376 | 399363.4905 | 440736.2209 | 481558.0184 | 522526.5203 | 562937.2251 | 602866.9585 | 642645.2474 | 682141.8227 | 721203.3139 | 759699.2189 | 797843.6791 | 835414.0309 | 872141.5328 | 908354.9143 | 944313.8463 | 980346.8458 | 1015839.9891 | 1053259.084 | 1086381.9477
F2_Commercial_Lodging (ID)_New_Miscellaneous_Natural Gas_Miscellaneous_Baseline Forecast | F2 | Commercial | Lodging (ID) | New | Miscellaneous | Natural Gas | Miscellaneous | Baseline Forecast | Usage (MMtherm) | 0 | 0.0010776 | 0.0020799 | 0.00331 | 0.0045746 | 0.0057106 | 0.0066926 | 0.0076425 | 0.0085649 | 0.0094522 | 0.010328 | 0.011206 | 0.012073 | 0.012929 | 0.013782 | 0.01463 | 0.015467 | 0.016293 | 0.017111 | 0.017917 | 0.018704 | 0.019481 | 0.020252 | 0.021025 | 0.021786 | 0.022589 | 0.023299
F3_Commercial_Lodging (ID)_New_Miscellaneous_Natural Gas_Miscellaneous_Baseline Forecast | F3 | Commercial | Lodging (ID) | New | Miscellaneous | Natural Gas | Miscellaneous | Baseline Forecast | Summer Peak Demand (n/a) | 0 | 0 | 0 | 0 | 0 | 0 | 0 | 0 | 0 | 0 | 0 | 0 | 0 | 0 | 0 | 0 | 0 | 0 | 0 | 0 | 0 | 0 | 0 | 0 | 0 | 0 | 0
F4_Commercial_Lodging (ID)_New_Miscellaneous_Natural Gas_Miscellaneous_Baseline Forecast | F4 | Commercial | Lodging (ID) | New | Miscellaneous | Natural Gas | Miscellaneous | Baseline Forecast | Winter Peak Demand (n/a) | 0 | 0 | 0 | 0 | 0 | 0 | 0 | 0 | 0 | 0 | 0 | 0 | 0 | 0 | 0 | 0 | 0 | 0 | 0 | 0 | 0 | 0 | 0 | 0 | 0 | 0 | 0
F5_Commercial_Lodging (ID)_New_Miscellaneous_Natural Gas_Miscellaneous_Baseline Forecast | F5 | Commercial | Lodging (ID) | New | Miscellaneous | Natural Gas | Miscellaneous | Baseline Forecast | Turnover | 0 | 50248.3247 | 46731.7107 | 57359.3511 | 66141.7292 | 65797.522 | 64977.9548 | 70189.8762 | 74609.7967 | 77738.9901 | 82020.0023 | 101580.0001 | 102444.3968 | 107915.0517 | 115121.6562 | 118611.231 | 122051.7025 | 127594.8532 | 132747.2242 | 137006.1057 | 141433.2878 | 150624.0323 | 153849.3531 | 158880.6018 | 164408.5026 | 170913.166 | 171245.9881
F6_Commercial_Lodging (ID)_New_Miscellaneous_Natural Gas_Miscellaneous_Baseline Forecast | F6 | Commercial | Lodging (ID) | New | Miscellaneous | Natural Gas | Miscellaneous | Baseline Forecast | Avg. Replacement Usage (therms) | 0.021446 | 0.021446 | 0.021446 | 0.021446 | 0.021446 | 0.021446 | 0.021446 | 0.021446 | 0.021446 | 0.021446 | 0.021446 | 0.021446 | 0.021446 | 0.021446 | 0.021446 | 0.021446 | 0.021446 | 0.021446 | 0.021446 | 0.021446 | 0.021446 | 0.021446 | 0.021446 | 0.021446 | 0.021446 | 0.021446 | 0.021446
F7_Commercial_Lodging (ID)_New_Miscellaneous_Natural Gas_Miscellaneous_Baseline Forecast | F7 | Commercial | Lodging (ID) | New | Miscellaneous | Natural Gas | Miscellaneous | Baseline Forecast | Avg. Replacement Summer Demand (n/a) | 0 | 0 | 0 | 0 | 0 | 0 | 0 | 0 | 0 | 0 | 0 | 0 | 0 | 0 | 0 | 0 | 0 | 0 | 0 | 0 | 0 | 0 | 0 | 0 | 0 | 0 | 0
F8_Commercial_Lodging (ID)_New_Miscellaneous_Natural Gas_Miscellaneous_Baseline Forecast | F8 | Commercial | Lodging (ID) | New | Miscellaneous | Natural Gas | Miscellaneous | Baseline Forecast | Avg. Replacement Winter Demand (n/a) | 0 | 0 | 0 | 0 | 0 | 0 | 0 | 0 | 0 | 0 | 0 | 0 | 0 | 0 | 0 | 0 | 0 | 0 | 0 | 0 | 0 | 0 | 0 | 0 | 0 | 0 | 0
F1_Commercial_Warehouse (ID)_Existing_Space Heating_Natural Gas_Furnace_Baseline Forecast | F1 | Commercial | Warehouse (ID) | Existing | Space Heating | Natural Gas | Furnace | Baseline Forecast | Units | 3597857.2816 | 3535825.2595 | 3474862.755 | 3414951.3282 | 3356072.857 | 3298209.5319 | 3241343.8503 | 3185458.6115 | 3130536.9113 | 3076562.137 | 3023517.9622 | 2971388.3422 | 2920157.5087 | 2869809.9654 | 2820330.4833 | 2771704.0956 | 2723916.094 | 2676952.0234 | 2630797.6782 | 2585439.0975 | 2540862.5614 | 2497054.5862 | 2454001.9209 | 2411691.5429 | 2370110.6543 | 2329246.6775 | 2289087.252
F2_Commercial_Warehouse (ID)_Existing_Space Heating_Natural Gas_Furnace_Baseline Forecast | F2 | Commercial | Warehouse (ID) | Existing | Space Heating | Natural Gas | Furnace | Baseline Forecast | Usage (MMtherm) | 2.4413 | 2.3081 | 2.2646 | 2.222 | 2.1803 | 2.1395 | 2.0997 | 2.0607 | 2.0225 | 1.9853 | 1.9489 | 1.9134 | 1.8787 | 1.8448 | 1.8117 | 1.7792 | 1.7474 | 1.7163 | 1.6859 | 1.656 | 1.6268 | 1.5981 | 1.57 | 1.5425 | 1.5154 | 1.4889 | 1.4629
F3_Commercial_Warehouse (ID)_Existing_Space Heating_Natural Gas_Furnace_Baseline Forecast | F3 | Commercial | Warehouse (ID) | Existing | Space Heating | Natural Gas | Furnace | Baseline Forecast | Summer Peak Demand (n/a) | 0 | 0 | 0 | 0 | 0 | 0 | 0 | 0 | 0 | 0 | 0 | 0 | 0 | 0 | 0 | 0 | 0 | 0 | 0 | 0 | 0 | 0 | 0 | 0 | 0 | 0 | 0
F4_Commercial_Warehouse (ID)_Existing_Space Heating_Natural Gas_Furnace_Baseline Forecast | F4 | Commercial | Warehouse (ID) | Existing | Space Heating | Natural Gas | Furnace | Baseline Forecast | Winter Peak Demand (n/a) | 0 | 0 | 0 | 0 | 0 | 0 | 0 | 0 | 0 | 0 | 0 | 0 | 0 | 0 | 0 | 0 | 0 | 0 | 0 | 0 | 0 | 0 | 0 | 0 | 0 | 0 | 0
F5_Commercial_Warehouse (ID)_Existing_Space Heating_Natural Gas_Furnace_Baseline Forecast | F5 | Commercial | Warehouse (ID) | Existing | Space Heating | Natural Gas | Furnace | Baseline Forecast | Turnover | 0 | 142861.6266 | 145184.8075 | 146957.7936 | 148244.4434 | 149101.7191 | 149580.4233 | 149725.8571 | 149578.4077 | 149174.0741 | 148544.9358 | 147719.572 | 142701.1809 | 138392.0892 | 134675.3891 | 131451.4276 | 128635.4499 | 126155.5488 | 123950.8822 | 121970.1254 | 120170.1264 | 118514.7413 | 116973.8241 | 146268.4135 | 142109.3266 | 138003.6107 | 133994.3886
F6_Commercial_Warehouse (ID)_Existing_Space Heating_Natural Gas_Furnace_Baseline Forecast | F6 | Commercial | Warehouse (ID) | Existing | Space Heating | Natural Gas | Furnace | Baseline Forecast | Avg. Replacement Usage (therms) | 0.6616 | 0.63752 | 0.63752 | 0.63752 | 0.63752 | 0.63752 | 0.63752 | 0.63752 | 0.63752 | 0.63752 | 0.63752 | 0.63752 | 0.63752 | 0.63752 | 0.63752 | 0.63752 | 0.63752 | 0.63752 | 0.63752 | 0.63752 | 0.63752 | 0.63752 | 0.63752 | 0.63752 | 0.63752 | 0.63752 | 0.63752
F7_Commercial_Warehouse (ID)_Existing_Space Heating_Natural Gas_Furnace_Baseline Forecast | F7 | Commercial | Warehouse (ID) | Existing | Space Heating | Natural Gas | Furnace | Baseline Forecast | Avg. Replacement Summer Demand (n/a) | 0 | 0 | 0 | 0 | 0 | 0 | 0 | 0 | 0 | 0 | 0 | 0 | 0 | 0 | 0 | 0 | 0 | 0 | 0 | 0 | 0 | 0 | 0 | 0 | 0 | 0 | 0
F8_Commercial_Warehouse (ID)_Existing_Space Heating_Natural Gas_Furnace_Baseline Forecast | F8 | Commercial | Warehouse (ID) | Existing | Space Heating | Natural Gas | Furnace | Baseline Forecast | Avg. Replacement Winter Demand (n/a) | 0 | 0 | 0 | 0 | 0 | 0 | 0 | 0 | 0 | 0 | 0 | 0 | 0 | 0 | 0 | 0 | 0 | 0 | 0 | 0 | 0 | 0 | 0 | 0 | 0 | 0 | 0
F1_Commercial_Warehouse (ID)_Existing_Space Heating_Natural Gas_Boiler_Baseline Forecast | F1 | Commercial | Warehouse (ID) | Existing | Space Heating | Natural Gas | Boiler | Baseline Forecast | Units | 173642.3789 | 170648.5448 | 167706.3285 | 164814.84 | 161973.2049 | 159180.5634 | 156436.0709 | 153738.8973 | 151088.2267 | 148483.2572 | 145923.2011 | 143407.2838 | 140934.7444 | 138504.835 | 136116.8206 | 133769.9789 | 131463.6 | 129196.9862 | 126969.4519 | 124780.3234 | 122628.9386 | 120514.6465 | 118436.8078 | 116394.7939 | 114387.9871 | 112415.7804 | 110477.5773
F2_Commercial_Warehouse (ID)_Existing_Space Heating_Natural Gas_Boiler_Baseline Forecast | F2 | Commercial | Warehouse (ID) | Existing | Space Heating | Natural Gas | Boiler | Baseline Forecast | Usage (MMtherm) | 0.37888 | 0.35828 | 0.35155 | 0.34492 | 0.33838 | 0.33194 | 0.32562 | 0.3194 | 0.31329 | 0.3073 | 0.30143 | 0.29567 | 0.29002 | 0.2845 | 0.27909 | 0.27379 | 0.26861 | 0.26354 | 0.25859 | 0.25374 | 0.249 | 0.24437 | 0.23985 | 0.23543 | 0.23111 | 0.22689 | 0.22277
F3_Commercial_Warehouse (ID)_Existing_Space Heating_Natural Gas_Boiler_Baseline Forecast | F3 | Commercial | Warehouse (ID) | Existing | Space Heating | Natural Gas | Boiler | Baseline Forecast | Summer Peak Demand (n/a) | 0 | 0 | 0 | 0 | 0 | 0 | 0 | 0 | 0 | 0 | 0 | 0 | 0 | 0 | 0 | 0 | 0 | 0 | 0 | 0 | 0 | 0 | 0 | 0 | 0 | 0 | 0
F4_Commercial_Warehouse (ID)_Existing_Space Heating_Natural Gas_Boiler_Baseline Forecast | F4 | Commercial | Warehouse (ID) | Existing | Space Heating | Natural Gas | Boiler | Baseline Forecast | Winter Peak Demand (n/a) | 0 | 0 | 0 | 0 | 0 | 0 | 0 | 0 | 0 | 0 | 0 | 0 | 0 | 0 | 0 | 0 | 0 | 0 | 0 | 0 | 0 | 0 | 0 | 0 | 0 | 0 | 0
F5_Commercial_Warehouse (ID)_Existing_Space Heating_Natural Gas_Boiler_Baseline Forecast | F5 | Commercial | Warehouse (ID) | Existing | Space Heating | Natural Gas | Boiler | Baseline Forecast | Turnover | 0 | 2585.584 | 2818.2055 | 3017.2714 | 3186.5093 | 3329.2467 | 3448.454 | 3546.7826 | 3626.5988 | 3690.014 | 3738.9125 | 3774.9752 | 3799.7018 | 3814.4295 | 3820.3511 | 3818.5299 | 3809.9138 | 3795.3475 | 3775.5836 | 3751.2925 | 3723.0711 | 3691.4506 | 3656.9039 | 3619.8513 | 3580.6667 | 3539.6821 | 3497.1925
F6_Commercial_Warehouse (ID)_Existing_Space Heating_Natural Gas_Boiler_Baseline Forecast | F6 | Commercial | Warehouse (ID) | Existing | Space Heating | Natural Gas | Boiler | Baseline Forecast | Avg. Replacement Usage (therms) | 2.0729 | 1.9974 | 1.9974 | 1.9974 | 1.9974 | 1.9974 | 1.9974 | 1.9974 | 1.9974 | 1.9974 | 1.9974 | 1.9974 | 1.9974 | 1.9974 | 1.9974 | 1.9974 | 1.9974 | 1.9974 | 1.9974 | 1.9974 | 1.9974 | 1.9974 | 1.9974 | 1.9974 | 1.9974 | 1.9974 | 1.9974
F7_Commercial_Warehouse (ID)_Existing_Space Heating_Natural Gas_Boiler_Baseline Forecast | F7 | Commercial | Warehouse (ID) | Existing | Space Heating | Natural Gas | Boiler | Baseline Forecast | Avg. Replacement Summer Demand (n/a) | 0 | 0 | 0 | 0 | 0 | 0 | 0 | 0 | 0 | 0 | 0 | 0 | 0 | 0 | 0 | 0 | 0 | 0 | 0 | 0 | 0 | 0 | 0 | 0 | 0 | 0 | 0
F8_Commercial_Warehouse (ID)_Existing_Space Heating_Natural Gas_Boiler_Baseline Forecast | F8 | Commercial | Warehouse (ID) | Existing | Space Heating | Natural Gas | Boiler | Baseline Forecast | Avg. Replacement Winter Demand (n/a) | 0 | 0 | 0 | 0 | 0 | 0 | 0 | 0 | 0 | 0 | 0 | 0 | 0 | 0 | 0 | 0 | 0 | 0 | 0 | 0 | 0 | 0 | 0 | 0 | 0 | 0 | 0
F1_Commercial_Warehouse (ID)_Existing_Space Heating_Natural Gas_Unit Heater_Baseline Forecast | F1 | Commercial | Warehouse (ID) | Existing | Space Heating | Natural Gas | Unit Heater | Baseline Forecast | Units | 1273601.5717 | 1251642.9239 | 1230062.8735 | 1208854.8929 | 1188012.5672 | 1167529.5919 | 1147399.7714 | 1127617.0167 | 1108175.344 | 1089068.8725 | 1070291.823 | 1051838.5157 | 1033703.3689 | 1015880.897 | 998365.7091 | 981152.5073 | 964236.0847 | 947611.3246 | 931273.1983 | 915216.7639 | 899437.1645 | 883929.6272 | 868689.4612 | 853712.0567 | 838992.8833 | 824527.4888 | 810311.4976
F2_Commercial_Warehouse (ID)_Existing_Space Heating_Natural Gas_Unit Heater_Baseline Forecast | F2 | Commercial | Warehouse (ID) | Existing | Space Heating | Natural Gas | Unit Heater | Baseline Forecast | Usage (MMtherm) | 0.4321 | 0.4092 | 0.40214 | 0.39521 | 0.38839 | 0.3817 | 0.37512 | 0.36865 | 0.36229 | 0.35605 | 0.34991 | 0.34388 | 0.33795 | 0.33212 | 0.32639 | 0.32077 | 0.31524 | 0.3098 | 0.30446 | 0.29921 | 0.29405 | 0.28898 | 0.284 | 0.2791 | 0.27429 | 0.26956 | 0.26491
F3_Commercial_Warehouse (ID)_Existing_Space Heating_Natural Gas_Unit Heater_Baseline Forecast | F3 | Commercial | Warehouse (ID) | Existing | Space Heating | Natural Gas | Unit Heater | Baseline Forecast | Summer Peak Demand (n/a) | 0 | 0 | 0 | 0 | 0 | 0 | 0 | 0 | 0 | 0 | 0 | 0 | 0 | 0 | 0 | 0 | 0 | 0 | 0 | 0 | 0 | 0 | 0 | 0 | 0 | 0 | 0
F4_Commercial_Warehouse (ID)_Existing_Space Heating_Natural Gas_Unit Heater_Baseline Forecast | F4 | Commercial | Warehouse (ID) | Existing | Space Heating | Natural Gas | Unit Heater | Baseline Forecast | Winter Peak Demand (n/a) | 0 | 0 | 0 | 0 | 0 | 0 | 0 | 0 | 0 | 0 | 0 | 0 | 0 | 0 | 0 | 0 | 0 | 0 | 0 | 0 | 0 | 0 | 0 | 0 | 0 | 0 | 0
F5_Commercial_Warehouse (ID)_Existing_Space Heating_Natural Gas_Unit Heater_Baseline Forecast | F5 | Commercial | Warehouse (ID) | Existing | Space Heating | Natural Gas | Unit Heater | Baseline Forecast | Turnover | 0 | 1053.5715 | 3012.0915 | 5743.7174 | 9131.5767 | 13072.1503 | 17473.8287 | 22255.6223 | 27346.01 | 32681.91 | 37306.843 | 41299.0387 | 44728.3464 | 47657.1292 | 50141.0626 | 52229.8476 | 53967.8488 | 48288.3036 | 43348.9002 | 39123.9625 | 35582.5069 | 32689.7273 | 30408.2222 | 28699.0021 | 27522.3106 | 26838.287 | 26545.4878
F6_Commercial_Warehouse (ID)_Existing_Space Heating_Natural Gas_Unit Heater_Baseline Forecast | F6 | Commercial | Warehouse (ID) | Existing | Space Heating | Natural Gas | Unit Heater | Baseline Forecast | Avg. Replacement Usage (therms) | 0.33927 | 0.32693 | 0.32693 | 0.32693 | 0.32693 | 0.32693 | 0.32693 | 0.32693 | 0.32693 | 0.32693 | 0.32693 | 0.32693 | 0.32693 | 0.32693 | 0.32693 | 0.32693 | 0.32693 | 0.32693 | 0.32693 | 0.32693 | 0.32693 | 0.32693 | 0.32693 | 0.32693 | 0.32693 | 0.32693 | 0.32693
F7_Commercial_Warehouse (ID)_Existing_Space Heating_Natural Gas_Unit Heater_Baseline Forecast | F7 | Commercial | Warehouse (ID) | Existing | Space Heating | Natural Gas | Unit Heater | Baseline Forecast | Avg. Replacement Summer Demand (n/a) | 0 | 0 | 0 | 0 | 0 | 0 | 0 | 0 | 0 | 0 | 0 | 0 | 0 | 0 | 0 | 0 | 0 | 0 | 0 | 0 | 0 | 0 | 0 | 0 | 0 | 0 | 0
F8_Commercial_Warehouse (ID)_Existing_Space Heating_Natural Gas_Unit Heater_Baseline Forecast | F8 | Commercial | Warehouse (ID) | Existing | Space Heating | Natural Gas | Unit Heater | Baseline Forecast | Avg. Replacement Winter Demand (n/a) | 0 | 0 | 0 | 0 | 0 | 0 | 0 | 0 | 0 | 0 | 0 | 0 | 0 | 0 | 0 | 0 | 0 | 0 | 0 | 0 | 0 | 0 | 0 | 0 | 0 | 0 | 0
F1_Commercial_Warehouse (ID)_Existing_Water Heating_Natural Gas_Water Heater_Baseline Forecast | F1 | Commercial | Warehouse (ID) | Existing | Water Heating | Natural Gas | Water Heater | Baseline Forecast | Units | 3195550.3354 | 3140454.64 | 3086308.8703 | 3033096.6484 | 2980801.8786 | 2929408.7428 | 2878901.6955 | 2829265.4594 | 2780485.0204 | 2732545.6235 | 2685432.7679 | 2639132.203 | 2593629.9236 | 2548912.1663 | 2504965.4048 | 2461776.3461 | 2419331.9264 | 2377619.3069 | 2336625.8706 | 2296339.2177 | 2256747.1622 | 2217837.7284 | 2179599.1468 | 2142019.8512 | 2105088.4745 | 2068793.8456 | 2033124.9862
F2_Commercial_Warehouse (ID)_Existing_Water Heating_Natural Gas_Water Heater_Baseline Forecast | F2 | Commercial | Warehouse (ID) | Existing | Water Heating | Natural Gas | Water Heater | Baseline Forecast | Usage (MMtherm) | 0.29143 | 0.28483 | 0.2783 | 0.27187 | 0.26556 | 0.2594 | 0.25341 | 0.24759 | 0.24196 | 0.23653 | 0.23131 | 0.2263 | 0.22149 | 0.21686 | 0.21239 | 0.20808 | 0.20391 | 0.19987 | 0.19596 | 0.19217 | 0.18849 | 0.18491 | 0.18142 | 0.17803 | 0.17473 | 0.1715 | 0.16836
F3_Commercial_Warehouse (ID)_Existing_Water Heating_Natural Gas_Water Heater_Baseline Forecast | F3 | Commercial | Warehouse (ID) | Existing | Water Heating | Natural Gas | Water Heater | Baseline Forecast | Summer Peak Demand (n/a) | 0 | 0 | 0 | 0 | 0 | 0 | 0 | 0 | 0 | 0 | 0 | 0 | 0 | 0 | 0 | 0 | 0 | 0 | 0 | 0 | 0 | 0 | 0 | 0 | 0 | 0 | 0
F4_Commercial_Warehouse (ID)_Existing_Water Heating_Natural Gas_Water Heater_Baseline Forecast | F4 | Commercial | Warehouse (ID) | Existing | Water Heating | Natural Gas | Water Heater | Baseline Forecast | Winter Peak Demand (n/a) | 0 | 0 | 0 | 0 | 0 | 0 | 0 | 0 | 0 | 0 | 0 | 0 | 0 | 0 | 0 | 0 | 0 | 0 | 0 | 0 | 0 | 0 | 0 | 0 | 0 | 0 | 0
F5_Commercial_Warehouse (ID)_Existing_Water Heating_Natural Gas_Water Heater_Baseline Forecast | F5 | Commercial | Warehouse (ID) | Existing | Water Heating | Natural Gas | Water Heater | Baseline Forecast | Turnover | 0 | 95165.2921 | 103727.1852 | 111054.027 | 117283.0136 | 122536.6221 | 126924.1815 | 130543.2757 | 133480.9967 | 135815.0646 | 137614.8279 | 138942.1574 | 131278.2614 | 125074.0318 | 120081.1655 | 116088.1249 | 112915.1144 | 110409.71 | 108443.06 | 106906.5849 | 105709.1133 | 104774.3977 | 104038.9624 | 123488.7372 | 121934.7972 | 119935.2866 | 117637.9512
F6_Commercial_Warehouse (ID)_Existing_Water Heating_Natural Gas_Water Heater_Baseline Forecast | F6 | Commercial | Warehouse (ID) | Existing | Water Heating | Natural Gas | Water Heater | Baseline Forecast | Avg. Replacement Usage (therms) | 0.081881 | 0.081881 | 0.081881 | 0.081881 | 0.081881 | 0.081881 | 0.081881 | 0.081881 | 0.081881 | 0.081881 | 0.081881 | 0.081881 | 0.081881 | 0.081881 | 0.081881 | 0.081881 | 0.081881 | 0.081881 | 0.081881 | 0.081881 | 0.081881 | 0.081881 | 0.081881 | 0.081881 | 0.081881 | 0.081881 | 0.081881
F7_Commercial_Warehouse (ID)_Existing_Water Heating_Natural Gas_Water Heater_Baseline Forecast | F7 | Commercial | Warehouse (ID) | Existing | Water Heating | Natural Gas | Water Heater | Baseline Forecast | Avg. Replacement Summer Demand (n/a) | 0 | 0 | 0 | 0 | 0 | 0 | 0 | 0 | 0 | 0 | 0 | 0 | 0 | 0 | 0 | 0 | 0 | 0 | 0 | 0 | 0 | 0 | 0 | 0 | 0 | 0 | 0
F8_Commercial_Warehouse (ID)_Existing_Water Heating_Natural Gas_Water Heater_Baseline Forecast | F8 | Commercial | Warehouse (ID) | Existing | Water Heating | Natural Gas | Water Heater | Baseline Forecast | Avg. Replacement Winter Demand (n/a) | 0 | 0 | 0 | 0 | 0 | 0 | 0 | 0 | 0 | 0 | 0 | 0 | 0 | 0 | 0 | 0 | 0 | 0 | 0 | 0 | 0 | 0 | 0 | 0 | 0 | 0 | 0
F1_Commercial_Warehouse (ID)_Existing_Food Preparation_Natural Gas_Oven_Baseline Forecast | F1 | Commercial | Warehouse (ID) | Existing | Food Preparation | Natural Gas | Oven | Baseline Forecast | Units | 41762.2508 | 41042.212 | 40334.5876 | 39639.1637 | 38955.7298 | 38284.0793 | 37624.009 | 36975.3192 | 36337.8137 | 35711.2996 | 35095.5876 | 34490.4912 | 33895.8276 | 33311.4168 | 32737.082 | 32172.6496 | 31617.9487 | 31072.8117 | 30537.0735 | 30010.5723 | 29493.1486 | 28984.646 | 28484.9108 | 27993.7916 | 27511.14 | 27036.81 | 26570.6581
F2_Commercial_Warehouse (ID)_Existing_Food Preparation_Natural Gas_Oven_Baseline Forecast | F2 | Commercial | Warehouse (ID) | Existing | Food Preparation | Natural Gas | Oven | Baseline Forecast | Usage (MMtherm) | 0.0001834 | 0.00018023 | 0.00017713 | 0.00017407 | 0.00017107 | 0.00016812 | 0.00016522 | 0.00016237 | 0.00015958 | 0.00015682 | 0.00015412 | 0.00015146 | 0.00014885 | 0.00014628 | 0.00014376 | 0.00014128 | 0.00013885 | 0.00013645 | 0.0001341 | 0.00013179 | 0.00012952 | 0.00012728 | 0.00012509 | 0.00012293 | 0.00012081 | 0.00011873 | 0.00011668
F3_Commercial_Warehouse (ID)_Existing_Food Preparation_Natural Gas_Oven_Baseline Forecast | F3 | Commercial | Warehouse (ID) | Existing | Food Preparation | Natural Gas | Oven | Baseline Forecast | Summer Peak Demand (n/a) | 0 | 0 | 0 | 0 | 0 | 0 | 0 | 0 | 0 | 0 | 0 | 0 | 0 | 0 | 0 | 0 | 0 | 0 | 0 | 0 | 0 | 0 | 0 | 0 | 0 | 0 | 0
F4_Commercial_Warehouse (ID)_Existing_Food Preparation_Natural Gas_Oven_Baseline Forecast | F4 | Commercial | Warehouse (ID) | Existing | Food Preparation | Natural Gas | Oven | Baseline Forecast | Winter Peak Demand (n/a) | 0 | 0 | 0 | 0 | 0 | 0 | 0 | 0 | 0 | 0 | 0 | 0 | 0 | 0 | 0 | 0 | 0 | 0 | 0 | 0 | 0 | 0 | 0 | 0 | 0 | 0 | 0
F5_Commercial_Warehouse (ID)_Existing_Food Preparation_Natural Gas_Oven_Baseline Forecast | F5 | Commercial | Warehouse (ID) | Existing | Food Preparation | Natural Gas | Oven | Baseline Forecast | Turnover | 0 | 1641.6885 | 2097.3986 | 2441.7725 | 2698.853 | 2887.5384 | 3022.6828 | 3115.9604 | 3176.5459 | 3211.6483 | 2805.7847 | 2564.6284 | 2433.9251 | 2375.1317 | 2361.1773 | 2710.6735 | 2763.5092 | 2794.1462 | 2807.5185 | 2735.4765 | 2627.2598 | 2511.7014 | 2404.4062 | 2312.6414 | 2209.7761 | 2170.3468 | 2166.4297
F6_Commercial_Warehouse (ID)_Existing_Food Preparation_Natural Gas_Oven_Baseline Forecast | F6 | Commercial | Warehouse (ID) | Existing | Food Preparation | Natural Gas | Oven | Baseline Forecast | Avg. Replacement Usage (therms) | 0.0043914 | 0.0043914 | 0.0043914 | 0.0043914 | 0.0043914 | 0.0043914 | 0.0043914 | 0.0043914 | 0.0043914 | 0.0043914 | 0.0043914 | 0.0043914 | 0.0043914 | 0.0043914 | 0.0043914 | 0.0043914 | 0.0043914 | 0.0043914 | 0.0043914 | 0.0043914 | 0.0043914 | 0.0043914 | 0.0043914 | 0.0043914 | 0.0043914 | 0.0043914 | 0.0043914
F7_Commercial_Warehouse (ID)_Existing_Food Preparation_Natural Gas_Oven_Baseline Forecast | F7 | Commercial | Warehouse (ID) | Existing | Food Preparation | Natural Gas | Oven | Baseline Forecast | Avg. Replacement Summer Demand (n/a) | 0 | 0 | 0 | 0 | 0 | 0 | 0 | 0 | 0 | 0 | 0 | 0 | 0 | 0 | 0 | 0 | 0 | 0 | 0 | 0 | 0 | 0 | 0 | 0 | 0 | 0 | 0
F8_Commercial_Warehouse (ID)_Existing_Food Preparation_Natural Gas_Oven_Baseline Forecast | F8 | Commercial | Warehouse (ID) | Existing | Food Preparation | Natural Gas | Oven | Baseline Forecast | Avg. Replacement Winter Demand (n/a) | 0 | 0 | 0 | 0 | 0 | 0 | 0 | 0 | 0 | 0 | 0 | 0 | 0 | 0 | 0 | 0 | 0 | 0 | 0 | 0 | 0 | 0 | 0 | 0 | 0 | 0 | 0
F1_Commercial_Warehouse (ID)_Existing_Food Preparation_Natural Gas_Conveyor Oven_Baseline Forecast | F1 | Commercial | Warehouse (ID) | Existing | Food Preparation | Natural Gas | Conveyor Oven | Baseline Forecast | Units | 20881.1254 | 20521.106 | 20167.2938 | 19819.5818 | 19477.8649 | 19142.0397 | 18812.0045 | 18487.6596 | 18168.9068 | 17855.6498 | 17547.7938 | 17245.2456 | 16947.9138 | 16655.7084 | 16368.541 | 16086.3248 | 15808.9744 | 15536.4058 | 15268.5368 | 15005.2861 | 14746.5743 | 14492.323 | 14242.4554 | 13996.8958 | 13755.57 | 13518.405 | 13285.3291
F2_Commercial_Warehouse (ID)_Existing_Food Preparation_Natural Gas_Conveyor Oven_Baseline Forecast | F2 | Commercial | Warehouse (ID) | Existing | Food Preparation | Natural Gas | Conveyor Oven | Baseline Forecast | Usage (MMtherm) | 0.0001569 | 0.0001542 | 0.00015154 | 0.00014893 | 0.00014636 | 0.00014383 | 0.00014135 | 0.00013892 | 0.00013652 | 0.00013417 | 0.00013185 | 0.00012958 | 0.00012735 | 0.00012515 | 0.00012299 | 0.00012087 | 0.00011879 | 0.00011674 | 0.00011473 | 0.00011275 | 0.00011081 | 0.0001089 | 0.00010702 | 0.00010517 | 0.00010336 | 0.00010158 | 9.9827e-05
F3_Commercial_Warehouse (ID)_Existing_Food Preparation_Natural Gas_Conveyor Oven_Baseline Forecast | F3 | Commercial | Warehouse (ID) | Existing | Food Preparation | Natural Gas | Conveyor Oven | Baseline Forecast | Summer Peak Demand (n/a) | 0 | 0 | 0 | 0 | 0 | 0 | 0 | 0 | 0 | 0 | 0 | 0 | 0 | 0 | 0 | 0 | 0 | 0 | 0 | 0 | 0 | 0 | 0 | 0 | 0 | 0 | 0
F4_Commercial_Warehouse (ID)_Existing_Food Preparation_Natural Gas_Conveyor Oven_Baseline Forecast | F4 | Commercial | Warehouse (ID) | Existing | Food Preparation | Natural Gas | Conveyor Oven | Baseline Forecast | Winter Peak Demand (n/a) | 0 | 0 | 0 | 0 | 0 | 0 | 0 | 0 | 0 | 0 | 0 | 0 | 0 | 0 | 0 | 0 | 0 | 0 | 0 | 0 | 0 | 0 | 0 | 0 | 0 | 0 | 0
F5_Commercial_Warehouse (ID)_Existing_Food Preparation_Natural Gas_Conveyor Oven_Baseline Forecast | F5 | Commercial | Warehouse (ID) | Existing | Food Preparation | Natural Gas | Conveyor Oven | Baseline Forecast | Turnover | 0 | 0 | 0 | 0 | 0 | 76.5682 | 210.6945 | 387.5013 | 595.3587 | 825.1881 | 999.7245 | 1130.8952 | 1228.0759 | 1298.6359 | 1348.3673 | 1381.8222 | 1402.5776 | 1102.7162 | 866.9631 | 681.6123 | 535.8883 | 432.913 | 372.2623 | 351.3501 | 366.3824 | 413.0014 | 490.0123
F6_Commercial_Warehouse (ID)_Existing_Food Preparation_Natural Gas_Conveyor Oven_Baseline Forecast | F6 | Commercial | Warehouse (ID) | Existing | Food Preparation | Natural Gas | Conveyor Oven | Baseline Forecast | Avg. Replacement Usage (therms) | 0.007514 | 0.007514 | 0.007514 | 0.007514 | 0.007514 | 0.007514 | 0.007514 | 0.007514 | 0.007514 | 0.007514 | 0.007514 | 0.007514 | 0.007514 | 0.007514 | 0.007514 | 0.007514 | 0.007514 | 0.007514 | 0.007514 | 0.007514 | 0.007514 | 0.007514 | 0.007514 | 0.007514 | 0.007514 | 0.007514 | 0.007514
F7_Commercial_Warehouse (ID)_Existing_Food Preparation_Natural Gas_Conveyor Oven_Baseline Forecast | F7 | Commercial | Warehouse (ID) | Existing | Food Preparation | Natural Gas | Conveyor Oven | Baseline Forecast | Avg. Replacement Summer Demand (n/a) | 0 | 0 | 0 | 0 | 0 | 0 | 0 | 0 | 0 | 0 | 0 | 0 | 0 | 0 | 0 | 0 | 0 | 0 | 0 | 0 | 0 | 0 | 0 | 0 | 0 | 0 | 0
F8_Commercial_Warehouse (ID)_Existing_Food Preparation_Natural Gas_Conveyor Oven_Baseline Forecast | F8 | Commercial | Warehouse (ID) | Existing | Food Preparation | Natural Gas | Conveyor Oven | Baseline Forecast | Avg. Replacement Winter Demand (n/a) | 0 | 0 | 0 | 0 | 0 | 0 | 0 | 0 | 0 | 0 | 0 | 0 | 0 | 0 | 0 | 0 | 0 | 0 | 0 | 0 | 0 | 0 | 0 | 0 | 0 | 0 | 0
F1_Commercial_Warehouse (ID)_Existing_Food Preparation_Natural Gas_Double Rack Oven_Baseline Forecast | F1 | Commercial | Warehouse (ID) | Existing | Food Preparation | Natural Gas | Double Rack Oven | Baseline Forecast | Units | 20881.1254 | 20521.106 | 20167.2938 | 19819.5818 | 19477.8649 | 19142.0397 | 18812.0045 | 18487.6596 | 18168.9068 | 17855.6498 | 17547.7938 | 17245.2456 | 16947.9138 | 16655.7084 | 16368.541 | 16086.3248 | 15808.9744 | 15536.4058 | 15268.5368 | 15005.2861 | 14746.5743 | 14492.323 | 14242.4554 | 13996.8958 | 13755.57 | 13518.405 | 13285.3291
F2_Commercial_Warehouse (ID)_Existing_Food Preparation_Natural Gas_Double Rack Oven_Baseline Forecast | F2 | Commercial | Warehouse (ID) | Existing | Food Preparation | Natural Gas | Double Rack Oven | Baseline Forecast | Usage (MMtherm) | 0.00023836 | 0.00023425 | 0.00023021 | 0.00022624 | 0.00022234 | 0.00021851 | 0.00021474 | 0.00021104 | 0.0002074 | 0.00020383 | 0.00020031 | 0.00019686 | 0.00019346 | 0.00019013 | 0.00018685 | 0.00018363 | 0.00018046 | 0.00017735 | 0.00017429 | 0.00017129 | 0.00016834 | 0.00016543 | 0.00016258 | 0.00015978 | 0.00015702 | 0.00015432 | 0.00015165
F3_Commercial_Warehouse (ID)_Existing_Food Preparation_Natural Gas_Double Rack Oven_Baseline Forecast | F3 | Commercial | Warehouse (ID) | Existing | Food Preparation | Natural Gas | Double Rack Oven | Baseline Forecast | Summer Peak Demand (n/a) | 0 | 0 | 0 | 0 | 0 | 0 | 0 | 0 | 0 | 0 | 0 | 0 | 0 | 0 | 0 | 0 | 0 | 0 | 0 | 0 | 0 | 0 | 0 | 0 | 0 | 0 | 0
F4_Commercial_Warehouse (ID)_Existing_Food Preparation_Natural Gas_Double Rack Oven_Baseline Forecast | F4 | Commercial | Warehouse (ID) | Existing | Food Preparation | Natural Gas | Double Rack Oven | Baseline Forecast | Winter Peak Demand (n/a) | 0 | 0 | 0 | 0 | 0 | 0 | 0 | 0 | 0 | 0 | 0 | 0 | 0 | 0 | 0 | 0 | 0 | 0 | 0 | 0 | 0 | 0 | 0 | 0 | 0 | 0 | 0
F5_Commercial_Warehouse (ID)_Existing_Food Preparation_Natural Gas_Double Rack Oven_Baseline Forecast | F5 | Commercial | Warehouse (ID) | Existing | Food Preparation | Natural Gas | Double Rack Oven | Baseline Forecast | Turnover | 0 | 456.0246 | 622.4473 | 763.9647 | 883.7922 | 984.7377 | 1069.2529 | 1139.4784 | 1197.2832 | 1244.2987 | 1130.3014 | 1046.5298 | 986.7959 | 945.9996 | 919.9525 | 905.2287 | 899.0388 | 899.1237 | 903.665 | 999.4857 | 1011.7916 | 1011.9041 | 1003.7917 | 990.4436 | 974.0766 | 956.3012 | 938.2572
F6_Commercial_Warehouse (ID)_Existing_Food Preparation_Natural Gas_Double Rack Oven_Baseline Forecast | F6 | Commercial | Warehouse (ID) | Existing | Food Preparation | Natural Gas | Double Rack Oven | Baseline Forecast | Avg. Replacement Usage (therms) | 0.011415 | 0.011415 | 0.011415 | 0.011415 | 0.011415 | 0.011415 | 0.011415 | 0.011415 | 0.011415 | 0.011415 | 0.011415 | 0.011415 | 0.011415 | 0.011415 | 0.011415 | 0.011415 | 0.011415 | 0.011415 | 0.011415 | 0.011415 | 0.011415 | 0.011415 | 0.011415 | 0.011415 | 0.011415 | 0.011415 | 0.011415
F7_Commercial_Warehouse (ID)_Existing_Food Preparation_Natural Gas_Double Rack Oven_Baseline Forecast | F7 | Commercial | Warehouse (ID) | Existing | Food Preparation | Natural Gas | Double Rack Oven | Baseline Forecast | Avg. Replacement Summer Demand (n/a) | 0 | 0 | 0 | 0 | 0 | 0 | 0 | 0 | 0 | 0 | 0 | 0 | 0 | 0 | 0 | 0 | 0 | 0 | 0 | 0 | 0 | 0 | 0 | 0 | 0 | 0 | 0
F8_Commercial_Warehouse (ID)_Existing_Food Preparation_Natural Gas_Double Rack Oven_Baseline Forecast | F8 | Commercial | Warehouse (ID) | Existing | Food Preparation | Natural Gas | Double Rack Oven | Baseline Forecast | Avg. Replacement Winter Demand (n/a) | 0 | 0 | 0 | 0 | 0 | 0 | 0 | 0 | 0 | 0 | 0 | 0 | 0 | 0 | 0 | 0 | 0 | 0 | 0 | 0 | 0 | 0 | 0 | 0 | 0 | 0 | 0
F1_Commercial_Warehouse (ID)_Existing_Food Preparation_Natural Gas_Fryer_Baseline Forecast | F1 | Commercial | Warehouse (ID) | Existing | Food Preparation | Natural Gas | Fryer | Baseline Forecast | Units | 83524.5015 | 82084.4239 | 80669.1752 | 79278.3274 | 77911.4597 | 76568.1586 | 75248.018 | 73950.6383 | 72675.6273 | 71422.5993 | 70191.1752 | 68980.9825 | 67791.6552 | 66622.8336 | 65474.164 | 64345.2991 | 63235.8974 | 62145.6233 | 61074.1471 | 60021.1445 | 58986.2972 | 57969.2921 | 56969.8215 | 55987.5832 | 55022.2801 | 54073.6201 | 53141.3163
F2_Commercial_Warehouse (ID)_Existing_Food Preparation_Natural Gas_Fryer_Baseline Forecast | F2 | Commercial | Warehouse (ID) | Existing | Food Preparation | Natural Gas | Fryer | Baseline Forecast | Usage (MMtherm) | 0.00056827 | 0.00055847 | 0.00054885 | 0.00053938 | 0.00053008 | 0.00052094 | 0.00051196 | 0.00050313 | 0.00049446 | 0.00048594 | 0.00047756 | 0.00046932 | 0.00046123 | 0.00045328 | 0.00044546 | 0.00043778 | 0.00043024 | 0.00042282 | 0.00041553 | 0.00040836 | 0.00040132 | 0.0003944 | 0.0003876 | 0.00038092 | 0.00037435 | 0.0003679 | 0.00036156
F3_Commercial_Warehouse (ID)_Existing_Food Preparation_Natural Gas_Fryer_Baseline Forecast | F3 | Commercial | Warehouse (ID) | Existing | Food Preparation | Natural Gas | Fryer | Baseline Forecast | Summer Peak Demand (n/a) | 0 | 0 | 0 | 0 | 0 | 0 | 0 | 0 | 0 | 0 | 0 | 0 | 0 | 0 | 0 | 0 | 0 | 0 | 0 | 0 | 0 | 0 | 0 | 0 | 0 | 0 | 0
F4_Commercial_Warehouse (ID)_Existing_Food Preparation_Natural Gas_Fryer_Baseline Forecast | F4 | Commercial | Warehouse (ID) | Existing | Food Preparation | Natural Gas | Fryer | Baseline Forecast | Winter Peak Demand (n/a) | 0 | 0 | 0 | 0 | 0 | 0 | 0 | 0 | 0 | 0 | 0 | 0 | 0 | 0 | 0 | 0 | 0 | 0 | 0 | 0 | 0 | 0 | 0 | 0 | 0 | 0 | 0
F5_Commercial_Warehouse (ID)_Existing_Food Preparation_Natural Gas_Fryer_Baseline Forecast | F5 | Commercial | Warehouse (ID) | Existing | Food Preparation | Natural Gas | Fryer | Baseline Forecast | Turnover | 0 | 2487.4068 | 2711.1954 | 2902.7026 | 3065.5143 | 3202.8318 | 3317.5128 | 3412.1077 | 3488.8932 | 3549.9004 | 3596.9422 | 3631.6356 | 3431.3186 | 3269.154 | 3138.6517 | 3034.2826 | 2951.3472 | 2885.8616 | 2834.4578 | 2794.2978 | 2762.9986 | 2738.5672 | 2719.3446 | 3227.718 | 3187.1015 | 3134.8388 | 3074.7916
F6_Commercial_Warehouse (ID)_Existing_Food Preparation_Natural Gas_Fryer_Baseline Forecast | F6 | Commercial | Warehouse (ID) | Existing | Food Preparation | Natural Gas | Fryer | Baseline Forecast | Avg. Replacement Usage (therms) | 0.0068037 | 0.0068037 | 0.0068037 | 0.0068037 | 0.0068037 | 0.0068037 | 0.0068037 | 0.0068037 | 0.0068037 | 0.0068037 | 0.0068037 | 0.0068037 | 0.0068037 | 0.0068037 | 0.0068037 | 0.0068037 | 0.0068037 | 0.0068037 | 0.0068037 | 0.0068037 | 0.0068037 | 0.0068037 | 0.0068037 | 0.0068037 | 0.0068037 | 0.0068037 | 0.0068037
F7_Commercial_Warehouse (ID)_Existing_Food Preparation_Natural Gas_Fryer_Baseline Forecast | F7 | Commercial | Warehouse (ID) | Existing | Food Preparation | Natural Gas | Fryer | Baseline Forecast | Avg. Replacement Summer Demand (n/a) | 0 | 0 | 0 | 0 | 0 | 0 | 0 | 0 | 0 | 0 | 0 | 0 | 0 | 0 | 0 | 0 | 0 | 0 | 0 | 0 | 0 | 0 | 0 | 0 | 0 | 0 | 0
F8_Commercial_Warehouse (ID)_Existing_Food Preparation_Natural Gas_Fryer_Baseline Forecast | F8 | Commercial | Warehouse (ID) | Existing | Food Preparation | Natural Gas | Fryer | Baseline Forecast | Avg. Replacement Winter Demand (n/a) | 0 | 0 | 0 | 0 | 0 | 0 | 0 | 0 | 0 | 0 | 0 | 0 | 0 | 0 | 0 | 0 | 0 | 0 | 0 | 0 | 0 | 0 | 0 | 0 | 0 | 0 | 0
F1_Commercial_Warehouse (ID)_Existing_Food Preparation_Natural Gas_Broiler_Baseline Forecast | F1 | Commercial | Warehouse (ID) | Existing | Food Preparation | Natural Gas | Broiler | Baseline Forecast | Units | 0 | 0 | 0 | 0 | 0 | 0 | 0 | 0 | 0 | 0 | 0 | 0 | 0 | 0 | 0 | 0 | 0 | 0 | 0 | 0 | 0 | 0 | 0 | 0 | 0 | 0 | 0
F2_Commercial_Warehouse (ID)_Existing_Food Preparation_Natural Gas_Broiler_Baseline Forecast | F2 | Commercial | Warehouse (ID) | Existing | Food Preparation | Natural Gas | Broiler | Baseline Forecast | Usage (MMtherm) | 0 | 0 | 0 | 0 | 0 | 0 | 0 | 0 | 0 | 0 | 0 | 0 | 0 | 0 | 0 | 0 | 0 | 0 | 0 | 0 | 0 | 0 | 0 | 0 | 0 | 0 | 0
F3_Commercial_Warehouse (ID)_Existing_Food Preparation_Natural Gas_Broiler_Baseline Forecast | F3 | Commercial | Warehouse (ID) | Existing | Food Preparation | Natural Gas | Broiler | Baseline Forecast | Summer Peak Demand (n/a) | 0 | 0 | 0 | 0 | 0 | 0 | 0 | 0 | 0 | 0 | 0 | 0 | 0 | 0 | 0 | 0 | 0 | 0 | 0 | 0 | 0 | 0 | 0 | 0 | 0 | 0 | 0
F4_Commercial_Warehouse (ID)_Existing_Food Preparation_Natural Gas_Broiler_Baseline Forecast | F4 | Commercial | Warehouse (ID) | Existing | Food Preparation | Natural Gas | Broiler | Baseline Forecast | Winter Peak Demand (n/a) | 0 | 0 | 0 | 0 | 0 | 0 | 0 | 0 | 0 | 0 | 0 | 0 | 0 | 0 | 0 | 0 | 0 | 0 | 0 | 0 | 0 | 0 | 0 | 0 | 0 | 0 | 0
F5_Commercial_Warehouse (ID)_Existing_Food Preparation_Natural Gas_Broiler_Baseline Forecast | F5 | Commercial | Warehouse (ID) | Existing | Food Preparation | Natural Gas | Broiler | Baseline Forecast | Turnover | 0 | 0 | 0 | 0 | 0 | 0 | 0 | 0 | 0 | 0 | 0 | 0 | 0 | 0 | 0 | 0 | 0 | 0 | 0 | 0 | 0 | 0 | 0 | 0 | 0 | 0 | 0
F6_Commercial_Warehouse (ID)_Existing_Food Preparation_Natural Gas_Broiler_Baseline Forecast | F6 | Commercial | Warehouse (ID) | Existing | Food Preparation | Natural Gas | Broiler | Baseline Forecast | Avg. Replacement Usage (therms) | 0.0072707 | 0.0072707 | 0.0072707 | 0.0072707 | 0.0072707 | 0.0072707 | 0.0072707 | 0.0072707 | 0.0072707 | 0.0072707 | 0.0072707 | 0.0072707 | 0.0072707 | 0.0072707 | 0.0072707 | 0.0072707 | 0.0072707 | 0.0072707 | 0.0072707 | 0.0072707 | 0.0072707 | 0.0072707 | 0.0072707 | 0.0072707 | 0.0072707 | 0.0072707 | 0.0072707
F7_Commercial_Warehouse (ID)_Existing_Food Preparation_Natural Gas_Broiler_Baseline Forecast | F7 | Commercial | Warehouse (ID) | Existing | Food Preparation | Natural Gas | Broiler | Baseline Forecast | Avg. Replacement Summer Demand (n/a) | 0 | 0 | 0 | 0 | 0 | 0 | 0 | 0 | 0 | 0 | 0 | 0 | 0 | 0 | 0 | 0 | 0 | 0 | 0 | 0 | 0 | 0 | 0 | 0 | 0 | 0 | 0
F8_Commercial_Warehouse (ID)_Existing_Food Preparation_Natural Gas_Broiler_Baseline Forecast | F8 | Commercial | Warehouse (ID) | Existing | Food Preparation | Natural Gas | Broiler | Baseline Forecast | Avg. Replacement Winter Demand (n/a) | 0 | 0 | 0 | 0 | 0 | 0 | 0 | 0 | 0 | 0 | 0 | 0 | 0 | 0 | 0 | 0 | 0 | 0 | 0 | 0 | 0 | 0 | 0 | 0 | 0 | 0 | 0
F1_Commercial_Warehouse (ID)_Existing_Food Preparation_Natural Gas_Griddle_Baseline Forecast | F1 | Commercial | Warehouse (ID) | Existing | Food Preparation | Natural Gas | Griddle | Baseline Forecast | Units | 83524.5015 | 82084.4239 | 80669.1752 | 79278.3274 | 77911.4597 | 76568.1586 | 75248.018 | 73950.6383 | 72675.6273 | 71422.5993 | 70191.1752 | 68980.9825 | 67791.6552 | 66622.8336 | 65474.164 | 64345.2991 | 63235.8974 | 62145.6233 | 61074.1471 | 60021.1445 | 58986.2972 | 57969.2921 | 56969.8215 | 55987.5832 | 55022.2801 | 54073.6201 | 53141.3163
F2_Commercial_Warehouse (ID)_Existing_Food Preparation_Natural Gas_Griddle_Baseline Forecast | F2 | Commercial | Warehouse (ID) | Existing | Food Preparation | Natural Gas | Griddle | Baseline Forecast | Usage (MMtherm) | 0.00042326 | 0.00041596 | 0.00040879 | 0.00040174 | 0.00039481 | 0.00038801 | 0.00038132 | 0.00037474 | 0.00036828 | 0.00036193 | 0.00035569 | 0.00034956 | 0.00034353 | 0.00033761 | 0.00033179 | 0.00032607 | 0.00032045 | 0.00031492 | 0.00030949 | 0.00030415 | 0.00029891 | 0.00029376 | 0.00028869 | 0.00028371 | 0.00027882 | 0.00027402 | 0.00026929
F3_Commercial_Warehouse (ID)_Existing_Food Preparation_Natural Gas_Griddle_Baseline Forecast | F3 | Commercial | Warehouse (ID) | Existing | Food Preparation | Natural Gas | Griddle | Baseline Forecast | Summer Peak Demand (n/a) | 0 | 0 | 0 | 0 | 0 | 0 | 0 | 0 | 0 | 0 | 0 | 0 | 0 | 0 | 0 | 0 | 0 | 0 | 0 | 0 | 0 | 0 | 0 | 0 | 0 | 0 | 0
F4_Commercial_Warehouse (ID)_Existing_Food Preparation_Natural Gas_Griddle_Baseline Forecast | F4 | Commercial | Warehouse (ID) | Existing | Food Preparation | Natural Gas | Griddle | Baseline Forecast | Winter Peak Demand (n/a) | 0 | 0 | 0 | 0 | 0 | 0 | 0 | 0 | 0 | 0 | 0 | 0 | 0 | 0 | 0 | 0 | 0 | 0 | 0 | 0 | 0 | 0 | 0 | 0 | 0 | 0 | 0
F5_Commercial_Warehouse (ID)_Existing_Food Preparation_Natural Gas_Griddle_Baseline Forecast | F5 | Commercial | Warehouse (ID) | Existing | Food Preparation | Natural Gas | Griddle | Baseline Forecast | Turnover | 0 | 3040.1638 | 3402.7121 | 3706.5427 | 3959.3018 | 4167.6649 | 4337.4596 | 4473.7733 | 4581.0463 | 4663.1539 | 4362.4123 | 4134.142 | 3963.6011 | 3838.638 | 3749.2718 | 3687.3374 | 3646.1853 | 3620.4285 | 3605.7296 | 4248.8809 | 4197.8992 | 4125.3459 | 4039.7725 | 3947.5123 | 3853.157 | 3759.9419 | 3670.0554
F6_Commercial_Warehouse (ID)_Existing_Food Preparation_Natural Gas_Griddle_Baseline Forecast | F6 | Commercial | Warehouse (ID) | Existing | Food Preparation | Natural Gas | Griddle | Baseline Forecast | Avg. Replacement Usage (therms) | 0.0050675 | 0.0050675 | 0.0050675 | 0.0050675 | 0.0050675 | 0.0050675 | 0.0050675 | 0.0050675 | 0.0050675 | 0.0050675 | 0.0050675 | 0.0050675 | 0.0050675 | 0.0050675 | 0.0050675 | 0.0050675 | 0.0050675 | 0.0050675 | 0.0050675 | 0.0050675 | 0.0050675 | 0.0050675 | 0.0050675 | 0.0050675 | 0.0050675 | 0.0050675 | 0.0050675
F7_Commercial_Warehouse (ID)_Existing_Food Preparation_Natural Gas_Griddle_Baseline Forecast | F7 | Commercial | Warehouse (ID) | Existing | Food Preparation | Natural Gas | Griddle | Baseline Forecast | Avg. Replacement Summer Demand (n/a) | 0 | 0 | 0 | 0 | 0 | 0 | 0 | 0 | 0 | 0 | 0 | 0 | 0 | 0 | 0 | 0 | 0 | 0 | 0 | 0 | 0 | 0 | 0 | 0 | 0 | 0 | 0
F8_Commercial_Warehouse (ID)_Existing_Food Preparation_Natural Gas_Griddle_Baseline Forecast | F8 | Commercial | Warehouse (ID) | Existing | Food Preparation | Natural Gas | Griddle | Baseline Forecast | Avg. Replacement Winter Demand (n/a) | 0 | 0 | 0 | 0 | 0 | 0 | 0 | 0 | 0 | 0 | 0 | 0 | 0 | 0 | 0 | 0 | 0 | 0 | 0 | 0 | 0 | 0 | 0 | 0 | 0 | 0 | 0
F1_Commercial_Warehouse (ID)_Existing_Food Preparation_Natural Gas_Range_Baseline Forecast | F1 | Commercial | Warehouse (ID) | Existing | Food Preparation | Natural Gas | Range | Baseline Forecast | Units | 83524.5015 | 82084.4239 | 80669.1752 | 79278.3274 | 77911.4597 | 76568.1586 | 75248.018 | 73950.6383 | 72675.6273 | 71422.5993 | 70191.1752 | 68980.9825 | 67791.6552 | 66622.8336 | 65474.164 | 64345.2991 | 63235.8974 | 62145.6233 | 61074.1471 | 60021.1445 | 58986.2972 | 57969.2921 | 56969.8215 | 55987.5832 | 55022.2801 | 54073.6201 | 53141.3163
F2_Commercial_Warehouse (ID)_Existing_Food Preparation_Natural Gas_Range_Baseline Forecast | F2 | Commercial | Warehouse (ID) | Existing | Food Preparation | Natural Gas | Range | Baseline Forecast | Usage (MMtherm) | 0.00041814 | 0.00041093 | 0.00040385 | 0.00039689 | 0.00039004 | 0.00038332 | 0.00037671 | 0.00037021 | 0.00036383 | 0.00035756 | 0.00035139 | 0.00034534 | 0.00033938 | 0.00033353 | 0.00032778 | 0.00032213 | 0.00031657 | 0.00031112 | 0.00030575 | 0.00030048 | 0.0002953 | 0.00029021 | 0.0002852 | 0.00028029 | 0.00027545 | 0.00027071 | 0.00026604
F3_Commercial_Warehouse (ID)_Existing_Food Preparation_Natural Gas_Range_Baseline Forecast | F3 | Commercial | Warehouse (ID) | Existing | Food Preparation | Natural Gas | Range | Baseline Forecast | Summer Peak Demand (n/a) | 0 | 0 | 0 | 0 | 0 | 0 | 0 | 0 | 0 | 0 | 0 | 0 | 0 | 0 | 0 | 0 | 0 | 0 | 0 | 0 | 0 | 0 | 0 | 0 | 0 | 0 | 0
F4_Commercial_Warehouse (ID)_Existing_Food Preparation_Natural Gas_Range_Baseline Forecast | F4 | Commercial | Warehouse (ID) | Existing | Food Preparation | Natural Gas | Range | Baseline Forecast | Winter Peak Demand (n/a) | 0 | 0 | 0 | 0 | 0 | 0 | 0 | 0 | 0 | 0 | 0 | 0 | 0 | 0 | 0 | 0 | 0 | 0 | 0 | 0 | 0 | 0 | 0 | 0 | 0 | 0 | 0
F5_Commercial_Warehouse (ID)_Existing_Food Preparation_Natural Gas_Range_Baseline Forecast | F5 | Commercial | Warehouse (ID) | Existing | Food Preparation | Natural Gas | Range | Baseline Forecast | Turnover | 0 | 3283.377 | 4194.7971 | 4883.545 | 5397.7059 | 5775.0768 | 6045.3656 | 6231.9209 | 6353.0917 | 6423.2965 | 5611.5694 | 5129.2568 | 4867.8503 | 4750.2634 | 4722.3545 | 5421.347 | 5527.0184 | 5588.2924 | 5615.037 | 5470.9529 | 5254.5195 | 5023.4028 | 4808.8123 | 4625.2829 | 4419.5522 | 4340.6937 | 4332.8595
F6_Commercial_Warehouse (ID)_Existing_Food Preparation_Natural Gas_Range_Baseline Forecast | F6 | Commercial | Warehouse (ID) | Existing | Food Preparation | Natural Gas | Range | Baseline Forecast | Avg. Replacement Usage (therms) | 0.0050062 | 0.0050062 | 0.0050062 | 0.0050062 | 0.0050062 | 0.0050062 | 0.0050062 | 0.0050062 | 0.0050062 | 0.0050062 | 0.0050062 | 0.0050062 | 0.0050062 | 0.0050062 | 0.0050062 | 0.0050062 | 0.0050062 | 0.0050062 | 0.0050062 | 0.0050062 | 0.0050062 | 0.0050062 | 0.0050062 | 0.0050062 | 0.0050062 | 0.0050062 | 0.0050062
F7_Commercial_Warehouse (ID)_Existing_Food Preparation_Natural Gas_Range_Baseline Forecast | F7 | Commercial | Warehouse (ID) | Existing | Food Preparation | Natural Gas | Range | Baseline Forecast | Avg. Replacement Summer Demand (n/a) | 0 | 0 | 0 | 0 | 0 | 0 | 0 | 0 | 0 | 0 | 0 | 0 | 0 | 0 | 0 | 0 | 0 | 0 | 0 | 0 | 0 | 0 | 0 | 0 | 0 | 0 | 0
F8_Commercial_Warehouse (ID)_Existing_Food Preparation_Natural Gas_Range_Baseline Forecast | F8 | Commercial | Warehouse (ID) | Existing | Food Preparation | Natural Gas | Range | Baseline Forecast | Avg. Replacement Winter Demand (n/a) | 0 | 0 | 0 | 0 | 0 | 0 | 0 | 0 | 0 | 0 | 0 | 0 | 0 | 0 | 0 | 0 | 0 | 0 | 0 | 0 | 0 | 0 | 0 | 0 | 0 | 0 | 0
F1_Commercial_Warehouse (ID)_Existing_Food Preparation_Natural Gas_Steamer_Baseline Forecast | F1 | Commercial | Warehouse (ID) | Existing | Food Preparation | Natural Gas | Steamer | Baseline Forecast | Units | 0 | 0 | 0 | 0 | 0 | 0 | 0 | 0 | 0 | 0 | 0 | 0 | 0 | 0 | 0 | 0 | 0 | 0 | 0 | 0 | 0 | 0 | 0 | 0 | 0 | 0 | 0
F2_Commercial_Warehouse (ID)_Existing_Food Preparation_Natural Gas_Steamer_Baseline Forecast | F2 | Commercial | Warehouse (ID) | Existing | Food Preparation | Natural Gas | Steamer | Baseline Forecast | Usage (MMtherm) | 0 | 0 | 0 | 0 | 0 | 0 | 0 | 0 | 0 | 0 | 0 | 0 | 0 | 0 | 0 | 0 | 0 | 0 | 0 | 0 | 0 | 0 | 0 | 0 | 0 | 0 | 0
F3_Commercial_Warehouse (ID)_Existing_Food Preparation_Natural Gas_Steamer_Baseline Forecast | F3 | Commercial | Warehouse (ID) | Existing | Food Preparation | Natural Gas | Steamer | Baseline Forecast | Summer Peak Demand (n/a) | 0 | 0 | 0 | 0 | 0 | 0 | 0 | 0 | 0 | 0 | 0 | 0 | 0 | 0 | 0 | 0 | 0 | 0 | 0 | 0 | 0 | 0 | 0 | 0 | 0 | 0 | 0
F4_Commercial_Warehouse (ID)_Existing_Food Preparation_Natural Gas_Steamer_Baseline Forecast | F4 | Commercial | Warehouse (ID) | Existing | Food Preparation | Natural Gas | Steamer | Baseline Forecast | Winter Peak Demand (n/a) | 0 | 0 | 0 | 0 | 0 | 0 | 0 | 0 | 0 | 0 | 0 | 0 | 0 | 0 | 0 | 0 | 0 | 0 | 0 | 0 | 0 | 0 | 0 | 0 | 0 | 0 | 0
F5_Commercial_Warehouse (ID)_Existing_Food Preparation_Natural Gas_Steamer_Baseline Forecast | F5 | Commercial | Warehouse (ID) | Existing | Food Preparation | Natural Gas | Steamer | Baseline Forecast | Turnover | 0 | 0 | 0 | 0 | 0 | 0 | 0 | 0 | 0 | 0 | 0 | 0 | 0 | 0 | 0 | 0 | 0 | 0 | 0 | 0 | 0 | 0 | 0 | 0 | 0 | 0 | 0
F6_Commercial_Warehouse (ID)_Existing_Food Preparation_Natural Gas_Steamer_Baseline Forecast | F6 | Commercial | Warehouse (ID) | Existing | Food Preparation | Natural Gas | Steamer | Baseline Forecast | Avg. Replacement Usage (therms) | 0.0057852 | 0.0057852 | 0.0057852 | 0.0057852 | 0.0057852 | 0.0057852 | 0.0057852 | 0.0057852 | 0.0057852 | 0.0057852 | 0.0057852 | 0.0057852 | 0.0057852 | 0.0057852 | 0.0057852 | 0.0057852 | 0.0057852 | 0.0057852 | 0.0057852 | 0.0057852 | 0.0057852 | 0.0057852 | 0.0057852 | 0.0057852 | 0.0057852 | 0.0057852 | 0.0057852
F7_Commercial_Warehouse (ID)_Existing_Food Preparation_Natural Gas_Steamer_Baseline Forecast | F7 | Commercial | Warehouse (ID) | Existing | Food Preparation | Natural Gas | Steamer | Baseline Forecast | Avg. Replacement Summer Demand (n/a) | 0 | 0 | 0 | 0 | 0 | 0 | 0 | 0 | 0 | 0 | 0 | 0 | 0 | 0 | 0 | 0 | 0 | 0 | 0 | 0 | 0 | 0 | 0 | 0 | 0 | 0 | 0
F8_Commercial_Warehouse (ID)_Existing_Food Preparation_Natural Gas_Steamer_Baseline Forecast | F8 | Commercial | Warehouse (ID) | Existing | Food Preparation | Natural Gas | Steamer | Baseline Forecast | Avg. Replacement Winter Demand (n/a) | 0 | 0 | 0 | 0 | 0 | 0 | 0 | 0 | 0 | 0 | 0 | 0 | 0 | 0 | 0 | 0 | 0 | 0 | 0 | 0 | 0 | 0 | 0 | 0 | 0 | 0 | 0
F1_Commercial_Warehouse (ID)_Existing_Food Preparation_Natural Gas_Food Prep Other_Baseline Forecast | F1 | Commercial | Warehouse (ID) | Existing | Food Preparation | Natural Gas | Food Prep Other | Baseline Forecast | Units | 0 | 0 | 0 | 0 | 0 | 0 | 0 | 0 | 0 | 0 | 0 | 0 | 0 | 0 | 0 | 0 | 0 | 0 | 0 | 0 | 0 | 0 | 0 | 0 | 0 | 0 | 0
F2_Commercial_Warehouse (ID)_Existing_Food Preparation_Natural Gas_Food Prep Other_Baseline Forecast | F2 | Commercial | Warehouse (ID) | Existing | Food Preparation | Natural Gas | Food Prep Other | Baseline Forecast | Usage (MMtherm) | 0 | 0 | 0 | 0 | 0 | 0 | 0 | 0 | 0 | 0 | 0 | 0 | 0 | 0 | 0 | 0 | 0 | 0 | 0 | 0 | 0 | 0 | 0 | 0 | 0 | 0 | 0
F3_Commercial_Warehouse (ID)_Existing_Food Preparation_Natural Gas_Food Prep Other_Baseline Forecast | F3 | Commercial | Warehouse (ID) | Existing | Food Preparation | Natural Gas | Food Prep Other | Baseline Forecast | Summer Peak Demand (n/a) | 0 | 0 | 0 | 0 | 0 | 0 | 0 | 0 | 0 | 0 | 0 | 0 | 0 | 0 | 0 | 0 | 0 | 0 | 0 | 0 | 0 | 0 | 0 | 0 | 0 | 0 | 0
F4_Commercial_Warehouse (ID)_Existing_Food Preparation_Natural Gas_Food Prep Other_Baseline Forecast | F4 | Commercial | Warehouse (ID) | Existing | Food Preparation | Natural Gas | Food Prep Other | Baseline Forecast | Winter Peak Demand (n/a) | 0 | 0 | 0 | 0 | 0 | 0 | 0 | 0 | 0 | 0 | 0 | 0 | 0 | 0 | 0 | 0 | 0 | 0 | 0 | 0 | 0 | 0 | 0 | 0 | 0 | 0 | 0
F5_Commercial_Warehouse (ID)_Existing_Food Preparation_Natural Gas_Food Prep Other_Baseline Forecast | F5 | Commercial | Warehouse (ID) | Existing | Food Preparation | Natural Gas | Food Prep Other | Baseline Forecast | Turnover | 0 | 0 | 0 | 0 | 0 | 0 | 0 | 0 | 0 | 0 | 0 | 0 | 0 | 0 | 0 | 0 | 0 | 0 | 0 | 0 | 0 | 0 | 0 | 0 | 0 | 0 | 0
F6_Commercial_Warehouse (ID)_Existing_Food Preparation_Natural Gas_Food Prep Other_Baseline Forecast | F6 | Commercial | Warehouse (ID) | Existing | Food Preparation | Natural Gas | Food Prep Other | Baseline Forecast | Avg. Replacement Usage (therms) | 0.0020893 | 0.0020893 | 0.0020893 | 0.0020893 | 0.0020893 | 0.0020893 | 0.0020893 | 0.0020893 | 0.0020893 | 0.0020893 | 0.0020893 | 0.0020893 | 0.0020893 | 0.0020893 | 0.0020893 | 0.0020893 | 0.0020893 | 0.0020893 | 0.0020893 | 0.0020893 | 0.0020893 | 0.0020893 | 0.0020893 | 0.0020893 | 0.0020893 | 0.0020893 | 0.0020893
F7_Commercial_Warehouse (ID)_Existing_Food Preparation_Natural Gas_Food Prep Other_Baseline Forecast | F7 | Commercial | Warehouse (ID) | Existing | Food Preparation | Natural Gas | Food Prep Other | Baseline Forecast | Avg. Replacement Summer Demand (n/a) | 0 | 0 | 0 | 0 | 0 | 0 | 0 | 0 | 0 | 0 | 0 | 0 | 0 | 0 | 0 | 0 | 0 | 0 | 0 | 0 | 0 | 0 | 0 | 0 | 0 | 0 | 0
F8_Commercial_Warehouse (ID)_Existing_Food Preparation_Natural Gas_Food Prep Other_Baseline Forecast | F8 | Commercial | Warehouse (ID) | Existing | Food Preparation | Natural Gas | Food Prep Other | Baseline Forecast | Avg. Replacement Winter Demand (n/a) | 0 | 0 | 0 | 0 | 0 | 0 | 0 | 0 | 0 | 0 | 0 | 0 | 0 | 0 | 0 | 0 | 0 | 0 | 0 | 0 | 0 | 0 | 0 | 0 | 0 | 0 | 0
F1_Commercial_Warehouse (ID)_Existing_Miscellaneous_Natural Gas_Pool Heater_Baseline Forecast | F1 | Commercial | Warehouse (ID) | Existing | Miscellaneous | Natural Gas | Pool Heater | Baseline Forecast | Units | 0 | 0 | 0 | 0 | 0 | 0 | 0 | 0 | 0 | 0 | 0 | 0 | 0 | 0 | 0 | 0 | 0 | 0 | 0 | 0 | 0 | 0 | 0 | 0 | 0 | 0 | 0
F2_Commercial_Warehouse (ID)_Existing_Miscellaneous_Natural Gas_Pool Heater_Baseline Forecast | F2 | Commercial | Warehouse (ID) | Existing | Miscellaneous | Natural Gas | Pool Heater | Baseline Forecast | Usage (MMtherm) | 0 | 0 | 0 | 0 | 0 | 0 | 0 | 0 | 0 | 0 | 0 | 0 | 0 | 0 | 0 | 0 | 0 | 0 | 0 | 0 | 0 | 0 | 0 | 0 | 0 | 0 | 0
F3_Commercial_Warehouse (ID)_Existing_Miscellaneous_Natural Gas_Pool Heater_Baseline Forecast | F3 | Commercial | Warehouse (ID) | Existing | Miscellaneous | Natural Gas | Pool Heater | Baseline Forecast | Summer Peak Demand (n/a) | 0 | 0 | 0 | 0 | 0 | 0 | 0 | 0 | 0 | 0 | 0 | 0 | 0 | 0 | 0 | 0 | 0 | 0 | 0 | 0 | 0 | 0 | 0 | 0 | 0 | 0 | 0
F4_Commercial_Warehouse (ID)_Existing_Miscellaneous_Natural Gas_Pool Heater_Baseline Forecast | F4 | Commercial | Warehouse (ID) | Existing | Miscellaneous | Natural Gas | Pool Heater | Baseline Forecast | Winter Peak Demand (n/a) | 0 | 0 | 0 | 0 | 0 | 0 | 0 | 0 | 0 | 0 | 0 | 0 | 0 | 0 | 0 | 0 | 0 | 0 | 0 | 0 | 0 | 0 | 0 | 0 | 0 | 0 | 0
F5_Commercial_Warehouse (ID)_Existing_Miscellaneous_Natural Gas_Pool Heater_Baseline Forecast | F5 | Commercial | Warehouse (ID) | Existing | Miscellaneous | Natural Gas | Pool Heater | Baseline Forecast | Turnover | 0 | 0 | 0 | 0 | 0 | 0 | 0 | 0 | 0 | 0 | 0 | 0 | 0 | 0 | 0 | 0 | 0 | 0 | 0 | 0 | 0 | 0 | 0 | 0 | 0 | 0 | 0
F6_Commercial_Warehouse (ID)_Existing_Miscellaneous_Natural Gas_Pool Heater_Baseline Forecast | F6 | Commercial | Warehouse (ID) | Existing | Miscellaneous | Natural Gas | Pool Heater | Baseline Forecast | Avg. Replacement Usage (therms) | 0.01 | 0.01 | 0.01 | 0.01 | 0.01 | 0.01 | 0.01 | 0.01 | 0.01 | 0.01 | 0.01 | 0.01 | 0.01 | 0.01 | 0.01 | 0.01 | 0.01 | 0.01 | 0.01 | 0.01 | 0.01 | 0.01 | 0.01 | 0.01 | 0.01 | 0.01 | 0.01
F7_Commercial_Warehouse (ID)_Existing_Miscellaneous_Natural Gas_Pool Heater_Baseline Forecast | F7 | Commercial | Warehouse (ID) | Existing | Miscellaneous | Natural Gas | Pool Heater | Baseline Forecast | Avg. Replacement Summer Demand (n/a) | 0 | 0 | 0 | 0 | 0 | 0 | 0 | 0 | 0 | 0 | 0 | 0 | 0 | 0 | 0 | 0 | 0 | 0 | 0 | 0 | 0 | 0 | 0 | 0 | 0 | 0 | 0
F8_Commercial_Warehouse (ID)_Existing_Miscellaneous_Natural Gas_Pool Heater_Baseline Forecast | F8 | Commercial | Warehouse (ID) | Existing | Miscellaneous | Natural Gas | Pool Heater | Baseline Forecast | Avg. Replacement Winter Demand (n/a) | 0 | 0 | 0 | 0 | 0 | 0 | 0 | 0 | 0 | 0 | 0 | 0 | 0 | 0 | 0 | 0 | 0 | 0 | 0 | 0 | 0 | 0 | 0 | 0 | 0 | 0 | 0
F1_Commercial_Warehouse (ID)_Existing_Miscellaneous_Natural Gas_Miscellaneous_Baseline Forecast | F1 | Commercial | Warehouse (ID) | Existing | Miscellaneous | Natural Gas | Miscellaneous | Baseline Forecast | Units | 5271788.1214 | 5180895.2228 | 5091569.4431 | 5003783.763 | 4917511.6292 | 4832726.9459 | 4749404.0675 | 4667517.7905 | 4587043.3458 | 4507956.3916 | 4430233.0055 | 4353849.6779 | 4278783.3041 | 4205011.1782 | 4132510.9854 | 4061260.796 | 3991239.0582 | 3922424.5917 | 3854796.5815 | 3788334.5714 | 3723018.4581 | 3658828.4847 | 3595745.235 | 3533749.6275 | 3472822.9098 | 3412946.6527 | 3354102.7449
F2_Commercial_Warehouse (ID)_Existing_Miscellaneous_Natural Gas_Miscellaneous_Baseline Forecast | F2 | Commercial | Warehouse (ID) | Existing | Miscellaneous | Natural Gas | Miscellaneous | Baseline Forecast | Usage (MMtherm) | 0.037452 | 0.036806 | 0.036172 | 0.035548 | 0.034935 | 0.034333 | 0.033741 | 0.033159 | 0.032588 | 0.032026 | 0.031473 | 0.030931 | 0.030398 | 0.029873 | 0.029358 | 0.028852 | 0.028355 | 0.027866 | 0.027385 | 0.026913 | 0.026449 | 0.025993 | 0.025545 | 0.025105 | 0.024672 | 0.024246 | 0.023828
F3_Commercial_Warehouse (ID)_Existing_Miscellaneous_Natural Gas_Miscellaneous_Baseline Forecast | F3 | Commercial | Warehouse (ID) | Existing | Miscellaneous | Natural Gas | Miscellaneous | Baseline Forecast | Summer Peak Demand (n/a) | 0 | 0 | 0 | 0 | 0 | 0 | 0 | 0 | 0 | 0 | 0 | 0 | 0 | 0 | 0 | 0 | 0 | 0 | 0 | 0 | 0 | 0 | 0 | 0 | 0 | 0 | 0
F4_Commercial_Warehouse (ID)_Existing_Miscellaneous_Natural Gas_Miscellaneous_Baseline Forecast | F4 | Commercial | Warehouse (ID) | Existing | Miscellaneous | Natural Gas | Miscellaneous | Baseline Forecast | Winter Peak Demand (n/a) | 0 | 0 | 0 | 0 | 0 | 0 | 0 | 0 | 0 | 0 | 0 | 0 | 0 | 0 | 0 | 0 | 0 | 0 | 0 | 0 | 0 | 0 | 0 | 0 | 0 | 0 | 0
F5_Commercial_Warehouse (ID)_Existing_Miscellaneous_Natural Gas_Miscellaneous_Baseline Forecast | F5 | Commercial | Warehouse (ID) | Existing | Miscellaneous | Natural Gas | Miscellaneous | Baseline Forecast | Turnover | 0 | 444076.7334 | 519547.9024 | 580613.976 | 549303.0483 | 533161.3199 | 527844.3331 | 519119.8978 | 509582.011 | 500826.6785 | 492268.5102 | 592496.8613 | 587361.2948 | 578666.3947 | 562572.1308 | 551900.4882 | 544314.3535 | 534885.0183 | 525259.0621 | 516273.2005 | 507436.5764 | 525287.5845 | 513731.309 | 501905.3425 | 492515.6534 | 484298.9125 | 476484.3098
F6_Commercial_Warehouse (ID)_Existing_Miscellaneous_Natural Gas_Miscellaneous_Baseline Forecast | F6 | Commercial | Warehouse (ID) | Existing | Miscellaneous | Natural Gas | Miscellaneous | Baseline Forecast | Avg. Replacement Usage (therms) | 0.0071043 | 0.0071043 | 0.0071043 | 0.0071043 | 0.0071043 | 0.0071043 | 0.0071043 | 0.0071043 | 0.0071043 | 0.0071043 | 0.0071043 | 0.0071043 | 0.0071043 | 0.0071043 | 0.0071043 | 0.0071043 | 0.0071043 | 0.0071043 | 0.0071043 | 0.0071043 | 0.0071043 | 0.0071043 | 0.0071043 | 0.0071043 | 0.0071043 | 0.0071043 | 0.0071043
F7_Commercial_Warehouse (ID)_Existing_Miscellaneous_Natural Gas_Miscellaneous_Baseline Forecast | F7 | Commercial | Warehouse (ID) | Existing | Miscellaneous | Natural Gas | Miscellaneous | Baseline Forecast | Avg. Replacement Summer Demand (n/a) | 0 | 0 | 0 | 0 | 0 | 0 | 0 | 0 | 0 | 0 | 0 | 0 | 0 | 0 | 0 | 0 | 0 | 0 | 0 | 0 | 0 | 0 | 0 | 0 | 0 | 0 | 0
F8_Commercial_Warehouse (ID)_Existing_Miscellaneous_Natural Gas_Miscellaneous_Baseline Forecast | F8 | Commercial | Warehouse (ID) | Existing | Miscellaneous | Natural Gas | Miscellaneous | Baseline Forecast | Avg. Replacement Winter Demand (n/a) | 0 | 0 | 0 | 0 | 0 | 0 | 0 | 0 | 0 | 0 | 0 | 0 | 0 | 0 | 0 | 0 | 0 | 0 | 0 | 0 | 0 | 0 | 0 | 0 | 0 | 0 | 0
F1_Commercial_Warehouse (ID)_New_Space Heating_Natural Gas_Furnace_Baseline Forecast | F1 | Commercial | Warehouse (ID) | New | Space Heating | Natural Gas | Furnace | Baseline Forecast | Units | 0 | 78274.8744 | 151321.2751 | 239297.4689 | 329351.7372 | 410662.4056 | 481544.0968 | 550102.6901 | 616649.8189 | 680678.1329 | 743743.0996 | 806843.1945 | 868979.0074 | 930264.2778 | 991172.7025 | 1051522.7617 | 1111099.9304 | 1169722.1772 | 1227698.4371 | 1284715.194 | 1340393.1958 | 1395204.3935 | 1449522.2628 | 1503818.2939 | 1557221.0972 | 1613247.2527 | 1663034.4979
F2_Commercial_Warehouse (ID)_New_Space Heating_Natural Gas_Furnace_Baseline Forecast | F2 | Commercial | Warehouse (ID) | New | Space Heating | Natural Gas | Furnace | Baseline Forecast | Usage (MMtherm) | 0 | 0.051179 | 0.098939 | 0.15646 | 0.21534 | 0.26851 | 0.31485 | 0.35968 | 0.40319 | 0.44505 | 0.48628 | 0.52754 | 0.56817 | 0.60824 | 0.64806 | 0.68752 | 0.72648 | 0.7648 | 0.80271 | 0.83999 | 0.8764 | 0.91223 | 0.94775 | 0.98325 | 1.0182 | 1.0548 | 1.0873
F3_Commercial_Warehouse (ID)_New_Space Heating_Natural Gas_Furnace_Baseline Forecast | F3 | Commercial | Warehouse (ID) | New | Space Heating | Natural Gas | Furnace | Baseline Forecast | Summer Peak Demand (n/a) | 0 | 0 | 0 | 0 | 0 | 0 | 0 | 0 | 0 | 0 | 0 | 0 | 0 | 0 | 0 | 0 | 0 | 0 | 0 | 0 | 0 | 0 | 0 | 0 | 0 | 0 | 0
F4_Commercial_Warehouse (ID)_New_Space Heating_Natural Gas_Furnace_Baseline Forecast | F4 | Commercial | Warehouse (ID) | New | Space Heating | Natural Gas | Furnace | Baseline Forecast | Winter Peak Demand (n/a) | 0 | 0 | 0 | 0 | 0 | 0 | 0 | 0 | 0 | 0 | 0 | 0 | 0 | 0 | 0 | 0 | 0 | 0 | 0 | 0 | 0 | 0 | 0 | 0 | 0 | 0 | 0
F5_Commercial_Warehouse (ID)_New_Space Heating_Natural Gas_Furnace_Baseline Forecast | F5 | Commercial | Warehouse (ID) | New | Space Heating | Natural Gas | Furnace | Baseline Forecast | Turnover | 0 | 78274.8744 | 73046.4006 | 87976.1938 | 90054.2683 | 81310.6684 | 70881.6912 | 68558.5933 | 66547.1288 | 64028.314 | 63064.9667 | 63100.0949 | 69251.7106 | 74394.8502 | 80824.0602 | 86641.9342 | 90870.7521 | 93514.7492 | 95929.316 | 97569.2741 | 98364.6823 | 99350.4497 | 100544.4707 | 127556.6114 | 125100.5463 | 133310.6558 | 128584.5599
F6_Commercial_Warehouse (ID)_New_Space Heating_Natural Gas_Furnace_Baseline Forecast | F6 | Commercial | Warehouse (ID) | New | Space Heating | Natural Gas | Furnace | Baseline Forecast | Avg. Replacement Usage (therms) | 0.67852 | 0.65383 | 0.65383 | 0.65383 | 0.65383 | 0.65383 | 0.65383 | 0.65383 | 0.65383 | 0.65383 | 0.65383 | 0.65383 | 0.65383 | 0.65383 | 0.65383 | 0.65383 | 0.65383 | 0.65383 | 0.65383 | 0.65383 | 0.65383 | 0.65383 | 0.65383 | 0.65383 | 0.65383 | 0.65383 | 0.65383
F7_Commercial_Warehouse (ID)_New_Space Heating_Natural Gas_Furnace_Baseline Forecast | F7 | Commercial | Warehouse (ID) | New | Space Heating | Natural Gas | Furnace | Baseline Forecast | Avg. Replacement Summer Demand (n/a) | 0 | 0 | 0 | 0 | 0 | 0 | 0 | 0 | 0 | 0 | 0 | 0 | 0 | 0 | 0 | 0 | 0 | 0 | 0 | 0 | 0 | 0 | 0 | 0 | 0 | 0 | 0
F8_Commercial_Warehouse (ID)_New_Space Heating_Natural Gas_Furnace_Baseline Forecast | F8 | Commercial | Warehouse (ID) | New | Space Heating | Natural Gas | Furnace | Baseline Forecast | Avg. Replacement Winter Demand (n/a) | 0 | 0 | 0 | 0 | 0 | 0 | 0 | 0 | 0 | 0 | 0 | 0 | 0 | 0 | 0 | 0 | 0 | 0 | 0 | 0 | 0 | 0 | 0 | 0 | 0 | 0 | 0
F1_Commercial_Warehouse (ID)_New_Space Heating_Natural Gas_Boiler_Baseline Forecast | F1 | Commercial | Warehouse (ID) | New | Space Heating | Natural Gas | Boiler | Baseline Forecast | Units | 0 | 3777.7584 | 7303.1763 | 11549.1468 | 15895.4107 | 19819.6847 | 23240.628 | 26549.4521 | 29761.1976 | 32851.3782 | 35895.065 | 38940.4472 | 41939.2906 | 44897.0844 | 47836.6907 | 50749.3487 | 53624.7049 | 56453.974 | 59252.066 | 62003.8498 | 64691.0216 | 67336.3591 | 69957.8872 | 72578.3614 | 75155.7259 | 77859.7006 | 80262.5685
F2_Commercial_Warehouse (ID)_New_Space Heating_Natural Gas_Boiler_Baseline Forecast | F2 | Commercial | Warehouse (ID) | New | Space Heating | Natural Gas | Boiler | Baseline Forecast | Usage (MMtherm) | 0 | 0.007943 | 0.015355 | 0.024283 | 0.033421 | 0.041672 | 0.048865 | 0.055822 | 0.062575 | 0.069072 | 0.075472 | 0.081875 | 0.08818 | 0.094399 | 0.10058 | 0.1067 | 0.11275 | 0.1187 | 0.12458 | 0.13037 | 0.13602 | 0.14158 | 0.14709 | 0.1526 | 0.15802 | 0.1637 | 0.16876
F3_Commercial_Warehouse (ID)_New_Space Heating_Natural Gas_Boiler_Baseline Forecast | F3 | Commercial | Warehouse (ID) | New | Space Heating | Natural Gas | Boiler | Baseline Forecast | Summer Peak Demand (n/a) | 0 | 0 | 0 | 0 | 0 | 0 | 0 | 0 | 0 | 0 | 0 | 0 | 0 | 0 | 0 | 0 | 0 | 0 | 0 | 0 | 0 | 0 | 0 | 0 | 0 | 0 | 0
F4_Commercial_Warehouse (ID)_New_Space Heating_Natural Gas_Boiler_Baseline Forecast | F4 | Commercial | Warehouse (ID) | New | Space Heating | Natural Gas | Boiler | Baseline Forecast | Winter Peak Demand (n/a) | 0 | 0 | 0 | 0 | 0 | 0 | 0 | 0 | 0 | 0 | 0 | 0 | 0 | 0 | 0 | 0 | 0 | 0 | 0 | 0 | 0 | 0 | 0 | 0 | 0 | 0 | 0
F5_Commercial_Warehouse (ID)_New_Space Heating_Natural Gas_Boiler_Baseline Forecast | F5 | Commercial | Warehouse (ID) | New | Space Heating | Natural Gas | Boiler | Baseline Forecast | Turnover | 0 | 3777.7584 | 3525.418 | 4245.9704 | 4346.2639 | 3924.274 | 3420.9432 | 3308.8242 | 3211.7454 | 3090.1806 | 3043.6868 | 3045.3822 | 2998.8433 | 2957.7939 | 2939.6062 | 2912.658 | 2875.3562 | 2829.2691 | 2798.092 | 2751.7838 | 2687.1718 | 2645.3375 | 2621.5281 | 2620.4741 | 2577.3645 | 2703.9747 | 2402.8679
F6_Commercial_Warehouse (ID)_New_Space Heating_Natural Gas_Boiler_Baseline Forecast | F6 | Commercial | Warehouse (ID) | New | Space Heating | Natural Gas | Boiler | Baseline Forecast | Avg. Replacement Usage (therms) | 2.182 | 2.1026 | 2.1026 | 2.1026 | 2.1026 | 2.1026 | 2.1026 | 2.1026 | 2.1026 | 2.1026 | 2.1026 | 2.1026 | 2.1026 | 2.1026 | 2.1026 | 2.1026 | 2.1026 | 2.1026 | 2.1026 | 2.1026 | 2.1026 | 2.1026 | 2.1026 | 2.1026 | 2.1026 | 2.1026 | 2.1026
F7_Commercial_Warehouse (ID)_New_Space Heating_Natural Gas_Boiler_Baseline Forecast | F7 | Commercial | Warehouse (ID) | New | Space Heating | Natural Gas | Boiler | Baseline Forecast | Avg. Replacement Summer Demand (n/a) | 0 | 0 | 0 | 0 | 0 | 0 | 0 | 0 | 0 | 0 | 0 | 0 | 0 | 0 | 0 | 0 | 0 | 0 | 0 | 0 | 0 | 0 | 0 | 0 | 0 | 0 | 0
F8_Commercial_Warehouse (ID)_New_Space Heating_Natural Gas_Boiler_Baseline Forecast | F8 | Commercial | Warehouse (ID) | New | Space Heating | Natural Gas | Boiler | Baseline Forecast | Avg. Replacement Winter Demand (n/a) | 0 | 0 | 0 | 0 | 0 | 0 | 0 | 0 | 0 | 0 | 0 | 0 | 0 | 0 | 0 | 0 | 0 | 0 | 0 | 0 | 0 | 0 | 0 | 0 | 0 | 0 | 0
F1_Commercial_Warehouse (ID)_New_Space Heating_Natural Gas_Unit Heater_Baseline Forecast | F1 | Commercial | Warehouse (ID) | New | Space Heating | Natural Gas | Unit Heater | Baseline Forecast | Units | 0 | 27708.4373 | 53566.053 | 84708.6498 | 116586.8619 | 145369.9367 | 170461.2692 | 194730.2508 | 218287.1963 | 240952.5092 | 263276.808 | 285613.5417 | 307608.9303 | 329303.2362 | 350864.143 | 372227.3946 | 393317.0515 | 414068.6767 | 434591.6296 | 454774.9292 | 474484.3242 | 493886.8803 | 513114.8035 | 532334.9963 | 551238.9964 | 571071.634 | 588695.7666
F2_Commercial_Warehouse (ID)_New_Space Heating_Natural Gas_Unit Heater_Baseline Forecast | F2 | Commercial | Warehouse (ID) | New | Space Heating | Natural Gas | Unit Heater | Baseline Forecast | Usage (MMtherm) | 0 | 0.0090587 | 0.017512 | 0.027694 | 0.038115 | 0.047525 | 0.055729 | 0.063663 | 0.071364 | 0.078774 | 0.086072 | 0.093375 | 0.10057 | 0.10766 | 0.11471 | 0.12169 | 0.12859 | 0.13537 | 0.14208 | 0.14868 | 0.15512 | 0.16147 | 0.16775 | 0.17404 | 0.18022 | 0.1867 | 0.19246
F3_Commercial_Warehouse (ID)_New_Space Heating_Natural Gas_Unit Heater_Baseline Forecast | F3 | Commercial | Warehouse (ID) | New | Space Heating | Natural Gas | Unit Heater | Baseline Forecast | Summer Peak Demand (n/a) | 0 | 0 | 0 | 0 | 0 | 0 | 0 | 0 | 0 | 0 | 0 | 0 | 0 | 0 | 0 | 0 | 0 | 0 | 0 | 0 | 0 | 0 | 0 | 0 | 0 | 0 | 0
F4_Commercial_Warehouse (ID)_New_Space Heating_Natural Gas_Unit Heater_Baseline Forecast | F4 | Commercial | Warehouse (ID) | New | Space Heating | Natural Gas | Unit Heater | Baseline Forecast | Winter Peak Demand (n/a) | 0 | 0 | 0 | 0 | 0 | 0 | 0 | 0 | 0 | 0 | 0 | 0 | 0 | 0 | 0 | 0 | 0 | 0 | 0 | 0 | 0 | 0 | 0 | 0 | 0 | 0 | 0
F5_Commercial_Warehouse (ID)_New_Space Heating_Natural Gas_Unit Heater_Baseline Forecast | F5 | Commercial | Warehouse (ID) | New | Space Heating | Natural Gas | Unit Heater | Baseline Forecast | Turnover | 0 | 27708.4373 | 25857.6156 | 31142.5968 | 31878.2122 | 28783.0747 | 25091.3325 | 24268.9816 | 23556.9455 | 22665.313 | 22324.2987 | 22336.7337 | 21995.3886 | 21694.306 | 21560.9067 | 21363.2516 | 21089.6569 | 23270.574 | 25163.5988 | 27233.2136 | 29016.4272 | 30480.1375 | 31579.4821 | 32655.1536 | 33259.1414 | 34943.2491 | 33390.5338
F6_Commercial_Warehouse (ID)_New_Space Heating_Natural Gas_Unit Heater_Baseline Forecast | F6 | Commercial | Warehouse (ID) | New | Space Heating | Natural Gas | Unit Heater | Baseline Forecast | Avg. Replacement Usage (therms) | 0.33927 | 0.32693 | 0.32693 | 0.32693 | 0.32693 | 0.32693 | 0.32693 | 0.32693 | 0.32693 | 0.32693 | 0.32693 | 0.32693 | 0.32693 | 0.32693 | 0.32693 | 0.32693 | 0.32693 | 0.32693 | 0.32693 | 0.32693 | 0.32693 | 0.32693 | 0.32693 | 0.32693 | 0.32693 | 0.32693 | 0.32693
F7_Commercial_Warehouse (ID)_New_Space Heating_Natural Gas_Unit Heater_Baseline Forecast | F7 | Commercial | Warehouse (ID) | New | Space Heating | Natural Gas | Unit Heater | Baseline Forecast | Avg. Replacement Summer Demand (n/a) | 0 | 0 | 0 | 0 | 0 | 0 | 0 | 0 | 0 | 0 | 0 | 0 | 0 | 0 | 0 | 0 | 0 | 0 | 0 | 0 | 0 | 0 | 0 | 0 | 0 | 0 | 0
F8_Commercial_Warehouse (ID)_New_Space Heating_Natural Gas_Unit Heater_Baseline Forecast | F8 | Commercial | Warehouse (ID) | New | Space Heating | Natural Gas | Unit Heater | Baseline Forecast | Avg. Replacement Winter Demand (n/a) | 0 | 0 | 0 | 0 | 0 | 0 | 0 | 0 | 0 | 0 | 0 | 0 | 0 | 0 | 0 | 0 | 0 | 0 | 0 | 0 | 0 | 0 | 0 | 0 | 0 | 0 | 0
F1_Commercial_Warehouse (ID)_New_Water Heating_Natural Gas_Water Heater_Baseline Forecast | F1 | Commercial | Warehouse (ID) | New | Water Heating | Natural Gas | Water Heater | Baseline Forecast | Units | 0 | 76474.5263 | 147840.8355 | 233793.5476 | 321776.5378 | 401217.0338 | 470468.4226 | 537450.1455 | 602466.6682 | 665022.3097 | 726636.7612 | 788285.533 | 848992.2016 | 908867.8904 | 968375.401 | 1027337.3889 | 1085544.2629 | 1142818.1786 | 1199460.9653 | 1255166.3178 | 1309563.707 | 1363114.229 | 1416182.7693 | 1469229.9736 | 1521404.4947 | 1576142.03 | 1624784.152
F2_Commercial_Warehouse (ID)_New_Water Heating_Natural Gas_Water Heater_Baseline Forecast | F2 | Commercial | Warehouse (ID) | New | Water Heating | Natural Gas | Water Heater | Baseline Forecast | Usage (MMtherm) | 0 | 0.0064237 | 0.012418 | 0.019638 | 0.027029 | 0.033702 | 0.039519 | 0.045145 | 0.050606 | 0.055861 | 0.061036 | 0.066215 | 0.071314 | 0.076344 | 0.081342 | 0.086295 | 0.091184 | 0.095995 | 0.10075 | 0.10543 | 0.11 | 0.1145 | 0.11896 | 0.12341 | 0.1278 | 0.13239 | 0.13648
F3_Commercial_Warehouse (ID)_New_Water Heating_Natural Gas_Water Heater_Baseline Forecast | F3 | Commercial | Warehouse (ID) | New | Water Heating | Natural Gas | Water Heater | Baseline Forecast | Summer Peak Demand (n/a) | 0 | 0 | 0 | 0 | 0 | 0 | 0 | 0 | 0 | 0 | 0 | 0 | 0 | 0 | 0 | 0 | 0 | 0 | 0 | 0 | 0 | 0 | 0 | 0 | 0 | 0 | 0
F4_Commercial_Warehouse (ID)_New_Water Heating_Natural Gas_Water Heater_Baseline Forecast | F4 | Commercial | Warehouse (ID) | New | Water Heating | Natural Gas | Water Heater | Baseline Forecast | Winter Peak Demand (n/a) | 0 | 0 | 0 | 0 | 0 | 0 | 0 | 0 | 0 | 0 | 0 | 0 | 0 | 0 | 0 | 0 | 0 | 0 | 0 | 0 | 0 | 0 | 0 | 0 | 0 | 0 | 0
F5_Commercial_Warehouse (ID)_New_Water Heating_Natural Gas_Water Heater_Baseline Forecast | F5 | Commercial | Warehouse (ID) | New | Water Heating | Natural Gas | Water Heater | Baseline Forecast | Turnover | 0 | 76474.5263 | 71366.3092 | 85952.7121 | 87982.9903 | 79440.496 | 69251.3888 | 66981.7229 | 65016.5227 | 62555.6415 | 61614.4515 | 61648.7717 | 67658.8983 | 72683.7439 | 78965.08 | 84649.1409 | 88780.6946 | 91363.8789 | 93722.9098 | 95325.1484 | 96102.2619 | 97065.3564 | 98231.9144 | 124622.767 | 122223.1922 | 130244.4664 | 125627.0723
F6_Commercial_Warehouse (ID)_New_Water Heating_Natural Gas_Water Heater_Baseline Forecast | F6 | Commercial | Warehouse (ID) | New | Water Heating | Natural Gas | Water Heater | Baseline Forecast | Avg. Replacement Usage (therms) | 0.083999 | 0.083999 | 0.083999 | 0.083999 | 0.083999 | 0.083999 | 0.083999 | 0.083999 | 0.083999 | 0.083999 | 0.083999 | 0.083999 | 0.083999 | 0.083999 | 0.083999 | 0.083999 | 0.083999 | 0.083999 | 0.083999 | 0.083999 | 0.083999 | 0.083999 | 0.083999 | 0.083999 | 0.083999 | 0.083999 | 0.083999
F7_Commercial_Warehouse (ID)_New_Water Heating_Natural Gas_Water Heater_Baseline Forecast | F7 | Commercial | Warehouse (ID) | New | Water Heating | Natural Gas | Water Heater | Baseline Forecast | Avg. Replacement Summer Demand (n/a) | 0 | 0 | 0 | 0 | 0 | 0 | 0 | 0 | 0 | 0 | 0 | 0 | 0 | 0 | 0 | 0 | 0 | 0 | 0 | 0 | 0 | 0 | 0 | 0 | 0 | 0 | 0
F8_Commercial_Warehouse (ID)_New_Water Heating_Natural Gas_Water Heater_Baseline Forecast | F8 | Commercial | Warehouse (ID) | New | Water Heating | Natural Gas | Water Heater | Baseline Forecast | Avg. Replacement Winter Demand (n/a) | 0 | 0 | 0 | 0 | 0 | 0 | 0 | 0 | 0 | 0 | 0 | 0 | 0 | 0 | 0 | 0 | 0 | 0 | 0 | 0 | 0 | 0 | 0 | 0 | 0 | 0 | 0
F1_Commercial_Warehouse (ID)_New_Food Preparation_Natural Gas_Oven_Baseline Forecast | F1 | Commercial | Warehouse (ID) | New | Food Preparation | Natural Gas | Oven | Baseline Forecast | Units | 0 | 908.5783 | 1756.4668 | 2777.6535 | 3822.9615 | 4766.7778 | 5589.5395 | 6385.3357 | 7157.7837 | 7900.9946 | 8633.0233 | 9365.4598 | 10086.7034 | 10798.0742 | 11505.0709 | 12205.5862 | 12897.1302 | 13577.59 | 14250.5514 | 14912.3753 | 15558.6596 | 16194.8825 | 16825.379 | 17455.622 | 18075.4968 | 18725.8224 | 19303.7295
F2_Commercial_Warehouse (ID)_New_Food Preparation_Natural Gas_Oven_Baseline Forecast | F2 | Commercial | Warehouse (ID) | New | Food Preparation | Natural Gas | Oven | Baseline Forecast | Usage (MMtherm) | 0 | 3.99e-06 | 7.7134e-06 | 1.2198e-05 | 1.6788e-05 | 2.0933e-05 | 2.4546e-05 | 2.8041e-05 | 3.1433e-05 | 3.4697e-05 | 3.7911e-05 | 4.1128e-05 | 4.4295e-05 | 4.7419e-05 | 5.0524e-05 | 5.36e-05 | 5.6637e-05 | 5.9625e-05 | 6.258e-05 | 6.5487e-05 | 6.8325e-05 | 7.1119e-05 | 7.3888e-05 | 7.6655e-05 | 7.9377e-05 | 8.2233e-05 | 8.4771e-05
F3_Commercial_Warehouse (ID)_New_Food Preparation_Natural Gas_Oven_Baseline Forecast | F3 | Commercial | Warehouse (ID) | New | Food Preparation | Natural Gas | Oven | Baseline Forecast | Summer Peak Demand (n/a) | 0 | 0 | 0 | 0 | 0 | 0 | 0 | 0 | 0 | 0 | 0 | 0 | 0 | 0 | 0 | 0 | 0 | 0 | 0 | 0 | 0 | 0 | 0 | 0 | 0 | 0 | 0
F4_Commercial_Warehouse (ID)_New_Food Preparation_Natural Gas_Oven_Baseline Forecast | F4 | Commercial | Warehouse (ID) | New | Food Preparation | Natural Gas | Oven | Baseline Forecast | Winter Peak Demand (n/a) | 0 | 0 | 0 | 0 | 0 | 0 | 0 | 0 | 0 | 0 | 0 | 0 | 0 | 0 | 0 | 0 | 0 | 0 | 0 | 0 | 0 | 0 | 0 | 0 | 0 | 0 | 0
F5_Commercial_Warehouse (ID)_New_Food Preparation_Natural Gas_Oven_Baseline Forecast | F5 | Commercial | Warehouse (ID) | New | Food Preparation | Natural Gas | Oven | Baseline Forecast | Turnover | 0 | 908.5783 | 847.8886 | 1021.1867 | 1045.308 | 943.8163 | 822.7616 | 795.7962 | 772.4481 | 743.2108 | 913.7444 | 1047.3867 | 1177.4411 | 1285.3905 | 1354.9756 | 1621.6292 | 1571.6849 | 1584.4911 | 1551.1519 | 1520.5198 | 1510.9846 | 1556.4025 | 1617.5977 | 1683.2547 | 1831.3144 | 1968.8477 | 1983.7161
F6_Commercial_Warehouse (ID)_New_Food Preparation_Natural Gas_Oven_Baseline Forecast | F6 | Commercial | Warehouse (ID) | New | Food Preparation | Natural Gas | Oven | Baseline Forecast | Avg. Replacement Usage (therms) | 0.0043914 | 0.0043914 | 0.0043914 | 0.0043914 | 0.0043914 | 0.0043914 | 0.0043914 | 0.0043914 | 0.0043914 | 0.0043914 | 0.0043914 | 0.0043914 | 0.0043914 | 0.0043914 | 0.0043914 | 0.0043914 | 0.0043914 | 0.0043914 | 0.0043914 | 0.0043914 | 0.0043914 | 0.0043914 | 0.0043914 | 0.0043914 | 0.0043914 | 0.0043914 | 0.0043914
F7_Commercial_Warehouse (ID)_New_Food Preparation_Natural Gas_Oven_Baseline Forecast | F7 | Commercial | Warehouse (ID) | New | Food Preparation | Natural Gas | Oven | Baseline Forecast | Avg. Replacement Summer Demand (n/a) | 0 | 0 | 0 | 0 | 0 | 0 | 0 | 0 | 0 | 0 | 0 | 0 | 0 | 0 | 0 | 0 | 0 | 0 | 0 | 0 | 0 | 0 | 0 | 0 | 0 | 0 | 0
F8_Commercial_Warehouse (ID)_New_Food Preparation_Natural Gas_Oven_Baseline Forecast | F8 | Commercial | Warehouse (ID) | New | Food Preparation | Natural Gas | Oven | Baseline Forecast | Avg. Replacement Winter Demand (n/a) | 0 | 0 | 0 | 0 | 0 | 0 | 0 | 0 | 0 | 0 | 0 | 0 | 0 | 0 | 0 | 0 | 0 | 0 | 0 | 0 | 0 | 0 | 0 | 0 | 0 | 0 | 0
F1_Commercial_Warehouse (ID)_New_Food Preparation_Natural Gas_Conveyor Oven_Baseline Forecast | F1 | Commercial | Warehouse (ID) | New | Food Preparation | Natural Gas | Conveyor Oven | Baseline Forecast | Units | 0 | 454.2891 | 878.2334 | 1388.8268 | 1911.4807 | 2383.3889 | 2794.7697 | 3192.6678 | 3578.8919 | 3950.4973 | 4316.5117 | 4682.7299 | 5043.3517 | 5399.0371 | 5752.5354 | 6102.7931 | 6448.5651 | 6788.795 | 7125.2757 | 7456.1877 | 7779.3298 | 8097.4412 | 8412.6895 | 8727.811 | 9037.7484 | 9362.9112 | 9651.8647
F2_Commercial_Warehouse (ID)_New_Food Preparation_Natural Gas_Conveyor Oven_Baseline Forecast | F2 | Commercial | Warehouse (ID) | New | Food Preparation | Natural Gas | Conveyor Oven | Baseline Forecast | Usage (MMtherm) | 0 | 3.4136e-06 | 6.5991e-06 | 1.0436e-05 | 1.4363e-05 | 1.7909e-05 | 2.1e-05 | 2.399e-05 | 2.6892e-05 | 2.9684e-05 | 3.2434e-05 | 3.5186e-05 | 3.7896e-05 | 4.0569e-05 | 4.3225e-05 | 4.5857e-05 | 4.8455e-05 | 5.1011e-05 | 5.354e-05 | 5.6026e-05 | 5.8454e-05 | 6.0845e-05 | 6.3213e-05 | 6.5581e-05 | 6.791e-05 | 7.0353e-05 | 7.2525e-05
F3_Commercial_Warehouse (ID)_New_Food Preparation_Natural Gas_Conveyor Oven_Baseline Forecast | F3 | Commercial | Warehouse (ID) | New | Food Preparation | Natural Gas | Conveyor Oven | Baseline Forecast | Summer Peak Demand (n/a) | 0 | 0 | 0 | 0 | 0 | 0 | 0 | 0 | 0 | 0 | 0 | 0 | 0 | 0 | 0 | 0 | 0 | 0 | 0 | 0 | 0 | 0 | 0 | 0 | 0 | 0 | 0
F4_Commercial_Warehouse (ID)_New_Food Preparation_Natural Gas_Conveyor Oven_Baseline Forecast | F4 | Commercial | Warehouse (ID) | New | Food Preparation | Natural Gas | Conveyor Oven | Baseline Forecast | Winter Peak Demand (n/a) | 0 | 0 | 0 | 0 | 0 | 0 | 0 | 0 | 0 | 0 | 0 | 0 | 0 | 0 | 0 | 0 | 0 | 0 | 0 | 0 | 0 | 0 | 0 | 0 | 0 | 0 | 0
F5_Commercial_Warehouse (ID)_New_Food Preparation_Natural Gas_Conveyor Oven_Baseline Forecast | F5 | Commercial | Warehouse (ID) | New | Food Preparation | Natural Gas | Conveyor Oven | Baseline Forecast | Turnover | 0 | 454.2891 | 423.9443 | 510.5933 | 522.654 | 471.9082 | 411.3808 | 397.8981 | 386.224 | 371.6054 | 366.0144 | 366.2182 | 360.6218 | 355.6854 | 353.4983 | 350.2577 | 345.772 | 431.0877 | 493.9558 | 559.0107 | 610.152 | 642.1009 | 775.8052 | 755.192 | 761.9531 | 764.258 | 700.1299
F6_Commercial_Warehouse (ID)_New_Food Preparation_Natural Gas_Conveyor Oven_Baseline Forecast | F6 | Commercial | Warehouse (ID) | New | Food Preparation | Natural Gas | Conveyor Oven | Baseline Forecast | Avg. Replacement Usage (therms) | 0.007514 | 0.007514 | 0.007514 | 0.007514 | 0.007514 | 0.007514 | 0.007514 | 0.007514 | 0.007514 | 0.007514 | 0.007514 | 0.007514 | 0.007514 | 0.007514 | 0.007514 | 0.007514 | 0.007514 | 0.007514 | 0.007514 | 0.007514 | 0.007514 | 0.007514 | 0.007514 | 0.007514 | 0.007514 | 0.007514 | 0.007514
F7_Commercial_Warehouse (ID)_New_Food Preparation_Natural Gas_Conveyor Oven_Baseline Forecast | F7 | Commercial | Warehouse (ID) | New | Food Preparation | Natural Gas | Conveyor Oven | Baseline Forecast | Avg. Replacement Summer Demand (n/a) | 0 | 0 | 0 | 0 | 0 | 0 | 0 | 0 | 0 | 0 | 0 | 0 | 0 | 0 | 0 | 0 | 0 | 0 | 0 | 0 | 0 | 0 | 0 | 0 | 0 | 0 | 0
F8_Commercial_Warehouse (ID)_New_Food Preparation_Natural Gas_Conveyor Oven_Baseline Forecast | F8 | Commercial | Warehouse (ID) | New | Food Preparation | Natural Gas | Conveyor Oven | Baseline Forecast | Avg. Replacement Winter Demand (n/a) | 0 | 0 | 0 | 0 | 0 | 0 | 0 | 0 | 0 | 0 | 0 | 0 | 0 | 0 | 0 | 0 | 0 | 0 | 0 | 0 | 0 | 0 | 0 | 0 | 0 | 0 | 0
F1_Commercial_Warehouse (ID)_New_Food Preparation_Natural Gas_Double Rack Oven_Baseline Forecast | F1 | Commercial | Warehouse (ID) | New | Food Preparation | Natural Gas | Double Rack Oven | Baseline Forecast | Units | 0 | 454.2891 | 878.2334 | 1388.8268 | 1911.4807 | 2383.3889 | 2794.7697 | 3192.6678 | 3578.8919 | 3950.4973 | 4316.5117 | 4682.7299 | 5043.3517 | 5399.0371 | 5752.5354 | 6102.7931 | 6448.5651 | 6788.795 | 7125.2757 | 7456.1877 | 7779.3298 | 8097.4412 | 8412.6895 | 8727.811 | 9037.7484 | 9362.9112 | 9651.8647
F2_Commercial_Warehouse (ID)_New_Food Preparation_Natural Gas_Double Rack Oven_Baseline Forecast | F2 | Commercial | Warehouse (ID) | New | Food Preparation | Natural Gas | Double Rack Oven | Baseline Forecast | Usage (MMtherm) | 0 | 5.1858e-06 | 1.0025e-05 | 1.5854e-05 | 2.182e-05 | 2.7207e-05 | 3.1903e-05 | 3.6445e-05 | 4.0854e-05 | 4.5096e-05 | 4.9274e-05 | 5.3454e-05 | 5.7571e-05 | 6.1631e-05 | 6.5666e-05 | 6.9665e-05 | 7.3612e-05 | 7.7496e-05 | 8.1337e-05 | 8.5114e-05 | 8.8803e-05 | 9.2434e-05 | 9.6033e-05 | 9.963e-05 | 0.00010317 | 0.00010688 | 0.00011018
F3_Commercial_Warehouse (ID)_New_Food Preparation_Natural Gas_Double Rack Oven_Baseline Forecast | F3 | Commercial | Warehouse (ID) | New | Food Preparation | Natural Gas | Double Rack Oven | Baseline Forecast | Summer Peak Demand (n/a) | 0 | 0 | 0 | 0 | 0 | 0 | 0 | 0 | 0 | 0 | 0 | 0 | 0 | 0 | 0 | 0 | 0 | 0 | 0 | 0 | 0 | 0 | 0 | 0 | 0 | 0 | 0
F4_Commercial_Warehouse (ID)_New_Food Preparation_Natural Gas_Double Rack Oven_Baseline Forecast | F4 | Commercial | Warehouse (ID) | New | Food Preparation | Natural Gas | Double Rack Oven | Baseline Forecast | Winter Peak Demand (n/a) | 0 | 0 | 0 | 0 | 0 | 0 | 0 | 0 | 0 | 0 | 0 | 0 | 0 | 0 | 0 | 0 | 0 | 0 | 0 | 0 | 0 | 0 | 0 | 0 | 0 | 0 | 0
F5_Commercial_Warehouse (ID)_New_Food Preparation_Natural Gas_Double Rack Oven_Baseline Forecast | F5 | Commercial | Warehouse (ID) | New | Food Preparation | Natural Gas | Double Rack Oven | Baseline Forecast | Turnover | 0 | 454.2891 | 423.9443 | 510.5933 | 522.654 | 471.9082 | 411.3808 | 397.8981 | 386.224 | 371.6054 | 416.4909 | 458.1912 | 499.1081 | 536.8571 | 566.974 | 585.7228 | 599.2853 | 608.4888 | 616.2226 | 765.7448 | 751.2257 | 780.7699 | 789.865 | 784.3732 | 773.4912 | 799.6459 | 774.7312
F6_Commercial_Warehouse (ID)_New_Food Preparation_Natural Gas_Double Rack Oven_Baseline Forecast | F6 | Commercial | Warehouse (ID) | New | Food Preparation | Natural Gas | Double Rack Oven | Baseline Forecast | Avg. Replacement Usage (therms) | 0.011415 | 0.011415 | 0.011415 | 0.011415 | 0.011415 | 0.011415 | 0.011415 | 0.011415 | 0.011415 | 0.011415 | 0.011415 | 0.011415 | 0.011415 | 0.011415 | 0.011415 | 0.011415 | 0.011415 | 0.011415 | 0.011415 | 0.011415 | 0.011415 | 0.011415 | 0.011415 | 0.011415 | 0.011415 | 0.011415 | 0.011415
F7_Commercial_Warehouse (ID)_New_Food Preparation_Natural Gas_Double Rack Oven_Baseline Forecast | F7 | Commercial | Warehouse (ID) | New | Food Preparation | Natural Gas | Double Rack Oven | Baseline Forecast | Avg. Replacement Summer Demand (n/a) | 0 | 0 | 0 | 0 | 0 | 0 | 0 | 0 | 0 | 0 | 0 | 0 | 0 | 0 | 0 | 0 | 0 | 0 | 0 | 0 | 0 | 0 | 0 | 0 | 0 | 0 | 0
F8_Commercial_Warehouse (ID)_New_Food Preparation_Natural Gas_Double Rack Oven_Baseline Forecast | F8 | Commercial | Warehouse (ID) | New | Food Preparation | Natural Gas | Double Rack Oven | Baseline Forecast | Avg. Replacement Winter Demand (n/a) | 0 | 0 | 0 | 0 | 0 | 0 | 0 | 0 | 0 | 0 | 0 | 0 | 0 | 0 | 0 | 0 | 0 | 0 | 0 | 0 | 0 | 0 | 0 | 0 | 0 | 0 | 0
F1_Commercial_Warehouse (ID)_New_Food Preparation_Natural Gas_Fryer_Baseline Forecast | F1 | Commercial | Warehouse (ID) | New | Food Preparation | Natural Gas | Fryer | Baseline Forecast | Units | 0 | 1817.1565 | 3512.9337 | 5555.307 | 7645.923 | 9533.5557 | 11179.079 | 12770.6714 | 14315.5675 | 15801.9892 | 17266.0466 | 18730.9196 | 20173.4068 | 21596.1485 | 23010.1417 | 24411.1724 | 25794.2605 | 27155.1799 | 28501.1027 | 29824.7506 | 31117.3192 | 32389.7649 | 33650.7579 | 34911.244 | 36150.9937 | 37451.6447 | 38607.459
F2_Commercial_Warehouse (ID)_New_Food Preparation_Natural Gas_Fryer_Baseline Forecast | F2 | Commercial | Warehouse (ID) | New | Food Preparation | Natural Gas | Fryer | Baseline Forecast | Usage (MMtherm) | 0 | 1.2363e-05 | 2.3901e-05 | 3.7796e-05 | 5.202e-05 | 6.4863e-05 | 7.6059e-05 | 8.6887e-05 | 9.7398e-05 | 0.00010751 | 0.00011747 | 0.00012744 | 0.00013725 | 0.00014693 | 0.00015655 | 0.00016609 | 0.0001755 | 0.00018475 | 0.00019391 | 0.00020292 | 0.00021171 | 0.00022037 | 0.00022895 | 0.00023752 | 0.00024596 | 0.00025481 | 0.00026267
F3_Commercial_Warehouse (ID)_New_Food Preparation_Natural Gas_Fryer_Baseline Forecast | F3 | Commercial | Warehouse (ID) | New | Food Preparation | Natural Gas | Fryer | Baseline Forecast | Summer Peak Demand (n/a) | 0 | 0 | 0 | 0 | 0 | 0 | 0 | 0 | 0 | 0 | 0 | 0 | 0 | 0 | 0 | 0 | 0 | 0 | 0 | 0 | 0 | 0 | 0 | 0 | 0 | 0 | 0
F4_Commercial_Warehouse (ID)_New_Food Preparation_Natural Gas_Fryer_Baseline Forecast | F4 | Commercial | Warehouse (ID) | New | Food Preparation | Natural Gas | Fryer | Baseline Forecast | Winter Peak Demand (n/a) | 0 | 0 | 0 | 0 | 0 | 0 | 0 | 0 | 0 | 0 | 0 | 0 | 0 | 0 | 0 | 0 | 0 | 0 | 0 | 0 | 0 | 0 | 0 | 0 | 0 | 0 | 0
F5_Commercial_Warehouse (ID)_New_Food Preparation_Natural Gas_Fryer_Baseline Forecast | F5 | Commercial | Warehouse (ID) | New | Food Preparation | Natural Gas | Fryer | Baseline Forecast | Turnover | 0 | 1817.1565 | 1695.7772 | 2042.3733 | 2090.616 | 1887.6327 | 1645.5233 | 1591.5924 | 1544.8961 | 1486.4217 | 1464.0575 | 1464.873 | 1607.6832 | 1727.0815 | 1876.3361 | 2011.3984 | 2109.5707 | 2170.9513 | 2227.0056 | 2265.0773 | 2283.5428 | 2306.4274 | 2334.1467 | 2961.2354 | 2904.2177 | 3094.8159 | 2985.0993
F6_Commercial_Warehouse (ID)_New_Food Preparation_Natural Gas_Fryer_Baseline Forecast | F6 | Commercial | Warehouse (ID) | New | Food Preparation | Natural Gas | Fryer | Baseline Forecast | Avg. Replacement Usage (therms) | 0.0068037 | 0.0068037 | 0.0068037 | 0.0068037 | 0.0068037 | 0.0068037 | 0.0068037 | 0.0068037 | 0.0068037 | 0.0068037 | 0.0068037 | 0.0068037 | 0.0068037 | 0.0068037 | 0.0068037 | 0.0068037 | 0.0068037 | 0.0068037 | 0.0068037 | 0.0068037 | 0.0068037 | 0.0068037 | 0.0068037 | 0.0068037 | 0.0068037 | 0.0068037 | 0.0068037
F7_Commercial_Warehouse (ID)_New_Food Preparation_Natural Gas_Fryer_Baseline Forecast | F7 | Commercial | Warehouse (ID) | New | Food Preparation | Natural Gas | Fryer | Baseline Forecast | Avg. Replacement Summer Demand (n/a) | 0 | 0 | 0 | 0 | 0 | 0 | 0 | 0 | 0 | 0 | 0 | 0 | 0 | 0 | 0 | 0 | 0 | 0 | 0 | 0 | 0 | 0 | 0 | 0 | 0 | 0 | 0
F8_Commercial_Warehouse (ID)_New_Food Preparation_Natural Gas_Fryer_Baseline Forecast | F8 | Commercial | Warehouse (ID) | New | Food Preparation | Natural Gas | Fryer | Baseline Forecast | Avg. Replacement Winter Demand (n/a) | 0 | 0 | 0 | 0 | 0 | 0 | 0 | 0 | 0 | 0 | 0 | 0 | 0 | 0 | 0 | 0 | 0 | 0 | 0 | 0 | 0 | 0 | 0 | 0 | 0 | 0 | 0
F1_Commercial_Warehouse (ID)_New_Food Preparation_Natural Gas_Broiler_Baseline Forecast | F1 | Commercial | Warehouse (ID) | New | Food Preparation | Natural Gas | Broiler | Baseline Forecast | Units | 0 | 0 | 0 | 0 | 0 | 0 | 0 | 0 | 0 | 0 | 0 | 0 | 0 | 0 | 0 | 0 | 0 | 0 | 0 | 0 | 0 | 0 | 0 | 0 | 0 | 0 | 0
F2_Commercial_Warehouse (ID)_New_Food Preparation_Natural Gas_Broiler_Baseline Forecast | F2 | Commercial | Warehouse (ID) | New | Food Preparation | Natural Gas | Broiler | Baseline Forecast | Usage (MMtherm) | 0 | 0 | 0 | 0 | 0 | 0 | 0 | 0 | 0 | 0 | 0 | 0 | 0 | 0 | 0 | 0 | 0 | 0 | 0 | 0 | 0 | 0 | 0 | 0 | 0 | 0 | 0
F3_Commercial_Warehouse (ID)_New_Food Preparation_Natural Gas_Broiler_Baseline Forecast | F3 | Commercial | Warehouse (ID) | New | Food Preparation | Natural Gas | Broiler | Baseline Forecast | Summer Peak Demand (n/a) | 0 | 0 | 0 | 0 | 0 | 0 | 0 | 0 | 0 | 0 | 0 | 0 | 0 | 0 | 0 | 0 | 0 | 0 | 0 | 0 | 0 | 0 | 0 | 0 | 0 | 0 | 0
F4_Commercial_Warehouse (ID)_New_Food Preparation_Natural Gas_Broiler_Baseline Forecast | F4 | Commercial | Warehouse (ID) | New | Food Preparation | Natural Gas | Broiler | Baseline Forecast | Winter Peak Demand (n/a) | 0 | 0 | 0 | 0 | 0 | 0 | 0 | 0 | 0 | 0 | 0 | 0 | 0 | 0 | 0 | 0 | 0 | 0 | 0 | 0 | 0 | 0 | 0 | 0 | 0 | 0 | 0
F5_Commercial_Warehouse (ID)_New_Food Preparation_Natural Gas_Broiler_Baseline Forecast | F5 | Commercial | Warehouse (ID) | New | Food Preparation | Natural Gas | Broiler | Baseline Forecast | Turnover | 0 | 0 | 0 | 0 | 0 | 0 | 0 | 0 | 0 | 0 | 0 | 0 | 0 | 0 | 0 | 0 | 0 | 0 | 0 | 0 | 0 | 0 | 0 | 0 | 0 | 0 | 0
F6_Commercial_Warehouse (ID)_New_Food Preparation_Natural Gas_Broiler_Baseline Forecast | F6 | Commercial | Warehouse (ID) | New | Food Preparation | Natural Gas | Broiler | Baseline Forecast | Avg. Replacement Usage (therms) | 0.0072707 | 0.0072707 | 0.0072707 | 0.0072707 | 0.0072707 | 0.0072707 | 0.0072707 | 0.0072707 | 0.0072707 | 0.0072707 | 0.0072707 | 0.0072707 | 0.0072707 | 0.0072707 | 0.0072707 | 0.0072707 | 0.0072707 | 0.0072707 | 0.0072707 | 0.0072707 | 0.0072707 | 0.0072707 | 0.0072707 | 0.0072707 | 0.0072707 | 0.0072707 | 0.0072707
F7_Commercial_Warehouse (ID)_New_Food Preparation_Natural Gas_Broiler_Baseline Forecast | F7 | Commercial | Warehouse (ID) | New | Food Preparation | Natural Gas | Broiler | Baseline Forecast | Avg. Replacement Summer Demand (n/a) | 0 | 0 | 0 | 0 | 0 | 0 | 0 | 0 | 0 | 0 | 0 | 0 | 0 | 0 | 0 | 0 | 0 | 0 | 0 | 0 | 0 | 0 | 0 | 0 | 0 | 0 | 0
F8_Commercial_Warehouse (ID)_New_Food Preparation_Natural Gas_Broiler_Baseline Forecast | F8 | Commercial | Warehouse (ID) | New | Food Preparation | Natural Gas | Broiler | Baseline Forecast | Avg. Replacement Winter Demand (n/a) | 0 | 0 | 0 | 0 | 0 | 0 | 0 | 0 | 0 | 0 | 0 | 0 | 0 | 0 | 0 | 0 | 0 | 0 | 0 | 0 | 0 | 0 | 0 | 0 | 0 | 0 | 0
F1_Commercial_Warehouse (ID)_New_Food Preparation_Natural Gas_Griddle_Baseline Forecast | F1 | Commercial | Warehouse (ID) | New | Food Preparation | Natural Gas | Griddle | Baseline Forecast | Units | 0 | 1817.1565 | 3512.9337 | 5555.307 | 7645.923 | 9533.5557 | 11179.079 | 12770.6714 | 14315.5675 | 15801.9892 | 17266.0466 | 18730.9196 | 20173.4068 | 21596.1485 | 23010.1417 | 24411.1724 | 25794.2605 | 27155.1799 | 28501.1027 | 29824.7506 | 31117.3192 | 32389.7649 | 33650.7579 | 34911.244 | 36150.9937 | 37451.6447 | 38607.459
F2_Commercial_Warehouse (ID)_New_Food Preparation_Natural Gas_Griddle_Baseline Forecast | F2 | Commercial | Warehouse (ID) | New | Food Preparation | Natural Gas | Griddle | Baseline Forecast | Usage (MMtherm) | 0 | 9.2084e-06 | 1.7802e-05 | 2.8151e-05 | 3.8745e-05 | 4.8311e-05 | 5.665e-05 | 6.4715e-05 | 7.2544e-05 | 8.0076e-05 | 8.7495e-05 | 9.4918e-05 | 0.00010223 | 0.00010944 | 0.0001166 | 0.0001237 | 0.00013071 | 0.00013761 | 0.00014443 | 0.00015114 | 0.00015769 | 0.00016413 | 0.00017052 | 0.00017691 | 0.00018319 | 0.00018978 | 0.00019564
F3_Commercial_Warehouse (ID)_New_Food Preparation_Natural Gas_Griddle_Baseline Forecast | F3 | Commercial | Warehouse (ID) | New | Food Preparation | Natural Gas | Griddle | Baseline Forecast | Summer Peak Demand (n/a) | 0 | 0 | 0 | 0 | 0 | 0 | 0 | 0 | 0 | 0 | 0 | 0 | 0 | 0 | 0 | 0 | 0 | 0 | 0 | 0 | 0 | 0 | 0 | 0 | 0 | 0 | 0
F4_Commercial_Warehouse (ID)_New_Food Preparation_Natural Gas_Griddle_Baseline Forecast | F4 | Commercial | Warehouse (ID) | New | Food Preparation | Natural Gas | Griddle | Baseline Forecast | Winter Peak Demand (n/a) | 0 | 0 | 0 | 0 | 0 | 0 | 0 | 0 | 0 | 0 | 0 | 0 | 0 | 0 | 0 | 0 | 0 | 0 | 0 | 0 | 0 | 0 | 0 | 0 | 0 | 0 | 0
F5_Commercial_Warehouse (ID)_New_Food Preparation_Natural Gas_Griddle_Baseline Forecast | F5 | Commercial | Warehouse (ID) | New | Food Preparation | Natural Gas | Griddle | Baseline Forecast | Turnover | 0 | 1817.1565 | 1695.7772 | 2042.3733 | 2090.616 | 1887.6327 | 1645.5233 | 1591.5924 | 1544.8961 | 1486.4217 | 1665.9638 | 1832.7649 | 1996.4325 | 2147.4283 | 2267.896 | 2342.8914 | 2397.1411 | 2433.9551 | 2464.8902 | 3062.979 | 3004.903 | 3123.0795 | 3159.4601 | 3137.4929 | 3093.9648 | 3198.5834 | 3098.9248
F6_Commercial_Warehouse (ID)_New_Food Preparation_Natural Gas_Griddle_Baseline Forecast | F6 | Commercial | Warehouse (ID) | New | Food Preparation | Natural Gas | Griddle | Baseline Forecast | Avg. Replacement Usage (therms) | 0.0050675 | 0.0050675 | 0.0050675 | 0.0050675 | 0.0050675 | 0.0050675 | 0.0050675 | 0.0050675 | 0.0050675 | 0.0050675 | 0.0050675 | 0.0050675 | 0.0050675 | 0.0050675 | 0.0050675 | 0.0050675 | 0.0050675 | 0.0050675 | 0.0050675 | 0.0050675 | 0.0050675 | 0.0050675 | 0.0050675 | 0.0050675 | 0.0050675 | 0.0050675 | 0.0050675
F7_Commercial_Warehouse (ID)_New_Food Preparation_Natural Gas_Griddle_Baseline Forecast | F7 | Commercial | Warehouse (ID) | New | Food Preparation | Natural Gas | Griddle | Baseline Forecast | Avg. Replacement Summer Demand (n/a) | 0 | 0 | 0 | 0 | 0 | 0 | 0 | 0 | 0 | 0 | 0 | 0 | 0 | 0 | 0 | 0 | 0 | 0 | 0 | 0 | 0 | 0 | 0 | 0 | 0 | 0 | 0
F8_Commercial_Warehouse (ID)_New_Food Preparation_Natural Gas_Griddle_Baseline Forecast | F8 | Commercial | Warehouse (ID) | New | Food Preparation | Natural Gas | Griddle | Baseline Forecast | Avg. Replacement Winter Demand (n/a) | 0 | 0 | 0 | 0 | 0 | 0 | 0 | 0 | 0 | 0 | 0 | 0 | 0 | 0 | 0 | 0 | 0 | 0 | 0 | 0 | 0 | 0 | 0 | 0 | 0 | 0 | 0
F1_Commercial_Warehouse (ID)_New_Food Preparation_Natural Gas_Range_Baseline Forecast | F1 | Commercial | Warehouse (ID) | New | Food Preparation | Natural Gas | Range | Baseline Forecast | Units | 0 | 1817.1565 | 3512.9337 | 5555.307 | 7645.923 | 9533.5557 | 11179.079 | 12770.6714 | 14315.5675 | 15801.9892 | 17266.0466 | 18730.9196 | 20173.4068 | 21596.1485 | 23010.1417 | 24411.1724 | 25794.2605 | 27155.1799 | 28501.1027 | 29824.7506 | 31117.3192 | 32389.7649 | 33650.7579 | 34911.244 | 36150.9937 | 37451.6447 | 38607.459
F2_Commercial_Warehouse (ID)_New_Food Preparation_Natural Gas_Range_Baseline Forecast | F2 | Commercial | Warehouse (ID) | New | Food Preparation | Natural Gas | Range | Baseline Forecast | Usage (MMtherm) | 0 | 9.0971e-06 | 1.7587e-05 | 2.7811e-05 | 3.8277e-05 | 4.7727e-05 | 5.5965e-05 | 6.3933e-05 | 7.1667e-05 | 7.9109e-05 | 8.6438e-05 | 9.3772e-05 | 0.00010099 | 0.00010812 | 0.00011519 | 0.00012221 | 0.00012913 | 0.00013595 | 0.00014268 | 0.00014931 | 0.00015578 | 0.00016215 | 0.00016846 | 0.00017477 | 0.00018098 | 0.00018749 | 0.00019328
F3_Commercial_Warehouse (ID)_New_Food Preparation_Natural Gas_Range_Baseline Forecast | F3 | Commercial | Warehouse (ID) | New | Food Preparation | Natural Gas | Range | Baseline Forecast | Summer Peak Demand (n/a) | 0 | 0 | 0 | 0 | 0 | 0 | 0 | 0 | 0 | 0 | 0 | 0 | 0 | 0 | 0 | 0 | 0 | 0 | 0 | 0 | 0 | 0 | 0 | 0 | 0 | 0 | 0
F4_Commercial_Warehouse (ID)_New_Food Preparation_Natural Gas_Range_Baseline Forecast | F4 | Commercial | Warehouse (ID) | New | Food Preparation | Natural Gas | Range | Baseline Forecast | Winter Peak Demand (n/a) | 0 | 0 | 0 | 0 | 0 | 0 | 0 | 0 | 0 | 0 | 0 | 0 | 0 | 0 | 0 | 0 | 0 | 0 | 0 | 0 | 0 | 0 | 0 | 0 | 0 | 0 | 0
F5_Commercial_Warehouse (ID)_New_Food Preparation_Natural Gas_Range_Baseline Forecast | F5 | Commercial | Warehouse (ID) | New | Food Preparation | Natural Gas | Range | Baseline Forecast | Turnover | 0 | 1817.1565 | 1695.7772 | 2042.3733 | 2090.616 | 1887.6327 | 1645.5233 | 1591.5924 | 1544.8961 | 1486.4217 | 1827.4888 | 2094.7735 | 2354.8822 | 2570.781 | 2709.9511 | 3243.2584 | 3143.3698 | 3168.9822 | 3102.3039 | 3041.0396 | 3021.9692 | 3112.8049 | 3235.1954 | 3366.5095 | 3662.6288 | 3937.6953 | 3967.4321
F6_Commercial_Warehouse (ID)_New_Food Preparation_Natural Gas_Range_Baseline Forecast | F6 | Commercial | Warehouse (ID) | New | Food Preparation | Natural Gas | Range | Baseline Forecast | Avg. Replacement Usage (therms) | 0.0050062 | 0.0050062 | 0.0050062 | 0.0050062 | 0.0050062 | 0.0050062 | 0.0050062 | 0.0050062 | 0.0050062 | 0.0050062 | 0.0050062 | 0.0050062 | 0.0050062 | 0.0050062 | 0.0050062 | 0.0050062 | 0.0050062 | 0.0050062 | 0.0050062 | 0.0050062 | 0.0050062 | 0.0050062 | 0.0050062 | 0.0050062 | 0.0050062 | 0.0050062 | 0.0050062
F7_Commercial_Warehouse (ID)_New_Food Preparation_Natural Gas_Range_Baseline Forecast | F7 | Commercial | Warehouse (ID) | New | Food Preparation | Natural Gas | Range | Baseline Forecast | Avg. Replacement Summer Demand (n/a) | 0 | 0 | 0 | 0 | 0 | 0 | 0 | 0 | 0 | 0 | 0 | 0 | 0 | 0 | 0 | 0 | 0 | 0 | 0 | 0 | 0 | 0 | 0 | 0 | 0 | 0 | 0
F8_Commercial_Warehouse (ID)_New_Food Preparation_Natural Gas_Range_Baseline Forecast | F8 | Commercial | Warehouse (ID) | New | Food Preparation | Natural Gas | Range | Baseline Forecast | Avg. Replacement Winter Demand (n/a) | 0 | 0 | 0 | 0 | 0 | 0 | 0 | 0 | 0 | 0 | 0 | 0 | 0 | 0 | 0 | 0 | 0 | 0 | 0 | 0 | 0 | 0 | 0 | 0 | 0 | 0 | 0
F1_Commercial_Warehouse (ID)_New_Food Preparation_Natural Gas_Steamer_Baseline Forecast | F1 | Commercial | Warehouse (ID) | New | Food Preparation | Natural Gas | Steamer | Baseline Forecast | Units | 0 | 0 | 0 | 0 | 0 | 0 | 0 | 0 | 0 | 0 | 0 | 0 | 0 | 0 | 0 | 0 | 0 | 0 | 0 | 0 | 0 | 0 | 0 | 0 | 0 | 0 | 0
F2_Commercial_Warehouse (ID)_New_Food Preparation_Natural Gas_Steamer_Baseline Forecast | F2 | Commercial | Warehouse (ID) | New | Food Preparation | Natural Gas | Steamer | Baseline Forecast | Usage (MMtherm) | 0 | 0 | 0 | 0 | 0 | 0 | 0 | 0 | 0 | 0 | 0 | 0 | 0 | 0 | 0 | 0 | 0 | 0 | 0 | 0 | 0 | 0 | 0 | 0 | 0 | 0 | 0
F3_Commercial_Warehouse (ID)_New_Food Preparation_Natural Gas_Steamer_Baseline Forecast | F3 | Commercial | Warehouse (ID) | New | Food Preparation | Natural Gas | Steamer | Baseline Forecast | Summer Peak Demand (n/a) | 0 | 0 | 0 | 0 | 0 | 0 | 0 | 0 | 0 | 0 | 0 | 0 | 0 | 0 | 0 | 0 | 0 | 0 | 0 | 0 | 0 | 0 | 0 | 0 | 0 | 0 | 0
F4_Commercial_Warehouse (ID)_New_Food Preparation_Natural Gas_Steamer_Baseline Forecast | F4 | Commercial | Warehouse (ID) | New | Food Preparation | Natural Gas | Steamer | Baseline Forecast | Winter Peak Demand (n/a) | 0 | 0 | 0 | 0 | 0 | 0 | 0 | 0 | 0 | 0 | 0 | 0 | 0 | 0 | 0 | 0 | 0 | 0 | 0 | 0 | 0 | 0 | 0 | 0 | 0 | 0 | 0
F5_Commercial_Warehouse (ID)_New_Food Preparation_Natural Gas_Steamer_Baseline Forecast | F5 | Commercial | Warehouse (ID) | New | Food Preparation | Natural Gas | Steamer | Baseline Forecast | Turnover | 0 | 0 | 0 | 0 | 0 | 0 | 0 | 0 | 0 | 0 | 0 | 0 | 0 | 0 | 0 | 0 | 0 | 0 | 0 | 0 | 0 | 0 | 0 | 0 | 0 | 0 | 0
F6_Commercial_Warehouse (ID)_New_Food Preparation_Natural Gas_Steamer_Baseline Forecast | F6 | Commercial | Warehouse (ID) | New | Food Preparation | Natural Gas | Steamer | Baseline Forecast | Avg. Replacement Usage (therms) | 0.0057852 | 0.0057852 | 0.0057852 | 0.0057852 | 0.0057852 | 0.0057852 | 0.0057852 | 0.0057852 | 0.0057852 | 0.0057852 | 0.0057852 | 0.0057852 | 0.0057852 | 0.0057852 | 0.0057852 | 0.0057852 | 0.0057852 | 0.0057852 | 0.0057852 | 0.0057852 | 0.0057852 | 0.0057852 | 0.0057852 | 0.0057852 | 0.0057852 | 0.0057852 | 0.0057852
F7_Commercial_Warehouse (ID)_New_Food Preparation_Natural Gas_Steamer_Baseline Forecast | F7 | Commercial | Warehouse (ID) | New | Food Preparation | Natural Gas | Steamer | Baseline Forecast | Avg. Replacement Summer Demand (n/a) | 0 | 0 | 0 | 0 | 0 | 0 | 0 | 0 | 0 | 0 | 0 | 0 | 0 | 0 | 0 | 0 | 0 | 0 | 0 | 0 | 0 | 0 | 0 | 0 | 0 | 0 | 0
F8_Commercial_Warehouse (ID)_New_Food Preparation_Natural Gas_Steamer_Baseline Forecast | F8 | Commercial | Warehouse (ID) | New | Food Preparation | Natural Gas | Steamer | Baseline Forecast | Avg. Replacement Winter Demand (n/a) | 0 | 0 | 0 | 0 | 0 | 0 | 0 | 0 | 0 | 0 | 0 | 0 | 0 | 0 | 0 | 0 | 0 | 0 | 0 | 0 | 0 | 0 | 0 | 0 | 0 | 0 | 0
F1_Commercial_Warehouse (ID)_New_Food Preparation_Natural Gas_Food Prep Other_Baseline Forecast | F1 | Commercial | Warehouse (ID) | New | Food Preparation | Natural Gas | Food Prep Other | Baseline Forecast | Units | 0 | 0 | 0 | 0 | 0 | 0 | 0 | 0 | 0 | 0 | 0 | 0 | 0 | 0 | 0 | 0 | 0 | 0 | 0 | 0 | 0 | 0 | 0 | 0 | 0 | 0 | 0
F2_Commercial_Warehouse (ID)_New_Food Preparation_Natural Gas_Food Prep Other_Baseline Forecast | F2 | Commercial | Warehouse (ID) | New | Food Preparation | Natural Gas | Food Prep Other | Baseline Forecast | Usage (MMtherm) | 0 | 0 | 0 | 0 | 0 | 0 | 0 | 0 | 0 | 0 | 0 | 0 | 0 | 0 | 0 | 0 | 0 | 0 | 0 | 0 | 0 | 0 | 0 | 0 | 0 | 0 | 0
F3_Commercial_Warehouse (ID)_New_Food Preparation_Natural Gas_Food Prep Other_Baseline Forecast | F3 | Commercial | Warehouse (ID) | New | Food Preparation | Natural Gas | Food Prep Other | Baseline Forecast | Summer Peak Demand (n/a) | 0 | 0 | 0 | 0 | 0 | 0 | 0 | 0 | 0 | 0 | 0 | 0 | 0 | 0 | 0 | 0 | 0 | 0 | 0 | 0 | 0 | 0 | 0 | 0 | 0 | 0 | 0
F4_Commercial_Warehouse (ID)_New_Food Preparation_Natural Gas_Food Prep Other_Baseline Forecast | F4 | Commercial | Warehouse (ID) | New | Food Preparation | Natural Gas | Food Prep Other | Baseline Forecast | Winter Peak Demand (n/a) | 0 | 0 | 0 | 0 | 0 | 0 | 0 | 0 | 0 | 0 | 0 | 0 | 0 | 0 | 0 | 0 | 0 | 0 | 0 | 0 | 0 | 0 | 0 | 0 | 0 | 0 | 0
F5_Commercial_Warehouse (ID)_New_Food Preparation_Natural Gas_Food Prep Other_Baseline Forecast | F5 | Commercial | Warehouse (ID) | New | Food Preparation | Natural Gas | Food Prep Other | Baseline Forecast | Turnover | 0 | 0 | 0 | 0 | 0 | 0 | 0 | 0 | 0 | 0 | 0 | 0 | 0 | 0 | 0 | 0 | 0 | 0 | 0 | 0 | 0 | 0 | 0 | 0 | 0 | 0 | 0
F6_Commercial_Warehouse (ID)_New_Food Preparation_Natural Gas_Food Prep Other_Baseline Forecast | F6 | Commercial | Warehouse (ID) | New | Food Preparation | Natural Gas | Food Prep Other | Baseline Forecast | Avg. Replacement Usage (therms) | 0.0020893 | 0.0020893 | 0.0020893 | 0.0020893 | 0.0020893 | 0.0020893 | 0.0020893 | 0.0020893 | 0.0020893 | 0.0020893 | 0.0020893 | 0.0020893 | 0.0020893 | 0.0020893 | 0.0020893 | 0.0020893 | 0.0020893 | 0.0020893 | 0.0020893 | 0.0020893 | 0.0020893 | 0.0020893 | 0.0020893 | 0.0020893 | 0.0020893 | 0.0020893 | 0.0020893
F7_Commercial_Warehouse (ID)_New_Food Preparation_Natural Gas_Food Prep Other_Baseline Forecast | F7 | Commercial | Warehouse (ID) | New | Food Preparation | Natural Gas | Food Prep Other | Baseline Forecast | Avg. Replacement Summer Demand (n/a) | 0 | 0 | 0 | 0 | 0 | 0 | 0 | 0 | 0 | 0 | 0 | 0 | 0 | 0 | 0 | 0 | 0 | 0 | 0 | 0 | 0 | 0 | 0 | 0 | 0 | 0 | 0
F8_Commercial_Warehouse (ID)_New_Food Preparation_Natural Gas_Food Prep Other_Baseline Forecast | F8 | Commercial | Warehouse (ID) | New | Food Preparation | Natural Gas | Food Prep Other | Baseline Forecast | Avg. Replacement Winter Demand (n/a) | 0 | 0 | 0 | 0 | 0 | 0 | 0 | 0 | 0 | 0 | 0 | 0 | 0 | 0 | 0 | 0 | 0 | 0 | 0 | 0 | 0 | 0 | 0 | 0 | 0 | 0 | 0
F1_Commercial_Warehouse (ID)_New_Miscellaneous_Natural Gas_Pool Heater_Baseline Forecast | F1 | Commercial | Warehouse (ID) | New | Miscellaneous | Natural Gas | Pool Heater | Baseline Forecast | Units | 0 | 0 | 0 | 0 | 0 | 0 | 0 | 0 | 0 | 0 | 0 | 0 | 0 | 0 | 0 | 0 | 0 | 0 | 0 | 0 | 0 | 0 | 0 | 0 | 0 | 0 | 0
F2_Commercial_Warehouse (ID)_New_Miscellaneous_Natural Gas_Pool Heater_Baseline Forecast | F2 | Commercial | Warehouse (ID) | New | Miscellaneous | Natural Gas | Pool Heater | Baseline Forecast | Usage (MMtherm) | 0 | 0 | 0 | 0 | 0 | 0 | 0 | 0 | 0 | 0 | 0 | 0 | 0 | 0 | 0 | 0 | 0 | 0 | 0 | 0 | 0 | 0 | 0 | 0 | 0 | 0 | 0
F3_Commercial_Warehouse (ID)_New_Miscellaneous_Natural Gas_Pool Heater_Baseline Forecast | F3 | Commercial | Warehouse (ID) | New | Miscellaneous | Natural Gas | Pool Heater | Baseline Forecast | Summer Peak Demand (n/a) | 0 | 0 | 0 | 0 | 0 | 0 | 0 | 0 | 0 | 0 | 0 | 0 | 0 | 0 | 0 | 0 | 0 | 0 | 0 | 0 | 0 | 0 | 0 | 0 | 0 | 0 | 0
F4_Commercial_Warehouse (ID)_New_Miscellaneous_Natural Gas_Pool Heater_Baseline Forecast | F4 | Commercial | Warehouse (ID) | New | Miscellaneous | Natural Gas | Pool Heater | Baseline Forecast | Winter Peak Demand (n/a) | 0 | 0 | 0 | 0 | 0 | 0 | 0 | 0 | 0 | 0 | 0 | 0 | 0 | 0 | 0 | 0 | 0 | 0 | 0 | 0 | 0 | 0 | 0 | 0 | 0 | 0 | 0
F5_Commercial_Warehouse (ID)_New_Miscellaneous_Natural Gas_Pool Heater_Baseline Forecast | F5 | Commercial | Warehouse (ID) | New | Miscellaneous | Natural Gas | Pool Heater | Baseline Forecast | Turnover | 0 | 0 | 0 | 0 | 0 | 0 | 0 | 0 | 0 | 0 | 0 | 0 | 0 | 0 | 0 | 0 | 0 | 0 | 0 | 0 | 0 | 0 | 0 | 0 | 0 | 0 | 0
F6_Commercial_Warehouse (ID)_New_Miscellaneous_Natural Gas_Pool Heater_Baseline Forecast | F6 | Commercial | Warehouse (ID) | New | Miscellaneous | Natural Gas | Pool Heater | Baseline Forecast | Avg. Replacement Usage (therms) | 0.01 | 0.01 | 0.01 | 0.01 | 0.01 | 0.01 | 0.01 | 0.01 | 0.01 | 0.01 | 0.01 | 0.01 | 0.01 | 0.01 | 0.01 | 0.01 | 0.01 | 0.01 | 0.01 | 0.01 | 0.01 | 0.01 | 0.01 | 0.01 | 0.01 | 0.01 | 0.01
F7_Commercial_Warehouse (ID)_New_Miscellaneous_Natural Gas_Pool Heater_Baseline Forecast | F7 | Commercial | Warehouse (ID) | New | Miscellaneous | Natural Gas | Pool Heater | Baseline Forecast | Avg. Replacement Summer Demand (n/a) | 0 | 0 | 0 | 0 | 0 | 0 | 0 | 0 | 0 | 0 | 0 | 0 | 0 | 0 | 0 | 0 | 0 | 0 | 0 | 0 | 0 | 0 | 0 | 0 | 0 | 0 | 0
F8_Commercial_Warehouse (ID)_New_Miscellaneous_Natural Gas_Pool Heater_Baseline Forecast | F8 | Commercial | Warehouse (ID) | New | Miscellaneous | Natural Gas | Pool Heater | Baseline Forecast | Avg. Replacement Winter Demand (n/a) | 0 | 0 | 0 | 0 | 0 | 0 | 0 | 0 | 0 | 0 | 0 | 0 | 0 | 0 | 0 | 0 | 0 | 0 | 0 | 0 | 0 | 0 | 0 | 0 | 0 | 0 | 0
F1_Commercial_Warehouse (ID)_New_Miscellaneous_Natural Gas_Miscellaneous_Baseline Forecast | F1 | Commercial | Warehouse (ID) | New | Miscellaneous | Natural Gas | Miscellaneous | Baseline Forecast | Units | 0 | 114692.8632 | 221724.665 | 350632.4612 | 482585.1722 | 601726.256 | 705586.2006 | 806042.208 | 903550.9015 | 997368.8822 | 1089775.311 | 1182233.2115 | 1273278.1905 | 1363076.9055 | 1452323.4442 | 1540751.8339 | 1628047.7396 | 1713944.4387 | 1798894.6006 | 1882438.8432 | 1964021.4646 | 2044333.9947 | 2123923.6714 | 2203481.3496 | 2281730.2189 | 2363822.9752 | 2436774.1201
F2_Commercial_Warehouse (ID)_New_Miscellaneous_Natural Gas_Miscellaneous_Baseline Forecast | F2 | Commercial | Warehouse (ID) | New | Miscellaneous | Natural Gas | Miscellaneous | Baseline Forecast | Usage (MMtherm) | 0 | 0.00081481 | 0.0015752 | 0.002491 | 0.0034284 | 0.0042748 | 0.0050127 | 0.0057263 | 0.0064191 | 0.0070856 | 0.007742 | 0.0083989 | 0.0090457 | 0.0096836 | 0.010318 | 0.010946 | 0.011566 | 0.012176 | 0.01278 | 0.013373 | 0.013953 | 0.014523 | 0.015089 | 0.015654 | 0.01621 | 0.016793 | 0.017311
F3_Commercial_Warehouse (ID)_New_Miscellaneous_Natural Gas_Miscellaneous_Baseline Forecast | F3 | Commercial | Warehouse (ID) | New | Miscellaneous | Natural Gas | Miscellaneous | Baseline Forecast | Summer Peak Demand (n/a) | 0 | 0 | 0 | 0 | 0 | 0 | 0 | 0 | 0 | 0 | 0 | 0 | 0 | 0 | 0 | 0 | 0 | 0 | 0 | 0 | 0 | 0 | 0 | 0 | 0 | 0 | 0
F4_Commercial_Warehouse (ID)_New_Miscellaneous_Natural Gas_Miscellaneous_Baseline Forecast | F4 | Commercial | Warehouse (ID) | New | Miscellaneous | Natural Gas | Miscellaneous | Baseline Forecast | Winter Peak Demand (n/a) | 0 | 0 | 0 | 0 | 0 | 0 | 0 | 0 | 0 | 0 | 0 | 0 | 0 | 0 | 0 | 0 | 0 | 0 | 0 | 0 | 0 | 0 | 0 | 0 | 0 | 0 | 0
F5_Commercial_Warehouse (ID)_New_Miscellaneous_Natural Gas_Miscellaneous_Baseline Forecast | F5 | Commercial | Warehouse (ID) | New | Miscellaneous | Natural Gas | Miscellaneous | Baseline Forecast | Turnover | 0 | 114692.8632 | 107031.8017 | 128907.7963 | 148337.4058 | 148475.3652 | 147419.0139 | 158983.4105 | 168885.8055 | 176058.2215 | 185609.9795 | 229889.7879 | 231762.8091 | 243303.4367 | 259324.3685 | 267358.5547 | 275114.4769 | 287299.754 | 298660.5645 | 308116.3906 | 317898.8289 | 338436.3132 | 345400.9791 | 356172.5001 | 368363.1459 | 382445.9508 | 383538.2693
F6_Commercial_Warehouse (ID)_New_Miscellaneous_Natural Gas_Miscellaneous_Baseline Forecast | F6 | Commercial | Warehouse (ID) | New | Miscellaneous | Natural Gas | Miscellaneous | Baseline Forecast | Avg. Replacement Usage (therms) | 0.0071043 | 0.0071043 | 0.0071043 | 0.0071043 | 0.0071043 | 0.0071043 | 0.0071043 | 0.0071043 | 0.0071043 | 0.0071043 | 0.0071043 | 0.0071043 | 0.0071043 | 0.0071043 | 0.0071043 | 0.0071043 | 0.0071043 | 0.0071043 | 0.0071043 | 0.0071043 | 0.0071043 | 0.0071043 | 0.0071043 | 0.0071043 | 0.0071043 | 0.0071043 | 0.0071043
F7_Commercial_Warehouse (ID)_New_Miscellaneous_Natural Gas_Miscellaneous_Baseline Forecast | F7 | Commercial | Warehouse (ID) | New | Miscellaneous | Natural Gas | Miscellaneous | Baseline Forecast | Avg. Replacement Summer Demand (n/a) | 0 | 0 | 0 | 0 | 0 | 0 | 0 | 0 | 0 | 0 | 0 | 0 | 0 | 0 | 0 | 0 | 0 | 0 | 0 | 0 | 0 | 0 | 0 | 0 | 0 | 0 | 0
F8_Commercial_Warehouse (ID)_New_Miscellaneous_Natural Gas_Miscellaneous_Baseline Forecast | F8 | Commercial | Warehouse (ID) | New | Miscellaneous | Natural Gas | Miscellaneous | Baseline Forecast | Avg. Replacement Winter Demand (n/a) | 0 | 0 | 0 | 0 | 0 | 0 | 0 | 0 | 0 | 0 | 0 | 0 | 0 | 0 | 0 | 0 | 0 | 0 | 0 | 0 | 0 | 0 | 0 | 0 | 0 | 0 | 0
F1_Commercial_Miscellaneous (ID)_Existing_Space Heating_Natural Gas_Furnace_Baseline Forecast | F1 | Commercial | Miscellaneous (ID) | Existing | Space Heating | Natural Gas | Furnace | Baseline Forecast | Units | 6502210.2146 | 6390103.1419 | 6279928.9498 | 6171654.3127 | 6065246.4798 | 5960673.2646 | 5857903.0359 | 5756904.7077 | 5657647.73 | 5560102.0795 | 5464238.2505 | 5370027.2462 | 5277440.5695 | 5186450.2149 | 5097028.6594 | 5009148.855 | 4922784.2195 | 4837908.6295 | 4754496.4118 | 4672522.3357 | 4591961.6058 | 4512789.854 | 4434983.1324 | 4358517.9059 | 4283371.0455 | 4209519.8206 | 4136941.8926
F2_Commercial_Miscellaneous (ID)_Existing_Space Heating_Natural Gas_Furnace_Baseline Forecast | F2 | Commercial | Miscellaneous (ID) | Existing | Space Heating | Natural Gas | Furnace | Baseline Forecast | Usage (MMtherm) | 2.7978 | 2.6451 | 2.5953 | 2.5464 | 2.4986 | 2.4519 | 2.4061 | 2.3614 | 2.3177 | 2.275 | 2.2333 | 2.1926 | 2.1529 | 2.114 | 2.076 | 2.0388 | 2.0024 | 1.9667 | 1.9318 | 1.8976 | 1.8641 | 1.8312 | 1.799 | 1.7674 | 1.7365 | 1.7061 | 1.6762
F3_Commercial_Miscellaneous (ID)_Existing_Space Heating_Natural Gas_Furnace_Baseline Forecast | F3 | Commercial | Miscellaneous (ID) | Existing | Space Heating | Natural Gas | Furnace | Baseline Forecast | Summer Peak Demand (n/a) | 0 | 0 | 0 | 0 | 0 | 0 | 0 | 0 | 0 | 0 | 0 | 0 | 0 | 0 | 0 | 0 | 0 | 0 | 0 | 0 | 0 | 0 | 0 | 0 | 0 | 0 | 0
F4_Commercial_Miscellaneous (ID)_Existing_Space Heating_Natural Gas_Furnace_Baseline Forecast | F4 | Commercial | Miscellaneous (ID) | Existing | Space Heating | Natural Gas | Furnace | Baseline Forecast | Winter Peak Demand (n/a) | 0 | 0 | 0 | 0 | 0 | 0 | 0 | 0 | 0 | 0 | 0 | 0 | 0 | 0 | 0 | 0 | 0 | 0 | 0 | 0 | 0 | 0 | 0 | 0 | 0 | 0 | 0
F5_Commercial_Miscellaneous (ID)_Existing_Space Heating_Natural Gas_Furnace_Baseline Forecast | F5 | Commercial | Miscellaneous (ID) | Existing | Space Heating | Natural Gas | Furnace | Baseline Forecast | Turnover | 0 | 258185.9855 | 262384.5429 | 265588.7635 | 267914.0552 | 269463.3625 | 270328.4984 | 270591.3329 | 270324.8558 | 269594.1258 | 268457.1185 | 266965.4838 | 257896.0208 | 250108.4356 | 243391.4472 | 237564.9584 | 232475.7963 | 227994.0069 | 224009.6339 | 220429.9206 | 217176.8811 | 214185.1944 | 211400.3792 | 264342.8846 | 256826.395 | 249406.3596 | 242160.7123
F6_Commercial_Miscellaneous (ID)_Existing_Space Heating_Natural Gas_Furnace_Baseline Forecast | F6 | Commercial | Miscellaneous (ID) | Existing | Space Heating | Natural Gas | Furnace | Baseline Forecast | Avg. Replacement Usage (therms) | 0.41947 | 0.40421 | 0.40421 | 0.40421 | 0.40421 | 0.40421 | 0.40421 | 0.40421 | 0.40421 | 0.40421 | 0.40421 | 0.40421 | 0.40421 | 0.40421 | 0.40421 | 0.40421 | 0.40421 | 0.40421 | 0.40421 | 0.40421 | 0.40421 | 0.40421 | 0.40421 | 0.40421 | 0.40421 | 0.40421 | 0.40421
F7_Commercial_Miscellaneous (ID)_Existing_Space Heating_Natural Gas_Furnace_Baseline Forecast | F7 | Commercial | Miscellaneous (ID) | Existing | Space Heating | Natural Gas | Furnace | Baseline Forecast | Avg. Replacement Summer Demand (n/a) | 0 | 0 | 0 | 0 | 0 | 0 | 0 | 0 | 0 | 0 | 0 | 0 | 0 | 0 | 0 | 0 | 0 | 0 | 0 | 0 | 0 | 0 | 0 | 0 | 0 | 0 | 0
F8_Commercial_Miscellaneous (ID)_Existing_Space Heating_Natural Gas_Furnace_Baseline Forecast | F8 | Commercial | Miscellaneous (ID) | Existing | Space Heating | Natural Gas | Furnace | Baseline Forecast | Avg. Replacement Winter Demand (n/a) | 0 | 0 | 0 | 0 | 0 | 0 | 0 | 0 | 0 | 0 | 0 | 0 | 0 | 0 | 0 | 0 | 0 | 0 | 0 | 0 | 0 | 0 | 0 | 0 | 0 | 0 | 0
F1_Commercial_Miscellaneous (ID)_Existing_Space Heating_Natural Gas_Boiler_Baseline Forecast | F1 | Commercial | Miscellaneous (ID) | Existing | Space Heating | Natural Gas | Boiler | Baseline Forecast | Units | 3065795.866 | 3012937.3166 | 2960990.1215 | 2909938.5677 | 2859767.2131 | 2810460.8818 | 2762004.6597 | 2714383.8897 | 2667584.1675 | 2621591.337 | 2576391.4864 | 2531970.9435 | 2488316.2721 | 2445414.2674 | 2403251.9524 | 2361816.5739 | 2321095.5985 | 2281076.7089 | 2241747.8001 | 2203096.976 | 2165112.5453 | 2127783.0187 | 2091097.1046 | 2055043.7062 | 2019611.9182 | 1984791.0231 | 1950570.4882
F2_Commercial_Miscellaneous (ID)_Existing_Space Heating_Natural Gas_Boiler_Baseline Forecast | F2 | Commercial | Miscellaneous (ID) | Existing | Space Heating | Natural Gas | Boiler | Baseline Forecast | Usage (MMtherm) | 4.242 | 4.0066 | 3.9264 | 3.8471 | 3.7688 | 3.6917 | 3.6158 | 3.5412 | 3.4681 | 3.3963 | 3.3261 | 3.2574 | 3.1902 | 3.1245 | 3.0605 | 2.9979 | 2.937 | 2.8776 | 2.8195 | 2.7631 | 2.7082 | 2.6546 | 2.6026 | 2.5521 | 2.5029 | 2.455 | 2.4085
F3_Commercial_Miscellaneous (ID)_Existing_Space Heating_Natural Gas_Boiler_Baseline Forecast | F3 | Commercial | Miscellaneous (ID) | Existing | Space Heating | Natural Gas | Boiler | Baseline Forecast | Summer Peak Demand (n/a) | 0 | 0 | 0 | 0 | 0 | 0 | 0 | 0 | 0 | 0 | 0 | 0 | 0 | 0 | 0 | 0 | 0 | 0 | 0 | 0 | 0 | 0 | 0 | 0 | 0 | 0 | 0
F4_Commercial_Miscellaneous (ID)_Existing_Space Heating_Natural Gas_Boiler_Baseline Forecast | F4 | Commercial | Miscellaneous (ID) | Existing | Space Heating | Natural Gas | Boiler | Baseline Forecast | Winter Peak Demand (n/a) | 0 | 0 | 0 | 0 | 0 | 0 | 0 | 0 | 0 | 0 | 0 | 0 | 0 | 0 | 0 | 0 | 0 | 0 | 0 | 0 | 0 | 0 | 0 | 0 | 0 | 0 | 0
F5_Commercial_Miscellaneous (ID)_Existing_Space Heating_Natural Gas_Boiler_Baseline Forecast | F5 | Commercial | Miscellaneous (ID) | Existing | Space Heating | Natural Gas | Boiler | Baseline Forecast | Turnover | 0 | 45650.5654 | 49757.6852 | 53272.3539 | 56260.3841 | 58780.5276 | 60885.2295 | 62621.3004 | 64030.5182 | 65150.1651 | 66013.5072 | 66650.2241 | 67086.7908 | 67346.8208 | 67451.3714 | 67419.2169 | 67267.0927 | 67009.913 | 66660.9657 | 66232.0867 | 65733.8145 | 65175.5299 | 64565.5796 | 63911.387 | 63219.5511 | 62495.9354 | 61745.7463
F6_Commercial_Miscellaneous (ID)_Existing_Space Heating_Natural Gas_Boiler_Baseline Forecast | F6 | Commercial | Miscellaneous (ID) | Existing | Space Heating | Natural Gas | Boiler | Baseline Forecast | Avg. Replacement Usage (therms) | 1.2581 | 1.2131 | 1.2139 | 1.2127 | 1.2135 | 1.2127 | 1.2135 | 1.2126 | 1.2135 | 1.2126 | 1.2136 | 1.2126 | 1.2136 | 1.2126 | 1.2136 | 1.2131 | 1.2142 | 1.2131 | 1.2119 | 1.2137 | 1.2131 | 1.2119 | 1.2137 | 1.2137 | 1.2137 | 1.2137 | 1.2137
F7_Commercial_Miscellaneous (ID)_Existing_Space Heating_Natural Gas_Boiler_Baseline Forecast | F7 | Commercial | Miscellaneous (ID) | Existing | Space Heating | Natural Gas | Boiler | Baseline Forecast | Avg. Replacement Summer Demand (n/a) | 0 | 0 | 0 | 0 | 0 | 0 | 0 | 0 | 0 | 0 | 0 | 0 | 0 | 0 | 0 | 0 | 0 | 0 | 0 | 0 | 0 | 0 | 0 | 0 | 0 | 0 | 0
F8_Commercial_Miscellaneous (ID)_Existing_Space Heating_Natural Gas_Boiler_Baseline Forecast | F8 | Commercial | Miscellaneous (ID) | Existing | Space Heating | Natural Gas | Boiler | Baseline Forecast | Avg. Replacement Winter Demand (n/a) | 0 | 0 | 0 | 0 | 0 | 0 | 0 | 0 | 0 | 0 | 0 | 0 | 0 | 0 | 0 | 0 | 0 | 0 | 0 | 0 | 0 | 0 | 0 | 0 | 0 | 0 | 0
F1_Commercial_Miscellaneous (ID)_Existing_Space Heating_Natural Gas_Unit Heater_Baseline Forecast | F1 | Commercial | Miscellaneous (ID) | Existing | Space Heating | Natural Gas | Unit Heater | Baseline Forecast | Units | 48665.439 | 47826.3797 | 47001.787 | 46191.4113 | 45395.0077 | 44612.3352 | 43843.157 | 43087.2405 | 42344.357 | 41614.2819 | 40896.7943 | 40191.6771 | 39498.7172 | 38817.7048 | 38148.434 | 37490.7024 | 36844.311 | 36209.0643 | 35584.77 | 34971.2395 | 34368.2871 | 33775.7304 | 33193.3903 | 32621.0904 | 32058.6578 | 31505.9224 | 30962.7168
F2_Commercial_Miscellaneous (ID)_Existing_Space Heating_Natural Gas_Unit Heater_Baseline Forecast | F2 | Commercial | Miscellaneous (ID) | Existing | Space Heating | Natural Gas | Unit Heater | Baseline Forecast | Usage (MMtherm) | 0.01047 | 0.0099151 | 0.0097442 | 0.0095762 | 0.0094111 | 0.0092488 | 0.0090893 | 0.0089326 | 0.0087786 | 0.0086273 | 0.0084785 | 0.0083323 | 0.0081887 | 0.0080475 | 0.0079087 | 0.0077724 | 0.0076384 | 0.0075067 | 0.0073773 | 0.0072501 | 0.0071251 | 0.0070022 | 0.0068815 | 0.0067628 | 0.0066462 | 0.0065316 | 0.006419
F3_Commercial_Miscellaneous (ID)_Existing_Space Heating_Natural Gas_Unit Heater_Baseline Forecast | F3 | Commercial | Miscellaneous (ID) | Existing | Space Heating | Natural Gas | Unit Heater | Baseline Forecast | Summer Peak Demand (n/a) | 0 | 0 | 0 | 0 | 0 | 0 | 0 | 0 | 0 | 0 | 0 | 0 | 0 | 0 | 0 | 0 | 0 | 0 | 0 | 0 | 0 | 0 | 0 | 0 | 0 | 0 | 0
F4_Commercial_Miscellaneous (ID)_Existing_Space Heating_Natural Gas_Unit Heater_Baseline Forecast | F4 | Commercial | Miscellaneous (ID) | Existing | Space Heating | Natural Gas | Unit Heater | Baseline Forecast | Winter Peak Demand (n/a) | 0 | 0 | 0 | 0 | 0 | 0 | 0 | 0 | 0 | 0 | 0 | 0 | 0 | 0 | 0 | 0 | 0 | 0 | 0 | 0 | 0 | 0 | 0 | 0 | 0 | 0 | 0
F5_Commercial_Miscellaneous (ID)_Existing_Space Heating_Natural Gas_Unit Heater_Baseline Forecast | F5 | Commercial | Miscellaneous (ID) | Existing | Space Heating | Natural Gas | Unit Heater | Baseline Forecast | Turnover | 0 | 40.2579 | 115.0947 | 219.4725 | 348.9256 | 499.4984 | 667.6904 | 850.407 | 1044.9152 | 1248.8046 | 1425.5274 | 1578.0727 | 1709.1096 | 1821.0209 | 1915.9342 | 1995.7485 | 2062.1591 | 1845.1387 | 1656.3997 | 1494.9611 | 1359.639 | 1249.1033 | 1161.925 | 1096.6142 | 1051.6518 | 1025.5146 | 1014.3265
F6_Commercial_Miscellaneous (ID)_Existing_Space Heating_Natural Gas_Unit Heater_Baseline Forecast | F6 | Commercial | Miscellaneous (ID) | Existing | Space Heating | Natural Gas | Unit Heater | Baseline Forecast | Avg. Replacement Usage (therms) | 0.21514 | 0.20731 | 0.20731 | 0.20731 | 0.20731 | 0.20731 | 0.20731 | 0.20731 | 0.20731 | 0.20731 | 0.20731 | 0.20731 | 0.20731 | 0.20731 | 0.20731 | 0.20731 | 0.20731 | 0.20731 | 0.20731 | 0.20731 | 0.20731 | 0.20731 | 0.20731 | 0.20731 | 0.20731 | 0.20731 | 0.20731
F7_Commercial_Miscellaneous (ID)_Existing_Space Heating_Natural Gas_Unit Heater_Baseline Forecast | F7 | Commercial | Miscellaneous (ID) | Existing | Space Heating | Natural Gas | Unit Heater | Baseline Forecast | Avg. Replacement Summer Demand (n/a) | 0 | 0 | 0 | 0 | 0 | 0 | 0 | 0 | 0 | 0 | 0 | 0 | 0 | 0 | 0 | 0 | 0 | 0 | 0 | 0 | 0 | 0 | 0 | 0 | 0 | 0 | 0
F8_Commercial_Miscellaneous (ID)_Existing_Space Heating_Natural Gas_Unit Heater_Baseline Forecast | F8 | Commercial | Miscellaneous (ID) | Existing | Space Heating | Natural Gas | Unit Heater | Baseline Forecast | Avg. Replacement Winter Demand (n/a) | 0 | 0 | 0 | 0 | 0 | 0 | 0 | 0 | 0 | 0 | 0 | 0 | 0 | 0 | 0 | 0 | 0 | 0 | 0 | 0 | 0 | 0 | 0 | 0 | 0 | 0 | 0
F1_Commercial_Miscellaneous (ID)_Existing_Water Heating_Natural Gas_Water Heater_Baseline Forecast | F1 | Commercial | Miscellaneous (ID) | Existing | Water Heating | Natural Gas | Water Heater | Baseline Forecast | Units | 8618312.4512 | 8469720.8572 | 8323691.1873 | 8180179.2702 | 8039141.6966 | 7900535.8053 | 7764319.6707 | 7630452.0902 | 7498892.5714 | 7369601.3202 | 7242539.2284 | 7117667.8624 | 6994949.451 | 6874346.8743 | 6755823.6523 | 6639343.9342 | 6524872.487 | 6412374.6855 | 6301816.5013 | 6193164.4926 | 6086385.7945 | 5981448.1084 | 5878319.6927 | 5776969.3532 | 5677366.4333 | 5579480.8051 | 5483282.8602
F2_Commercial_Miscellaneous (ID)_Existing_Water Heating_Natural Gas_Water Heater_Baseline Forecast | F2 | Commercial | Miscellaneous (ID) | Existing | Water Heating | Natural Gas | Water Heater | Baseline Forecast | Usage (MMtherm) | 3.1548 | 3.0834 | 3.0127 | 2.9431 | 2.8748 | 2.8081 | 2.7432 | 2.6802 | 2.6192 | 2.5605 | 2.5039 | 2.4497 | 2.3976 | 2.3474 | 2.2991 | 2.2524 | 2.2073 | 2.1636 | 2.1213 | 2.0802 | 2.0403 | 2.0016 | 1.9638 | 1.9271 | 1.8913 | 1.8564 | 1.8224
F3_Commercial_Miscellaneous (ID)_Existing_Water Heating_Natural Gas_Water Heater_Baseline Forecast | F3 | Commercial | Miscellaneous (ID) | Existing | Water Heating | Natural Gas | Water Heater | Baseline Forecast | Summer Peak Demand (n/a) | 0 | 0 | 0 | 0 | 0 | 0 | 0 | 0 | 0 | 0 | 0 | 0 | 0 | 0 | 0 | 0 | 0 | 0 | 0 | 0 | 0 | 0 | 0 | 0 | 0 | 0 | 0
F4_Commercial_Miscellaneous (ID)_Existing_Water Heating_Natural Gas_Water Heater_Baseline Forecast | F4 | Commercial | Miscellaneous (ID) | Existing | Water Heating | Natural Gas | Water Heater | Baseline Forecast | Winter Peak Demand (n/a) | 0 | 0 | 0 | 0 | 0 | 0 | 0 | 0 | 0 | 0 | 0 | 0 | 0 | 0 | 0 | 0 | 0 | 0 | 0 | 0 | 0 | 0 | 0 | 0 | 0 | 0 | 0
F5_Commercial_Miscellaneous (ID)_Existing_Water Heating_Natural Gas_Water Heater_Baseline Forecast | F5 | Commercial | Miscellaneous (ID) | Existing | Water Heating | Natural Gas | Water Heater | Baseline Forecast | Turnover | 0 | 256658.2078 | 279749.4008 | 299509.6943 | 316309.1018 | 330477.9412 | 342311.0698 | 352071.6686 | 359994.6223 | 366289.5399 | 371143.4526 | 374723.2243 | 354053.905 | 337321.2663 | 323855.6414 | 313086.5194 | 304528.9964 | 297771.9888 | 292467.9871 | 288324.1556 | 285094.6071 | 282573.7044 | 280590.2556 | 333045.7698 | 328854.8358 | 323462.21 | 317266.3589
F6_Commercial_Miscellaneous (ID)_Existing_Water Heating_Natural Gas_Water Heater_Baseline Forecast | F6 | Commercial | Miscellaneous (ID) | Existing | Water Heating | Natural Gas | Water Heater | Baseline Forecast | Avg. Replacement Usage (therms) | 0.32864 | 0.32864 | 0.32864 | 0.32864 | 0.32864 | 0.32864 | 0.32864 | 0.32864 | 0.32864 | 0.32864 | 0.32864 | 0.32864 | 0.32864 | 0.32864 | 0.32864 | 0.32864 | 0.32864 | 0.32864 | 0.32864 | 0.32864 | 0.32864 | 0.32864 | 0.32864 | 0.32864 | 0.32864 | 0.32864 | 0.32864
F7_Commercial_Miscellaneous (ID)_Existing_Water Heating_Natural Gas_Water Heater_Baseline Forecast | F7 | Commercial | Miscellaneous (ID) | Existing | Water Heating | Natural Gas | Water Heater | Baseline Forecast | Avg. Replacement Summer Demand (n/a) | 0 | 0 | 0 | 0 | 0 | 0 | 0 | 0 | 0 | 0 | 0 | 0 | 0 | 0 | 0 | 0 | 0 | 0 | 0 | 0 | 0 | 0 | 0 | 0 | 0 | 0 | 0
F8_Commercial_Miscellaneous (ID)_Existing_Water Heating_Natural Gas_Water Heater_Baseline Forecast | F8 | Commercial | Miscellaneous (ID) | Existing | Water Heating | Natural Gas | Water Heater | Baseline Forecast | Avg. Replacement Winter Demand (n/a) | 0 | 0 | 0 | 0 | 0 | 0 | 0 | 0 | 0 | 0 | 0 | 0 | 0 | 0 | 0 | 0 | 0 | 0 | 0 | 0 | 0 | 0 | 0 | 0 | 0 | 0 | 0
F1_Commercial_Miscellaneous (ID)_Existing_Food Preparation_Natural Gas_Oven_Baseline Forecast | F1 | Commercial | Miscellaneous (ID) | Existing | Food Preparation | Natural Gas | Oven | Baseline Forecast | Units | 3372258.8768 | 3314116.4824 | 3256976.543 | 3200821.775 | 3145635.1927 | 3091400.1032 | 3038100.1014 | 2985719.0652 | 2934241.1502 | 2883650.7856 | 2833932.6686 | 2785071.7605 | 2737053.2819 | 2689862.7081 | 2643485.7648 | 2597908.424 | 2553116.8995 | 2509097.6426 | 2465837.3384 | 2423322.9016 | 2381541.4722 | 2340480.4123 | 2300127.3018 | 2260469.9345 | 2221496.315 | 2183194.6544 | 2145553.3672
F2_Commercial_Miscellaneous (ID)_Existing_Food Preparation_Natural Gas_Oven_Baseline Forecast | F2 | Commercial | Miscellaneous (ID) | Existing | Food Preparation | Natural Gas | Oven | Baseline Forecast | Usage (MMtherm) | 0.039677 | 0.038993 | 0.038321 | 0.03766 | 0.037011 | 0.036373 | 0.035746 | 0.03513 | 0.034524 | 0.033929 | 0.033344 | 0.032769 | 0.032204 | 0.031649 | 0.031103 | 0.030567 | 0.03004 | 0.029522 | 0.029013 | 0.028512 | 0.028021 | 0.027538 | 0.027063 | 0.026596 | 0.026138 | 0.025687 | 0.025244
F3_Commercial_Miscellaneous (ID)_Existing_Food Preparation_Natural Gas_Oven_Baseline Forecast | F3 | Commercial | Miscellaneous (ID) | Existing | Food Preparation | Natural Gas | Oven | Baseline Forecast | Summer Peak Demand (n/a) | 0 | 0 | 0 | 0 | 0 | 0 | 0 | 0 | 0 | 0 | 0 | 0 | 0 | 0 | 0 | 0 | 0 | 0 | 0 | 0 | 0 | 0 | 0 | 0 | 0 | 0 | 0
F4_Commercial_Miscellaneous (ID)_Existing_Food Preparation_Natural Gas_Oven_Baseline Forecast | F4 | Commercial | Miscellaneous (ID) | Existing | Food Preparation | Natural Gas | Oven | Baseline Forecast | Winter Peak Demand (n/a) | 0 | 0 | 0 | 0 | 0 | 0 | 0 | 0 | 0 | 0 | 0 | 0 | 0 | 0 | 0 | 0 | 0 | 0 | 0 | 0 | 0 | 0 | 0 | 0 | 0 | 0 | 0
F5_Commercial_Miscellaneous (ID)_Existing_Food Preparation_Natural Gas_Oven_Baseline Forecast | F5 | Commercial | Miscellaneous (ID) | Existing | Food Preparation | Natural Gas | Oven | Baseline Forecast | Turnover | 0 | 132564.6593 | 169362.7802 | 197170.6213 | 217929.6062 | 233165.7614 | 244078.5317 | 251610.6062 | 256502.8168 | 259337.2993 | 226564.2346 | 207091.1101 | 196536.9554 | 191789.4474 | 190662.6403 | 218884.1039 | 223150.53 | 225624.4385 | 226704.2363 | 220886.9172 | 212148.5278 | 202817.3102 | 194153.3283 | 186743.4226 | 178437.1506 | 175253.2785 | 174936.9776
F6_Commercial_Miscellaneous (ID)_Existing_Food Preparation_Natural Gas_Oven_Baseline Forecast | F6 | Commercial | Miscellaneous (ID) | Existing | Food Preparation | Natural Gas | Oven | Baseline Forecast | Avg. Replacement Usage (therms) | 0.011766 | 0.011766 | 0.011766 | 0.011766 | 0.011766 | 0.011766 | 0.011766 | 0.011766 | 0.011766 | 0.011766 | 0.011766 | 0.011766 | 0.011766 | 0.011766 | 0.011766 | 0.011766 | 0.011766 | 0.011766 | 0.011766 | 0.011766 | 0.011766 | 0.011766 | 0.011766 | 0.011766 | 0.011766 | 0.011766 | 0.011766
F7_Commercial_Miscellaneous (ID)_Existing_Food Preparation_Natural Gas_Oven_Baseline Forecast | F7 | Commercial | Miscellaneous (ID) | Existing | Food Preparation | Natural Gas | Oven | Baseline Forecast | Avg. Replacement Summer Demand (n/a) | 0 | 0 | 0 | 0 | 0 | 0 | 0 | 0 | 0 | 0 | 0 | 0 | 0 | 0 | 0 | 0 | 0 | 0 | 0 | 0 | 0 | 0 | 0 | 0 | 0 | 0 | 0
F8_Commercial_Miscellaneous (ID)_Existing_Food Preparation_Natural Gas_Oven_Baseline Forecast | F8 | Commercial | Miscellaneous (ID) | Existing | Food Preparation | Natural Gas | Oven | Baseline Forecast | Avg. Replacement Winter Demand (n/a) | 0 | 0 | 0 | 0 | 0 | 0 | 0 | 0 | 0 | 0 | 0 | 0 | 0 | 0 | 0 | 0 | 0 | 0 | 0 | 0 | 0 | 0 | 0 | 0 | 0 | 0 | 0
F1_Commercial_Miscellaneous (ID)_Existing_Food Preparation_Natural Gas_Conveyor Oven_Baseline Forecast | F1 | Commercial | Miscellaneous (ID) | Existing | Food Preparation | Natural Gas | Conveyor Oven | Baseline Forecast | Units | 1686129.4384 | 1657058.2412 | 1628488.2715 | 1600410.8875 | 1572817.5964 | 1545700.0516 | 1519050.0507 | 1492859.5326 | 1467120.5751 | 1441825.3928 | 1416966.3343 | 1392535.8803 | 1368526.6409 | 1344931.354 | 1321742.8824 | 1298954.212 | 1276558.4497 | 1254548.8213 | 1232918.6692 | 1211661.4508 | 1190770.7361 | 1170240.2062 | 1150063.6509 | 1130234.9673 | 1110748.1575 | 1091597.3272 | 1072776.6836
F2_Commercial_Miscellaneous (ID)_Existing_Food Preparation_Natural Gas_Conveyor Oven_Baseline Forecast | F2 | Commercial | Miscellaneous (ID) | Existing | Food Preparation | Natural Gas | Conveyor Oven | Baseline Forecast | Usage (MMtherm) | 0.033945 | 0.03336 | 0.032785 | 0.03222 | 0.031664 | 0.031118 | 0.030582 | 0.030054 | 0.029536 | 0.029027 | 0.028527 | 0.028035 | 0.027551 | 0.027076 | 0.02661 | 0.026151 | 0.0257 | 0.025257 | 0.024821 | 0.024393 | 0.023973 | 0.023559 | 0.023153 | 0.022754 | 0.022362 | 0.021976 | 0.021597
F3_Commercial_Miscellaneous (ID)_Existing_Food Preparation_Natural Gas_Conveyor Oven_Baseline Forecast | F3 | Commercial | Miscellaneous (ID) | Existing | Food Preparation | Natural Gas | Conveyor Oven | Baseline Forecast | Summer Peak Demand (n/a) | 0 | 0 | 0 | 0 | 0 | 0 | 0 | 0 | 0 | 0 | 0 | 0 | 0 | 0 | 0 | 0 | 0 | 0 | 0 | 0 | 0 | 0 | 0 | 0 | 0 | 0 | 0
F4_Commercial_Miscellaneous (ID)_Existing_Food Preparation_Natural Gas_Conveyor Oven_Baseline Forecast | F4 | Commercial | Miscellaneous (ID) | Existing | Food Preparation | Natural Gas | Conveyor Oven | Baseline Forecast | Winter Peak Demand (n/a) | 0 | 0 | 0 | 0 | 0 | 0 | 0 | 0 | 0 | 0 | 0 | 0 | 0 | 0 | 0 | 0 | 0 | 0 | 0 | 0 | 0 | 0 | 0 | 0 | 0 | 0 | 0
F5_Commercial_Miscellaneous (ID)_Existing_Food Preparation_Natural Gas_Conveyor Oven_Baseline Forecast | F5 | Commercial | Miscellaneous (ID) | Existing | Food Preparation | Natural Gas | Conveyor Oven | Baseline Forecast | Turnover | 0 | 0 | 0 | 0 | 0 | 6182.8002 | 17013.3606 | 31290.3358 | 48074.607 | 66633.0954 | 80726.7259 | 91318.6262 | 99165.8665 | 104863.5152 | 108879.2765 | 111580.7223 | 113256.7024 | 89043.2005 | 70006.3783 | 55039.4975 | 43272.4325 | 34957.277 | 30059.7949 | 28371.163 | 29585.0031 | 33349.4366 | 39567.9886
F6_Commercial_Miscellaneous (ID)_Existing_Food Preparation_Natural Gas_Conveyor Oven_Baseline Forecast | F6 | Commercial | Miscellaneous (ID) | Existing | Food Preparation | Natural Gas | Conveyor Oven | Baseline Forecast | Avg. Replacement Usage (therms) | 0.020132 | 0.020132 | 0.020132 | 0.020132 | 0.020132 | 0.020132 | 0.020132 | 0.020132 | 0.020132 | 0.020132 | 0.020132 | 0.020132 | 0.020132 | 0.020132 | 0.020132 | 0.020132 | 0.020132 | 0.020132 | 0.020132 | 0.020132 | 0.020132 | 0.020132 | 0.020132 | 0.020132 | 0.020132 | 0.020132 | 0.020132
F7_Commercial_Miscellaneous (ID)_Existing_Food Preparation_Natural Gas_Conveyor Oven_Baseline Forecast | F7 | Commercial | Miscellaneous (ID) | Existing | Food Preparation | Natural Gas | Conveyor Oven | Baseline Forecast | Avg. Replacement Summer Demand (n/a) | 0 | 0 | 0 | 0 | 0 | 0 | 0 | 0 | 0 | 0 | 0 | 0 | 0 | 0 | 0 | 0 | 0 | 0 | 0 | 0 | 0 | 0 | 0 | 0 | 0 | 0 | 0
F8_Commercial_Miscellaneous (ID)_Existing_Food Preparation_Natural Gas_Conveyor Oven_Baseline Forecast | F8 | Commercial | Miscellaneous (ID) | Existing | Food Preparation | Natural Gas | Conveyor Oven | Baseline Forecast | Avg. Replacement Winter Demand (n/a) | 0 | 0 | 0 | 0 | 0 | 0 | 0 | 0 | 0 | 0 | 0 | 0 | 0 | 0 | 0 | 0 | 0 | 0 | 0 | 0 | 0 | 0 | 0 | 0 | 0 | 0 | 0
F1_Commercial_Miscellaneous (ID)_Existing_Food Preparation_Natural Gas_Double Rack Oven_Baseline Forecast | F1 | Commercial | Miscellaneous (ID) | Existing | Food Preparation | Natural Gas | Double Rack Oven | Baseline Forecast | Units | 1686129.4384 | 1657058.2412 | 1628488.2715 | 1600410.8875 | 1572817.5964 | 1545700.0516 | 1519050.0507 | 1492859.5326 | 1467120.5751 | 1441825.3928 | 1416966.3343 | 1392535.8803 | 1368526.6409 | 1344931.354 | 1321742.8824 | 1298954.212 | 1276558.4497 | 1254548.8213 | 1232918.6692 | 1211661.4508 | 1190770.7361 | 1170240.2062 | 1150063.6509 | 1130234.9673 | 1110748.1575 | 1091597.3272 | 1072776.6836
F2_Commercial_Miscellaneous (ID)_Existing_Food Preparation_Natural Gas_Double Rack Oven_Baseline Forecast | F2 | Commercial | Miscellaneous (ID) | Existing | Food Preparation | Natural Gas | Double Rack Oven | Baseline Forecast | Usage (MMtherm) | 0.051569 | 0.05068 | 0.049806 | 0.048948 | 0.048104 | 0.047274 | 0.046459 | 0.045658 | 0.044871 | 0.044097 | 0.043337 | 0.04259 | 0.041856 | 0.041134 | 0.040425 | 0.039728 | 0.039043 | 0.03837 | 0.037708 | 0.037058 | 0.036419 | 0.035791 | 0.035174 | 0.034568 | 0.033972 | 0.033386 | 0.03281
F3_Commercial_Miscellaneous (ID)_Existing_Food Preparation_Natural Gas_Double Rack Oven_Baseline Forecast | F3 | Commercial | Miscellaneous (ID) | Existing | Food Preparation | Natural Gas | Double Rack Oven | Baseline Forecast | Summer Peak Demand (n/a) | 0 | 0 | 0 | 0 | 0 | 0 | 0 | 0 | 0 | 0 | 0 | 0 | 0 | 0 | 0 | 0 | 0 | 0 | 0 | 0 | 0 | 0 | 0 | 0 | 0 | 0 | 0
F4_Commercial_Miscellaneous (ID)_Existing_Food Preparation_Natural Gas_Double Rack Oven_Baseline Forecast | F4 | Commercial | Miscellaneous (ID) | Existing | Food Preparation | Natural Gas | Double Rack Oven | Baseline Forecast | Winter Peak Demand (n/a) | 0 | 0 | 0 | 0 | 0 | 0 | 0 | 0 | 0 | 0 | 0 | 0 | 0 | 0 | 0 | 0 | 0 | 0 | 0 | 0 | 0 | 0 | 0 | 0 | 0 | 0 | 0
F5_Commercial_Miscellaneous (ID)_Existing_Food Preparation_Natural Gas_Double Rack Oven_Baseline Forecast | F5 | Commercial | Miscellaneous (ID) | Existing | Food Preparation | Natural Gas | Double Rack Oven | Baseline Forecast | Turnover | 0 | 36823.5165 | 50261.9837 | 61689.3634 | 71365.3099 | 79516.5548 | 86341.0715 | 92011.7124 | 96679.3873 | 100475.8389 | 91270.6795 | 84506.2088 | 79682.7562 | 76388.4981 | 74285.2229 | 73096.2912 | 72596.4641 | 72603.3195 | 72970.0172 | 80707.4481 | 81701.1307 | 81710.2162 | 81055.1458 | 79977.3054 | 78655.6816 | 77220.3421 | 75763.3069
F6_Commercial_Miscellaneous (ID)_Existing_Food Preparation_Natural Gas_Double Rack Oven_Baseline Forecast | F6 | Commercial | Miscellaneous (ID) | Existing | Food Preparation | Natural Gas | Double Rack Oven | Baseline Forecast | Avg. Replacement Usage (therms) | 0.030584 | 0.030584 | 0.030584 | 0.030584 | 0.030584 | 0.030584 | 0.030584 | 0.030584 | 0.030584 | 0.030584 | 0.030584 | 0.030584 | 0.030584 | 0.030584 | 0.030584 | 0.030584 | 0.030584 | 0.030584 | 0.030584 | 0.030584 | 0.030584 | 0.030584 | 0.030584 | 0.030584 | 0.030584 | 0.030584 | 0.030584
F7_Commercial_Miscellaneous (ID)_Existing_Food Preparation_Natural Gas_Double Rack Oven_Baseline Forecast | F7 | Commercial | Miscellaneous (ID) | Existing | Food Preparation | Natural Gas | Double Rack Oven | Baseline Forecast | Avg. Replacement Summer Demand (n/a) | 0 | 0 | 0 | 0 | 0 | 0 | 0 | 0 | 0 | 0 | 0 | 0 | 0 | 0 | 0 | 0 | 0 | 0 | 0 | 0 | 0 | 0 | 0 | 0 | 0 | 0 | 0
F8_Commercial_Miscellaneous (ID)_Existing_Food Preparation_Natural Gas_Double Rack Oven_Baseline Forecast | F8 | Commercial | Miscellaneous (ID) | Existing | Food Preparation | Natural Gas | Double Rack Oven | Baseline Forecast | Avg. Replacement Winter Demand (n/a) | 0 | 0 | 0 | 0 | 0 | 0 | 0 | 0 | 0 | 0 | 0 | 0 | 0 | 0 | 0 | 0 | 0 | 0 | 0 | 0 | 0 | 0 | 0 | 0 | 0 | 0 | 0
F1_Commercial_Miscellaneous (ID)_Existing_Food Preparation_Natural Gas_Fryer_Baseline Forecast | F1 | Commercial | Miscellaneous (ID) | Existing | Food Preparation | Natural Gas | Fryer | Baseline Forecast | Units | 289574.7533 | 284582.0851 | 279675.4974 | 274853.5061 | 270114.6526 | 265457.5034 | 260880.6499 | 256382.7076 | 251962.3161 | 247618.1383 | 243348.86 | 239153.19 | 235029.8591 | 230977.6202 | 226995.2474 | 223081.5363 | 219235.3029 | 215455.3839 | 211740.6359 | 208089.9353 | 204502.1777 | 200976.2781 | 197511.1699 | 194105.8049 | 190759.1531 | 187470.2022 | 184237.9573
F2_Commercial_Miscellaneous (ID)_Existing_Food Preparation_Natural Gas_Fryer_Baseline Forecast | F2 | Commercial | Miscellaneous (ID) | Existing | Food Preparation | Natural Gas | Fryer | Baseline Forecast | Usage (MMtherm) | 0.0052786 | 0.0051876 | 0.0050982 | 0.0050103 | 0.0049239 | 0.004839 | 0.0047556 | 0.0046736 | 0.004593 | 0.0045138 | 0.004436 | 0.0043595 | 0.0042843 | 0.0042105 | 0.0041379 | 0.0040665 | 0.0039964 | 0.0039275 | 0.0038598 | 0.0037932 | 0.0037278 | 0.0036636 | 0.0036004 | 0.0035383 | 0.0034773 | 0.0034174 | 0.0033584
F3_Commercial_Miscellaneous (ID)_Existing_Food Preparation_Natural Gas_Fryer_Baseline Forecast | F3 | Commercial | Miscellaneous (ID) | Existing | Food Preparation | Natural Gas | Fryer | Baseline Forecast | Summer Peak Demand (n/a) | 0 | 0 | 0 | 0 | 0 | 0 | 0 | 0 | 0 | 0 | 0 | 0 | 0 | 0 | 0 | 0 | 0 | 0 | 0 | 0 | 0 | 0 | 0 | 0 | 0 | 0 | 0
F4_Commercial_Miscellaneous (ID)_Existing_Food Preparation_Natural Gas_Fryer_Baseline Forecast | F4 | Commercial | Miscellaneous (ID) | Existing | Food Preparation | Natural Gas | Fryer | Baseline Forecast | Winter Peak Demand (n/a) | 0 | 0 | 0 | 0 | 0 | 0 | 0 | 0 | 0 | 0 | 0 | 0 | 0 | 0 | 0 | 0 | 0 | 0 | 0 | 0 | 0 | 0 | 0 | 0 | 0 | 0 | 0
F5_Commercial_Miscellaneous (ID)_Existing_Food Preparation_Natural Gas_Fryer_Baseline Forecast | F5 | Commercial | Miscellaneous (ID) | Existing | Food Preparation | Natural Gas | Fryer | Baseline Forecast | Turnover | 0 | 8623.6995 | 9399.5622 | 10063.5068 | 10627.9658 | 11104.0379 | 11501.6303 | 11829.5858 | 12095.7965 | 12307.3054 | 12470.3965 | 12590.6766 | 11896.1888 | 11333.9732 | 10881.5291 | 10519.6872 | 10232.155 | 10005.12 | 9826.9059 | 9687.6734 | 9579.1608 | 9494.4586 | 9427.8148 | 11190.3168 | 11049.5017 | 10868.3098 | 10660.1296
F6_Commercial_Miscellaneous (ID)_Existing_Food Preparation_Natural Gas_Fryer_Baseline Forecast | F6 | Commercial | Miscellaneous (ID) | Existing | Food Preparation | Natural Gas | Fryer | Baseline Forecast | Avg. Replacement Usage (therms) | 0.018229 | 0.018229 | 0.018229 | 0.018229 | 0.018229 | 0.018229 | 0.018229 | 0.018229 | 0.018229 | 0.018229 | 0.018229 | 0.018229 | 0.018229 | 0.018229 | 0.018229 | 0.018229 | 0.018229 | 0.018229 | 0.018229 | 0.018229 | 0.018229 | 0.018229 | 0.018229 | 0.018229 | 0.018229 | 0.018229 | 0.018229
F7_Commercial_Miscellaneous (ID)_Existing_Food Preparation_Natural Gas_Fryer_Baseline Forecast | F7 | Commercial | Miscellaneous (ID) | Existing | Food Preparation | Natural Gas | Fryer | Baseline Forecast | Avg. Replacement Summer Demand (n/a) | 0 | 0 | 0 | 0 | 0 | 0 | 0 | 0 | 0 | 0 | 0 | 0 | 0 | 0 | 0 | 0 | 0 | 0 | 0 | 0 | 0 | 0 | 0 | 0 | 0 | 0 | 0
F8_Commercial_Miscellaneous (ID)_Existing_Food Preparation_Natural Gas_Fryer_Baseline Forecast | F8 | Commercial | Miscellaneous (ID) | Existing | Food Preparation | Natural Gas | Fryer | Baseline Forecast | Avg. Replacement Winter Demand (n/a) | 0 | 0 | 0 | 0 | 0 | 0 | 0 | 0 | 0 | 0 | 0 | 0 | 0 | 0 | 0 | 0 | 0 | 0 | 0 | 0 | 0 | 0 | 0 | 0 | 0 | 0 | 0
F1_Commercial_Miscellaneous (ID)_Existing_Food Preparation_Natural Gas_Broiler_Baseline Forecast | F1 | Commercial | Miscellaneous (ID) | Existing | Food Preparation | Natural Gas | Broiler | Baseline Forecast | Units | 3300508.6879 | 3243603.3657 | 3187679.1698 | 3132719.1841 | 3078706.7843 | 3025625.6329 | 2973459.6737 | 2922193.1276 | 2871810.4875 | 2822296.5136 | 2773636.2288 | 2725814.9145 | 2678818.1057 | 2632631.5866 | 2587241.3868 | 2542633.7767 | 2498795.2633 | 2455712.5864 | 2413372.7142 | 2371762.8398 | 2330870.3771 | 2290682.9568 | 2251188.423 | 2212374.8295 | 2174230.4359 | 2136743.7043 | 2099903.2956
F2_Commercial_Miscellaneous (ID)_Existing_Food Preparation_Natural Gas_Broiler_Baseline Forecast | F2 | Commercial | Miscellaneous (ID) | Existing | Food Preparation | Natural Gas | Broiler | Baseline Forecast | Usage (MMtherm) | 0.064294 | 0.063186 | 0.062096 | 0.061026 | 0.059974 | 0.05894 | 0.057923 | 0.056925 | 0.055943 | 0.054979 | 0.054031 | 0.053099 | 0.052184 | 0.051284 | 0.0504 | 0.049531 | 0.048677 | 0.047838 | 0.047013 | 0.046202 | 0.045406 | 0.044623 | 0.043853 | 0.043097 | 0.042354 | 0.041624 | 0.040906
F3_Commercial_Miscellaneous (ID)_Existing_Food Preparation_Natural Gas_Broiler_Baseline Forecast | F3 | Commercial | Miscellaneous (ID) | Existing | Food Preparation | Natural Gas | Broiler | Baseline Forecast | Summer Peak Demand (n/a) | 0 | 0 | 0 | 0 | 0 | 0 | 0 | 0 | 0 | 0 | 0 | 0 | 0 | 0 | 0 | 0 | 0 | 0 | 0 | 0 | 0 | 0 | 0 | 0 | 0 | 0 | 0
F4_Commercial_Miscellaneous (ID)_Existing_Food Preparation_Natural Gas_Broiler_Baseline Forecast | F4 | Commercial | Miscellaneous (ID) | Existing | Food Preparation | Natural Gas | Broiler | Baseline Forecast | Winter Peak Demand (n/a) | 0 | 0 | 0 | 0 | 0 | 0 | 0 | 0 | 0 | 0 | 0 | 0 | 0 | 0 | 0 | 0 | 0 | 0 | 0 | 0 | 0 | 0 | 0 | 0 | 0 | 0 | 0
F5_Commercial_Miscellaneous (ID)_Existing_Food Preparation_Natural Gas_Broiler_Baseline Forecast | F5 | Commercial | Miscellaneous (ID) | Existing | Food Preparation | Natural Gas | Broiler | Baseline Forecast | Turnover | 0 | 120133.458 | 134459.7181 | 146465.7232 | 156453.6128 | 164687.1737 | 171396.6915 | 176783.1892 | 181022.1296 | 184266.6492 | 172382.708 | 163362.5032 | 156623.5006 | 151685.527 | 148154.1833 | 145706.8172 | 144080.6711 | 143062.8806 | 142482.0451 | 167896.464 | 165881.8989 | 163014.9195 | 159633.448 | 155987.745 | 152259.2538 | 148575.816 | 145023.9097
F6_Commercial_Miscellaneous (ID)_Existing_Food Preparation_Natural Gas_Broiler_Baseline Forecast | F6 | Commercial | Miscellaneous (ID) | Existing | Food Preparation | Natural Gas | Broiler | Baseline Forecast | Avg. Replacement Usage (therms) | 0.01948 | 0.01948 | 0.01948 | 0.01948 | 0.01948 | 0.01948 | 0.01948 | 0.01948 | 0.01948 | 0.01948 | 0.01948 | 0.01948 | 0.01948 | 0.01948 | 0.01948 | 0.01948 | 0.01948 | 0.01948 | 0.01948 | 0.01948 | 0.01948 | 0.01948 | 0.01948 | 0.01948 | 0.01948 | 0.01948 | 0.01948
F7_Commercial_Miscellaneous (ID)_Existing_Food Preparation_Natural Gas_Broiler_Baseline Forecast | F7 | Commercial | Miscellaneous (ID) | Existing | Food Preparation | Natural Gas | Broiler | Baseline Forecast | Avg. Replacement Summer Demand (n/a) | 0 | 0 | 0 | 0 | 0 | 0 | 0 | 0 | 0 | 0 | 0 | 0 | 0 | 0 | 0 | 0 | 0 | 0 | 0 | 0 | 0 | 0 | 0 | 0 | 0 | 0 | 0
F8_Commercial_Miscellaneous (ID)_Existing_Food Preparation_Natural Gas_Broiler_Baseline Forecast | F8 | Commercial | Miscellaneous (ID) | Existing | Food Preparation | Natural Gas | Broiler | Baseline Forecast | Avg. Replacement Winter Demand (n/a) | 0 | 0 | 0 | 0 | 0 | 0 | 0 | 0 | 0 | 0 | 0 | 0 | 0 | 0 | 0 | 0 | 0 | 0 | 0 | 0 | 0 | 0 | 0 | 0 | 0 | 0 | 0
F1_Commercial_Miscellaneous (ID)_Existing_Food Preparation_Natural Gas_Griddle_Baseline Forecast | F1 | Commercial | Miscellaneous (ID) | Existing | Food Preparation | Natural Gas | Griddle | Baseline Forecast | Units | 3660868.3809 | 3597749.9605 | 3535719.7888 | 3474759.1028 | 3414849.4631 | 3355972.7482 | 3298111.1491 | 3241247.1638 | 3185363.592 | 3130443.53 | 3076470.3657 | 3023427.7732 | 2971299.7082 | 2920070.4029 | 2869724.3614 | 2820246.3552 | 2771621.418 | 2723834.8419 | 2676872.1722 | 2630719.2037 | 2585361.976 | 2540786.7696 | 2496980.1011 | 2453928.7201 | 2411619.6042 | 2370039.9558 | 2329177.198
F2_Commercial_Miscellaneous (ID)_Existing_Food Preparation_Natural Gas_Griddle_Baseline Forecast | F2 | Commercial | Miscellaneous (ID) | Existing | Food Preparation | Natural Gas | Griddle | Baseline Forecast | Usage (MMtherm) | 0.049704 | 0.048847 | 0.048005 | 0.047177 | 0.046364 | 0.045564 | 0.044779 | 0.044007 | 0.043248 | 0.042502 | 0.04177 | 0.041049 | 0.040342 | 0.039646 | 0.038963 | 0.038291 | 0.037631 | 0.036982 | 0.036344 | 0.035718 | 0.035102 | 0.034496 | 0.033902 | 0.033317 | 0.032743 | 0.032178 | 0.031623
F3_Commercial_Miscellaneous (ID)_Existing_Food Preparation_Natural Gas_Griddle_Baseline Forecast | F3 | Commercial | Miscellaneous (ID) | Existing | Food Preparation | Natural Gas | Griddle | Baseline Forecast | Summer Peak Demand (n/a) | 0 | 0 | 0 | 0 | 0 | 0 | 0 | 0 | 0 | 0 | 0 | 0 | 0 | 0 | 0 | 0 | 0 | 0 | 0 | 0 | 0 | 0 | 0 | 0 | 0 | 0 | 0
F4_Commercial_Miscellaneous (ID)_Existing_Food Preparation_Natural Gas_Griddle_Baseline Forecast | F4 | Commercial | Miscellaneous (ID) | Existing | Food Preparation | Natural Gas | Griddle | Baseline Forecast | Winter Peak Demand (n/a) | 0 | 0 | 0 | 0 | 0 | 0 | 0 | 0 | 0 | 0 | 0 | 0 | 0 | 0 | 0 | 0 | 0 | 0 | 0 | 0 | 0 | 0 | 0 | 0 | 0 | 0 | 0
F5_Commercial_Miscellaneous (ID)_Existing_Food Preparation_Natural Gas_Griddle_Baseline Forecast | F5 | Commercial | Miscellaneous (ID) | Existing | Food Preparation | Natural Gas | Griddle | Baseline Forecast | Turnover | 0 | 133249.9985 | 149140.4438 | 162457.3014 | 173535.6996 | 182668.226 | 190110.3096 | 196084.9217 | 200786.6826 | 204385.4489 | 191203.9824 | 181198.9239 | 173724.1363 | 168247.0195 | 164330.1128 | 161615.5358 | 159811.8421 | 158682.9261 | 158038.6732 | 186227.9164 | 183993.3949 | 180813.3899 | 177062.7189 | 173018.9669 | 168883.3876 | 164797.7807 | 160858.0663
F6_Commercial_Miscellaneous (ID)_Existing_Food Preparation_Natural Gas_Griddle_Baseline Forecast | F6 | Commercial | Miscellaneous (ID) | Existing | Food Preparation | Natural Gas | Griddle | Baseline Forecast | Avg. Replacement Usage (therms) | 0.013577 | 0.013577 | 0.013577 | 0.013577 | 0.013577 | 0.013577 | 0.013577 | 0.013577 | 0.013577 | 0.013577 | 0.013577 | 0.013577 | 0.013577 | 0.013577 | 0.013577 | 0.013577 | 0.013577 | 0.013577 | 0.013577 | 0.013577 | 0.013577 | 0.013577 | 0.013577 | 0.013577 | 0.013577 | 0.013577 | 0.013577
F7_Commercial_Miscellaneous (ID)_Existing_Food Preparation_Natural Gas_Griddle_Baseline Forecast | F7 | Commercial | Miscellaneous (ID) | Existing | Food Preparation | Natural Gas | Griddle | Baseline Forecast | Avg. Replacement Summer Demand (n/a) | 0 | 0 | 0 | 0 | 0 | 0 | 0 | 0 | 0 | 0 | 0 | 0 | 0 | 0 | 0 | 0 | 0 | 0 | 0 | 0 | 0 | 0 | 0 | 0 | 0 | 0 | 0
F8_Commercial_Miscellaneous (ID)_Existing_Food Preparation_Natural Gas_Griddle_Baseline Forecast | F8 | Commercial | Miscellaneous (ID) | Existing | Food Preparation | Natural Gas | Griddle | Baseline Forecast | Avg. Replacement Winter Demand (n/a) | 0 | 0 | 0 | 0 | 0 | 0 | 0 | 0 | 0 | 0 | 0 | 0 | 0 | 0 | 0 | 0 | 0 | 0 | 0 | 0 | 0 | 0 | 0 | 0 | 0 | 0 | 0
F1_Commercial_Miscellaneous (ID)_Existing_Food Preparation_Natural Gas_Range_Baseline Forecast | F1 | Commercial | Miscellaneous (ID) | Existing | Food Preparation | Natural Gas | Range | Baseline Forecast | Units | 4069747.5586 | 3999579.4973 | 3930621.2301 | 3862851.8985 | 3796251.0037 | 3730798.4002 | 3666474.2898 | 3603259.2159 | 3541134.057 | 3480080.0215 | 3420078.6418 | 3361111.7687 | 3303161.5658 | 3246210.5043 | 3190241.3577 | 3135237.1964 | 3081181.3826 | 3028057.5657 | 2975849.6766 | 2924541.9236 | 2874118.787 | 2824565.0148 | 2775865.618 | 2728005.8659 | 2680971.282 | 2634747.6392 | 2589320.9558
F2_Commercial_Miscellaneous (ID)_Existing_Food Preparation_Natural Gas_Range_Baseline Forecast | F2 | Commercial | Miscellaneous (ID) | Existing | Food Preparation | Natural Gas | Range | Baseline Forecast | Usage (MMtherm) | 0.054588 | 0.053647 | 0.052722 | 0.051813 | 0.050919 | 0.050041 | 0.049179 | 0.048331 | 0.047498 | 0.046679 | 0.045874 | 0.045083 | 0.044306 | 0.043542 | 0.042791 | 0.042053 | 0.041328 | 0.040616 | 0.039915 | 0.039227 | 0.038551 | 0.037886 | 0.037233 | 0.036591 | 0.03596 | 0.03534 | 0.034731
F3_Commercial_Miscellaneous (ID)_Existing_Food Preparation_Natural Gas_Range_Baseline Forecast | F3 | Commercial | Miscellaneous (ID) | Existing | Food Preparation | Natural Gas | Range | Baseline Forecast | Summer Peak Demand (n/a) | 0 | 0 | 0 | 0 | 0 | 0 | 0 | 0 | 0 | 0 | 0 | 0 | 0 | 0 | 0 | 0 | 0 | 0 | 0 | 0 | 0 | 0 | 0 | 0 | 0 | 0 | 0
F4_Commercial_Miscellaneous (ID)_Existing_Food Preparation_Natural Gas_Range_Baseline Forecast | F4 | Commercial | Miscellaneous (ID) | Existing | Food Preparation | Natural Gas | Range | Baseline Forecast | Winter Peak Demand (n/a) | 0 | 0 | 0 | 0 | 0 | 0 | 0 | 0 | 0 | 0 | 0 | 0 | 0 | 0 | 0 | 0 | 0 | 0 | 0 | 0 | 0 | 0 | 0 | 0 | 0 | 0 | 0
F5_Commercial_Miscellaneous (ID)_Existing_Food Preparation_Natural Gas_Range_Baseline Forecast | F5 | Commercial | Miscellaneous (ID) | Existing | Food Preparation | Natural Gas | Range | Baseline Forecast | Turnover | 0 | 159983.1799 | 204392.304 | 237951.6769 | 263004.2695 | 281391.7385 | 294561.6113 | 303651.5546 | 309555.6275 | 312976.3696 | 273424.8094 | 249924.0332 | 237186.949 | 231457.5078 | 230097.6418 | 264156.1872 | 269305.0438 | 272290.6341 | 273593.7679 | 266573.245 | 256027.4833 | 244766.2778 | 234310.3133 | 225367.8071 | 215343.5381 | 211501.1416 | 211119.4198
F6_Commercial_Miscellaneous (ID)_Existing_Food Preparation_Natural Gas_Range_Baseline Forecast | F6 | Commercial | Miscellaneous (ID) | Existing | Food Preparation | Natural Gas | Range | Baseline Forecast | Avg. Replacement Usage (therms) | 0.013413 | 0.013413 | 0.013413 | 0.013413 | 0.013413 | 0.013413 | 0.013413 | 0.013413 | 0.013413 | 0.013413 | 0.013413 | 0.013413 | 0.013413 | 0.013413 | 0.013413 | 0.013413 | 0.013413 | 0.013413 | 0.013413 | 0.013413 | 0.013413 | 0.013413 | 0.013413 | 0.013413 | 0.013413 | 0.013413 | 0.013413
F7_Commercial_Miscellaneous (ID)_Existing_Food Preparation_Natural Gas_Range_Baseline Forecast | F7 | Commercial | Miscellaneous (ID) | Existing | Food Preparation | Natural Gas | Range | Baseline Forecast | Avg. Replacement Summer Demand (n/a) | 0 | 0 | 0 | 0 | 0 | 0 | 0 | 0 | 0 | 0 | 0 | 0 | 0 | 0 | 0 | 0 | 0 | 0 | 0 | 0 | 0 | 0 | 0 | 0 | 0 | 0 | 0
F8_Commercial_Miscellaneous (ID)_Existing_Food Preparation_Natural Gas_Range_Baseline Forecast | F8 | Commercial | Miscellaneous (ID) | Existing | Food Preparation | Natural Gas | Range | Baseline Forecast | Avg. Replacement Winter Demand (n/a) | 0 | 0 | 0 | 0 | 0 | 0 | 0 | 0 | 0 | 0 | 0 | 0 | 0 | 0 | 0 | 0 | 0 | 0 | 0 | 0 | 0 | 0 | 0 | 0 | 0 | 0 | 0
F1_Commercial_Miscellaneous (ID)_Existing_Food Preparation_Natural Gas_Steamer_Baseline Forecast | F1 | Commercial | Miscellaneous (ID) | Existing | Food Preparation | Natural Gas | Steamer | Baseline Forecast | Units | 143413.2552 | 140940.6128 | 138510.6023 | 136122.4884 | 133775.549 | 131469.074 | 129202.3658 | 126974.7388 | 124785.5192 | 122634.0447 | 120519.6646 | 118441.7394 | 116399.6404 | 114392.7501 | 112420.4613 | 110482.1775 | 108577.3123 | 106705.2897 | 104865.5433 | 103057.5167 | 101280.663 | 99534.4447 | 97818.3335 | 96131.8106 | 94474.3655 | 92845.4972 | 91244.7127
F2_Commercial_Miscellaneous (ID)_Existing_Food Preparation_Natural Gas_Steamer_Baseline Forecast | F2 | Commercial | Miscellaneous (ID) | Existing | Food Preparation | Natural Gas | Steamer | Baseline Forecast | Usage (MMtherm) | 0.0022229 | 0.0021846 | 0.0021469 | 0.0021099 | 0.0020735 | 0.0020378 | 0.0020027 | 0.0019681 | 0.0019342 | 0.0019008 | 0.0018681 | 0.0018359 | 0.0018042 | 0.0017731 | 0.0017425 | 0.0017125 | 0.001683 | 0.0016539 | 0.0016254 | 0.0015974 | 0.0015699 | 0.0015428 | 0.0015162 | 0.0014901 | 0.0014644 | 0.0014391 | 0.0014143
F3_Commercial_Miscellaneous (ID)_Existing_Food Preparation_Natural Gas_Steamer_Baseline Forecast | F3 | Commercial | Miscellaneous (ID) | Existing | Food Preparation | Natural Gas | Steamer | Baseline Forecast | Summer Peak Demand (n/a) | 0 | 0 | 0 | 0 | 0 | 0 | 0 | 0 | 0 | 0 | 0 | 0 | 0 | 0 | 0 | 0 | 0 | 0 | 0 | 0 | 0 | 0 | 0 | 0 | 0 | 0 | 0
F4_Commercial_Miscellaneous (ID)_Existing_Food Preparation_Natural Gas_Steamer_Baseline Forecast | F4 | Commercial | Miscellaneous (ID) | Existing | Food Preparation | Natural Gas | Steamer | Baseline Forecast | Winter Peak Demand (n/a) | 0 | 0 | 0 | 0 | 0 | 0 | 0 | 0 | 0 | 0 | 0 | 0 | 0 | 0 | 0 | 0 | 0 | 0 | 0 | 0 | 0 | 0 | 0 | 0 | 0 | 0 | 0
F5_Commercial_Miscellaneous (ID)_Existing_Food Preparation_Natural Gas_Steamer_Baseline Forecast | F5 | Commercial | Miscellaneous (ID) | Existing | Food Preparation | Natural Gas | Steamer | Baseline Forecast | Turnover | 0 | 5220.0227 | 5842.5254 | 6364.2087 | 6798.2011 | 7155.9647 | 7447.5058 | 7681.5591 | 7865.749 | 8006.7294 | 7490.35 | 7098.4053 | 6805.5831 | 6591.0189 | 6437.5754 | 6331.2328 | 6260.5737 | 6216.3489 | 6191.1105 | 7295.4143 | 7207.8777 | 7083.3021 | 6936.3709 | 6777.9583 | 6615.9484 | 6455.8962 | 6301.5592
F6_Commercial_Miscellaneous (ID)_Existing_Food Preparation_Natural Gas_Steamer_Baseline Forecast | F6 | Commercial | Miscellaneous (ID) | Existing | Food Preparation | Natural Gas | Steamer | Baseline Forecast | Avg. Replacement Usage (therms) | 0.0155 | 0.0155 | 0.0155 | 0.0155 | 0.0155 | 0.0155 | 0.0155 | 0.0155 | 0.0155 | 0.0155 | 0.0155 | 0.0155 | 0.0155 | 0.0155 | 0.0155 | 0.0155 | 0.0155 | 0.0155 | 0.0155 | 0.0155 | 0.0155 | 0.0155 | 0.0155 | 0.0155 | 0.0155 | 0.0155 | 0.0155
F7_Commercial_Miscellaneous (ID)_Existing_Food Preparation_Natural Gas_Steamer_Baseline Forecast | F7 | Commercial | Miscellaneous (ID) | Existing | Food Preparation | Natural Gas | Steamer | Baseline Forecast | Avg. Replacement Summer Demand (n/a) | 0 | 0 | 0 | 0 | 0 | 0 | 0 | 0 | 0 | 0 | 0 | 0 | 0 | 0 | 0 | 0 | 0 | 0 | 0 | 0 | 0 | 0 | 0 | 0 | 0 | 0 | 0
F8_Commercial_Miscellaneous (ID)_Existing_Food Preparation_Natural Gas_Steamer_Baseline Forecast | F8 | Commercial | Miscellaneous (ID) | Existing | Food Preparation | Natural Gas | Steamer | Baseline Forecast | Avg. Replacement Winter Demand (n/a) | 0 | 0 | 0 | 0 | 0 | 0 | 0 | 0 | 0 | 0 | 0 | 0 | 0 | 0 | 0 | 0 | 0 | 0 | 0 | 0 | 0 | 0 | 0 | 0 | 0 | 0 | 0
F1_Commercial_Miscellaneous (ID)_Existing_Food Preparation_Natural Gas_Food Prep Other_Baseline Forecast | F1 | Commercial | Miscellaneous (ID) | Existing | Food Preparation | Natural Gas | Food Prep Other | Baseline Forecast | Units | 0 | 0 | 0 | 0 | 0 | 0 | 0 | 0 | 0 | 0 | 0 | 0 | 0 | 0 | 0 | 0 | 0 | 0 | 0 | 0 | 0 | 0 | 0 | 0 | 0 | 0 | 0
F2_Commercial_Miscellaneous (ID)_Existing_Food Preparation_Natural Gas_Food Prep Other_Baseline Forecast | F2 | Commercial | Miscellaneous (ID) | Existing | Food Preparation | Natural Gas | Food Prep Other | Baseline Forecast | Usage (MMtherm) | 0 | 0 | 0 | 0 | 0 | 0 | 0 | 0 | 0 | 0 | 0 | 0 | 0 | 0 | 0 | 0 | 0 | 0 | 0 | 0 | 0 | 0 | 0 | 0 | 0 | 0 | 0
F3_Commercial_Miscellaneous (ID)_Existing_Food Preparation_Natural Gas_Food Prep Other_Baseline Forecast | F3 | Commercial | Miscellaneous (ID) | Existing | Food Preparation | Natural Gas | Food Prep Other | Baseline Forecast | Summer Peak Demand (n/a) | 0 | 0 | 0 | 0 | 0 | 0 | 0 | 0 | 0 | 0 | 0 | 0 | 0 | 0 | 0 | 0 | 0 | 0 | 0 | 0 | 0 | 0 | 0 | 0 | 0 | 0 | 0
F4_Commercial_Miscellaneous (ID)_Existing_Food Preparation_Natural Gas_Food Prep Other_Baseline Forecast | F4 | Commercial | Miscellaneous (ID) | Existing | Food Preparation | Natural Gas | Food Prep Other | Baseline Forecast | Winter Peak Demand (n/a) | 0 | 0 | 0 | 0 | 0 | 0 | 0 | 0 | 0 | 0 | 0 | 0 | 0 | 0 | 0 | 0 | 0 | 0 | 0 | 0 | 0 | 0 | 0 | 0 | 0 | 0 | 0
F5_Commercial_Miscellaneous (ID)_Existing_Food Preparation_Natural Gas_Food Prep Other_Baseline Forecast | F5 | Commercial | Miscellaneous (ID) | Existing | Food Preparation | Natural Gas | Food Prep Other | Baseline Forecast | Turnover | 0 | 0 | 0 | 0 | 0 | 0 | 0 | 0 | 0 | 0 | 0 | 0 | 0 | 0 | 0 | 0 | 0 | 0 | 0 | 0 | 0 | 0 | 0 | 0 | 0 | 0 | 0
F6_Commercial_Miscellaneous (ID)_Existing_Food Preparation_Natural Gas_Food Prep Other_Baseline Forecast | F6 | Commercial | Miscellaneous (ID) | Existing | Food Preparation | Natural Gas | Food Prep Other | Baseline Forecast | Avg. Replacement Usage (therms) | 0.0055977 | 0.0055977 | 0.0055977 | 0.0055977 | 0.0055977 | 0.0055977 | 0.0055977 | 0.0055977 | 0.0055977 | 0.0055977 | 0.0055977 | 0.0055977 | 0.0055977 | 0.0055977 | 0.0055977 | 0.0055977 | 0.0055977 | 0.0055977 | 0.0055977 | 0.0055977 | 0.0055977 | 0.0055977 | 0.0055977 | 0.0055977 | 0.0055977 | 0.0055977 | 0.0055977
F7_Commercial_Miscellaneous (ID)_Existing_Food Preparation_Natural Gas_Food Prep Other_Baseline Forecast | F7 | Commercial | Miscellaneous (ID) | Existing | Food Preparation | Natural Gas | Food Prep Other | Baseline Forecast | Avg. Replacement Summer Demand (n/a) | 0 | 0 | 0 | 0 | 0 | 0 | 0 | 0 | 0 | 0 | 0 | 0 | 0 | 0 | 0 | 0 | 0 | 0 | 0 | 0 | 0 | 0 | 0 | 0 | 0 | 0 | 0
F8_Commercial_Miscellaneous (ID)_Existing_Food Preparation_Natural Gas_Food Prep Other_Baseline Forecast | F8 | Commercial | Miscellaneous (ID) | Existing | Food Preparation | Natural Gas | Food Prep Other | Baseline Forecast | Avg. Replacement Winter Demand (n/a) | 0 | 0 | 0 | 0 | 0 | 0 | 0 | 0 | 0 | 0 | 0 | 0 | 0 | 0 | 0 | 0 | 0 | 0 | 0 | 0 | 0 | 0 | 0 | 0 | 0 | 0 | 0
F1_Commercial_Miscellaneous (ID)_Existing_Miscellaneous_Natural Gas_Pool Heater_Baseline Forecast | F1 | Commercial | Miscellaneous (ID) | Existing | Miscellaneous | Natural Gas | Pool Heater | Baseline Forecast | Units | 123786.7838 | 121652.5289 | 119555.0715 | 117493.7772 | 115468.0224 | 113477.1944 | 111520.6911 | 109597.9205 | 107708.3012 | 105851.2615 | 104026.2398 | 102232.6839 | 100470.0515 | 98737.8092 | 97035.4332 | 95362.4085 | 93718.229 | 92102.3975 | 90514.4251 | 88953.8316 | 87420.1448 | 85912.9009 | 84431.644 | 82975.926 | 81545.3066 | 80139.353 | 78757.6401
F2_Commercial_Miscellaneous (ID)_Existing_Miscellaneous_Natural Gas_Pool Heater_Baseline Forecast | F2 | Commercial | Miscellaneous (ID) | Existing | Miscellaneous | Natural Gas | Pool Heater | Baseline Forecast | Usage (MMtherm) | 0.0038585 | 0.003792 | 0.0037266 | 0.0036624 | 0.0035992 | 0.0035372 | 0.0034762 | 0.0034163 | 0.0033574 | 0.0032995 | 0.0032426 | 0.0031867 | 0.0031317 | 0.0030777 | 0.0030247 | 0.0029725 | 0.0029213 | 0.0028709 | 0.0028214 | 0.0027728 | 0.002725 | 0.002678 | 0.0026318 | 0.0025864 | 0.0025418 | 0.002498 | 0.0024549
F3_Commercial_Miscellaneous (ID)_Existing_Miscellaneous_Natural Gas_Pool Heater_Baseline Forecast | F3 | Commercial | Miscellaneous (ID) | Existing | Miscellaneous | Natural Gas | Pool Heater | Baseline Forecast | Summer Peak Demand (n/a) | 0 | 0 | 0 | 0 | 0 | 0 | 0 | 0 | 0 | 0 | 0 | 0 | 0 | 0 | 0 | 0 | 0 | 0 | 0 | 0 | 0 | 0 | 0 | 0 | 0 | 0 | 0
F4_Commercial_Miscellaneous (ID)_Existing_Miscellaneous_Natural Gas_Pool Heater_Baseline Forecast | F4 | Commercial | Miscellaneous (ID) | Existing | Miscellaneous | Natural Gas | Pool Heater | Baseline Forecast | Winter Peak Demand (n/a) | 0 | 0 | 0 | 0 | 0 | 0 | 0 | 0 | 0 | 0 | 0 | 0 | 0 | 0 | 0 | 0 | 0 | 0 | 0 | 0 | 0 | 0 | 0 | 0 | 0 | 0 | 0
F5_Commercial_Miscellaneous (ID)_Existing_Miscellaneous_Natural Gas_Pool Heater_Baseline Forecast | F5 | Commercial | Miscellaneous (ID) | Existing | Miscellaneous | Natural Gas | Pool Heater | Baseline Forecast | Turnover | 0 | 14598.3035 | 13868.3883 | 13253.2981 | 12729.1948 | 12277.3246 | 12329.0139 | 12235.8275 | 12049.7912 | 11807.4376 | 11534.0502 | 14544.5503 | 13573.0284 | 12797.626 | 12161.2733 | 11624.7669 | 11864.1322 | 11842.4819 | 11662.4871 | 11391.19 | 11071.7725 | 11586.9224 | 11122.1744 | 10763.3001 | 10459.0972 | 10180.9467 | 10225.5964
F6_Commercial_Miscellaneous (ID)_Existing_Miscellaneous_Natural Gas_Pool Heater_Baseline Forecast | F6 | Commercial | Miscellaneous (ID) | Existing | Miscellaneous | Natural Gas | Pool Heater | Baseline Forecast | Avg. Replacement Usage (therms) | 0.031171 | 0.031171 | 0.031171 | 0.031171 | 0.031171 | 0.031171 | 0.031171 | 0.031171 | 0.031171 | 0.031171 | 0.031171 | 0.031171 | 0.031171 | 0.031171 | 0.031171 | 0.031171 | 0.031171 | 0.031171 | 0.031171 | 0.031171 | 0.031171 | 0.031171 | 0.031171 | 0.031171 | 0.031171 | 0.031171 | 0.031171
F7_Commercial_Miscellaneous (ID)_Existing_Miscellaneous_Natural Gas_Pool Heater_Baseline Forecast | F7 | Commercial | Miscellaneous (ID) | Existing | Miscellaneous | Natural Gas | Pool Heater | Baseline Forecast | Avg. Replacement Summer Demand (n/a) | 0 | 0 | 0 | 0 | 0 | 0 | 0 | 0 | 0 | 0 | 0 | 0 | 0 | 0 | 0 | 0 | 0 | 0 | 0 | 0 | 0 | 0 | 0 | 0 | 0 | 0 | 0
F8_Commercial_Miscellaneous (ID)_Existing_Miscellaneous_Natural Gas_Pool Heater_Baseline Forecast | F8 | Commercial | Miscellaneous (ID) | Existing | Miscellaneous | Natural Gas | Pool Heater | Baseline Forecast | Avg. Replacement Winter Demand (n/a) | 0 | 0 | 0 | 0 | 0 | 0 | 0 | 0 | 0 | 0 | 0 | 0 | 0 | 0 | 0 | 0 | 0 | 0 | 0 | 0 | 0 | 0 | 0 | 0 | 0 | 0 | 0
F1_Commercial_Miscellaneous (ID)_Existing_Miscellaneous_Natural Gas_Miscellaneous_Baseline Forecast | F1 | Commercial | Miscellaneous (ID) | Existing | Miscellaneous | Natural Gas | Miscellaneous | Baseline Forecast | Units | 10189170.3187 | 10013494.9684 | 9840848.5034 | 9671178.7016 | 9504434.2412 | 9340564.6854 | 9179520.4666 | 9021252.8724 | 8865714.0298 | 8712856.8913 | 8562635.2208 | 8415003.579 | 8269917.3104 | 8127332.5292 | 7987206.1063 | 7849495.6562 | 7714159.5242 | 7581156.7738 | 7450447.1742 | 7321991.1885 | 7195749.9611 | 7071685.3066 | 6949759.6978 | 6829936.2548 | 6712178.7331 | 6596451.5136 | 6482719.591
F2_Commercial_Miscellaneous (ID)_Existing_Miscellaneous_Natural Gas_Miscellaneous_Baseline Forecast | F2 | Commercial | Miscellaneous (ID) | Existing | Miscellaneous | Natural Gas | Miscellaneous | Baseline Forecast | Usage (MMtherm) | 1.3209 | 1.2982 | 1.2758 | 1.2538 | 1.2322 | 1.2109 | 1.19 | 1.1695 | 1.1494 | 1.1295 | 1.1101 | 1.0909 | 1.0721 | 1.0536 | 1.0355 | 1.0176 | 1.0001 | 0.98283 | 0.96588 | 0.94923 | 0.93286 | 0.91678 | 0.90097 | 0.88544 | 0.87017 | 0.85517 | 0.84043
F3_Commercial_Miscellaneous (ID)_Existing_Miscellaneous_Natural Gas_Miscellaneous_Baseline Forecast | F3 | Commercial | Miscellaneous (ID) | Existing | Miscellaneous | Natural Gas | Miscellaneous | Baseline Forecast | Summer Peak Demand (n/a) | 0 | 0 | 0 | 0 | 0 | 0 | 0 | 0 | 0 | 0 | 0 | 0 | 0 | 0 | 0 | 0 | 0 | 0 | 0 | 0 | 0 | 0 | 0 | 0 | 0 | 0 | 0
F4_Commercial_Miscellaneous (ID)_Existing_Miscellaneous_Natural Gas_Miscellaneous_Baseline Forecast | F4 | Commercial | Miscellaneous (ID) | Existing | Miscellaneous | Natural Gas | Miscellaneous | Baseline Forecast | Winter Peak Demand (n/a) | 0 | 0 | 0 | 0 | 0 | 0 | 0 | 0 | 0 | 0 | 0 | 0 | 0 | 0 | 0 | 0 | 0 | 0 | 0 | 0 | 0 | 0 | 0 | 0 | 0 | 0 | 0
F5_Commercial_Miscellaneous (ID)_Existing_Miscellaneous_Natural Gas_Miscellaneous_Baseline Forecast | F5 | Commercial | Miscellaneous (ID) | Existing | Miscellaneous | Natural Gas | Miscellaneous | Baseline Forecast | Turnover | 0 | 858299.5687 | 1004168.2146 | 1122195.0797 | 1061678.1606 | 1030479.8619 | 1020203.3329 | 1003340.979 | 984906.4078 | 967984.3366 | 951443.339 | 1145162.0009 | 1135236.1161 | 1118430.8468 | 1087324.2864 | 1066698.4226 | 1052036.1454 | 1033811.38 | 1015206.5907 | 997838.9589 | 980759.7695 | 1015261.718 | 992926.0594 | 970069.1493 | 951921.0108 | 936039.9149 | 920936.061
F6_Commercial_Miscellaneous (ID)_Existing_Miscellaneous_Natural Gas_Miscellaneous_Baseline Forecast | F6 | Commercial | Miscellaneous (ID) | Existing | Miscellaneous | Natural Gas | Miscellaneous | Baseline Forecast | Avg. Replacement Usage (therms) | 0.12964 | 0.12964 | 0.12964 | 0.12964 | 0.12964 | 0.12964 | 0.12964 | 0.12964 | 0.12964 | 0.12964 | 0.12964 | 0.12964 | 0.12964 | 0.12964 | 0.12964 | 0.12964 | 0.12964 | 0.12964 | 0.12964 | 0.12964 | 0.12964 | 0.12964 | 0.12964 | 0.12964 | 0.12964 | 0.12964 | 0.12964
F7_Commercial_Miscellaneous (ID)_Existing_Miscellaneous_Natural Gas_Miscellaneous_Baseline Forecast | F7 | Commercial | Miscellaneous (ID) | Existing | Miscellaneous | Natural Gas | Miscellaneous | Baseline Forecast | Avg. Replacement Summer Demand (n/a) | 0 | 0 | 0 | 0 | 0 | 0 | 0 | 0 | 0 | 0 | 0 | 0 | 0 | 0 | 0 | 0 | 0 | 0 | 0 | 0 | 0 | 0 | 0 | 0 | 0 | 0 | 0
F8_Commercial_Miscellaneous (ID)_Existing_Miscellaneous_Natural Gas_Miscellaneous_Baseline Forecast | F8 | Commercial | Miscellaneous (ID) | Existing | Miscellaneous | Natural Gas | Miscellaneous | Baseline Forecast | Avg. Replacement Winter Demand (n/a) | 0 | 0 | 0 | 0 | 0 | 0 | 0 | 0 | 0 | 0 | 0 | 0 | 0 | 0 | 0 | 0 | 0 | 0 | 0 | 0 | 0 | 0 | 0 | 0 | 0 | 0 | 0
F1_Commercial_Miscellaneous (ID)_New_Space Heating_Natural Gas_Furnace_Baseline Forecast | F1 | Commercial | Miscellaneous (ID) | New | Space Heating | Natural Gas | Furnace | Baseline Forecast | Units | 0 | 141461.8891 | 273474.6443 | 432469.1961 | 595219.3381 | 742167.6513 | 870268.2458 | 994170.4328 | 1114437.4102 | 1230152.2717 | 1344126.1286 | 1458163.4707 | 1570458.1189 | 1681215.6281 | 1791292.0847 | 1900359.4381 | 2008029.9888 | 2113974.7615 | 2218752.0776 | 2321795.3364 | 2422419.1365 | 2521476.4091 | 2619642.1164 | 2717768.3566 | 2814280.3153 | 2915533.3145 | 3005511.0731
F2_Commercial_Miscellaneous (ID)_New_Space Heating_Natural Gas_Furnace_Baseline Forecast | F2 | Commercial | Miscellaneous (ID) | New | Space Heating | Natural Gas | Furnace | Baseline Forecast | Usage (MMtherm) | 0 | 0.058654 | 0.11339 | 0.17931 | 0.2468 | 0.30772 | 0.36084 | 0.41221 | 0.46208 | 0.51006 | 0.55731 | 0.6046 | 0.65116 | 0.69708 | 0.74272 | 0.78795 | 0.83259 | 0.87652 | 0.91996 | 0.96269 | 1.0044 | 1.0455 | 1.0862 | 1.1269 | 1.1669 | 1.2089 | 1.2462
F3_Commercial_Miscellaneous (ID)_New_Space Heating_Natural Gas_Furnace_Baseline Forecast | F3 | Commercial | Miscellaneous (ID) | New | Space Heating | Natural Gas | Furnace | Baseline Forecast | Summer Peak Demand (n/a) | 0 | 0 | 0 | 0 | 0 | 0 | 0 | 0 | 0 | 0 | 0 | 0 | 0 | 0 | 0 | 0 | 0 | 0 | 0 | 0 | 0 | 0 | 0 | 0 | 0 | 0 | 0
F4_Commercial_Miscellaneous (ID)_New_Space Heating_Natural Gas_Furnace_Baseline Forecast | F4 | Commercial | Miscellaneous (ID) | New | Space Heating | Natural Gas | Furnace | Baseline Forecast | Winter Peak Demand (n/a) | 0 | 0 | 0 | 0 | 0 | 0 | 0 | 0 | 0 | 0 | 0 | 0 | 0 | 0 | 0 | 0 | 0 | 0 | 0 | 0 | 0 | 0 | 0 | 0 | 0 | 0 | 0
F5_Commercial_Miscellaneous (ID)_New_Space Heating_Natural Gas_Furnace_Baseline Forecast | F5 | Commercial | Miscellaneous (ID) | New | Space Heating | Natural Gas | Furnace | Baseline Forecast | Turnover | 0 | 141461.8891 | 132012.7552 | 158994.5518 | 162750.142 | 146948.3131 | 128100.5945 | 123902.187 | 120266.9774 | 115714.8615 | 113973.8569 | 114037.3421 | 125154.8199 | 134449.7341 | 146068.8929 | 156583.2176 | 164225.7283 | 169004.0793 | 173367.7935 | 176331.5999 | 177769.0975 | 179550.621 | 181708.5095 | 230526.0706 | 226087.3587 | 240925.0395 | 232383.8256
F6_Commercial_Miscellaneous (ID)_New_Space Heating_Natural Gas_Furnace_Baseline Forecast | F6 | Commercial | Miscellaneous (ID) | New | Space Heating | Natural Gas | Furnace | Baseline Forecast | Avg. Replacement Usage (therms) | 0.43029 | 0.41463 | 0.41463 | 0.41463 | 0.41463 | 0.41463 | 0.41463 | 0.41463 | 0.41463 | 0.41463 | 0.41463 | 0.41463 | 0.41463 | 0.41463 | 0.41463 | 0.41463 | 0.41463 | 0.41463 | 0.41463 | 0.41463 | 0.41463 | 0.41463 | 0.41463 | 0.41463 | 0.41463 | 0.41463 | 0.41463
F7_Commercial_Miscellaneous (ID)_New_Space Heating_Natural Gas_Furnace_Baseline Forecast | F7 | Commercial | Miscellaneous (ID) | New | Space Heating | Natural Gas | Furnace | Baseline Forecast | Avg. Replacement Summer Demand (n/a) | 0 | 0 | 0 | 0 | 0 | 0 | 0 | 0 | 0 | 0 | 0 | 0 | 0 | 0 | 0 | 0 | 0 | 0 | 0 | 0 | 0 | 0 | 0 | 0 | 0 | 0 | 0
F8_Commercial_Miscellaneous (ID)_New_Space Heating_Natural Gas_Furnace_Baseline Forecast | F8 | Commercial | Miscellaneous (ID) | New | Space Heating | Natural Gas | Furnace | Baseline Forecast | Avg. Replacement Winter Demand (n/a) | 0 | 0 | 0 | 0 | 0 | 0 | 0 | 0 | 0 | 0 | 0 | 0 | 0 | 0 | 0 | 0 | 0 | 0 | 0 | 0 | 0 | 0 | 0 | 0 | 0 | 0 | 0
F1_Commercial_Miscellaneous (ID)_New_Space Heating_Natural Gas_Boiler_Baseline Forecast | F1 | Commercial | Miscellaneous (ID) | New | Space Heating | Natural Gas | Boiler | Baseline Forecast | Units | 0 | 66699.3623 | 128943.4525 | 203909.4754 | 280646.2612 | 349932.4756 | 410331.9798 | 468751.9324 | 525457.8816 | 580017.5056 | 633756.2448 | 687524.9173 | 740471.9087 | 792694.1382 | 844595.251 | 896020.571 | 946787.2977 | 996740.3192 | 1046142.8841 | 1094727.8401 | 1142172.0199 | 1188877.5811 | 1235162.7686 | 1281429.3475 | 1326934.7917 | 1374675.6392 | 1417100.2043
F2_Commercial_Miscellaneous (ID)_New_Space Heating_Natural Gas_Boiler_Baseline Forecast | F2 | Commercial | Miscellaneous (ID) | New | Space Heating | Natural Gas | Boiler | Baseline Forecast | Usage (MMtherm) | 0 | 0.087131 | 0.16844 | 0.26632 | 0.36652 | 0.45694 | 0.53572 | 0.61188 | 0.6858 | 0.75689 | 0.8269 | 0.89691 | 0.96585 | 1.0338 | 1.1013 | 1.1683 | 1.2346 | 1.2999 | 1.3645 | 1.428 | 1.49 | 1.551 | 1.6115 | 1.6719 | 1.7313 | 1.7937 | 1.8491
F3_Commercial_Miscellaneous (ID)_New_Space Heating_Natural Gas_Boiler_Baseline Forecast | F3 | Commercial | Miscellaneous (ID) | New | Space Heating | Natural Gas | Boiler | Baseline Forecast | Summer Peak Demand (n/a) | 0 | 0 | 0 | 0 | 0 | 0 | 0 | 0 | 0 | 0 | 0 | 0 | 0 | 0 | 0 | 0 | 0 | 0 | 0 | 0 | 0 | 0 | 0 | 0 | 0 | 0 | 0
F4_Commercial_Miscellaneous (ID)_New_Space Heating_Natural Gas_Boiler_Baseline Forecast | F4 | Commercial | Miscellaneous (ID) | New | Space Heating | Natural Gas | Boiler | Baseline Forecast | Winter Peak Demand (n/a) | 0 | 0 | 0 | 0 | 0 | 0 | 0 | 0 | 0 | 0 | 0 | 0 | 0 | 0 | 0 | 0 | 0 | 0 | 0 | 0 | 0 | 0 | 0 | 0 | 0 | 0 | 0
F5_Commercial_Miscellaneous (ID)_New_Space Heating_Natural Gas_Boiler_Baseline Forecast | F5 | Commercial | Miscellaneous (ID) | New | Space Heating | Natural Gas | Boiler | Baseline Forecast | Turnover | 0 | 66699.3623 | 62244.0902 | 74966.0229 | 76736.7858 | 69286.2144 | 60399.5042 | 58419.9526 | 56705.9492 | 54559.6239 | 53738.7392 | 53768.6725 | 52946.9914 | 52222.2295 | 51901.1127 | 51425.3201 | 50766.7267 | 49953.0215 | 49402.5649 | 48584.956 | 47444.1798 | 46705.5612 | 46285.1876 | 46266.5788 | 45505.4442 | 47740.8475 | 42424.5651
F6_Commercial_Miscellaneous (ID)_New_Space Heating_Natural Gas_Boiler_Baseline Forecast | F6 | Commercial | Miscellaneous (ID) | New | Space Heating | Natural Gas | Boiler | Baseline Forecast | Avg. Replacement Usage (therms) | 1.3543 | 1.3063 | 1.3063 | 1.3057 | 1.3057 | 1.305 | 1.3044 | 1.3036 | 1.3036 | 1.3029 | 1.3029 | 1.3021 | 1.3021 | 1.3012 | 1.3012 | 1.3012 | 1.3077 | 1.3069 | 1.3069 | 1.3061 | 1.3069 | 1.3069 | 1.3061 | 1.3061 | 1.3061 | 1.3061 | 1.3061
F7_Commercial_Miscellaneous (ID)_New_Space Heating_Natural Gas_Boiler_Baseline Forecast | F7 | Commercial | Miscellaneous (ID) | New | Space Heating | Natural Gas | Boiler | Baseline Forecast | Avg. Replacement Summer Demand (n/a) | 0 | 0 | 0 | 0 | 0 | 0 | 0 | 0 | 0 | 0 | 0 | 0 | 0 | 0 | 0 | 0 | 0 | 0 | 0 | 0 | 0 | 0 | 0 | 0 | 0 | 0 | 0
F8_Commercial_Miscellaneous (ID)_New_Space Heating_Natural Gas_Boiler_Baseline Forecast | F8 | Commercial | Miscellaneous (ID) | New | Space Heating | Natural Gas | Boiler | Baseline Forecast | Avg. Replacement Winter Demand (n/a) | 0 | 0 | 0 | 0 | 0 | 0 | 0 | 0 | 0 | 0 | 0 | 0 | 0 | 0 | 0 | 0 | 0 | 0 | 0 | 0 | 0 | 0 | 0 | 0 | 0 | 0 | 0
F1_Commercial_Miscellaneous (ID)_New_Space Heating_Natural Gas_Unit Heater_Baseline Forecast | F1 | Commercial | Miscellaneous (ID) | New | Space Heating | Natural Gas | Unit Heater | Baseline Forecast | Units | 0 | 1058.7638 | 2046.8061 | 3236.7922 | 4454.8868 | 5554.7135 | 6513.4754 | 7440.8146 | 8340.9462 | 9207.0078 | 10060.039 | 10913.5453 | 11754.0085 | 12582.967 | 13406.8283 | 14223.137 | 15028.9913 | 15821.9292 | 16606.1294 | 17377.351 | 18130.4644 | 18871.8532 | 19606.5691 | 20340.9896 | 21063.3281 | 21821.1507 | 22494.5843
F2_Commercial_Miscellaneous (ID)_New_Space Heating_Natural Gas_Unit Heater_Baseline Forecast | F2 | Commercial | Miscellaneous (ID) | New | Space Heating | Natural Gas | Unit Heater | Baseline Forecast | Usage (MMtherm) | 0 | 0.0002195 | 0.00042433 | 0.00067104 | 0.00092356 | 0.0011516 | 0.0013503 | 0.0015426 | 0.0017292 | 0.0019088 | 0.0020856 | 0.0022625 | 0.0024368 | 0.0026086 | 0.0027794 | 0.0029487 | 0.0031157 | 0.0032801 | 0.0034427 | 0.0036026 | 0.0037587 | 0.0039124 | 0.0040647 | 0.004217 | 0.0043667 | 0.0045239 | 0.0046635
F3_Commercial_Miscellaneous (ID)_New_Space Heating_Natural Gas_Unit Heater_Baseline Forecast | F3 | Commercial | Miscellaneous (ID) | New | Space Heating | Natural Gas | Unit Heater | Baseline Forecast | Summer Peak Demand (n/a) | 0 | 0 | 0 | 0 | 0 | 0 | 0 | 0 | 0 | 0 | 0 | 0 | 0 | 0 | 0 | 0 | 0 | 0 | 0 | 0 | 0 | 0 | 0 | 0 | 0 | 0 | 0
F4_Commercial_Miscellaneous (ID)_New_Space Heating_Natural Gas_Unit Heater_Baseline Forecast | F4 | Commercial | Miscellaneous (ID) | New | Space Heating | Natural Gas | Unit Heater | Baseline Forecast | Winter Peak Demand (n/a) | 0 | 0 | 0 | 0 | 0 | 0 | 0 | 0 | 0 | 0 | 0 | 0 | 0 | 0 | 0 | 0 | 0 | 0 | 0 | 0 | 0 | 0 | 0 | 0 | 0 | 0 | 0
F5_Commercial_Miscellaneous (ID)_New_Space Heating_Natural Gas_Unit Heater_Baseline Forecast | F5 | Commercial | Miscellaneous (ID) | New | Space Heating | Natural Gas | Unit Heater | Baseline Forecast | Turnover | 0 | 1058.7638 | 988.0423 | 1189.9861 | 1218.0946 | 1099.8267 | 958.7619 | 927.3392 | 900.1317 | 866.0616 | 853.0311 | 853.5063 | 840.4632 | 828.9586 | 823.8613 | 816.3087 | 805.8544 | 889.1892 | 961.5233 | 1040.6051 | 1108.7433 | 1164.6729 | 1206.6799 | 1247.7822 | 1270.8611 | 1335.2124 | 1275.8817
F6_Commercial_Miscellaneous (ID)_New_Space Heating_Natural Gas_Unit Heater_Baseline Forecast | F6 | Commercial | Miscellaneous (ID) | New | Space Heating | Natural Gas | Unit Heater | Baseline Forecast | Avg. Replacement Usage (therms) | 0.21514 | 0.20731 | 0.20731 | 0.20731 | 0.20731 | 0.20731 | 0.20731 | 0.20731 | 0.20731 | 0.20731 | 0.20731 | 0.20731 | 0.20731 | 0.20731 | 0.20731 | 0.20731 | 0.20731 | 0.20731 | 0.20731 | 0.20731 | 0.20731 | 0.20731 | 0.20731 | 0.20731 | 0.20731 | 0.20731 | 0.20731
F7_Commercial_Miscellaneous (ID)_New_Space Heating_Natural Gas_Unit Heater_Baseline Forecast | F7 | Commercial | Miscellaneous (ID) | New | Space Heating | Natural Gas | Unit Heater | Baseline Forecast | Avg. Replacement Summer Demand (n/a) | 0 | 0 | 0 | 0 | 0 | 0 | 0 | 0 | 0 | 0 | 0 | 0 | 0 | 0 | 0 | 0 | 0 | 0 | 0 | 0 | 0 | 0 | 0 | 0 | 0 | 0 | 0
F8_Commercial_Miscellaneous (ID)_New_Space Heating_Natural Gas_Unit Heater_Baseline Forecast | F8 | Commercial | Miscellaneous (ID) | New | Space Heating | Natural Gas | Unit Heater | Baseline Forecast | Avg. Replacement Winter Demand (n/a) | 0 | 0 | 0 | 0 | 0 | 0 | 0 | 0 | 0 | 0 | 0 | 0 | 0 | 0 | 0 | 0 | 0 | 0 | 0 | 0 | 0 | 0 | 0 | 0 | 0 | 0 | 0
F1_Commercial_Miscellaneous (ID)_New_Water Heating_Natural Gas_Water Heater_Baseline Forecast | F1 | Commercial | Miscellaneous (ID) | New | Water Heating | Natural Gas | Water Heater | Baseline Forecast | Units | 0 | 206249.7201 | 398722.7173 | 630534.8471 | 867822.5819 | 1082071.4416 | 1268840.5561 | 1449488.4433 | 1624836.2389 | 1793547.1047 | 1959719.6068 | 2125984.6696 | 2289708.9058 | 2451192.0122 | 2611682.1518 | 2770701.0315 | 2927683.3894 | 3082149.5843 | 3234913.6413 | 3385149.464 | 3531857.7451 | 3676282.0482 | 3819406.4597 | 3962473.3288 | 4103186.595 | 4250812.2408 | 4381998.7226
F2_Commercial_Miscellaneous (ID)_New_Water Heating_Natural Gas_Water Heater_Baseline Forecast | F2 | Commercial | Miscellaneous (ID) | New | Water Heating | Natural Gas | Water Heater | Baseline Forecast | Usage (MMtherm) | 0 | 0.06954 | 0.13443 | 0.21259 | 0.2926 | 0.36483 | 0.4278 | 0.48871 | 0.54783 | 0.60472 | 0.66074 | 0.7168 | 0.772 | 0.82645 | 0.88056 | 0.93417 | 0.9871 | 1.0392 | 1.0907 | 1.1413 | 1.1908 | 1.2395 | 1.2878 | 1.336 | 1.3834 | 1.4332 | 1.4774
F3_Commercial_Miscellaneous (ID)_New_Water Heating_Natural Gas_Water Heater_Baseline Forecast | F3 | Commercial | Miscellaneous (ID) | New | Water Heating | Natural Gas | Water Heater | Baseline Forecast | Summer Peak Demand (n/a) | 0 | 0 | 0 | 0 | 0 | 0 | 0 | 0 | 0 | 0 | 0 | 0 | 0 | 0 | 0 | 0 | 0 | 0 | 0 | 0 | 0 | 0 | 0 | 0 | 0 | 0 | 0
F4_Commercial_Miscellaneous (ID)_New_Water Heating_Natural Gas_Water Heater_Baseline Forecast | F4 | Commercial | Miscellaneous (ID) | New | Water Heating | Natural Gas | Water Heater | Baseline Forecast | Winter Peak Demand (n/a) | 0 | 0 | 0 | 0 | 0 | 0 | 0 | 0 | 0 | 0 | 0 | 0 | 0 | 0 | 0 | 0 | 0 | 0 | 0 | 0 | 0 | 0 | 0 | 0 | 0 | 0 | 0
F5_Commercial_Miscellaneous (ID)_New_Water Heating_Natural Gas_Water Heater_Baseline Forecast | F5 | Commercial | Miscellaneous (ID) | New | Water Heating | Natural Gas | Water Heater | Baseline Forecast | Turnover | 0 | 206249.7201 | 192472.9972 | 231812.1298 | 237287.7348 | 214248.8598 | 186769.1144 | 180647.8872 | 175347.7956 | 168710.8658 | 166172.5021 | 166265.0628 | 182474.2108 | 196026.0829 | 212966.6757 | 228296.4337 | 239439.1217 | 246405.8995 | 252768.1419 | 257089.3358 | 259185.1899 | 261782.6295 | 264928.8049 | 336104.2173 | 329632.6292 | 351265.788 | 338812.8015
F6_Commercial_Miscellaneous (ID)_New_Water Heating_Natural Gas_Water Heater_Baseline Forecast | F6 | Commercial | Miscellaneous (ID) | New | Water Heating | Natural Gas | Water Heater | Baseline Forecast | Avg. Replacement Usage (therms) | 0.33716 | 0.33716 | 0.33716 | 0.33716 | 0.33716 | 0.33716 | 0.33716 | 0.33716 | 0.33716 | 0.33716 | 0.33716 | 0.33716 | 0.33716 | 0.33716 | 0.33716 | 0.33716 | 0.33716 | 0.33716 | 0.33716 | 0.33716 | 0.33716 | 0.33716 | 0.33716 | 0.33716 | 0.33716 | 0.33716 | 0.33716
F7_Commercial_Miscellaneous (ID)_New_Water Heating_Natural Gas_Water Heater_Baseline Forecast | F7 | Commercial | Miscellaneous (ID) | New | Water Heating | Natural Gas | Water Heater | Baseline Forecast | Avg. Replacement Summer Demand (n/a) | 0 | 0 | 0 | 0 | 0 | 0 | 0 | 0 | 0 | 0 | 0 | 0 | 0 | 0 | 0 | 0 | 0 | 0 | 0 | 0 | 0 | 0 | 0 | 0 | 0 | 0 | 0
F8_Commercial_Miscellaneous (ID)_New_Water Heating_Natural Gas_Water Heater_Baseline Forecast | F8 | Commercial | Miscellaneous (ID) | New | Water Heating | Natural Gas | Water Heater | Baseline Forecast | Avg. Replacement Winter Demand (n/a) | 0 | 0 | 0 | 0 | 0 | 0 | 0 | 0 | 0 | 0 | 0 | 0 | 0 | 0 | 0 | 0 | 0 | 0 | 0 | 0 | 0 | 0 | 0 | 0 | 0 | 0 | 0
F1_Commercial_Miscellaneous (ID)_New_Food Preparation_Natural Gas_Oven_Baseline Forecast | F1 | Commercial | Miscellaneous (ID) | New | Food Preparation | Natural Gas | Oven | Baseline Forecast | Units | 0 | 73366.7623 | 141832.8947 | 224292.6693 | 308700.2158 | 384912.4171 | 451349.575 | 515609.3015 | 577983.6894 | 637997.2012 | 697107.7709 | 756251.2662 | 814490.9434 | 871933.4101 | 929022.6606 | 985588.5573 | 1041430.0262 | 1096376.4504 | 1150717.3933 | 1204158.9975 | 1256345.7912 | 1307720.1325 | 1358632.0789 | 1409523.5563 | 1459577.8146 | 1512090.9315 | 1558756.3399
F2_Commercial_Miscellaneous (ID)_New_Food Preparation_Natural Gas_Oven_Baseline Forecast | F2 | Commercial | Miscellaneous (ID) | New | Food Preparation | Natural Gas | Oven | Baseline Forecast | Usage (MMtherm) | 0 | 0.00086322 | 0.0016688 | 0.002639 | 0.0036321 | 0.0045288 | 0.0053105 | 0.0060666 | 0.0068005 | 0.0075066 | 0.0082021 | 0.0088979 | 0.0095832 | 0.010259 | 0.010931 | 0.011596 | 0.012253 | 0.0129 | 0.013539 | 0.014168 | 0.014782 | 0.015386 | 0.015985 | 0.016584 | 0.017173 | 0.017791 | 0.01834
F3_Commercial_Miscellaneous (ID)_New_Food Preparation_Natural Gas_Oven_Baseline Forecast | F3 | Commercial | Miscellaneous (ID) | New | Food Preparation | Natural Gas | Oven | Baseline Forecast | Summer Peak Demand (n/a) | 0 | 0 | 0 | 0 | 0 | 0 | 0 | 0 | 0 | 0 | 0 | 0 | 0 | 0 | 0 | 0 | 0 | 0 | 0 | 0 | 0 | 0 | 0 | 0 | 0 | 0 | 0
F4_Commercial_Miscellaneous (ID)_New_Food Preparation_Natural Gas_Oven_Baseline Forecast | F4 | Commercial | Miscellaneous (ID) | New | Food Preparation | Natural Gas | Oven | Baseline Forecast | Winter Peak Demand (n/a) | 0 | 0 | 0 | 0 | 0 | 0 | 0 | 0 | 0 | 0 | 0 | 0 | 0 | 0 | 0 | 0 | 0 | 0 | 0 | 0 | 0 | 0 | 0 | 0 | 0 | 0 | 0
F5_Commercial_Miscellaneous (ID)_New_Food Preparation_Natural Gas_Oven_Baseline Forecast | F5 | Commercial | Miscellaneous (ID) | New | Food Preparation | Natural Gas | Oven | Baseline Forecast | Turnover | 0 | 73366.7623 | 68466.1324 | 82459.7746 | 84407.5465 | 76212.2012 | 66437.1579 | 64259.7265 | 62374.3879 | 60013.5117 | 73783.9222 | 84575.4037 | 95077.1589 | 103793.9614 | 109412.8865 | 130944.8935 | 126911.9411 | 127946.0288 | 125253.9257 | 122780.4142 | 122010.4535 | 125677.9004 | 130619.3557 | 135921.0927 | 147876.7597 | 158982.4284 | 160183.0355
F6_Commercial_Miscellaneous (ID)_New_Food Preparation_Natural Gas_Oven_Baseline Forecast | F6 | Commercial | Miscellaneous (ID) | New | Food Preparation | Natural Gas | Oven | Baseline Forecast | Avg. Replacement Usage (therms) | 0.011766 | 0.011766 | 0.011766 | 0.011766 | 0.011766 | 0.011766 | 0.011766 | 0.011766 | 0.011766 | 0.011766 | 0.011766 | 0.011766 | 0.011766 | 0.011766 | 0.011766 | 0.011766 | 0.011766 | 0.011766 | 0.011766 | 0.011766 | 0.011766 | 0.011766 | 0.011766 | 0.011766 | 0.011766 | 0.011766 | 0.011766
F7_Commercial_Miscellaneous (ID)_New_Food Preparation_Natural Gas_Oven_Baseline Forecast | F7 | Commercial | Miscellaneous (ID) | New | Food Preparation | Natural Gas | Oven | Baseline Forecast | Avg. Replacement Summer Demand (n/a) | 0 | 0 | 0 | 0 | 0 | 0 | 0 | 0 | 0 | 0 | 0 | 0 | 0 | 0 | 0 | 0 | 0 | 0 | 0 | 0 | 0 | 0 | 0 | 0 | 0 | 0 | 0
F8_Commercial_Miscellaneous (ID)_New_Food Preparation_Natural Gas_Oven_Baseline Forecast | F8 | Commercial | Miscellaneous (ID) | New | Food Preparation | Natural Gas | Oven | Baseline Forecast | Avg. Replacement Winter Demand (n/a) | 0 | 0 | 0 | 0 | 0 | 0 | 0 | 0 | 0 | 0 | 0 | 0 | 0 | 0 | 0 | 0 | 0 | 0 | 0 | 0 | 0 | 0 | 0 | 0 | 0 | 0 | 0
F1_Commercial_Miscellaneous (ID)_New_Food Preparation_Natural Gas_Conveyor Oven_Baseline Forecast | F1 | Commercial | Miscellaneous (ID) | New | Food Preparation | Natural Gas | Conveyor Oven | Baseline Forecast | Units | 0 | 36683.3812 | 70916.4474 | 112146.3347 | 154350.1079 | 192456.2085 | 225674.7875 | 257804.6508 | 288991.8447 | 318998.6006 | 348553.8855 | 378125.6331 | 407245.4717 | 435966.7051 | 464511.3303 | 492794.2786 | 520715.0131 | 548188.2252 | 575358.6967 | 602079.4987 | 628172.8956 | 653860.0662 | 679316.0394 | 704761.7782 | 729788.9073 | 756045.4658 | 779378.17
F2_Commercial_Miscellaneous (ID)_New_Food Preparation_Natural Gas_Conveyor Oven_Baseline Forecast | F2 | Commercial | Miscellaneous (ID) | New | Food Preparation | Natural Gas | Conveyor Oven | Baseline Forecast | Usage (MMtherm) | 0 | 0.00073852 | 0.0014277 | 0.0022577 | 0.0031074 | 0.0038746 | 0.0045433 | 0.0051902 | 0.005818 | 0.0064221 | 0.0070171 | 0.0076125 | 0.0081987 | 0.008777 | 0.0093516 | 0.009921 | 0.010483 | 0.011036 | 0.011583 | 0.012121 | 0.012646 | 0.013164 | 0.013676 | 0.014188 | 0.014692 | 0.015221 | 0.015691
F3_Commercial_Miscellaneous (ID)_New_Food Preparation_Natural Gas_Conveyor Oven_Baseline Forecast | F3 | Commercial | Miscellaneous (ID) | New | Food Preparation | Natural Gas | Conveyor Oven | Baseline Forecast | Summer Peak Demand (n/a) | 0 | 0 | 0 | 0 | 0 | 0 | 0 | 0 | 0 | 0 | 0 | 0 | 0 | 0 | 0 | 0 | 0 | 0 | 0 | 0 | 0 | 0 | 0 | 0 | 0 | 0 | 0
F4_Commercial_Miscellaneous (ID)_New_Food Preparation_Natural Gas_Conveyor Oven_Baseline Forecast | F4 | Commercial | Miscellaneous (ID) | New | Food Preparation | Natural Gas | Conveyor Oven | Baseline Forecast | Winter Peak Demand (n/a) | 0 | 0 | 0 | 0 | 0 | 0 | 0 | 0 | 0 | 0 | 0 | 0 | 0 | 0 | 0 | 0 | 0 | 0 | 0 | 0 | 0 | 0 | 0 | 0 | 0 | 0 | 0
F5_Commercial_Miscellaneous (ID)_New_Food Preparation_Natural Gas_Conveyor Oven_Baseline Forecast | F5 | Commercial | Miscellaneous (ID) | New | Food Preparation | Natural Gas | Conveyor Oven | Baseline Forecast | Turnover | 0 | 36683.3812 | 34233.0662 | 41229.8873 | 42203.7733 | 38106.1006 | 33218.579 | 32129.8633 | 31187.194 | 30006.7559 | 29555.2849 | 29571.7476 | 29119.8386 | 28721.2334 | 28544.6252 | 28282.9483 | 27920.7345 | 34809.8883 | 39886.4257 | 45139.5429 | 49269.1442 | 51848.9887 | 62645.4716 | 60980.9748 | 61526.9314 | 61713.0498 | 56534.774
F6_Commercial_Miscellaneous (ID)_New_Food Preparation_Natural Gas_Conveyor Oven_Baseline Forecast | F6 | Commercial | Miscellaneous (ID) | New | Food Preparation | Natural Gas | Conveyor Oven | Baseline Forecast | Avg. Replacement Usage (therms) | 0.020132 | 0.020132 | 0.020132 | 0.020132 | 0.020132 | 0.020132 | 0.020132 | 0.020132 | 0.020132 | 0.020132 | 0.020132 | 0.020132 | 0.020132 | 0.020132 | 0.020132 | 0.020132 | 0.020132 | 0.020132 | 0.020132 | 0.020132 | 0.020132 | 0.020132 | 0.020132 | 0.020132 | 0.020132 | 0.020132 | 0.020132
F7_Commercial_Miscellaneous (ID)_New_Food Preparation_Natural Gas_Conveyor Oven_Baseline Forecast | F7 | Commercial | Miscellaneous (ID) | New | Food Preparation | Natural Gas | Conveyor Oven | Baseline Forecast | Avg. Replacement Summer Demand (n/a) | 0 | 0 | 0 | 0 | 0 | 0 | 0 | 0 | 0 | 0 | 0 | 0 | 0 | 0 | 0 | 0 | 0 | 0 | 0 | 0 | 0 | 0 | 0 | 0 | 0 | 0 | 0
F8_Commercial_Miscellaneous (ID)_New_Food Preparation_Natural Gas_Conveyor Oven_Baseline Forecast | F8 | Commercial | Miscellaneous (ID) | New | Food Preparation | Natural Gas | Conveyor Oven | Baseline Forecast | Avg. Replacement Winter Demand (n/a) | 0 | 0 | 0 | 0 | 0 | 0 | 0 | 0 | 0 | 0 | 0 | 0 | 0 | 0 | 0 | 0 | 0 | 0 | 0 | 0 | 0 | 0 | 0 | 0 | 0 | 0 | 0
F1_Commercial_Miscellaneous (ID)_New_Food Preparation_Natural Gas_Double Rack Oven_Baseline Forecast | F1 | Commercial | Miscellaneous (ID) | New | Food Preparation | Natural Gas | Double Rack Oven | Baseline Forecast | Units | 0 | 36683.3812 | 70916.4474 | 112146.3347 | 154350.1079 | 192456.2085 | 225674.7875 | 257804.6508 | 288991.8447 | 318998.6006 | 348553.8855 | 378125.6331 | 407245.4717 | 435966.7051 | 464511.3303 | 492794.2786 | 520715.0131 | 548188.2252 | 575358.6967 | 602079.4987 | 628172.8956 | 653860.0662 | 679316.0394 | 704761.7782 | 729788.9073 | 756045.4658 | 779378.17
F2_Commercial_Miscellaneous (ID)_New_Food Preparation_Natural Gas_Double Rack Oven_Baseline Forecast | F2 | Commercial | Miscellaneous (ID) | New | Food Preparation | Natural Gas | Double Rack Oven | Baseline Forecast | Usage (MMtherm) | 0 | 0.0011219 | 0.0021689 | 0.0034299 | 0.0047207 | 0.0058862 | 0.0069021 | 0.0078848 | 0.0088387 | 0.0097564 | 0.01066 | 0.011565 | 0.012455 | 0.013334 | 0.014207 | 0.015072 | 0.015926 | 0.016766 | 0.017597 | 0.018414 | 0.019212 | 0.019998 | 0.020776 | 0.021555 | 0.02232 | 0.023123 | 0.023837
F3_Commercial_Miscellaneous (ID)_New_Food Preparation_Natural Gas_Double Rack Oven_Baseline Forecast | F3 | Commercial | Miscellaneous (ID) | New | Food Preparation | Natural Gas | Double Rack Oven | Baseline Forecast | Summer Peak Demand (n/a) | 0 | 0 | 0 | 0 | 0 | 0 | 0 | 0 | 0 | 0 | 0 | 0 | 0 | 0 | 0 | 0 | 0 | 0 | 0 | 0 | 0 | 0 | 0 | 0 | 0 | 0 | 0
F4_Commercial_Miscellaneous (ID)_New_Food Preparation_Natural Gas_Double Rack Oven_Baseline Forecast | F4 | Commercial | Miscellaneous (ID) | New | Food Preparation | Natural Gas | Double Rack Oven | Baseline Forecast | Winter Peak Demand (n/a) | 0 | 0 | 0 | 0 | 0 | 0 | 0 | 0 | 0 | 0 | 0 | 0 | 0 | 0 | 0 | 0 | 0 | 0 | 0 | 0 | 0 | 0 | 0 | 0 | 0 | 0 | 0
F5_Commercial_Miscellaneous (ID)_New_Food Preparation_Natural Gas_Double Rack Oven_Baseline Forecast | F5 | Commercial | Miscellaneous (ID) | New | Food Preparation | Natural Gas | Double Rack Oven | Baseline Forecast | Turnover | 0 | 36683.3812 | 34233.0662 | 41229.8873 | 42203.7733 | 38106.1006 | 33218.579 | 32129.8633 | 31187.194 | 30006.7559 | 33631.2161 | 36998.4716 | 40302.4697 | 43350.658 | 45782.5694 | 47296.5186 | 48391.6707 | 49134.8435 | 49759.339 | 61833.1031 | 60660.7073 | 63046.3652 | 63780.7903 | 63337.3325 | 62458.6211 | 64570.5822 | 62558.7499
F6_Commercial_Miscellaneous (ID)_New_Food Preparation_Natural Gas_Double Rack Oven_Baseline Forecast | F6 | Commercial | Miscellaneous (ID) | New | Food Preparation | Natural Gas | Double Rack Oven | Baseline Forecast | Avg. Replacement Usage (therms) | 0.030584 | 0.030584 | 0.030584 | 0.030584 | 0.030584 | 0.030584 | 0.030584 | 0.030584 | 0.030584 | 0.030584 | 0.030584 | 0.030584 | 0.030584 | 0.030584 | 0.030584 | 0.030584 | 0.030584 | 0.030584 | 0.030584 | 0.030584 | 0.030584 | 0.030584 | 0.030584 | 0.030584 | 0.030584 | 0.030584 | 0.030584
F7_Commercial_Miscellaneous (ID)_New_Food Preparation_Natural Gas_Double Rack Oven_Baseline Forecast | F7 | Commercial | Miscellaneous (ID) | New | Food Preparation | Natural Gas | Double Rack Oven | Baseline Forecast | Avg. Replacement Summer Demand (n/a) | 0 | 0 | 0 | 0 | 0 | 0 | 0 | 0 | 0 | 0 | 0 | 0 | 0 | 0 | 0 | 0 | 0 | 0 | 0 | 0 | 0 | 0 | 0 | 0 | 0 | 0 | 0
F8_Commercial_Miscellaneous (ID)_New_Food Preparation_Natural Gas_Double Rack Oven_Baseline Forecast | F8 | Commercial | Miscellaneous (ID) | New | Food Preparation | Natural Gas | Double Rack Oven | Baseline Forecast | Avg. Replacement Winter Demand (n/a) | 0 | 0 | 0 | 0 | 0 | 0 | 0 | 0 | 0 | 0 | 0 | 0 | 0 | 0 | 0 | 0 | 0 | 0 | 0 | 0 | 0 | 0 | 0 | 0 | 0 | 0 | 0
F1_Commercial_Miscellaneous (ID)_New_Food Preparation_Natural Gas_Fryer_Baseline Forecast | F1 | Commercial | Miscellaneous (ID) | New | Food Preparation | Natural Gas | Fryer | Baseline Forecast | Units | 0 | 6299.9796 | 12179.1437 | 19259.9373 | 26507.9853 | 33052.3018 | 38757.2386 | 44275.2 | 49631.2681 | 54784.6084 | 59860.4135 | 64939.0459 | 69940.0677 | 74872.6333 | 79774.8683 | 84632.1631 | 89427.2516 | 94145.4828 | 98811.7216 | 103400.7344 | 107881.9971 | 112293.4948 | 116665.2868 | 121035.3211 | 125333.4637 | 129842.7477 | 133849.8908
F2_Commercial_Miscellaneous (ID)_New_Food Preparation_Natural Gas_Fryer_Baseline Forecast | F2 | Commercial | Miscellaneous (ID) | New | Food Preparation | Natural Gas | Fryer | Baseline Forecast | Usage (MMtherm) | 0 | 0.00011484 | 0.00022201 | 0.00035109 | 0.00048321 | 0.00060251 | 0.0007065 | 0.00080709 | 0.00090472 | 0.00099866 | 0.0010912 | 0.0011838 | 0.0012749 | 0.0013648 | 0.0014542 | 0.0015427 | 0.0016302 | 0.0017162 | 0.0018012 | 0.0018849 | 0.0019666 | 0.002047 | 0.0021267 | 0.0022063 | 0.0022847 | 0.0023669 | 0.0024399
F3_Commercial_Miscellaneous (ID)_New_Food Preparation_Natural Gas_Fryer_Baseline Forecast | F3 | Commercial | Miscellaneous (ID) | New | Food Preparation | Natural Gas | Fryer | Baseline Forecast | Summer Peak Demand (n/a) | 0 | 0 | 0 | 0 | 0 | 0 | 0 | 0 | 0 | 0 | 0 | 0 | 0 | 0 | 0 | 0 | 0 | 0 | 0 | 0 | 0 | 0 | 0 | 0 | 0 | 0 | 0
F4_Commercial_Miscellaneous (ID)_New_Food Preparation_Natural Gas_Fryer_Baseline Forecast | F4 | Commercial | Miscellaneous (ID) | New | Food Preparation | Natural Gas | Fryer | Baseline Forecast | Winter Peak Demand (n/a) | 0 | 0 | 0 | 0 | 0 | 0 | 0 | 0 | 0 | 0 | 0 | 0 | 0 | 0 | 0 | 0 | 0 | 0 | 0 | 0 | 0 | 0 | 0 | 0 | 0 | 0 | 0
F5_Commercial_Miscellaneous (ID)_New_Food Preparation_Natural Gas_Fryer_Baseline Forecast | F5 | Commercial | Miscellaneous (ID) | New | Food Preparation | Natural Gas | Fryer | Baseline Forecast | Turnover | 0 | 6299.9796 | 5879.1641 | 7080.7935 | 7248.0481 | 6544.3165 | 5704.9368 | 5517.9614 | 5356.068 | 5153.3404 | 5075.8051 | 5078.6324 | 5573.7472 | 5987.6945 | 6505.1517 | 6973.4052 | 7313.763 | 7526.566 | 7720.9033 | 7852.8958 | 7916.9145 | 7996.2544 | 8092.3555 | 10266.4368 | 10068.7595 | 10729.553 | 10349.1715
F6_Commercial_Miscellaneous (ID)_New_Food Preparation_Natural Gas_Fryer_Baseline Forecast | F6 | Commercial | Miscellaneous (ID) | New | Food Preparation | Natural Gas | Fryer | Baseline Forecast | Avg. Replacement Usage (therms) | 0.018229 | 0.018229 | 0.018229 | 0.018229 | 0.018229 | 0.018229 | 0.018229 | 0.018229 | 0.018229 | 0.018229 | 0.018229 | 0.018229 | 0.018229 | 0.018229 | 0.018229 | 0.018229 | 0.018229 | 0.018229 | 0.018229 | 0.018229 | 0.018229 | 0.018229 | 0.018229 | 0.018229 | 0.018229 | 0.018229 | 0.018229
F7_Commercial_Miscellaneous (ID)_New_Food Preparation_Natural Gas_Fryer_Baseline Forecast | F7 | Commercial | Miscellaneous (ID) | New | Food Preparation | Natural Gas | Fryer | Baseline Forecast | Avg. Replacement Summer Demand (n/a) | 0 | 0 | 0 | 0 | 0 | 0 | 0 | 0 | 0 | 0 | 0 | 0 | 0 | 0 | 0 | 0 | 0 | 0 | 0 | 0 | 0 | 0 | 0 | 0 | 0 | 0 | 0
F8_Commercial_Miscellaneous (ID)_New_Food Preparation_Natural Gas_Fryer_Baseline Forecast | F8 | Commercial | Miscellaneous (ID) | New | Food Preparation | Natural Gas | Fryer | Baseline Forecast | Avg. Replacement Winter Demand (n/a) | 0 | 0 | 0 | 0 | 0 | 0 | 0 | 0 | 0 | 0 | 0 | 0 | 0 | 0 | 0 | 0 | 0 | 0 | 0 | 0 | 0 | 0 | 0 | 0 | 0 | 0 | 0
F1_Commercial_Miscellaneous (ID)_New_Food Preparation_Natural Gas_Broiler_Baseline Forecast | F1 | Commercial | Miscellaneous (ID) | New | Food Preparation | Natural Gas | Broiler | Baseline Forecast | Units | 0 | 71805.7674 | 138815.1736 | 219520.4849 | 302132.1261 | 376722.7912 | 441746.3926 | 504638.8909 | 565686.1641 | 624422.7926 | 682275.6907 | 740160.8137 | 797161.3489 | 853381.6355 | 909256.221 | 964618.588 | 1019271.9406 | 1073049.2919 | 1126234.0445 | 1178538.5933 | 1229615.0296 | 1279896.2999 | 1329725.0133 | 1379533.6934 | 1428522.9675 | 1479918.784 | 1525591.3114
F2_Commercial_Miscellaneous (ID)_New_Food Preparation_Natural Gas_Broiler_Baseline Forecast | F2 | Commercial | Miscellaneous (ID) | New | Food Preparation | Natural Gas | Broiler | Baseline Forecast | Usage (MMtherm) | 0 | 0.0013988 | 0.0027041 | 0.0042763 | 0.0058856 | 0.0073386 | 0.0086053 | 0.0098304 | 0.01102 | 0.012164 | 0.013291 | 0.014418 | 0.015529 | 0.016624 | 0.017712 | 0.018791 | 0.019856 | 0.020903 | 0.021939 | 0.022958 | 0.023953 | 0.024933 | 0.025903 | 0.026874 | 0.027828 | 0.028829 | 0.029719
F3_Commercial_Miscellaneous (ID)_New_Food Preparation_Natural Gas_Broiler_Baseline Forecast | F3 | Commercial | Miscellaneous (ID) | New | Food Preparation | Natural Gas | Broiler | Baseline Forecast | Summer Peak Demand (n/a) | 0 | 0 | 0 | 0 | 0 | 0 | 0 | 0 | 0 | 0 | 0 | 0 | 0 | 0 | 0 | 0 | 0 | 0 | 0 | 0 | 0 | 0 | 0 | 0 | 0 | 0 | 0
F4_Commercial_Miscellaneous (ID)_New_Food Preparation_Natural Gas_Broiler_Baseline Forecast | F4 | Commercial | Miscellaneous (ID) | New | Food Preparation | Natural Gas | Broiler | Baseline Forecast | Winter Peak Demand (n/a) | 0 | 0 | 0 | 0 | 0 | 0 | 0 | 0 | 0 | 0 | 0 | 0 | 0 | 0 | 0 | 0 | 0 | 0 | 0 | 0 | 0 | 0 | 0 | 0 | 0 | 0 | 0
F5_Commercial_Miscellaneous (ID)_New_Food Preparation_Natural Gas_Broiler_Baseline Forecast | F5 | Commercial | Miscellaneous (ID) | New | Food Preparation | Natural Gas | Broiler | Baseline Forecast | Turnover | 0 | 71805.7674 | 67009.4062 | 80705.3113 | 82611.6413 | 74590.665 | 65023.6014 | 62892.4983 | 61047.2733 | 58736.6285 | 65831.3167 | 72422.5402 | 78889.9406 | 84856.6071 | 89616.9444 | 92580.4194 | 94724.1213 | 96178.8427 | 97401.2593 | 121035.0104 | 118740.108 | 123409.9063 | 124847.5044 | 123979.4593 | 122259.4285 | 126393.4801 | 122455.4253
F6_Commercial_Miscellaneous (ID)_New_Food Preparation_Natural Gas_Broiler_Baseline Forecast | F6 | Commercial | Miscellaneous (ID) | New | Food Preparation | Natural Gas | Broiler | Baseline Forecast | Avg. Replacement Usage (therms) | 0.01948 | 0.01948 | 0.01948 | 0.01948 | 0.01948 | 0.01948 | 0.01948 | 0.01948 | 0.01948 | 0.01948 | 0.01948 | 0.01948 | 0.01948 | 0.01948 | 0.01948 | 0.01948 | 0.01948 | 0.01948 | 0.01948 | 0.01948 | 0.01948 | 0.01948 | 0.01948 | 0.01948 | 0.01948 | 0.01948 | 0.01948
F7_Commercial_Miscellaneous (ID)_New_Food Preparation_Natural Gas_Broiler_Baseline Forecast | F7 | Commercial | Miscellaneous (ID) | New | Food Preparation | Natural Gas | Broiler | Baseline Forecast | Avg. Replacement Summer Demand (n/a) | 0 | 0 | 0 | 0 | 0 | 0 | 0 | 0 | 0 | 0 | 0 | 0 | 0 | 0 | 0 | 0 | 0 | 0 | 0 | 0 | 0 | 0 | 0 | 0 | 0 | 0 | 0
F8_Commercial_Miscellaneous (ID)_New_Food Preparation_Natural Gas_Broiler_Baseline Forecast | F8 | Commercial | Miscellaneous (ID) | New | Food Preparation | Natural Gas | Broiler | Baseline Forecast | Avg. Replacement Winter Demand (n/a) | 0 | 0 | 0 | 0 | 0 | 0 | 0 | 0 | 0 | 0 | 0 | 0 | 0 | 0 | 0 | 0 | 0 | 0 | 0 | 0 | 0 | 0 | 0 | 0 | 0 | 0 | 0
F1_Commercial_Miscellaneous (ID)_New_Food Preparation_Natural Gas_Griddle_Baseline Forecast | F1 | Commercial | Miscellaneous (ID) | New | Food Preparation | Natural Gas | Griddle | Baseline Forecast | Units | 0 | 79645.742 | 153971.4413 | 243488.4068 | 335119.8412 | 417854.5446 | 489977.6228 | 559736.9175 | 627449.5199 | 692599.1942 | 756768.6497 | 820973.8485 | 884197.8775 | 946556.4679 | 1008531.6127 | 1069938.6132 | 1130559.187 | 1190208.115 | 1249199.7425 | 1307215.0628 | 1363868.1816 | 1419639.3157 | 1474908.4814 | 1530155.4264 | 1584493.5001 | 1641500.87 | 1692160.0645
F2_Commercial_Miscellaneous (ID)_New_Food Preparation_Natural Gas_Griddle_Baseline Forecast | F2 | Commercial | Miscellaneous (ID) | New | Food Preparation | Natural Gas | Griddle | Baseline Forecast | Usage (MMtherm) | 0 | 0.0010814 | 0.0020905 | 0.0033059 | 0.00455 | 0.0056732 | 0.0066525 | 0.0075996 | 0.0085189 | 0.0094035 | 0.010275 | 0.011146 | 0.012005 | 0.012851 | 0.013693 | 0.014527 | 0.01535 | 0.01616 | 0.01696 | 0.017748 | 0.018517 | 0.019275 | 0.020025 | 0.020775 | 0.021513 | 0.022287 | 0.022975
F3_Commercial_Miscellaneous (ID)_New_Food Preparation_Natural Gas_Griddle_Baseline Forecast | F3 | Commercial | Miscellaneous (ID) | New | Food Preparation | Natural Gas | Griddle | Baseline Forecast | Summer Peak Demand (n/a) | 0 | 0 | 0 | 0 | 0 | 0 | 0 | 0 | 0 | 0 | 0 | 0 | 0 | 0 | 0 | 0 | 0 | 0 | 0 | 0 | 0 | 0 | 0 | 0 | 0 | 0 | 0
F4_Commercial_Miscellaneous (ID)_New_Food Preparation_Natural Gas_Griddle_Baseline Forecast | F4 | Commercial | Miscellaneous (ID) | New | Food Preparation | Natural Gas | Griddle | Baseline Forecast | Winter Peak Demand (n/a) | 0 | 0 | 0 | 0 | 0 | 0 | 0 | 0 | 0 | 0 | 0 | 0 | 0 | 0 | 0 | 0 | 0 | 0 | 0 | 0 | 0 | 0 | 0 | 0 | 0 | 0 | 0
F5_Commercial_Miscellaneous (ID)_New_Food Preparation_Natural Gas_Griddle_Baseline Forecast | F5 | Commercial | Miscellaneous (ID) | New | Food Preparation | Natural Gas | Griddle | Baseline Forecast | Turnover | 0 | 79645.742 | 74325.6993 | 89516.9655 | 91631.4344 | 82734.7033 | 72123.0782 | 69759.2947 | 67712.6024 | 65149.6743 | 73018.9824 | 80329.856 | 87503.387 | 94121.5126 | 99401.5981 | 102688.6344 | 105066.3923 | 106679.9446 | 108035.8284 | 134249.9852 | 131704.5183 | 136884.1796 | 138478.739 | 137515.9181 | 135608.089 | 140193.5091 | 135825.4854
F6_Commercial_Miscellaneous (ID)_New_Food Preparation_Natural Gas_Griddle_Baseline Forecast | F6 | Commercial | Miscellaneous (ID) | New | Food Preparation | Natural Gas | Griddle | Baseline Forecast | Avg. Replacement Usage (therms) | 0.013577 | 0.013577 | 0.013577 | 0.013577 | 0.013577 | 0.013577 | 0.013577 | 0.013577 | 0.013577 | 0.013577 | 0.013577 | 0.013577 | 0.013577 | 0.013577 | 0.013577 | 0.013577 | 0.013577 | 0.013577 | 0.013577 | 0.013577 | 0.013577 | 0.013577 | 0.013577 | 0.013577 | 0.013577 | 0.013577 | 0.013577
F7_Commercial_Miscellaneous (ID)_New_Food Preparation_Natural Gas_Griddle_Baseline Forecast | F7 | Commercial | Miscellaneous (ID) | New | Food Preparation | Natural Gas | Griddle | Baseline Forecast | Avg. Replacement Summer Demand (n/a) | 0 | 0 | 0 | 0 | 0 | 0 | 0 | 0 | 0 | 0 | 0 | 0 | 0 | 0 | 0 | 0 | 0 | 0 | 0 | 0 | 0 | 0 | 0 | 0 | 0 | 0 | 0
F8_Commercial_Miscellaneous (ID)_New_Food Preparation_Natural Gas_Griddle_Baseline Forecast | F8 | Commercial | Miscellaneous (ID) | New | Food Preparation | Natural Gas | Griddle | Baseline Forecast | Avg. Replacement Winter Demand (n/a) | 0 | 0 | 0 | 0 | 0 | 0 | 0 | 0 | 0 | 0 | 0 | 0 | 0 | 0 | 0 | 0 | 0 | 0 | 0 | 0 | 0 | 0 | 0 | 0 | 0 | 0 | 0
F1_Commercial_Miscellaneous (ID)_New_Food Preparation_Natural Gas_Range_Baseline Forecast | F1 | Commercial | Miscellaneous (ID) | New | Food Preparation | Natural Gas | Range | Baseline Forecast | Units | 0 | 88541.305 | 171168.3765 | 270683.4133 | 372549.0823 | 464524.352 | 544702.7936 | 622253.4428 | 697528.8063 | 769954.9906 | 841291.4763 | 912667.6974 | 982953.1627 | 1052276.5294 | 1121173.6237 | 1189439.1182 | 1256830.3507 | 1323141.4151 | 1388721.7658 | 1453216.7663 | 1516197.4223 | 1578197.5854 | 1639639.7157 | 1701057.1435 | 1761464.189 | 1824838.6621 | 1881155.9375
F2_Commercial_Miscellaneous (ID)_New_Food Preparation_Natural Gas_Range_Baseline Forecast | F2 | Commercial | Miscellaneous (ID) | New | Food Preparation | Natural Gas | Range | Baseline Forecast | Usage (MMtherm) | 0 | 0.0011876 | 0.0022959 | 0.0036307 | 0.004997 | 0.0062307 | 0.0073061 | 0.0083463 | 0.009356 | 0.010327 | 0.011284 | 0.012242 | 0.013184 | 0.014114 | 0.015038 | 0.015954 | 0.016858 | 0.017747 | 0.018627 | 0.019492 | 0.020337 | 0.021168 | 0.021993 | 0.022816 | 0.023627 | 0.024477 | 0.025232
F3_Commercial_Miscellaneous (ID)_New_Food Preparation_Natural Gas_Range_Baseline Forecast | F3 | Commercial | Miscellaneous (ID) | New | Food Preparation | Natural Gas | Range | Baseline Forecast | Summer Peak Demand (n/a) | 0 | 0 | 0 | 0 | 0 | 0 | 0 | 0 | 0 | 0 | 0 | 0 | 0 | 0 | 0 | 0 | 0 | 0 | 0 | 0 | 0 | 0 | 0 | 0 | 0 | 0 | 0
F4_Commercial_Miscellaneous (ID)_New_Food Preparation_Natural Gas_Range_Baseline Forecast | F4 | Commercial | Miscellaneous (ID) | New | Food Preparation | Natural Gas | Range | Baseline Forecast | Winter Peak Demand (n/a) | 0 | 0 | 0 | 0 | 0 | 0 | 0 | 0 | 0 | 0 | 0 | 0 | 0 | 0 | 0 | 0 | 0 | 0 | 0 | 0 | 0 | 0 | 0 | 0 | 0 | 0 | 0
F5_Commercial_Miscellaneous (ID)_New_Food Preparation_Natural Gas_Range_Baseline Forecast | F5 | Commercial | Miscellaneous (ID) | New | Food Preparation | Natural Gas | Range | Baseline Forecast | Turnover | 0 | 88541.305 | 82627.0715 | 99515.0368 | 101865.6689 | 91975.2698 | 80178.4416 | 77550.6492 | 75275.3635 | 72426.1843 | 89044.7467 | 102068.2443 | 114742.0911 | 125261.8012 | 132042.8958 | 158028.3959 | 153161.3026 | 154409.272 | 151160.3577 | 148175.2467 | 147246.034 | 151672.0237 | 157635.5266 | 164033.8287 | 178462.3019 | 191864.9704 | 193313.9007
F6_Commercial_Miscellaneous (ID)_New_Food Preparation_Natural Gas_Range_Baseline Forecast | F6 | Commercial | Miscellaneous (ID) | New | Food Preparation | Natural Gas | Range | Baseline Forecast | Avg. Replacement Usage (therms) | 0.013413 | 0.013413 | 0.013413 | 0.013413 | 0.013413 | 0.013413 | 0.013413 | 0.013413 | 0.013413 | 0.013413 | 0.013413 | 0.013413 | 0.013413 | 0.013413 | 0.013413 | 0.013413 | 0.013413 | 0.013413 | 0.013413 | 0.013413 | 0.013413 | 0.013413 | 0.013413 | 0.013413 | 0.013413 | 0.013413 | 0.013413
F7_Commercial_Miscellaneous (ID)_New_Food Preparation_Natural Gas_Range_Baseline Forecast | F7 | Commercial | Miscellaneous (ID) | New | Food Preparation | Natural Gas | Range | Baseline Forecast | Avg. Replacement Summer Demand (n/a) | 0 | 0 | 0 | 0 | 0 | 0 | 0 | 0 | 0 | 0 | 0 | 0 | 0 | 0 | 0 | 0 | 0 | 0 | 0 | 0 | 0 | 0 | 0 | 0 | 0 | 0 | 0
F8_Commercial_Miscellaneous (ID)_New_Food Preparation_Natural Gas_Range_Baseline Forecast | F8 | Commercial | Miscellaneous (ID) | New | Food Preparation | Natural Gas | Range | Baseline Forecast | Avg. Replacement Winter Demand (n/a) | 0 | 0 | 0 | 0 | 0 | 0 | 0 | 0 | 0 | 0 | 0 | 0 | 0 | 0 | 0 | 0 | 0 | 0 | 0 | 0 | 0 | 0 | 0 | 0 | 0 | 0 | 0
F1_Commercial_Miscellaneous (ID)_New_Food Preparation_Natural Gas_Steamer_Baseline Forecast | F1 | Commercial | Miscellaneous (ID) | New | Food Preparation | Natural Gas | Steamer | Baseline Forecast | Units | 0 | 3120.0944 | 6031.7781 | 9538.5743 | 13128.2041 | 16369.3075 | 19194.7042 | 21927.5005 | 24580.1184 | 27132.3344 | 29646.1506 | 32161.3671 | 34638.1466 | 37081.0229 | 39508.8778 | 41914.4758 | 44289.2659 | 46625.9921 | 48936.9687 | 51209.6989 | 53429.0652 | 55613.8802 | 57779.0306 | 59943.3106 | 62071.9859 | 64305.23 | 66289.7864
F2_Commercial_Miscellaneous (ID)_New_Food Preparation_Natural Gas_Steamer_Baseline Forecast | F2 | Commercial | Miscellaneous (ID) | New | Food Preparation | Natural Gas | Steamer | Baseline Forecast | Usage (MMtherm) | 0 | 4.8362e-05 | 9.3493e-05 | 0.00014785 | 0.00020349 | 0.00025373 | 0.00029752 | 0.00033988 | 0.000381 | 0.00042056 | 0.00045952 | 0.00049851 | 0.0005369 | 0.00057476 | 0.00061239 | 0.00064968 | 0.00068649 | 0.00072271 | 0.00075853 | 0.00079376 | 0.00082816 | 0.00086202 | 0.00089558 | 0.00092913 | 0.00096212 | 0.00099674 | 0.0010275
F3_Commercial_Miscellaneous (ID)_New_Food Preparation_Natural Gas_Steamer_Baseline Forecast | F3 | Commercial | Miscellaneous (ID) | New | Food Preparation | Natural Gas | Steamer | Baseline Forecast | Summer Peak Demand (n/a) | 0 | 0 | 0 | 0 | 0 | 0 | 0 | 0 | 0 | 0 | 0 | 0 | 0 | 0 | 0 | 0 | 0 | 0 | 0 | 0 | 0 | 0 | 0 | 0 | 0 | 0 | 0
F4_Commercial_Miscellaneous (ID)_New_Food Preparation_Natural Gas_Steamer_Baseline Forecast | F4 | Commercial | Miscellaneous (ID) | New | Food Preparation | Natural Gas | Steamer | Baseline Forecast | Winter Peak Demand (n/a) | 0 | 0 | 0 | 0 | 0 | 0 | 0 | 0 | 0 | 0 | 0 | 0 | 0 | 0 | 0 | 0 | 0 | 0 | 0 | 0 | 0 | 0 | 0 | 0 | 0 | 0 | 0
F5_Commercial_Miscellaneous (ID)_New_Food Preparation_Natural Gas_Steamer_Baseline Forecast | F5 | Commercial | Miscellaneous (ID) | New | Food Preparation | Natural Gas | Steamer | Baseline Forecast | Turnover | 0 | 3120.0944 | 2911.6836 | 3506.7962 | 3589.6298 | 3241.1034 | 2825.3967 | 2732.7963 | 2652.6178 | 2552.216 | 2860.4934 | 3146.8944 | 3427.915 | 3687.1778 | 3894.0233 | 4022.7918 | 4115.9396 | 4179.15 | 4232.2663 | 5259.1968 | 5159.479 | 5362.3905 | 5424.8568 | 5387.1386 | 5312.4001 | 5492.0323 | 5320.9165
F6_Commercial_Miscellaneous (ID)_New_Food Preparation_Natural Gas_Steamer_Baseline Forecast | F6 | Commercial | Miscellaneous (ID) | New | Food Preparation | Natural Gas | Steamer | Baseline Forecast | Avg. Replacement Usage (therms) | 0.0155 | 0.0155 | 0.0155 | 0.0155 | 0.0155 | 0.0155 | 0.0155 | 0.0155 | 0.0155 | 0.0155 | 0.0155 | 0.0155 | 0.0155 | 0.0155 | 0.0155 | 0.0155 | 0.0155 | 0.0155 | 0.0155 | 0.0155 | 0.0155 | 0.0155 | 0.0155 | 0.0155 | 0.0155 | 0.0155 | 0.0155
F7_Commercial_Miscellaneous (ID)_New_Food Preparation_Natural Gas_Steamer_Baseline Forecast | F7 | Commercial | Miscellaneous (ID) | New | Food Preparation | Natural Gas | Steamer | Baseline Forecast | Avg. Replacement Summer Demand (n/a) | 0 | 0 | 0 | 0 | 0 | 0 | 0 | 0 | 0 | 0 | 0 | 0 | 0 | 0 | 0 | 0 | 0 | 0 | 0 | 0 | 0 | 0 | 0 | 0 | 0 | 0 | 0
F8_Commercial_Miscellaneous (ID)_New_Food Preparation_Natural Gas_Steamer_Baseline Forecast | F8 | Commercial | Miscellaneous (ID) | New | Food Preparation | Natural Gas | Steamer | Baseline Forecast | Avg. Replacement Winter Demand (n/a) | 0 | 0 | 0 | 0 | 0 | 0 | 0 | 0 | 0 | 0 | 0 | 0 | 0 | 0 | 0 | 0 | 0 | 0 | 0 | 0 | 0 | 0 | 0 | 0 | 0 | 0 | 0
F1_Commercial_Miscellaneous (ID)_New_Food Preparation_Natural Gas_Food Prep Other_Baseline Forecast | F1 | Commercial | Miscellaneous (ID) | New | Food Preparation | Natural Gas | Food Prep Other | Baseline Forecast | Units | 0 | 0 | 0 | 0 | 0 | 0 | 0 | 0 | 0 | 0 | 0 | 0 | 0 | 0 | 0 | 0 | 0 | 0 | 0 | 0 | 0 | 0 | 0 | 0 | 0 | 0 | 0
F2_Commercial_Miscellaneous (ID)_New_Food Preparation_Natural Gas_Food Prep Other_Baseline Forecast | F2 | Commercial | Miscellaneous (ID) | New | Food Preparation | Natural Gas | Food Prep Other | Baseline Forecast | Usage (MMtherm) | 0 | 0 | 0 | 0 | 0 | 0 | 0 | 0 | 0 | 0 | 0 | 0 | 0 | 0 | 0 | 0 | 0 | 0 | 0 | 0 | 0 | 0 | 0 | 0 | 0 | 0 | 0
F3_Commercial_Miscellaneous (ID)_New_Food Preparation_Natural Gas_Food Prep Other_Baseline Forecast | F3 | Commercial | Miscellaneous (ID) | New | Food Preparation | Natural Gas | Food Prep Other | Baseline Forecast | Summer Peak Demand (n/a) | 0 | 0 | 0 | 0 | 0 | 0 | 0 | 0 | 0 | 0 | 0 | 0 | 0 | 0 | 0 | 0 | 0 | 0 | 0 | 0 | 0 | 0 | 0 | 0 | 0 | 0 | 0
F4_Commercial_Miscellaneous (ID)_New_Food Preparation_Natural Gas_Food Prep Other_Baseline Forecast | F4 | Commercial | Miscellaneous (ID) | New | Food Preparation | Natural Gas | Food Prep Other | Baseline Forecast | Winter Peak Demand (n/a) | 0 | 0 | 0 | 0 | 0 | 0 | 0 | 0 | 0 | 0 | 0 | 0 | 0 | 0 | 0 | 0 | 0 | 0 | 0 | 0 | 0 | 0 | 0 | 0 | 0 | 0 | 0
F5_Commercial_Miscellaneous (ID)_New_Food Preparation_Natural Gas_Food Prep Other_Baseline Forecast | F5 | Commercial | Miscellaneous (ID) | New | Food Preparation | Natural Gas | Food Prep Other | Baseline Forecast | Turnover | 0 | 0 | 0 | 0 | 0 | 0 | 0 | 0 | 0 | 0 | 0 | 0 | 0 | 0 | 0 | 0 | 0 | 0 | 0 | 0 | 0 | 0 | 0 | 0 | 0 | 0 | 0
F6_Commercial_Miscellaneous (ID)_New_Food Preparation_Natural Gas_Food Prep Other_Baseline Forecast | F6 | Commercial | Miscellaneous (ID) | New | Food Preparation | Natural Gas | Food Prep Other | Baseline Forecast | Avg. Replacement Usage (therms) | 0.0055977 | 0.0055977 | 0.0055977 | 0.0055977 | 0.0055977 | 0.0055977 | 0.0055977 | 0.0055977 | 0.0055977 | 0.0055977 | 0.0055977 | 0.0055977 | 0.0055977 | 0.0055977 | 0.0055977 | 0.0055977 | 0.0055977 | 0.0055977 | 0.0055977 | 0.0055977 | 0.0055977 | 0.0055977 | 0.0055977 | 0.0055977 | 0.0055977 | 0.0055977 | 0.0055977
F7_Commercial_Miscellaneous (ID)_New_Food Preparation_Natural Gas_Food Prep Other_Baseline Forecast | F7 | Commercial | Miscellaneous (ID) | New | Food Preparation | Natural Gas | Food Prep Other | Baseline Forecast | Avg. Replacement Summer Demand (n/a) | 0 | 0 | 0 | 0 | 0 | 0 | 0 | 0 | 0 | 0 | 0 | 0 | 0 | 0 | 0 | 0 | 0 | 0 | 0 | 0 | 0 | 0 | 0 | 0 | 0 | 0 | 0
F8_Commercial_Miscellaneous (ID)_New_Food Preparation_Natural Gas_Food Prep Other_Baseline Forecast | F8 | Commercial | Miscellaneous (ID) | New | Food Preparation | Natural Gas | Food Prep Other | Baseline Forecast | Avg. Replacement Winter Demand (n/a) | 0 | 0 | 0 | 0 | 0 | 0 | 0 | 0 | 0 | 0 | 0 | 0 | 0 | 0 | 0 | 0 | 0 | 0 | 0 | 0 | 0 | 0 | 0 | 0 | 0 | 0 | 0
F1_Commercial_Miscellaneous (ID)_New_Miscellaneous_Natural Gas_Pool Heater_Baseline Forecast | F1 | Commercial | Miscellaneous (ID) | New | Miscellaneous | Natural Gas | Pool Heater | Baseline Forecast | Units | 0 | 2693.1015 | 5206.3138 | 8233.196 | 11331.5757 | 14129.1259 | 16567.8598 | 18926.6659 | 21216.2662 | 23419.2049 | 25588.999 | 27760.0017 | 29897.8275 | 32006.3899 | 34101.9867 | 36178.3725 | 38228.1664 | 40245.1056 | 42239.8192 | 44201.5204 | 46117.1608 | 48002.9782 | 49871.8223 | 51739.915 | 53577.2756 | 55504.8945 | 57217.8593
F2_Commercial_Miscellaneous (ID)_New_Miscellaneous_Natural Gas_Pool Heater_Baseline Forecast | F2 | Commercial | Miscellaneous (ID) | New | Miscellaneous | Natural Gas | Pool Heater | Baseline Forecast | Usage (MMtherm) | 0 | 8.3946e-05 | 0.00016229 | 0.00025664 | 0.00035321 | 0.00044042 | 0.00051643 | 0.00058996 | 0.00066133 | 0.00073 | 0.00079763 | 0.0008653 | 0.00093194 | 0.00099767 | 0.001063 | 0.0011277 | 0.0011916 | 0.0012545 | 0.0013166 | 0.0013778 | 0.0014375 | 0.0014963 | 0.0015545 | 0.0016128 | 0.00167 | 0.0017301 | 0.0017835
F3_Commercial_Miscellaneous (ID)_New_Miscellaneous_Natural Gas_Pool Heater_Baseline Forecast | F3 | Commercial | Miscellaneous (ID) | New | Miscellaneous | Natural Gas | Pool Heater | Baseline Forecast | Summer Peak Demand (n/a) | 0 | 0 | 0 | 0 | 0 | 0 | 0 | 0 | 0 | 0 | 0 | 0 | 0 | 0 | 0 | 0 | 0 | 0 | 0 | 0 | 0 | 0 | 0 | 0 | 0 | 0 | 0
F4_Commercial_Miscellaneous (ID)_New_Miscellaneous_Natural Gas_Pool Heater_Baseline Forecast | F4 | Commercial | Miscellaneous (ID) | New | Miscellaneous | Natural Gas | Pool Heater | Baseline Forecast | Winter Peak Demand (n/a) | 0 | 0 | 0 | 0 | 0 | 0 | 0 | 0 | 0 | 0 | 0 | 0 | 0 | 0 | 0 | 0 | 0 | 0 | 0 | 0 | 0 | 0 | 0 | 0 | 0 | 0 | 0
F5_Commercial_Miscellaneous (ID)_New_Miscellaneous_Natural Gas_Pool Heater_Baseline Forecast | F5 | Commercial | Miscellaneous (ID) | New | Miscellaneous | Natural Gas | Pool Heater | Baseline Forecast | Turnover | 0 | 2693.1015 | 2513.2123 | 3026.8822 | 3098.3798 | 2797.5501 | 2977.3542 | 3292.3448 | 3641.8077 | 3904.3806 | 4090.4576 | 5008.9848 | 5019.5236 | 5276.9376 | 5429.9157 | 5483.0718 | 5824.0743 | 6122.8411 | 6426.4322 | 6661.8911 | 6821.1857 | 7215.8549 | 7360.205 | 7613.9474 | 7806.5249 | 8081.122 | 8168.33
F6_Commercial_Miscellaneous (ID)_New_Miscellaneous_Natural Gas_Pool Heater_Baseline Forecast | F6 | Commercial | Miscellaneous (ID) | New | Miscellaneous | Natural Gas | Pool Heater | Baseline Forecast | Avg. Replacement Usage (therms) | 0.031171 | 0.031171 | 0.031171 | 0.031171 | 0.031171 | 0.031171 | 0.031171 | 0.031171 | 0.031171 | 0.031171 | 0.031171 | 0.031171 | 0.031171 | 0.031171 | 0.031171 | 0.031171 | 0.031171 | 0.031171 | 0.031171 | 0.031171 | 0.031171 | 0.031171 | 0.031171 | 0.031171 | 0.031171 | 0.031171 | 0.031171
F7_Commercial_Miscellaneous (ID)_New_Miscellaneous_Natural Gas_Pool Heater_Baseline Forecast | F7 | Commercial | Miscellaneous (ID) | New | Miscellaneous | Natural Gas | Pool Heater | Baseline Forecast | Avg. Replacement Summer Demand (n/a) | 0 | 0 | 0 | 0 | 0 | 0 | 0 | 0 | 0 | 0 | 0 | 0 | 0 | 0 | 0 | 0 | 0 | 0 | 0 | 0 | 0 | 0 | 0 | 0 | 0 | 0 | 0
F8_Commercial_Miscellaneous (ID)_New_Miscellaneous_Natural Gas_Pool Heater_Baseline Forecast | F8 | Commercial | Miscellaneous (ID) | New | Miscellaneous | Natural Gas | Pool Heater | Baseline Forecast | Avg. Replacement Winter Demand (n/a) | 0 | 0 | 0 | 0 | 0 | 0 | 0 | 0 | 0 | 0 | 0 | 0 | 0 | 0 | 0 | 0 | 0 | 0 | 0 | 0 | 0 | 0 | 0 | 0 | 0 | 0 | 0
F1_Commercial_Miscellaneous (ID)_New_Miscellaneous_Natural Gas_Miscellaneous_Baseline Forecast | F1 | Commercial | Miscellaneous (ID) | New | Miscellaneous | Natural Gas | Miscellaneous | Baseline Forecast | Units | 0 | 221675.2819 | 428543.4701 | 677692.9923 | 932727.6438 | 1163000.3267 | 1363738.0347 | 1557896.7046 | 1746358.8853 | 1927687.7556 | 2106288.4161 | 2284988.56 | 2460957.8472 | 2634518.3887 | 2807011.699 | 2977923.7125 | 3146646.8916 | 3312665.7219 | 3476855.1104 | 3638327.176 | 3796007.8727 | 3951233.7712 | 4105062.5583 | 4258829.4992 | 4410066.8097 | 4568733.4815 | 4709731.4926
F2_Commercial_Miscellaneous (ID)_New_Miscellaneous_Natural Gas_Miscellaneous_Baseline Forecast | F2 | Commercial | Miscellaneous (ID) | New | Miscellaneous | Natural Gas | Miscellaneous | Baseline Forecast | Usage (MMtherm) | 0 | 0.028738 | 0.055557 | 0.087857 | 0.12092 | 0.15077 | 0.1768 | 0.20197 | 0.2264 | 0.24991 | 0.27306 | 0.29623 | 0.31904 | 0.34154 | 0.3639 | 0.38606 | 0.40793 | 0.42946 | 0.45074 | 0.47168 | 0.49212 | 0.51224 | 0.53218 | 0.55212 | 0.57172 | 0.59229 | 0.61057
F3_Commercial_Miscellaneous (ID)_New_Miscellaneous_Natural Gas_Miscellaneous_Baseline Forecast | F3 | Commercial | Miscellaneous (ID) | New | Miscellaneous | Natural Gas | Miscellaneous | Baseline Forecast | Summer Peak Demand (n/a) | 0 | 0 | 0 | 0 | 0 | 0 | 0 | 0 | 0 | 0 | 0 | 0 | 0 | 0 | 0 | 0 | 0 | 0 | 0 | 0 | 0 | 0 | 0 | 0 | 0 | 0 | 0
F4_Commercial_Miscellaneous (ID)_New_Miscellaneous_Natural Gas_Miscellaneous_Baseline Forecast | F4 | Commercial | Miscellaneous (ID) | New | Miscellaneous | Natural Gas | Miscellaneous | Baseline Forecast | Winter Peak Demand (n/a) | 0 | 0 | 0 | 0 | 0 | 0 | 0 | 0 | 0 | 0 | 0 | 0 | 0 | 0 | 0 | 0 | 0 | 0 | 0 | 0 | 0 | 0 | 0 | 0 | 0 | 0 | 0
F5_Commercial_Miscellaneous (ID)_New_Miscellaneous_Natural Gas_Miscellaneous_Baseline Forecast | F5 | Commercial | Miscellaneous (ID) | New | Miscellaneous | Natural Gas | Miscellaneous | Baseline Forecast | Turnover | 0 | 221675.2819 | 206868.1882 | 249149.5222 | 286702.549 | 286969.1932 | 284927.5058 | 307278.8607 | 326417.9433 | 340280.5962 | 358741.9771 | 444324.8002 | 447944.9251 | 470250.3398 | 501215.166 | 516743.4251 | 531733.863 | 555285.2387 | 577243.1079 | 595519.0744 | 614426.308 | 654120.6053 | 667581.7243 | 688400.6304 | 711962.3829 | 739181.2495 | 741292.4534
F6_Commercial_Miscellaneous (ID)_New_Miscellaneous_Natural Gas_Miscellaneous_Baseline Forecast | F6 | Commercial | Miscellaneous (ID) | New | Miscellaneous | Natural Gas | Miscellaneous | Baseline Forecast | Avg. Replacement Usage (therms) | 0.12964 | 0.12964 | 0.12964 | 0.12964 | 0.12964 | 0.12964 | 0.12964 | 0.12964 | 0.12964 | 0.12964 | 0.12964 | 0.12964 | 0.12964 | 0.12964 | 0.12964 | 0.12964 | 0.12964 | 0.12964 | 0.12964 | 0.12964 | 0.12964 | 0.12964 | 0.12964 | 0.12964 | 0.12964 | 0.12964 | 0.12964
F7_Commercial_Miscellaneous (ID)_New_Miscellaneous_Natural Gas_Miscellaneous_Baseline Forecast | F7 | Commercial | Miscellaneous (ID) | New | Miscellaneous | Natural Gas | Miscellaneous | Baseline Forecast | Avg. Replacement Summer Demand (n/a) | 0 | 0 | 0 | 0 | 0 | 0 | 0 | 0 | 0 | 0 | 0 | 0 | 0 | 0 | 0 | 0 | 0 | 0 | 0 | 0 | 0 | 0 | 0 | 0 | 0 | 0 | 0
F8_Commercial_Miscellaneous (ID)_New_Miscellaneous_Natural Gas_Miscellaneous_Baseline Forecast | F8 | Commercial | Miscellaneous (ID) | New | Miscellaneous | Natural Gas | Miscellaneous | Baseline Forecast | Avg. Replacement Winter Demand (n/a) | 0 | 0 | 0 | 0 | 0 | 0 | 0 | 0 | 0 | 0 | 0 | 0 | 0 | 0 | 0 | 0 | 0 | 0 | 0 | 0 | 0 | 0 | 0 | 0 | 0 | 0 | 0

## Equipment Purchases
Key | Sector | Segment | Vintage | End Use | Fuel | Technology | Equipment | Label | Case | 2019 | 2020 | 2021 | 2022 | 2023 | 2024 | 2025 | 2026 | 2027 | 2028 | 2029 | 2030 | 2031 | 2032 | 2033 | 2034 | 2035 | 2036 | 2037 | 2038 | 2039 | 2040 | 2041 | 2042
Commercial_Office (WA)_Existing_Space Heating_Natural Gas_Furnace_E1_Baseline Forecast | Commercial | Office (WA) | Existing | Space Heating | Natural Gas | Furnace | E1 | AFUE 80% (Standard) | Baseline Forecast | 0 | 249097.5955 | 252906.1125 | 255749.6123 | 257741.8807 | 258984.2946 | 259567.159 | 259570.8993 | 259067.1265 | 258119.5869 | 256785.0106 | 255113.868 | 246211.1985 | 238547.9611 | 231919.2994 | 226150.82 | 221094.3975 | 216624.5299 | 212635.1739 | 209036.9994 | 205755.0099 | 202726.481 | 199899.1766 | 249722.1563 | 242389.2279 | 235161.0503 | 228110.7547
Commercial_Office (WA)_Existing_Space Heating_Natural Gas_Furnace_E2_Baseline Forecast | Commercial | Office (WA) | Existing | Space Heating | Natural Gas | Furnace | E2 | AFUE 90% | Baseline Forecast | 0 | 0 | 0 | 0 | 0 | 0 | 0 | 0 | 0 | 0 | 0 | 0 | 0 | 0 | 0 | 0 | 0 | 0 | 0 | 0 | 0 | 0 | 0 | 0 | 0 | 0 | 0
Commercial_Office (WA)_Existing_Space Heating_Natural Gas_Furnace_E3_Baseline Forecast | Commercial | Office (WA) | Existing | Space Heating | Natural Gas | Furnace | E3 | AFUE 96% | Baseline Forecast | 0 | 0 | 0 | 0 | 0 | 0 | 0 | 0 | 0 | 0 | 0 | 0 | 0 | 0 | 0 | 0 | 0 | 0 | 0 | 0 | 0 | 0 | 0 | 0 | 0 | 0 | 0
Commercial_Office (WA)_Existing_Space Heating_Natural Gas_Furnace_E4_Baseline Forecast | Commercial | Office (WA) | Existing | Space Heating | Natural Gas | Furnace | E4 |  | Baseline Forecast | 0 | 0 | 0 | 0 | 0 | 0 | 0 | 0 | 0 | 0 | 0 | 0 | 0 | 0 | 0 | 0 | 0 | 0 | 0 | 0 | 0 | 0 | 0 | 0 | 0 | 0 | 0
Commercial_Office (WA)_Existing_Space Heating_Natural Gas_Furnace_E5_Baseline Forecast | Commercial | Office (WA) | Existing | Space Heating | Natural Gas | Furnace | E5 |  | Baseline Forecast | 0 | 0 | 0 | 0 | 0 | 0 | 0 | 0 | 0 | 0 | 0 | 0 | 0 | 0 | 0 | 0 | 0 | 0 | 0 | 0 | 0 | 0 | 0 | 0 | 0 | 0 | 0
Commercial_Office (WA)_Existing_Space Heating_Natural Gas_Furnace_E6_Baseline Forecast | Commercial | Office (WA) | Existing | Space Heating | Natural Gas | Furnace | E6 |  | Baseline Forecast | 0 | 0 | 0 | 0 | 0 | 0 | 0 | 0 | 0 | 0 | 0 | 0 | 0 | 0 | 0 | 0 | 0 | 0 | 0 | 0 | 0 | 0 | 0 | 0 | 0 | 0 | 0
Commercial_Office (WA)_Existing_Space Heating_Natural Gas_Furnace_E7_Baseline Forecast | Commercial | Office (WA) | Existing | Space Heating | Natural Gas | Furnace | E7 |  | Baseline Forecast | 0 | 0 | 0 | 0 | 0 | 0 | 0 | 0 | 0 | 0 | 0 | 0 | 0 | 0 | 0 | 0 | 0 | 0 | 0 | 0 | 0 | 0 | 0 | 0 | 0 | 0 | 0
Commercial_Office (WA)_Existing_Space Heating_Natural Gas_Furnace_E8_Baseline Forecast | Commercial | Office (WA) | Existing | Space Heating | Natural Gas | Furnace | E8 |  | Baseline Forecast | 0 | 0 | 0 | 0 | 0 | 0 | 0 | 0 | 0 | 0 | 0 | 0 | 0 | 0 | 0 | 0 | 0 | 0 | 0 | 0 | 0 | 0 | 0 | 0 | 0 | 0 | 0
Commercial_Office (WA)_Existing_Space Heating_Natural Gas_Furnace_E9_Baseline Forecast | Commercial | Office (WA) | Existing | Space Heating | Natural Gas | Furnace | E9 |  | Baseline Forecast | 0 | 0 | 0 | 0 | 0 | 0 | 0 | 0 | 0 | 0 | 0 | 0 | 0 | 0 | 0 | 0 | 0 | 0 | 0 | 0 | 0 | 0 | 0 | 0 | 0 | 0 | 0
Commercial_Office (WA)_Existing_Space Heating_Natural Gas_Furnace_E10_Baseline Forecast | Commercial | Office (WA) | Existing | Space Heating | Natural Gas | Furnace | E10 |  | Baseline Forecast | 0 | 0 | 0 | 0 | 0 | 0 | 0 | 0 | 0 | 0 | 0 | 0 | 0 | 0 | 0 | 0 | 0 | 0 | 0 | 0 | 0 | 0 | 0 | 0 | 0 | 0 | 0
Commercial_Office (WA)_Existing_Space Heating_Natural Gas_Boiler_E1_Baseline Forecast | Commercial | Office (WA) | Existing | Space Heating | Natural Gas | Boiler | E1 | AFUE 80% (Standard) | Baseline Forecast | 0 | 87893.9233 | 95310.7801 | 101722.5682 | 109159.5448 | 113708.0392 | 117163.425 | 120117.6978 | 105705.9329 | 106881.5452 | 109919.3371 | 110278.6133 | 110275.7004 | 109954.1887 | 129199.5051 | 128680.746 | 127922.0615 | 126953.5647 | 125801.949 | 124490.8541 | 124178.7562 | 122645.8801 | 121010.3975 | 119669.6674 | 118260.9757 | 116795.4786 | 115283.0639
Commercial_Office (WA)_Existing_Space Heating_Natural Gas_Boiler_E2_Baseline Forecast | Commercial | Office (WA) | Existing | Space Heating | Natural Gas | Boiler | E2 | AFUE 85% | Baseline Forecast | 0 | 0 | 0 | 0 | 0 | 0 | 0 | 0 | 0 | 0 | 0 | 0 | 0 | 0 | 0 | 0 | 0 | 0 | 0 | 0 | 0 | 0 | 0 | 0 | 0 | 0 | 0
Commercial_Office (WA)_Existing_Space Heating_Natural Gas_Boiler_E3_Baseline Forecast | Commercial | Office (WA) | Existing | Space Heating | Natural Gas | Boiler | E3 | AFUE 97% | Baseline Forecast | 0 | 12629.9186 | 14152.2067 | 15360.2645 | 14372.1031 | 15233.6129 | 16267.3185 | 16986.3411 | 34349.3167 | 35486.3628 | 34197.1271 | 35088.6497 | 35903.7164 | 36651.3962 | 17493.1632 | 17801.6842 | 18089.9885 | 18361.0527 | 18617.6246 | 18862.2506 | 17959.7375 | 18150.5531 | 18334.9087 | 18131.7678 | 17918.3296 | 17696.2846 | 17467.1309
Commercial_Office (WA)_Existing_Space Heating_Natural Gas_Boiler_E4_Baseline Forecast | Commercial | Office (WA) | Existing | Space Heating | Natural Gas | Boiler | E4 | Convert to NG Air Source Heat Pump | Baseline Forecast | 0 | 0 | 0 | 0 | 0 | 0 | 0 | 0 | 0 | 0 | 0 | 0 | 0 | 0 | 0 | 0 | 0 | 0 | 0 | 0 | 0 | 0 | 0 | 0 | 0 | 0 | 0
Commercial_Office (WA)_Existing_Space Heating_Natural Gas_Boiler_E5_Baseline Forecast | Commercial | Office (WA) | Existing | Space Heating | Natural Gas | Boiler | E5 |  | Baseline Forecast | 0 | 0 | 0 | 0 | 0 | 0 | 0 | 0 | 0 | 0 | 0 | 0 | 0 | 0 | 0 | 0 | 0 | 0 | 0 | 0 | 0 | 0 | 0 | 0 | 0 | 0 | 0
Commercial_Office (WA)_Existing_Space Heating_Natural Gas_Boiler_E6_Baseline Forecast | Commercial | Office (WA) | Existing | Space Heating | Natural Gas | Boiler | E6 |  | Baseline Forecast | 0 | 0 | 0 | 0 | 0 | 0 | 0 | 0 | 0 | 0 | 0 | 0 | 0 | 0 | 0 | 0 | 0 | 0 | 0 | 0 | 0 | 0 | 0 | 0 | 0 | 0 | 0
Commercial_Office (WA)_Existing_Space Heating_Natural Gas_Boiler_E7_Baseline Forecast | Commercial | Office (WA) | Existing | Space Heating | Natural Gas | Boiler | E7 |  | Baseline Forecast | 0 | 0 | 0 | 0 | 0 | 0 | 0 | 0 | 0 | 0 | 0 | 0 | 0 | 0 | 0 | 0 | 0 | 0 | 0 | 0 | 0 | 0 | 0 | 0 | 0 | 0 | 0
Commercial_Office (WA)_Existing_Space Heating_Natural Gas_Boiler_E8_Baseline Forecast | Commercial | Office (WA) | Existing | Space Heating | Natural Gas | Boiler | E8 |  | Baseline Forecast | 0 | 0 | 0 | 0 | 0 | 0 | 0 | 0 | 0 | 0 | 0 | 0 | 0 | 0 | 0 | 0 | 0 | 0 | 0 | 0 | 0 | 0 | 0 | 0 | 0 | 0 | 0
Commercial_Office (WA)_Existing_Space Heating_Natural Gas_Boiler_E9_Baseline Forecast | Commercial | Office (WA) | Existing | Space Heating | Natural Gas | Boiler | E9 |  | Baseline Forecast | 0 | 0 | 0 | 0 | 0 | 0 | 0 | 0 | 0 | 0 | 0 | 0 | 0 | 0 | 0 | 0 | 0 | 0 | 0 | 0 | 0 | 0 | 0 | 0 | 0 | 0 | 0
Commercial_Office (WA)_Existing_Space Heating_Natural Gas_Boiler_E10_Baseline Forecast | Commercial | Office (WA) | Existing | Space Heating | Natural Gas | Boiler | E10 |  | Baseline Forecast | 0 | 0 | 0 | 0 | 0 | 0 | 0 | 0 | 0 | 0 | 0 | 0 | 0 | 0 | 0 | 0 | 0 | 0 | 0 | 0 | 0 | 0 | 0 | 0 | 0 | 0 | 0
Commercial_Office (WA)_Existing_Space Heating_Natural Gas_Unit Heater_E1_Baseline Forecast | Commercial | Office (WA) | Existing | Space Heating | Natural Gas | Unit Heater | E1 | Standard | Baseline Forecast | 0 | 211.2328 | 603.3227 | 1149.3672 | 1825.5584 | 2610.8456 | 3486.6346 | 4436.5187 | 5446.039 | 6502.4709 | 7415.5556 | 8201.2367 | 8873.735 | 9445.7338 | 9928.544 | 10332.2522 | 10665.852 | 9534.2515 | 8550.8039 | 7710.0271 | 7005.4143 | 6429.7307 | 5975.2589 | 5633.9982 | 5397.8275 | 5258.636 | 5196.2883
Commercial_Office (WA)_Existing_Space Heating_Natural Gas_Unit Heater_E2_Baseline Forecast | Commercial | Office (WA) | Existing | Space Heating | Natural Gas | Unit Heater | E2 | Condensing | Baseline Forecast | 0 | 0 | 0 | 0 | 0 | 0 | 0 | 0 | 0 | 0 | 0 | 0 | 0 | 0 | 0 | 0 | 0 | 0 | 0 | 0 | 0 | 0 | 0 | 0 | 0 | 0 | 0
Commercial_Office (WA)_Existing_Space Heating_Natural Gas_Unit Heater_E3_Baseline Forecast | Commercial | Office (WA) | Existing | Space Heating | Natural Gas | Unit Heater | E3 | Infrared Radiant | Baseline Forecast | 0 | 0 | 0 | 0 | 0 | 0 | 0 | 0 | 0 | 0 | 0 | 0 | 0 | 0 | 0 | 0 | 0 | 0 | 0 | 0 | 0 | 0 | 0 | 0 | 0 | 0 | 0
Commercial_Office (WA)_Existing_Space Heating_Natural Gas_Unit Heater_E4_Baseline Forecast | Commercial | Office (WA) | Existing | Space Heating | Natural Gas | Unit Heater | E4 |  | Baseline Forecast | 0 | 0 | 0 | 0 | 0 | 0 | 0 | 0 | 0 | 0 | 0 | 0 | 0 | 0 | 0 | 0 | 0 | 0 | 0 | 0 | 0 | 0 | 0 | 0 | 0 | 0 | 0
Commercial_Office (WA)_Existing_Space Heating_Natural Gas_Unit Heater_E5_Baseline Forecast | Commercial | Office (WA) | Existing | Space Heating | Natural Gas | Unit Heater | E5 |  | Baseline Forecast | 0 | 0 | 0 | 0 | 0 | 0 | 0 | 0 | 0 | 0 | 0 | 0 | 0 | 0 | 0 | 0 | 0 | 0 | 0 | 0 | 0 | 0 | 0 | 0 | 0 | 0 | 0
Commercial_Office (WA)_Existing_Space Heating_Natural Gas_Unit Heater_E6_Baseline Forecast | Commercial | Office (WA) | Existing | Space Heating | Natural Gas | Unit Heater | E6 |  | Baseline Forecast | 0 | 0 | 0 | 0 | 0 | 0 | 0 | 0 | 0 | 0 | 0 | 0 | 0 | 0 | 0 | 0 | 0 | 0 | 0 | 0 | 0 | 0 | 0 | 0 | 0 | 0 | 0
Commercial_Office (WA)_Existing_Space Heating_Natural Gas_Unit Heater_E7_Baseline Forecast | Commercial | Office (WA) | Existing | Space Heating | Natural Gas | Unit Heater | E7 |  | Baseline Forecast | 0 | 0 | 0 | 0 | 0 | 0 | 0 | 0 | 0 | 0 | 0 | 0 | 0 | 0 | 0 | 0 | 0 | 0 | 0 | 0 | 0 | 0 | 0 | 0 | 0 | 0 | 0
Commercial_Office (WA)_Existing_Space Heating_Natural Gas_Unit Heater_E8_Baseline Forecast | Commercial | Office (WA) | Existing | Space Heating | Natural Gas | Unit Heater | E8 |  | Baseline Forecast | 0 | 0 | 0 | 0 | 0 | 0 | 0 | 0 | 0 | 0 | 0 | 0 | 0 | 0 | 0 | 0 | 0 | 0 | 0 | 0 | 0 | 0 | 0 | 0 | 0 | 0 | 0
Commercial_Office (WA)_Existing_Space Heating_Natural Gas_Unit Heater_E9_Baseline Forecast | Commercial | Office (WA) | Existing | Space Heating | Natural Gas | Unit Heater | E9 |  | Baseline Forecast | 0 | 0 | 0 | 0 | 0 | 0 | 0 | 0 | 0 | 0 | 0 | 0 | 0 | 0 | 0 | 0 | 0 | 0 | 0 | 0 | 0 | 0 | 0 | 0 | 0 | 0 | 0
Commercial_Office (WA)_Existing_Space Heating_Natural Gas_Unit Heater_E10_Baseline Forecast | Commercial | Office (WA) | Existing | Space Heating | Natural Gas | Unit Heater | E10 |  | Baseline Forecast | 0 | 0 | 0 | 0 | 0 | 0 | 0 | 0 | 0 | 0 | 0 | 0 | 0 | 0 | 0 | 0 | 0 | 0 | 0 | 0 | 0 | 0 | 0 | 0 | 0 | 0 | 0
Commercial_Office (WA)_Existing_Water Heating_Natural Gas_Water Heater_E1_Baseline Forecast | Commercial | Office (WA) | Existing | Water Heating | Natural Gas | Water Heater | E1 | TE 0.80 | Baseline Forecast | 0 | 108205.6593 | 117827.9146 | 126030.0529 | 132971.6727 | 138795.0979 | 143627.2361 | 147581.2369 | 150757.9728 | 153247.3597 | 155129.5368 | 156475.9189 | 147703.4016 | 140588.2544 | 134846.9077 | 130238.115 | 126557.1227 | 123630.6041 | 121312.2601 | 119479.0043 | 118027.6545 | 116872.0677 | 115940.6619 | 137483.7346 | 135623.7785 | 133272.138 | 130594.2477
Commercial_Office (WA)_Existing_Water Heating_Natural Gas_Water Heater_E2_Baseline Forecast | Commercial | Office (WA) | Existing | Water Heating | Natural Gas | Water Heater | E2 | TE 0.90 | Baseline Forecast | 0 | 0 | 0 | 0 | 0 | 0 | 0 | 0 | 0 | 0 | 0 | 0 | 0 | 0 | 0 | 0 | 0 | 0 | 0 | 0 | 0 | 0 | 0 | 0 | 0 | 0 | 0
Commercial_Office (WA)_Existing_Water Heating_Natural Gas_Water Heater_E3_Baseline Forecast | Commercial | Office (WA) | Existing | Water Heating | Natural Gas | Water Heater | E3 | TE 0.94 | Baseline Forecast | 0 | 122019.1477 | 132869.776 | 142118.9958 | 149946.7798 | 156513.621 | 161962.6279 | 166421.3948 | 170003.6714 | 172810.8524 | 174933.3074 | 176451.5681 | 166559.155 | 158535.6912 | 152061.4065 | 146864.2573 | 142713.3512 | 139413.2344 | 136798.9316 | 134731.6432 | 133095.0146 | 131791.9061 | 130741.5975 | 155034.8497 | 152937.4523 | 150285.6024 | 147265.8538
Commercial_Office (WA)_Existing_Water Heating_Natural Gas_Water Heater_E4_Baseline Forecast | Commercial | Office (WA) | Existing | Water Heating | Natural Gas | Water Heater | E4 | Instantaneous TE 0.94 | Baseline Forecast | 0 | 0 | 0 | 0 | 0 | 0 | 0 | 0 | 0 | 0 | 0 | 0 | 0 | 0 | 0 | 0 | 0 | 0 | 0 | 0 | 0 | 0 | 0 | 0 | 0 | 0 | 0
Commercial_Office (WA)_Existing_Water Heating_Natural Gas_Water Heater_E5_Baseline Forecast | Commercial | Office (WA) | Existing | Water Heating | Natural Gas | Water Heater | E5 | Gas-Fired Absorption HPWH | Baseline Forecast | 0 | 0 | 0 | 0 | 0 | 0 | 0 | 0 | 0 | 0 | 0 | 0 | 0 | 0 | 0 | 0 | 0 | 0 | 0 | 0 | 0 | 0 | 0 | 0 | 0 | 0 | 0
Commercial_Office (WA)_Existing_Water Heating_Natural Gas_Water Heater_E6_Baseline Forecast | Commercial | Office (WA) | Existing | Water Heating | Natural Gas | Water Heater | E6 |  | Baseline Forecast | 0 | 0 | 0 | 0 | 0 | 0 | 0 | 0 | 0 | 0 | 0 | 0 | 0 | 0 | 0 | 0 | 0 | 0 | 0 | 0 | 0 | 0 | 0 | 0 | 0 | 0 | 0
Commercial_Office (WA)_Existing_Water Heating_Natural Gas_Water Heater_E7_Baseline Forecast | Commercial | Office (WA) | Existing | Water Heating | Natural Gas | Water Heater | E7 |  | Baseline Forecast | 0 | 0 | 0 | 0 | 0 | 0 | 0 | 0 | 0 | 0 | 0 | 0 | 0 | 0 | 0 | 0 | 0 | 0 | 0 | 0 | 0 | 0 | 0 | 0 | 0 | 0 | 0
Commercial_Office (WA)_Existing_Water Heating_Natural Gas_Water Heater_E8_Baseline Forecast | Commercial | Office (WA) | Existing | Water Heating | Natural Gas | Water Heater | E8 |  | Baseline Forecast | 0 | 0 | 0 | 0 | 0 | 0 | 0 | 0 | 0 | 0 | 0 | 0 | 0 | 0 | 0 | 0 | 0 | 0 | 0 | 0 | 0 | 0 | 0 | 0 | 0 | 0 | 0
Commercial_Office (WA)_Existing_Water Heating_Natural Gas_Water Heater_E9_Baseline Forecast | Commercial | Office (WA) | Existing | Water Heating | Natural Gas | Water Heater | E9 |  | Baseline Forecast | 0 | 0 | 0 | 0 | 0 | 0 | 0 | 0 | 0 | 0 | 0 | 0 | 0 | 0 | 0 | 0 | 0 | 0 | 0 | 0 | 0 | 0 | 0 | 0 | 0 | 0 | 0
Commercial_Office (WA)_Existing_Water Heating_Natural Gas_Water Heater_E10_Baseline Forecast | Commercial | Office (WA) | Existing | Water Heating | Natural Gas | Water Heater | E10 |  | Baseline Forecast | 0 | 0 | 0 | 0 | 0 | 0 | 0 | 0 | 0 | 0 | 0 | 0 | 0 | 0 | 0 | 0 | 0 | 0 | 0 | 0 | 0 | 0 | 0 | 0 | 0 | 0 | 0
Commercial_Office (WA)_Existing_Food Preparation_Natural Gas_Oven_E1_Baseline Forecast | Commercial | Office (WA) | Existing | Food Preparation | Natural Gas | Oven | E1 | Standard | Baseline Forecast | 0 | 1892.322 | 2415.291 | 2809.1693 | 3101.9597 | 3315.6517 | 3467.5115 | 3571.0956 | 3637.0468 | 3673.719 | 3206.3913 | 2927.9983 | 2776.1172 | 2706.4655 | 2687.9897 | 3082.907 | 3139.9905 | 3171.7632 | 3183.893 | 3099.2245 | 2973.7693 | 2840.2494 | 2716.3173 | 2610.1483 | 2491.6633 | 2444.8625 | 2438.1146
Commercial_Office (WA)_Existing_Food Preparation_Natural Gas_Oven_E2_Baseline Forecast | Commercial | Office (WA) | Existing | Food Preparation | Natural Gas | Oven | E2 | ENERGY STAR (>42% Baking Efficiency) | Baseline Forecast | 0 | 2723.0976 | 3475.6627 | 4042.4631 | 4463.7956 | 4771.3036 | 4989.8336 | 5138.8937 | 5233.799 | 5286.5713 | 4614.0752 | 4213.461 | 3994.9004 | 3894.6699 | 3868.0827 | 4436.3784 | 4518.5229 | 4564.2446 | 4581.6997 | 4459.8596 | 4279.3265 | 4087.1881 | 3908.8469 | 3756.0671 | 3585.5643 | 3518.2168 | 3508.5064
Commercial_Office (WA)_Existing_Food Preparation_Natural Gas_Oven_E3_Baseline Forecast | Commercial | Office (WA) | Existing | Food Preparation | Natural Gas | Oven | E3 |  | Baseline Forecast | 0 | 0 | 0 | 0 | 0 | 0 | 0 | 0 | 0 | 0 | 0 | 0 | 0 | 0 | 0 | 0 | 0 | 0 | 0 | 0 | 0 | 0 | 0 | 0 | 0 | 0 | 0
Commercial_Office (WA)_Existing_Food Preparation_Natural Gas_Oven_E4_Baseline Forecast | Commercial | Office (WA) | Existing | Food Preparation | Natural Gas | Oven | E4 |  | Baseline Forecast | 0 | 0 | 0 | 0 | 0 | 0 | 0 | 0 | 0 | 0 | 0 | 0 | 0 | 0 | 0 | 0 | 0 | 0 | 0 | 0 | 0 | 0 | 0 | 0 | 0 | 0 | 0
Commercial_Office (WA)_Existing_Food Preparation_Natural Gas_Oven_E5_Baseline Forecast | Commercial | Office (WA) | Existing | Food Preparation | Natural Gas | Oven | E5 |  | Baseline Forecast | 0 | 0 | 0 | 0 | 0 | 0 | 0 | 0 | 0 | 0 | 0 | 0 | 0 | 0 | 0 | 0 | 0 | 0 | 0 | 0 | 0 | 0 | 0 | 0 | 0 | 0 | 0
Commercial_Office (WA)_Existing_Food Preparation_Natural Gas_Oven_E6_Baseline Forecast | Commercial | Office (WA) | Existing | Food Preparation | Natural Gas | Oven | E6 |  | Baseline Forecast | 0 | 0 | 0 | 0 | 0 | 0 | 0 | 0 | 0 | 0 | 0 | 0 | 0 | 0 | 0 | 0 | 0 | 0 | 0 | 0 | 0 | 0 | 0 | 0 | 0 | 0 | 0
Commercial_Office (WA)_Existing_Food Preparation_Natural Gas_Oven_E7_Baseline Forecast | Commercial | Office (WA) | Existing | Food Preparation | Natural Gas | Oven | E7 |  | Baseline Forecast | 0 | 0 | 0 | 0 | 0 | 0 | 0 | 0 | 0 | 0 | 0 | 0 | 0 | 0 | 0 | 0 | 0 | 0 | 0 | 0 | 0 | 0 | 0 | 0 | 0 | 0 | 0
Commercial_Office (WA)_Existing_Food Preparation_Natural Gas_Oven_E8_Baseline Forecast | Commercial | Office (WA) | Existing | Food Preparation | Natural Gas | Oven | E8 |  | Baseline Forecast | 0 | 0 | 0 | 0 | 0 | 0 | 0 | 0 | 0 | 0 | 0 | 0 | 0 | 0 | 0 | 0 | 0 | 0 | 0 | 0 | 0 | 0 | 0 | 0 | 0 | 0 | 0
Commercial_Office (WA)_Existing_Food Preparation_Natural Gas_Oven_E9_Baseline Forecast | Commercial | Office (WA) | Existing | Food Preparation | Natural Gas | Oven | E9 |  | Baseline Forecast | 0 | 0 | 0 | 0 | 0 | 0 | 0 | 0 | 0 | 0 | 0 | 0 | 0 | 0 | 0 | 0 | 0 | 0 | 0 | 0 | 0 | 0 | 0 | 0 | 0 | 0 | 0
Commercial_Office (WA)_Existing_Food Preparation_Natural Gas_Oven_E10_Baseline Forecast | Commercial | Office (WA) | Existing | Food Preparation | Natural Gas | Oven | E10 |  | Baseline Forecast | 0 | 0 | 0 | 0 | 0 | 0 | 0 | 0 | 0 | 0 | 0 | 0 | 0 | 0 | 0 | 0 | 0 | 0 | 0 | 0 | 0 | 0 | 0 | 0 | 0 | 0 | 0
Commercial_Office (WA)_Existing_Food Preparation_Natural Gas_Conveyor Oven_E1_Baseline Forecast | Commercial | Office (WA) | Existing | Food Preparation | Natural Gas | Conveyor Oven | E1 | Standard | Baseline Forecast | 0 | 0 | 0 | 0 | 0 | 87.9203 | 241.701 | 444.102 | 681.6673 | 943.9108 | 1142.4639 | 1291.1263 | 1400.7344 | 1479.7972 | 1534.9959 | 1571.5759 | 1593.6551 | 1251.7436 | 983.1877 | 772.2493 | 606.5667 | 489.541 | 420.5539 | 396.5491 | 413.1195 | 465.2397 | 551.4631
Commercial_Office (WA)_Existing_Food Preparation_Natural Gas_Conveyor Oven_E2_Baseline Forecast | Commercial | Office (WA) | Existing | Food Preparation | Natural Gas | Conveyor Oven | E2 | ENERGY STAR (>42% Baking Efficiency) | Baseline Forecast | 0 | 0 | 0 | 0 | 0 | 126.5195 | 347.8136 | 639.0737 | 980.9359 | 1358.3106 | 1644.0335 | 1857.9623 | 2015.6909 | 2129.4643 | 2208.8966 | 2261.5361 | 2293.3085 | 1801.2896 | 1414.8311 | 1111.2855 | 872.8643 | 704.4614 | 605.1873 | 570.6439 | 594.489 | 669.4913 | 793.5689
Commercial_Office (WA)_Existing_Food Preparation_Natural Gas_Conveyor Oven_E3_Baseline Forecast | Commercial | Office (WA) | Existing | Food Preparation | Natural Gas | Conveyor Oven | E3 |  | Baseline Forecast | 0 | 0 | 0 | 0 | 0 | 0 | 0 | 0 | 0 | 0 | 0 | 0 | 0 | 0 | 0 | 0 | 0 | 0 | 0 | 0 | 0 | 0 | 0 | 0 | 0 | 0 | 0
Commercial_Office (WA)_Existing_Food Preparation_Natural Gas_Conveyor Oven_E4_Baseline Forecast | Commercial | Office (WA) | Existing | Food Preparation | Natural Gas | Conveyor Oven | E4 |  | Baseline Forecast | 0 | 0 | 0 | 0 | 0 | 0 | 0 | 0 | 0 | 0 | 0 | 0 | 0 | 0 | 0 | 0 | 0 | 0 | 0 | 0 | 0 | 0 | 0 | 0 | 0 | 0 | 0
Commercial_Office (WA)_Existing_Food Preparation_Natural Gas_Conveyor Oven_E5_Baseline Forecast | Commercial | Office (WA) | Existing | Food Preparation | Natural Gas | Conveyor Oven | E5 |  | Baseline Forecast | 0 | 0 | 0 | 0 | 0 | 0 | 0 | 0 | 0 | 0 | 0 | 0 | 0 | 0 | 0 | 0 | 0 | 0 | 0 | 0 | 0 | 0 | 0 | 0 | 0 | 0 | 0
Commercial_Office (WA)_Existing_Food Preparation_Natural Gas_Conveyor Oven_E6_Baseline Forecast | Commercial | Office (WA) | Existing | Food Preparation | Natural Gas | Conveyor Oven | E6 |  | Baseline Forecast | 0 | 0 | 0 | 0 | 0 | 0 | 0 | 0 | 0 | 0 | 0 | 0 | 0 | 0 | 0 | 0 | 0 | 0 | 0 | 0 | 0 | 0 | 0 | 0 | 0 | 0 | 0
Commercial_Office (WA)_Existing_Food Preparation_Natural Gas_Conveyor Oven_E7_Baseline Forecast | Commercial | Office (WA) | Existing | Food Preparation | Natural Gas | Conveyor Oven | E7 |  | Baseline Forecast | 0 | 0 | 0 | 0 | 0 | 0 | 0 | 0 | 0 | 0 | 0 | 0 | 0 | 0 | 0 | 0 | 0 | 0 | 0 | 0 | 0 | 0 | 0 | 0 | 0 | 0 | 0
Commercial_Office (WA)_Existing_Food Preparation_Natural Gas_Conveyor Oven_E8_Baseline Forecast | Commercial | Office (WA) | Existing | Food Preparation | Natural Gas | Conveyor Oven | E8 |  | Baseline Forecast | 0 | 0 | 0 | 0 | 0 | 0 | 0 | 0 | 0 | 0 | 0 | 0 | 0 | 0 | 0 | 0 | 0 | 0 | 0 | 0 | 0 | 0 | 0 | 0 | 0 | 0 | 0
Commercial_Office (WA)_Existing_Food Preparation_Natural Gas_Conveyor Oven_E9_Baseline Forecast | Commercial | Office (WA) | Existing | Food Preparation | Natural Gas | Conveyor Oven | E9 |  | Baseline Forecast | 0 | 0 | 0 | 0 | 0 | 0 | 0 | 0 | 0 | 0 | 0 | 0 | 0 | 0 | 0 | 0 | 0 | 0 | 0 | 0 | 0 | 0 | 0 | 0 | 0 | 0 | 0
Commercial_Office (WA)_Existing_Food Preparation_Natural Gas_Conveyor Oven_E10_Baseline Forecast | Commercial | Office (WA) | Existing | Food Preparation | Natural Gas | Conveyor Oven | E10 |  | Baseline Forecast | 0 | 0 | 0 | 0 | 0 | 0 | 0 | 0 | 0 | 0 | 0 | 0 | 0 | 0 | 0 | 0 | 0 | 0 | 0 | 0 | 0 | 0 | 0 | 0 | 0 | 0 | 0
Commercial_Office (WA)_Existing_Food Preparation_Natural Gas_Double Rack Oven_E1_Baseline Forecast | Commercial | Office (WA) | Existing | Food Preparation | Natural Gas | Double Rack Oven | E1 | Standard | Baseline Forecast | 0 | 525.645 | 716.7887 | 878.9132 | 1015.7973 | 1130.7372 | 1226.6079 | 1305.9172 | 1370.8522 | 1423.3201 | 1291.6845 | 1194.8076 | 1125.5322 | 1077.9677 | 1047.2839 | 1029.536 | 1021.5177 | 1020.6365 | 1024.8098 | 1132.3916 | 1145.2368 | 1144.2682 | 1134.0084 | 1117.858 | 1098.3334 | 1077.2587 | 1055.921
Commercial_Office (WA)_Existing_Food Preparation_Natural Gas_Double Rack Oven_E2_Baseline Forecast | Commercial | Office (WA) | Existing | Food Preparation | Natural Gas | Double Rack Oven | E2 | FTSC Qualified (>50% Cooking Efficiency) | Baseline Forecast | 0 | 756.416 | 1031.4764 | 1264.7776 | 1461.7571 | 1627.1584 | 1765.1187 | 1879.2467 | 1972.6898 | 2048.1924 | 1858.7655 | 1719.3573 | 1619.6683 | 1551.2219 | 1507.0671 | 1481.5274 | 1469.9888 | 1468.7208 | 1474.7263 | 1629.5392 | 1648.0238 | 1646.6298 | 1631.8657 | 1608.6249 | 1580.5285 | 1550.2015 | 1519.496
Commercial_Office (WA)_Existing_Food Preparation_Natural Gas_Double Rack Oven_E3_Baseline Forecast | Commercial | Office (WA) | Existing | Food Preparation | Natural Gas | Double Rack Oven | E3 |  | Baseline Forecast | 0 | 0 | 0 | 0 | 0 | 0 | 0 | 0 | 0 | 0 | 0 | 0 | 0 | 0 | 0 | 0 | 0 | 0 | 0 | 0 | 0 | 0 | 0 | 0 | 0 | 0 | 0
Commercial_Office (WA)_Existing_Food Preparation_Natural Gas_Double Rack Oven_E4_Baseline Forecast | Commercial | Office (WA) | Existing | Food Preparation | Natural Gas | Double Rack Oven | E4 |  | Baseline Forecast | 0 | 0 | 0 | 0 | 0 | 0 | 0 | 0 | 0 | 0 | 0 | 0 | 0 | 0 | 0 | 0 | 0 | 0 | 0 | 0 | 0 | 0 | 0 | 0 | 0 | 0 | 0
Commercial_Office (WA)_Existing_Food Preparation_Natural Gas_Double Rack Oven_E5_Baseline Forecast | Commercial | Office (WA) | Existing | Food Preparation | Natural Gas | Double Rack Oven | E5 |  | Baseline Forecast | 0 | 0 | 0 | 0 | 0 | 0 | 0 | 0 | 0 | 0 | 0 | 0 | 0 | 0 | 0 | 0 | 0 | 0 | 0 | 0 | 0 | 0 | 0 | 0 | 0 | 0 | 0
Commercial_Office (WA)_Existing_Food Preparation_Natural Gas_Double Rack Oven_E6_Baseline Forecast | Commercial | Office (WA) | Existing | Food Preparation | Natural Gas | Double Rack Oven | E6 |  | Baseline Forecast | 0 | 0 | 0 | 0 | 0 | 0 | 0 | 0 | 0 | 0 | 0 | 0 | 0 | 0 | 0 | 0 | 0 | 0 | 0 | 0 | 0 | 0 | 0 | 0 | 0 | 0 | 0
Commercial_Office (WA)_Existing_Food Preparation_Natural Gas_Double Rack Oven_E7_Baseline Forecast | Commercial | Office (WA) | Existing | Food Preparation | Natural Gas | Double Rack Oven | E7 |  | Baseline Forecast | 0 | 0 | 0 | 0 | 0 | 0 | 0 | 0 | 0 | 0 | 0 | 0 | 0 | 0 | 0 | 0 | 0 | 0 | 0 | 0 | 0 | 0 | 0 | 0 | 0 | 0 | 0
Commercial_Office (WA)_Existing_Food Preparation_Natural Gas_Double Rack Oven_E8_Baseline Forecast | Commercial | Office (WA) | Existing | Food Preparation | Natural Gas | Double Rack Oven | E8 |  | Baseline Forecast | 0 | 0 | 0 | 0 | 0 | 0 | 0 | 0 | 0 | 0 | 0 | 0 | 0 | 0 | 0 | 0 | 0 | 0 | 0 | 0 | 0 | 0 | 0 | 0 | 0 | 0 | 0
Commercial_Office (WA)_Existing_Food Preparation_Natural Gas_Double Rack Oven_E9_Baseline Forecast | Commercial | Office (WA) | Existing | Food Preparation | Natural Gas | Double Rack Oven | E9 |  | Baseline Forecast | 0 | 0 | 0 | 0 | 0 | 0 | 0 | 0 | 0 | 0 | 0 | 0 | 0 | 0 | 0 | 0 | 0 | 0 | 0 | 0 | 0 | 0 | 0 | 0 | 0 | 0 | 0
Commercial_Office (WA)_Existing_Food Preparation_Natural Gas_Double Rack Oven_E10_Baseline Forecast | Commercial | Office (WA) | Existing | Food Preparation | Natural Gas | Double Rack Oven | E10 |  | Baseline Forecast | 0 | 0 | 0 | 0 | 0 | 0 | 0 | 0 | 0 | 0 | 0 | 0 | 0 | 0 | 0 | 0 | 0 | 0 | 0 | 0 | 0 | 0 | 0 | 0 | 0 | 0 | 0
Commercial_Office (WA)_Existing_Food Preparation_Natural Gas_Fryer_E1_Baseline Forecast | Commercial | Office (WA) | Existing | Food Preparation | Natural Gas | Fryer | E1 | Standard | Baseline Forecast | 0 | 5174.8644 | 5635.0425 | 6027.3043 | 6359.2827 | 6637.7842 | 6868.878 | 7057.9755 | 7209.9008 | 7328.9541 | 7418.968 | 7483.3578 | 7063.818 | 6723.5407 | 6448.9646 | 6228.5521 | 6052.5111 | 5912.5523 | 5801.679 | 5714.0047 | 5644.5949 | 5589.3297 | 5544.7858 | 6575.0691 | 6486.1179 | 6373.6523 | 6245.5839
Commercial_Office (WA)_Existing_Food Preparation_Natural Gas_Fryer_E2_Baseline Forecast | Commercial | Office (WA) | Existing | Food Preparation | Natural Gas | Fryer | E2 | ENERGY STAR | Baseline Forecast | 0 | 1818.1956 | 1979.8798 | 2117.7015 | 2234.3426 | 2332.1944 | 2413.3896 | 2479.8292 | 2533.2084 | 2575.0379 | 2606.6644 | 2629.2879 | 2481.882 | 2362.3251 | 2265.8524 | 2188.4102 | 2126.5579 | 2077.3832 | 2038.4278 | 2007.6233 | 1983.236 | 1963.8185 | 1948.168 | 2310.1594 | 2278.9063 | 2239.3913 | 2194.3944
Commercial_Office (WA)_Existing_Food Preparation_Natural Gas_Fryer_E3_Baseline Forecast | Commercial | Office (WA) | Existing | Food Preparation | Natural Gas | Fryer | E3 |  | Baseline Forecast | 0 | 0 | 0 | 0 | 0 | 0 | 0 | 0 | 0 | 0 | 0 | 0 | 0 | 0 | 0 | 0 | 0 | 0 | 0 | 0 | 0 | 0 | 0 | 0 | 0 | 0 | 0
Commercial_Office (WA)_Existing_Food Preparation_Natural Gas_Fryer_E4_Baseline Forecast | Commercial | Office (WA) | Existing | Food Preparation | Natural Gas | Fryer | E4 |  | Baseline Forecast | 0 | 0 | 0 | 0 | 0 | 0 | 0 | 0 | 0 | 0 | 0 | 0 | 0 | 0 | 0 | 0 | 0 | 0 | 0 | 0 | 0 | 0 | 0 | 0 | 0 | 0 | 0
Commercial_Office (WA)_Existing_Food Preparation_Natural Gas_Fryer_E5_Baseline Forecast | Commercial | Office (WA) | Existing | Food Preparation | Natural Gas | Fryer | E5 |  | Baseline Forecast | 0 | 0 | 0 | 0 | 0 | 0 | 0 | 0 | 0 | 0 | 0 | 0 | 0 | 0 | 0 | 0 | 0 | 0 | 0 | 0 | 0 | 0 | 0 | 0 | 0 | 0 | 0
Commercial_Office (WA)_Existing_Food Preparation_Natural Gas_Fryer_E6_Baseline Forecast | Commercial | Office (WA) | Existing | Food Preparation | Natural Gas | Fryer | E6 |  | Baseline Forecast | 0 | 0 | 0 | 0 | 0 | 0 | 0 | 0 | 0 | 0 | 0 | 0 | 0 | 0 | 0 | 0 | 0 | 0 | 0 | 0 | 0 | 0 | 0 | 0 | 0 | 0 | 0
Commercial_Office (WA)_Existing_Food Preparation_Natural Gas_Fryer_E7_Baseline Forecast | Commercial | Office (WA) | Existing | Food Preparation | Natural Gas | Fryer | E7 |  | Baseline Forecast | 0 | 0 | 0 | 0 | 0 | 0 | 0 | 0 | 0 | 0 | 0 | 0 | 0 | 0 | 0 | 0 | 0 | 0 | 0 | 0 | 0 | 0 | 0 | 0 | 0 | 0 | 0
Commercial_Office (WA)_Existing_Food Preparation_Natural Gas_Fryer_E8_Baseline Forecast | Commercial | Office (WA) | Existing | Food Preparation | Natural Gas | Fryer | E8 |  | Baseline Forecast | 0 | 0 | 0 | 0 | 0 | 0 | 0 | 0 | 0 | 0 | 0 | 0 | 0 | 0 | 0 | 0 | 0 | 0 | 0 | 0 | 0 | 0 | 0 | 0 | 0 | 0 | 0
Commercial_Office (WA)_Existing_Food Preparation_Natural Gas_Fryer_E9_Baseline Forecast | Commercial | Office (WA) | Existing | Food Preparation | Natural Gas | Fryer | E9 |  | Baseline Forecast | 0 | 0 | 0 | 0 | 0 | 0 | 0 | 0 | 0 | 0 | 0 | 0 | 0 | 0 | 0 | 0 | 0 | 0 | 0 | 0 | 0 | 0 | 0 | 0 | 0 | 0 | 0
Commercial_Office (WA)_Existing_Food Preparation_Natural Gas_Fryer_E10_Baseline Forecast | Commercial | Office (WA) | Existing | Food Preparation | Natural Gas | Fryer | E10 |  | Baseline Forecast | 0 | 0 | 0 | 0 | 0 | 0 | 0 | 0 | 0 | 0 | 0 | 0 | 0 | 0 | 0 | 0 | 0 | 0 | 0 | 0 | 0 | 0 | 0 | 0 | 0 | 0 | 0
Commercial_Office (WA)_Existing_Food Preparation_Natural Gas_Broiler_E1_Baseline Forecast | Commercial | Office (WA) | Existing | Food Preparation | Natural Gas | Broiler | E1 | Standard | Baseline Forecast | 0 | 0 | 0 | 0 | 0 | 0 | 0 | 0 | 0 | 0 | 0 | 0 | 0 | 0 | 0 | 0 | 0 | 0 | 0 | 0 | 0 | 0 | 0 | 0 | 0 | 0 | 0
Commercial_Office (WA)_Existing_Food Preparation_Natural Gas_Broiler_E2_Baseline Forecast | Commercial | Office (WA) | Existing | Food Preparation | Natural Gas | Broiler | E2 | Infrared Burners | Baseline Forecast | 0 | 0 | 0 | 0 | 0 | 0 | 0 | 0 | 0 | 0 | 0 | 0 | 0 | 0 | 0 | 0 | 0 | 0 | 0 | 0 | 0 | 0 | 0 | 0 | 0 | 0 | 0
Commercial_Office (WA)_Existing_Food Preparation_Natural Gas_Broiler_E3_Baseline Forecast | Commercial | Office (WA) | Existing | Food Preparation | Natural Gas | Broiler | E3 |  | Baseline Forecast | 0 | 0 | 0 | 0 | 0 | 0 | 0 | 0 | 0 | 0 | 0 | 0 | 0 | 0 | 0 | 0 | 0 | 0 | 0 | 0 | 0 | 0 | 0 | 0 | 0 | 0 | 0
Commercial_Office (WA)_Existing_Food Preparation_Natural Gas_Broiler_E4_Baseline Forecast | Commercial | Office (WA) | Existing | Food Preparation | Natural Gas | Broiler | E4 |  | Baseline Forecast | 0 | 0 | 0 | 0 | 0 | 0 | 0 | 0 | 0 | 0 | 0 | 0 | 0 | 0 | 0 | 0 | 0 | 0 | 0 | 0 | 0 | 0 | 0 | 0 | 0 | 0 | 0
Commercial_Office (WA)_Existing_Food Preparation_Natural Gas_Broiler_E5_Baseline Forecast | Commercial | Office (WA) | Existing | Food Preparation | Natural Gas | Broiler | E5 |  | Baseline Forecast | 0 | 0 | 0 | 0 | 0 | 0 | 0 | 0 | 0 | 0 | 0 | 0 | 0 | 0 | 0 | 0 | 0 | 0 | 0 | 0 | 0 | 0 | 0 | 0 | 0 | 0 | 0
Commercial_Office (WA)_Existing_Food Preparation_Natural Gas_Broiler_E6_Baseline Forecast | Commercial | Office (WA) | Existing | Food Preparation | Natural Gas | Broiler | E6 |  | Baseline Forecast | 0 | 0 | 0 | 0 | 0 | 0 | 0 | 0 | 0 | 0 | 0 | 0 | 0 | 0 | 0 | 0 | 0 | 0 | 0 | 0 | 0 | 0 | 0 | 0 | 0 | 0 | 0
Commercial_Office (WA)_Existing_Food Preparation_Natural Gas_Broiler_E7_Baseline Forecast | Commercial | Office (WA) | Existing | Food Preparation | Natural Gas | Broiler | E7 |  | Baseline Forecast | 0 | 0 | 0 | 0 | 0 | 0 | 0 | 0 | 0 | 0 | 0 | 0 | 0 | 0 | 0 | 0 | 0 | 0 | 0 | 0 | 0 | 0 | 0 | 0 | 0 | 0 | 0
Commercial_Office (WA)_Existing_Food Preparation_Natural Gas_Broiler_E8_Baseline Forecast | Commercial | Office (WA) | Existing | Food Preparation | Natural Gas | Broiler | E8 |  | Baseline Forecast | 0 | 0 | 0 | 0 | 0 | 0 | 0 | 0 | 0 | 0 | 0 | 0 | 0 | 0 | 0 | 0 | 0 | 0 | 0 | 0 | 0 | 0 | 0 | 0 | 0 | 0 | 0
Commercial_Office (WA)_Existing_Food Preparation_Natural Gas_Broiler_E9_Baseline Forecast | Commercial | Office (WA) | Existing | Food Preparation | Natural Gas | Broiler | E9 |  | Baseline Forecast | 0 | 0 | 0 | 0 | 0 | 0 | 0 | 0 | 0 | 0 | 0 | 0 | 0 | 0 | 0 | 0 | 0 | 0 | 0 | 0 | 0 | 0 | 0 | 0 | 0 | 0 | 0
Commercial_Office (WA)_Existing_Food Preparation_Natural Gas_Broiler_E10_Baseline Forecast | Commercial | Office (WA) | Existing | Food Preparation | Natural Gas | Broiler | E10 |  | Baseline Forecast | 0 | 0 | 0 | 0 | 0 | 0 | 0 | 0 | 0 | 0 | 0 | 0 | 0 | 0 | 0 | 0 | 0 | 0 | 0 | 0 | 0 | 0 | 0 | 0 | 0 | 0 | 0
Commercial_Office (WA)_Existing_Food Preparation_Natural Gas_Griddle_E1_Baseline Forecast | Commercial | Office (WA) | Existing | Food Preparation | Natural Gas | Griddle | E1 | Standard | Baseline Forecast | 0 | 6068.4221 | 6785.5993 | 7384.4171 | 7880.432 | 8287.2113 | 8616.587 | 8878.8765 | 9083.0756 | 9237.0269 | 8633.0325 | 8173.4661 | 7828.7968 | 7574.7176 | 7391.2932 | 7262.2399 | 7174.3184 | 7116.8219 | 7081.1449 | 8336.2187 | 8228.3121 | 8078.3622 | 7903.22 | 7715.3363 | 7523.7142 | 7334.6758 | 7152.4794
Commercial_Office (WA)_Existing_Food Preparation_Natural Gas_Griddle_E2_Baseline Forecast | Commercial | Office (WA) | Existing | Food Preparation | Natural Gas | Griddle | E2 | ENERGY STAR | Baseline Forecast | 0 | 2478.6513 | 2771.5828 | 3016.1704 | 3218.768 | 3384.9173 | 3519.451 | 3626.5834 | 3709.9886 | 3772.8701 | 3526.1682 | 3338.458 | 3197.6776 | 3093.8987 | 3018.9789 | 2966.267 | 2930.3554 | 2906.8709 | 2892.2986 | 3404.9344 | 3360.8599 | 3299.6127 | 3228.0758 | 3151.3346 | 3073.0664 | 2995.8535 | 2921.4353
Commercial_Office (WA)_Existing_Food Preparation_Natural Gas_Griddle_E3_Baseline Forecast | Commercial | Office (WA) | Existing | Food Preparation | Natural Gas | Griddle | E3 |  | Baseline Forecast | 0 | 0 | 0 | 0 | 0 | 0 | 0 | 0 | 0 | 0 | 0 | 0 | 0 | 0 | 0 | 0 | 0 | 0 | 0 | 0 | 0 | 0 | 0 | 0 | 0 | 0 | 0
Commercial_Office (WA)_Existing_Food Preparation_Natural Gas_Griddle_E4_Baseline Forecast | Commercial | Office (WA) | Existing | Food Preparation | Natural Gas | Griddle | E4 |  | Baseline Forecast | 0 | 0 | 0 | 0 | 0 | 0 | 0 | 0 | 0 | 0 | 0 | 0 | 0 | 0 | 0 | 0 | 0 | 0 | 0 | 0 | 0 | 0 | 0 | 0 | 0 | 0 | 0
Commercial_Office (WA)_Existing_Food Preparation_Natural Gas_Griddle_E5_Baseline Forecast | Commercial | Office (WA) | Existing | Food Preparation | Natural Gas | Griddle | E5 |  | Baseline Forecast | 0 | 0 | 0 | 0 | 0 | 0 | 0 | 0 | 0 | 0 | 0 | 0 | 0 | 0 | 0 | 0 | 0 | 0 | 0 | 0 | 0 | 0 | 0 | 0 | 0 | 0 | 0
Commercial_Office (WA)_Existing_Food Preparation_Natural Gas_Griddle_E6_Baseline Forecast | Commercial | Office (WA) | Existing | Food Preparation | Natural Gas | Griddle | E6 |  | Baseline Forecast | 0 | 0 | 0 | 0 | 0 | 0 | 0 | 0 | 0 | 0 | 0 | 0 | 0 | 0 | 0 | 0 | 0 | 0 | 0 | 0 | 0 | 0 | 0 | 0 | 0 | 0 | 0
Commercial_Office (WA)_Existing_Food Preparation_Natural Gas_Griddle_E7_Baseline Forecast | Commercial | Office (WA) | Existing | Food Preparation | Natural Gas | Griddle | E7 |  | Baseline Forecast | 0 | 0 | 0 | 0 | 0 | 0 | 0 | 0 | 0 | 0 | 0 | 0 | 0 | 0 | 0 | 0 | 0 | 0 | 0 | 0 | 0 | 0 | 0 | 0 | 0 | 0 | 0
Commercial_Office (WA)_Existing_Food Preparation_Natural Gas_Griddle_E8_Baseline Forecast | Commercial | Office (WA) | Existing | Food Preparation | Natural Gas | Griddle | E8 |  | Baseline Forecast | 0 | 0 | 0 | 0 | 0 | 0 | 0 | 0 | 0 | 0 | 0 | 0 | 0 | 0 | 0 | 0 | 0 | 0 | 0 | 0 | 0 | 0 | 0 | 0 | 0 | 0 | 0
Commercial_Office (WA)_Existing_Food Preparation_Natural Gas_Griddle_E9_Baseline Forecast | Commercial | Office (WA) | Existing | Food Preparation | Natural Gas | Griddle | E9 |  | Baseline Forecast | 0 | 0 | 0 | 0 | 0 | 0 | 0 | 0 | 0 | 0 | 0 | 0 | 0 | 0 | 0 | 0 | 0 | 0 | 0 | 0 | 0 | 0 | 0 | 0 | 0 | 0 | 0
Commercial_Office (WA)_Existing_Food Preparation_Natural Gas_Griddle_E10_Baseline Forecast | Commercial | Office (WA) | Existing | Food Preparation | Natural Gas | Griddle | E10 |  | Baseline Forecast | 0 | 0 | 0 | 0 | 0 | 0 | 0 | 0 | 0 | 0 | 0 | 0 | 0 | 0 | 0 | 0 | 0 | 0 | 0 | 0 | 0 | 0 | 0 | 0 | 0 | 0 | 0
Commercial_Office (WA)_Existing_Food Preparation_Natural Gas_Range_E1_Baseline Forecast | Commercial | Office (WA) | Existing | Food Preparation | Natural Gas | Range | E1 | Standard | Baseline Forecast | 0 | 3784.6441 | 4830.5821 | 5618.3386 | 6203.9193 | 6631.3034 | 6935.023 | 7142.1913 | 7274.0935 | 7347.4381 | 6412.7825 | 5855.9967 | 5552.2345 | 5412.931 | 5375.9794 | 6165.814 | 6279.981 | 6343.5264 | 6367.786 | 6198.4489 | 5947.5385 | 5680.4987 | 5432.6346 | 5220.2966 | 4983.3266 | 4889.725 | 4876.2292
Commercial_Office (WA)_Existing_Food Preparation_Natural Gas_Range_E2_Baseline Forecast | Commercial | Office (WA) | Existing | Food Preparation | Natural Gas | Range | E2 | High Efficiency | Baseline Forecast | 0 | 5446.1952 | 6951.3255 | 8084.9262 | 8927.5913 | 9542.6073 | 9979.6673 | 10277.7875 | 10467.598 | 10573.1426 | 9228.1505 | 8426.9221 | 7989.8008 | 7789.3397 | 7736.1655 | 8872.7568 | 9037.0458 | 9128.4893 | 9163.3994 | 8919.7192 | 8558.653 | 8174.3762 | 7817.6937 | 7512.1341 | 7171.1286 | 7036.4335 | 7017.0127
Commercial_Office (WA)_Existing_Food Preparation_Natural Gas_Range_E3_Baseline Forecast | Commercial | Office (WA) | Existing | Food Preparation | Natural Gas | Range | E3 |  | Baseline Forecast | 0 | 0 | 0 | 0 | 0 | 0 | 0 | 0 | 0 | 0 | 0 | 0 | 0 | 0 | 0 | 0 | 0 | 0 | 0 | 0 | 0 | 0 | 0 | 0 | 0 | 0 | 0
Commercial_Office (WA)_Existing_Food Preparation_Natural Gas_Range_E4_Baseline Forecast | Commercial | Office (WA) | Existing | Food Preparation | Natural Gas | Range | E4 |  | Baseline Forecast | 0 | 0 | 0 | 0 | 0 | 0 | 0 | 0 | 0 | 0 | 0 | 0 | 0 | 0 | 0 | 0 | 0 | 0 | 0 | 0 | 0 | 0 | 0 | 0 | 0 | 0 | 0
Commercial_Office (WA)_Existing_Food Preparation_Natural Gas_Range_E5_Baseline Forecast | Commercial | Office (WA) | Existing | Food Preparation | Natural Gas | Range | E5 |  | Baseline Forecast | 0 | 0 | 0 | 0 | 0 | 0 | 0 | 0 | 0 | 0 | 0 | 0 | 0 | 0 | 0 | 0 | 0 | 0 | 0 | 0 | 0 | 0 | 0 | 0 | 0 | 0 | 0
Commercial_Office (WA)_Existing_Food Preparation_Natural Gas_Range_E6_Baseline Forecast | Commercial | Office (WA) | Existing | Food Preparation | Natural Gas | Range | E6 |  | Baseline Forecast | 0 | 0 | 0 | 0 | 0 | 0 | 0 | 0 | 0 | 0 | 0 | 0 | 0 | 0 | 0 | 0 | 0 | 0 | 0 | 0 | 0 | 0 | 0 | 0 | 0 | 0 | 0
Commercial_Office (WA)_Existing_Food Preparation_Natural Gas_Range_E7_Baseline Forecast | Commercial | Office (WA) | Existing | Food Preparation | Natural Gas | Range | E7 |  | Baseline Forecast | 0 | 0 | 0 | 0 | 0 | 0 | 0 | 0 | 0 | 0 | 0 | 0 | 0 | 0 | 0 | 0 | 0 | 0 | 0 | 0 | 0 | 0 | 0 | 0 | 0 | 0 | 0
Commercial_Office (WA)_Existing_Food Preparation_Natural Gas_Range_E8_Baseline Forecast | Commercial | Office (WA) | Existing | Food Preparation | Natural Gas | Range | E8 |  | Baseline Forecast | 0 | 0 | 0 | 0 | 0 | 0 | 0 | 0 | 0 | 0 | 0 | 0 | 0 | 0 | 0 | 0 | 0 | 0 | 0 | 0 | 0 | 0 | 0 | 0 | 0 | 0 | 0
Commercial_Office (WA)_Existing_Food Preparation_Natural Gas_Range_E9_Baseline Forecast | Commercial | Office (WA) | Existing | Food Preparation | Natural Gas | Range | E9 |  | Baseline Forecast | 0 | 0 | 0 | 0 | 0 | 0 | 0 | 0 | 0 | 0 | 0 | 0 | 0 | 0 | 0 | 0 | 0 | 0 | 0 | 0 | 0 | 0 | 0 | 0 | 0 | 0 | 0
Commercial_Office (WA)_Existing_Food Preparation_Natural Gas_Range_E10_Baseline Forecast | Commercial | Office (WA) | Existing | Food Preparation | Natural Gas | Range | E10 |  | Baseline Forecast | 0 | 0 | 0 | 0 | 0 | 0 | 0 | 0 | 0 | 0 | 0 | 0 | 0 | 0 | 0 | 0 | 0 | 0 | 0 | 0 | 0 | 0 | 0 | 0 | 0 | 0 | 0
Commercial_Office (WA)_Existing_Food Preparation_Natural Gas_Steamer_E1_Baseline Forecast | Commercial | Office (WA) | Existing | Food Preparation | Natural Gas | Steamer | E1 | Standard | Baseline Forecast | 0 | 0 | 0 | 0 | 0 | 0 | 0 | 0 | 0 | 0 | 0 | 0 | 0 | 0 | 0 | 0 | 0 | 0 | 0 | 0 | 0 | 0 | 0 | 0 | 0 | 0 | 0
Commercial_Office (WA)_Existing_Food Preparation_Natural Gas_Steamer_E2_Baseline Forecast | Commercial | Office (WA) | Existing | Food Preparation | Natural Gas | Steamer | E2 | ENERGY STAR | Baseline Forecast | 0 | 0 | 0 | 0 | 0 | 0 | 0 | 0 | 0 | 0 | 0 | 0 | 0 | 0 | 0 | 0 | 0 | 0 | 0 | 0 | 0 | 0 | 0 | 0 | 0 | 0 | 0
Commercial_Office (WA)_Existing_Food Preparation_Natural Gas_Steamer_E3_Baseline Forecast | Commercial | Office (WA) | Existing | Food Preparation | Natural Gas | Steamer | E3 |  | Baseline Forecast | 0 | 0 | 0 | 0 | 0 | 0 | 0 | 0 | 0 | 0 | 0 | 0 | 0 | 0 | 0 | 0 | 0 | 0 | 0 | 0 | 0 | 0 | 0 | 0 | 0 | 0 | 0
Commercial_Office (WA)_Existing_Food Preparation_Natural Gas_Steamer_E4_Baseline Forecast | Commercial | Office (WA) | Existing | Food Preparation | Natural Gas | Steamer | E4 |  | Baseline Forecast | 0 | 0 | 0 | 0 | 0 | 0 | 0 | 0 | 0 | 0 | 0 | 0 | 0 | 0 | 0 | 0 | 0 | 0 | 0 | 0 | 0 | 0 | 0 | 0 | 0 | 0 | 0
Commercial_Office (WA)_Existing_Food Preparation_Natural Gas_Steamer_E5_Baseline Forecast | Commercial | Office (WA) | Existing | Food Preparation | Natural Gas | Steamer | E5 |  | Baseline Forecast | 0 | 0 | 0 | 0 | 0 | 0 | 0 | 0 | 0 | 0 | 0 | 0 | 0 | 0 | 0 | 0 | 0 | 0 | 0 | 0 | 0 | 0 | 0 | 0 | 0 | 0 | 0
Commercial_Office (WA)_Existing_Food Preparation_Natural Gas_Steamer_E6_Baseline Forecast | Commercial | Office (WA) | Existing | Food Preparation | Natural Gas | Steamer | E6 |  | Baseline Forecast | 0 | 0 | 0 | 0 | 0 | 0 | 0 | 0 | 0 | 0 | 0 | 0 | 0 | 0 | 0 | 0 | 0 | 0 | 0 | 0 | 0 | 0 | 0 | 0 | 0 | 0 | 0
Commercial_Office (WA)_Existing_Food Preparation_Natural Gas_Steamer_E7_Baseline Forecast | Commercial | Office (WA) | Existing | Food Preparation | Natural Gas | Steamer | E7 |  | Baseline Forecast | 0 | 0 | 0 | 0 | 0 | 0 | 0 | 0 | 0 | 0 | 0 | 0 | 0 | 0 | 0 | 0 | 0 | 0 | 0 | 0 | 0 | 0 | 0 | 0 | 0 | 0 | 0
Commercial_Office (WA)_Existing_Food Preparation_Natural Gas_Steamer_E8_Baseline Forecast | Commercial | Office (WA) | Existing | Food Preparation | Natural Gas | Steamer | E8 |  | Baseline Forecast | 0 | 0 | 0 | 0 | 0 | 0 | 0 | 0 | 0 | 0 | 0 | 0 | 0 | 0 | 0 | 0 | 0 | 0 | 0 | 0 | 0 | 0 | 0 | 0 | 0 | 0 | 0
Commercial_Office (WA)_Existing_Food Preparation_Natural Gas_Steamer_E9_Baseline Forecast | Commercial | Office (WA) | Existing | Food Preparation | Natural Gas | Steamer | E9 |  | Baseline Forecast | 0 | 0 | 0 | 0 | 0 | 0 | 0 | 0 | 0 | 0 | 0 | 0 | 0 | 0 | 0 | 0 | 0 | 0 | 0 | 0 | 0 | 0 | 0 | 0 | 0 | 0 | 0
Commercial_Office (WA)_Existing_Food Preparation_Natural Gas_Steamer_E10_Baseline Forecast | Commercial | Office (WA) | Existing | Food Preparation | Natural Gas | Steamer | E10 |  | Baseline Forecast | 0 | 0 | 0 | 0 | 0 | 0 | 0 | 0 | 0 | 0 | 0 | 0 | 0 | 0 | 0 | 0 | 0 | 0 | 0 | 0 | 0 | 0 | 0 | 0 | 0 | 0 | 0
Commercial_Office (WA)_Existing_Food Preparation_Natural Gas_Food Prep Other_E1_Baseline Forecast | Commercial | Office (WA) | Existing | Food Preparation | Natural Gas | Food Prep Other | E1 | Standard | Baseline Forecast | 0 | 0 | 0 | 0 | 0 | 0 | 0 | 0 | 0 | 0 | 0 | 0 | 0 | 0 | 0 | 0 | 0 | 0 | 0 | 0 | 0 | 0 | 0 | 0 | 0 | 0 | 0
Commercial_Office (WA)_Existing_Food Preparation_Natural Gas_Food Prep Other_E2_Baseline Forecast | Commercial | Office (WA) | Existing | Food Preparation | Natural Gas | Food Prep Other | E2 | ENERGY STAR | Baseline Forecast | 0 | 0 | 0 | 0 | 0 | 0 | 0 | 0 | 0 | 0 | 0 | 0 | 0 | 0 | 0 | 0 | 0 | 0 | 0 | 0 | 0 | 0 | 0 | 0 | 0 | 0 | 0
Commercial_Office (WA)_Existing_Food Preparation_Natural Gas_Food Prep Other_E3_Baseline Forecast | Commercial | Office (WA) | Existing | Food Preparation | Natural Gas | Food Prep Other | E3 |  | Baseline Forecast | 0 | 0 | 0 | 0 | 0 | 0 | 0 | 0 | 0 | 0 | 0 | 0 | 0 | 0 | 0 | 0 | 0 | 0 | 0 | 0 | 0 | 0 | 0 | 0 | 0 | 0 | 0
Commercial_Office (WA)_Existing_Food Preparation_Natural Gas_Food Prep Other_E4_Baseline Forecast | Commercial | Office (WA) | Existing | Food Preparation | Natural Gas | Food Prep Other | E4 |  | Baseline Forecast | 0 | 0 | 0 | 0 | 0 | 0 | 0 | 0 | 0 | 0 | 0 | 0 | 0 | 0 | 0 | 0 | 0 | 0 | 0 | 0 | 0 | 0 | 0 | 0 | 0 | 0 | 0
Commercial_Office (WA)_Existing_Food Preparation_Natural Gas_Food Prep Other_E5_Baseline Forecast | Commercial | Office (WA) | Existing | Food Preparation | Natural Gas | Food Prep Other | E5 |  | Baseline Forecast | 0 | 0 | 0 | 0 | 0 | 0 | 0 | 0 | 0 | 0 | 0 | 0 | 0 | 0 | 0 | 0 | 0 | 0 | 0 | 0 | 0 | 0 | 0 | 0 | 0 | 0 | 0
Commercial_Office (WA)_Existing_Food Preparation_Natural Gas_Food Prep Other_E6_Baseline Forecast | Commercial | Office (WA) | Existing | Food Preparation | Natural Gas | Food Prep Other | E6 |  | Baseline Forecast | 0 | 0 | 0 | 0 | 0 | 0 | 0 | 0 | 0 | 0 | 0 | 0 | 0 | 0 | 0 | 0 | 0 | 0 | 0 | 0 | 0 | 0 | 0 | 0 | 0 | 0 | 0
Commercial_Office (WA)_Existing_Food Preparation_Natural Gas_Food Prep Other_E7_Baseline Forecast | Commercial | Office (WA) | Existing | Food Preparation | Natural Gas | Food Prep Other | E7 |  | Baseline Forecast | 0 | 0 | 0 | 0 | 0 | 0 | 0 | 0 | 0 | 0 | 0 | 0 | 0 | 0 | 0 | 0 | 0 | 0 | 0 | 0 | 0 | 0 | 0 | 0 | 0 | 0 | 0
Commercial_Office (WA)_Existing_Food Preparation_Natural Gas_Food Prep Other_E8_Baseline Forecast | Commercial | Office (WA) | Existing | Food Preparation | Natural Gas | Food Prep Other | E8 |  | Baseline Forecast | 0 | 0 | 0 | 0 | 0 | 0 | 0 | 0 | 0 | 0 | 0 | 0 | 0 | 0 | 0 | 0 | 0 | 0 | 0 | 0 | 0 | 0 | 0 | 0 | 0 | 0 | 0
Commercial_Office (WA)_Existing_Food Preparation_Natural Gas_Food Prep Other_E9_Baseline Forecast | Commercial | Office (WA) | Existing | Food Preparation | Natural Gas | Food Prep Other | E9 |  | Baseline Forecast | 0 | 0 | 0 | 0 | 0 | 0 | 0 | 0 | 0 | 0 | 0 | 0 | 0 | 0 | 0 | 0 | 0 | 0 | 0 | 0 | 0 | 0 | 0 | 0 | 0 | 0 | 0
Commercial_Office (WA)_Existing_Food Preparation_Natural Gas_Food Prep Other_E10_Baseline Forecast | Commercial | Office (WA) | Existing | Food Preparation | Natural Gas | Food Prep Other | E10 |  | Baseline Forecast | 0 | 0 | 0 | 0 | 0 | 0 | 0 | 0 | 0 | 0 | 0 | 0 | 0 | 0 | 0 | 0 | 0 | 0 | 0 | 0 | 0 | 0 | 0 | 0 | 0 | 0 | 0
Commercial_Office (WA)_Existing_Miscellaneous_Natural Gas_Pool Heater_E1_Baseline Forecast | Commercial | Office (WA) | Existing | Miscellaneous | Natural Gas | Pool Heater | E1 | Standard (EF .82) | Baseline Forecast | 0 | 0 | 0 | 0 | 0 | 0 | 0 | 0 | 0 | 0 | 0 | 0 | 0 | 0 | 0 | 0 | 0 | 0 | 0 | 0 | 0 | 0 | 0 | 0 | 0 | 0 | 0
Commercial_Office (WA)_Existing_Miscellaneous_Natural Gas_Pool Heater_E2_Baseline Forecast | Commercial | Office (WA) | Existing | Miscellaneous | Natural Gas | Pool Heater | E2 | Condensing (EF .90) | Baseline Forecast | 0 | 0 | 0 | 0 | 0 | 0 | 0 | 0 | 0 | 0 | 0 | 0 | 0 | 0 | 0 | 0 | 0 | 0 | 0 | 0 | 0 | 0 | 0 | 0 | 0 | 0 | 0
Commercial_Office (WA)_Existing_Miscellaneous_Natural Gas_Pool Heater_E3_Baseline Forecast | Commercial | Office (WA) | Existing | Miscellaneous | Natural Gas | Pool Heater | E3 |  | Baseline Forecast | 0 | 0 | 0 | 0 | 0 | 0 | 0 | 0 | 0 | 0 | 0 | 0 | 0 | 0 | 0 | 0 | 0 | 0 | 0 | 0 | 0 | 0 | 0 | 0 | 0 | 0 | 0
Commercial_Office (WA)_Existing_Miscellaneous_Natural Gas_Pool Heater_E4_Baseline Forecast | Commercial | Office (WA) | Existing | Miscellaneous | Natural Gas | Pool Heater | E4 |  | Baseline Forecast | 0 | 0 | 0 | 0 | 0 | 0 | 0 | 0 | 0 | 0 | 0 | 0 | 0 | 0 | 0 | 0 | 0 | 0 | 0 | 0 | 0 | 0 | 0 | 0 | 0 | 0 | 0
Commercial_Office (WA)_Existing_Miscellaneous_Natural Gas_Pool Heater_E5_Baseline Forecast | Commercial | Office (WA) | Existing | Miscellaneous | Natural Gas | Pool Heater | E5 |  | Baseline Forecast | 0 | 0 | 0 | 0 | 0 | 0 | 0 | 0 | 0 | 0 | 0 | 0 | 0 | 0 | 0 | 0 | 0 | 0 | 0 | 0 | 0 | 0 | 0 | 0 | 0 | 0 | 0
Commercial_Office (WA)_Existing_Miscellaneous_Natural Gas_Pool Heater_E6_Baseline Forecast | Commercial | Office (WA) | Existing | Miscellaneous | Natural Gas | Pool Heater | E6 |  | Baseline Forecast | 0 | 0 | 0 | 0 | 0 | 0 | 0 | 0 | 0 | 0 | 0 | 0 | 0 | 0 | 0 | 0 | 0 | 0 | 0 | 0 | 0 | 0 | 0 | 0 | 0 | 0 | 0
Commercial_Office (WA)_Existing_Miscellaneous_Natural Gas_Pool Heater_E7_Baseline Forecast | Commercial | Office (WA) | Existing | Miscellaneous | Natural Gas | Pool Heater | E7 |  | Baseline Forecast | 0 | 0 | 0 | 0 | 0 | 0 | 0 | 0 | 0 | 0 | 0 | 0 | 0 | 0 | 0 | 0 | 0 | 0 | 0 | 0 | 0 | 0 | 0 | 0 | 0 | 0 | 0
Commercial_Office (WA)_Existing_Miscellaneous_Natural Gas_Pool Heater_E8_Baseline Forecast | Commercial | Office (WA) | Existing | Miscellaneous | Natural Gas | Pool Heater | E8 |  | Baseline Forecast | 0 | 0 | 0 | 0 | 0 | 0 | 0 | 0 | 0 | 0 | 0 | 0 | 0 | 0 | 0 | 0 | 0 | 0 | 0 | 0 | 0 | 0 | 0 | 0 | 0 | 0 | 0
Commercial_Office (WA)_Existing_Miscellaneous_Natural Gas_Pool Heater_E9_Baseline Forecast | Commercial | Office (WA) | Existing | Miscellaneous | Natural Gas | Pool Heater | E9 |  | Baseline Forecast | 0 | 0 | 0 | 0 | 0 | 0 | 0 | 0 | 0 | 0 | 0 | 0 | 0 | 0 | 0 | 0 | 0 | 0 | 0 | 0 | 0 | 0 | 0 | 0 | 0 | 0 | 0
Commercial_Office (WA)_Existing_Miscellaneous_Natural Gas_Pool Heater_E10_Baseline Forecast | Commercial | Office (WA) | Existing | Miscellaneous | Natural Gas | Pool Heater | E10 |  | Baseline Forecast | 0 | 0 | 0 | 0 | 0 | 0 | 0 | 0 | 0 | 0 | 0 | 0 | 0 | 0 | 0 | 0 | 0 | 0 | 0 | 0 | 0 | 0 | 0 | 0 | 0 | 0 | 0
Commercial_Office (WA)_Existing_Miscellaneous_Natural Gas_Miscellaneous_E1_Baseline Forecast | Commercial | Office (WA) | Existing | Miscellaneous | Natural Gas | Miscellaneous | E1 | Standard | Baseline Forecast | 0 | 1248471.0081 | 1459251.8277 | 1629207.2873 | 1539873.6083 | 1493192.8761 | 1476887.2677 | 1451086.718 | 1423062.544 | 1397273.9518 | 1372082.9616 | 1649865.6408 | 1634000.0179 | 1608270.8951 | 1562044.3585 | 1530946.9268 | 1508458.4494 | 1480908.4368 | 1452865.9166 | 1426644.5167 | 1400883.972 | 1448777.6664 | 1415548.8097 | 1381639.8195 | 1354494.5723 | 1330622.7152 | 1307899.1326
Commercial_Office (WA)_Existing_Miscellaneous_Natural Gas_Miscellaneous_E2_Baseline Forecast | Commercial | Office (WA) | Existing | Miscellaneous | Natural Gas | Miscellaneous | E2 |  | Baseline Forecast | 0 | 0 | 0 | 0 | 0 | 0 | 0 | 0 | 0 | 0 | 0 | 0 | 0 | 0 | 0 | 0 | 0 | 0 | 0 | 0 | 0 | 0 | 0 | 0 | 0 | 0 | 0
Commercial_Office (WA)_Existing_Miscellaneous_Natural Gas_Miscellaneous_E3_Baseline Forecast | Commercial | Office (WA) | Existing | Miscellaneous | Natural Gas | Miscellaneous | E3 |  | Baseline Forecast | 0 | 0 | 0 | 0 | 0 | 0 | 0 | 0 | 0 | 0 | 0 | 0 | 0 | 0 | 0 | 0 | 0 | 0 | 0 | 0 | 0 | 0 | 0 | 0 | 0 | 0 | 0
Commercial_Office (WA)_Existing_Miscellaneous_Natural Gas_Miscellaneous_E4_Baseline Forecast | Commercial | Office (WA) | Existing | Miscellaneous | Natural Gas | Miscellaneous | E4 |  | Baseline Forecast | 0 | 0 | 0 | 0 | 0 | 0 | 0 | 0 | 0 | 0 | 0 | 0 | 0 | 0 | 0 | 0 | 0 | 0 | 0 | 0 | 0 | 0 | 0 | 0 | 0 | 0 | 0
Commercial_Office (WA)_Existing_Miscellaneous_Natural Gas_Miscellaneous_E5_Baseline Forecast | Commercial | Office (WA) | Existing | Miscellaneous | Natural Gas | Miscellaneous | E5 |  | Baseline Forecast | 0 | 0 | 0 | 0 | 0 | 0 | 0 | 0 | 0 | 0 | 0 | 0 | 0 | 0 | 0 | 0 | 0 | 0 | 0 | 0 | 0 | 0 | 0 | 0 | 0 | 0 | 0
Commercial_Office (WA)_Existing_Miscellaneous_Natural Gas_Miscellaneous_E6_Baseline Forecast | Commercial | Office (WA) | Existing | Miscellaneous | Natural Gas | Miscellaneous | E6 |  | Baseline Forecast | 0 | 0 | 0 | 0 | 0 | 0 | 0 | 0 | 0 | 0 | 0 | 0 | 0 | 0 | 0 | 0 | 0 | 0 | 0 | 0 | 0 | 0 | 0 | 0 | 0 | 0 | 0
Commercial_Office (WA)_Existing_Miscellaneous_Natural Gas_Miscellaneous_E7_Baseline Forecast | Commercial | Office (WA) | Existing | Miscellaneous | Natural Gas | Miscellaneous | E7 |  | Baseline Forecast | 0 | 0 | 0 | 0 | 0 | 0 | 0 | 0 | 0 | 0 | 0 | 0 | 0 | 0 | 0 | 0 | 0 | 0 | 0 | 0 | 0 | 0 | 0 | 0 | 0 | 0 | 0
Commercial_Office (WA)_Existing_Miscellaneous_Natural Gas_Miscellaneous_E8_Baseline Forecast | Commercial | Office (WA) | Existing | Miscellaneous | Natural Gas | Miscellaneous | E8 |  | Baseline Forecast | 0 | 0 | 0 | 0 | 0 | 0 | 0 | 0 | 0 | 0 | 0 | 0 | 0 | 0 | 0 | 0 | 0 | 0 | 0 | 0 | 0 | 0 | 0 | 0 | 0 | 0 | 0
Commercial_Office (WA)_Existing_Miscellaneous_Natural Gas_Miscellaneous_E9_Baseline Forecast | Commercial | Office (WA) | Existing | Miscellaneous | Natural Gas | Miscellaneous | E9 |  | Baseline Forecast | 0 | 0 | 0 | 0 | 0 | 0 | 0 | 0 | 0 | 0 | 0 | 0 | 0 | 0 | 0 | 0 | 0 | 0 | 0 | 0 | 0 | 0 | 0 | 0 | 0 | 0 | 0
Commercial_Office (WA)_Existing_Miscellaneous_Natural Gas_Miscellaneous_E10_Baseline Forecast | Commercial | Office (WA) | Existing | Miscellaneous | Natural Gas | Miscellaneous | E10 |  | Baseline Forecast | 0 | 0 | 0 | 0 | 0 | 0 | 0 | 0 | 0 | 0 | 0 | 0 | 0 | 0 | 0 | 0 | 0 | 0 | 0 | 0 | 0 | 0 | 0 | 0 | 0 | 0 | 0
Commercial_Office (WA)_New_Space Heating_Natural Gas_Furnace_E1_Baseline Forecast | Commercial | Office (WA) | New | Space Heating | Natural Gas | Furnace | E1 | AFUE 80% (Standard) | Baseline Forecast | 0 | 147634.6888 | 137962.7502 | 138795.1042 | 138579.3532 | 135774.5955 | 133390.6154 | 130586.639 | 128447.1894 | 126376.5525 | 124269.0979 | 120093.9214 | 131717.4244 | 141132.9331 | 149275.6343 | 156451.4226 | 163176.9534 | 168610.7102 | 173082.287 | 176735.2863 | 180031.1188 | 184044.7075 | 185670.2862 | 235204.7804 | 230974.8603 | 231411.843 | 223671.8014
Commercial_Office (WA)_New_Space Heating_Natural Gas_Furnace_E2_Baseline Forecast | Commercial | Office (WA) | New | Space Heating | Natural Gas | Furnace | E2 | AFUE 90% | Baseline Forecast | 0 | 0 | 0 | 0 | 0 | 0 | 0 | 0 | 0 | 0 | 0 | 0 | 0 | 0 | 0 | 0 | 0 | 0 | 0 | 0 | 0 | 0 | 0 | 0 | 0 | 0 | 0
Commercial_Office (WA)_New_Space Heating_Natural Gas_Furnace_E3_Baseline Forecast | Commercial | Office (WA) | New | Space Heating | Natural Gas | Furnace | E3 | AFUE 96% | Baseline Forecast | 0 | 0 | 0 | 0 | 0 | 0 | 0 | 0 | 0 | 0 | 0 | 0 | 0 | 0 | 0 | 0 | 0 | 0 | 0 | 0 | 0 | 0 | 0 | 0 | 0 | 0 | 0
Commercial_Office (WA)_New_Space Heating_Natural Gas_Furnace_E4_Baseline Forecast | Commercial | Office (WA) | New | Space Heating | Natural Gas | Furnace | E4 |  | Baseline Forecast | 0 | 0 | 0 | 0 | 0 | 0 | 0 | 0 | 0 | 0 | 0 | 0 | 0 | 0 | 0 | 0 | 0 | 0 | 0 | 0 | 0 | 0 | 0 | 0 | 0 | 0 | 0
Commercial_Office (WA)_New_Space Heating_Natural Gas_Furnace_E5_Baseline Forecast | Commercial | Office (WA) | New | Space Heating | Natural Gas | Furnace | E5 |  | Baseline Forecast | 0 | 0 | 0 | 0 | 0 | 0 | 0 | 0 | 0 | 0 | 0 | 0 | 0 | 0 | 0 | 0 | 0 | 0 | 0 | 0 | 0 | 0 | 0 | 0 | 0 | 0 | 0
Commercial_Office (WA)_New_Space Heating_Natural Gas_Furnace_E6_Baseline Forecast | Commercial | Office (WA) | New | Space Heating | Natural Gas | Furnace | E6 |  | Baseline Forecast | 0 | 0 | 0 | 0 | 0 | 0 | 0 | 0 | 0 | 0 | 0 | 0 | 0 | 0 | 0 | 0 | 0 | 0 | 0 | 0 | 0 | 0 | 0 | 0 | 0 | 0 | 0
Commercial_Office (WA)_New_Space Heating_Natural Gas_Furnace_E7_Baseline Forecast | Commercial | Office (WA) | New | Space Heating | Natural Gas | Furnace | E7 |  | Baseline Forecast | 0 | 0 | 0 | 0 | 0 | 0 | 0 | 0 | 0 | 0 | 0 | 0 | 0 | 0 | 0 | 0 | 0 | 0 | 0 | 0 | 0 | 0 | 0 | 0 | 0 | 0 | 0
Commercial_Office (WA)_New_Space Heating_Natural Gas_Furnace_E8_Baseline Forecast | Commercial | Office (WA) | New | Space Heating | Natural Gas | Furnace | E8 |  | Baseline Forecast | 0 | 0 | 0 | 0 | 0 | 0 | 0 | 0 | 0 | 0 | 0 | 0 | 0 | 0 | 0 | 0 | 0 | 0 | 0 | 0 | 0 | 0 | 0 | 0 | 0 | 0 | 0
Commercial_Office (WA)_New_Space Heating_Natural Gas_Furnace_E9_Baseline Forecast | Commercial | Office (WA) | New | Space Heating | Natural Gas | Furnace | E9 |  | Baseline Forecast | 0 | 0 | 0 | 0 | 0 | 0 | 0 | 0 | 0 | 0 | 0 | 0 | 0 | 0 | 0 | 0 | 0 | 0 | 0 | 0 | 0 | 0 | 0 | 0 | 0 | 0 | 0
Commercial_Office (WA)_New_Space Heating_Natural Gas_Furnace_E10_Baseline Forecast | Commercial | Office (WA) | New | Space Heating | Natural Gas | Furnace | E10 |  | Baseline Forecast | 0 | 0 | 0 | 0 | 0 | 0 | 0 | 0 | 0 | 0 | 0 | 0 | 0 | 0 | 0 | 0 | 0 | 0 | 0 | 0 | 0 | 0 | 0 | 0 | 0 | 0 | 0
Commercial_Office (WA)_New_Space Heating_Natural Gas_Boiler_E1_Baseline Forecast | Commercial | Office (WA) | New | Space Heating | Natural Gas | Boiler | E1 | AFUE 80% (Standard) | Baseline Forecast | 0 | 158875.4114 | 148467.0633 | 149362.7917 | 149130.6138 | 146112.3053 | 143546.8119 | 140529.3442 | 138226.9996 | 135998.7069 | 133730.7933 | 129237.7241 | 127303.007 | 125251.415 | 122856.3108 | 120456.1249 | 118766.003 | 116730.5911 | 114650.6815 | 112525.7136 | 110769.5114 | 110473.9772 | 108436.5929 | 106540.3593 | 104822.4354 | 103470.6708 | 93142.304
Commercial_Office (WA)_New_Space Heating_Natural Gas_Boiler_E2_Baseline Forecast | Commercial | Office (WA) | New | Space Heating | Natural Gas | Boiler | E2 | AFUE 85% | Baseline Forecast | 0 | 0 | 0 | 0 | 0 | 0 | 0 | 0 | 0 | 0 | 0 | 0 | 0 | 0 | 0 | 0 | 0 | 0 | 0 | 0 | 0 | 0 | 0 | 0 | 0 | 0 | 0
Commercial_Office (WA)_New_Space Heating_Natural Gas_Boiler_E3_Baseline Forecast | Commercial | Office (WA) | New | Space Heating | Natural Gas | Boiler | E3 | AFUE 97% | Baseline Forecast | 0 | 0 | 0 | 0 | 0 | 0 | 0 | 0 | 0 | 0 | 0 | 0 | 0 | 0 | 0 | 0 | 0 | 0 | 0 | 0 | 0 | 0 | 0 | 0 | 0 | 0 | 0
Commercial_Office (WA)_New_Space Heating_Natural Gas_Boiler_E4_Baseline Forecast | Commercial | Office (WA) | New | Space Heating | Natural Gas | Boiler | E4 | Convert to NG Air Source Heat Pump | Baseline Forecast | 0 | 0 | 0 | 0 | 0 | 0 | 0 | 0 | 0 | 0 | 0 | 0 | 0 | 0 | 0 | 0 | 0 | 0 | 0 | 0 | 0 | 0 | 0 | 0 | 0 | 0 | 0
Commercial_Office (WA)_New_Space Heating_Natural Gas_Boiler_E5_Baseline Forecast | Commercial | Office (WA) | New | Space Heating | Natural Gas | Boiler | E5 |  | Baseline Forecast | 0 | 0 | 0 | 0 | 0 | 0 | 0 | 0 | 0 | 0 | 0 | 0 | 0 | 0 | 0 | 0 | 0 | 0 | 0 | 0 | 0 | 0 | 0 | 0 | 0 | 0 | 0
Commercial_Office (WA)_New_Space Heating_Natural Gas_Boiler_E6_Baseline Forecast | Commercial | Office (WA) | New | Space Heating | Natural Gas | Boiler | E6 |  | Baseline Forecast | 0 | 0 | 0 | 0 | 0 | 0 | 0 | 0 | 0 | 0 | 0 | 0 | 0 | 0 | 0 | 0 | 0 | 0 | 0 | 0 | 0 | 0 | 0 | 0 | 0 | 0 | 0
Commercial_Office (WA)_New_Space Heating_Natural Gas_Boiler_E7_Baseline Forecast | Commercial | Office (WA) | New | Space Heating | Natural Gas | Boiler | E7 |  | Baseline Forecast | 0 | 0 | 0 | 0 | 0 | 0 | 0 | 0 | 0 | 0 | 0 | 0 | 0 | 0 | 0 | 0 | 0 | 0 | 0 | 0 | 0 | 0 | 0 | 0 | 0 | 0 | 0
Commercial_Office (WA)_New_Space Heating_Natural Gas_Boiler_E8_Baseline Forecast | Commercial | Office (WA) | New | Space Heating | Natural Gas | Boiler | E8 |  | Baseline Forecast | 0 | 0 | 0 | 0 | 0 | 0 | 0 | 0 | 0 | 0 | 0 | 0 | 0 | 0 | 0 | 0 | 0 | 0 | 0 | 0 | 0 | 0 | 0 | 0 | 0 | 0 | 0
Commercial_Office (WA)_New_Space Heating_Natural Gas_Boiler_E9_Baseline Forecast | Commercial | Office (WA) | New | Space Heating | Natural Gas | Boiler | E9 |  | Baseline Forecast | 0 | 0 | 0 | 0 | 0 | 0 | 0 | 0 | 0 | 0 | 0 | 0 | 0 | 0 | 0 | 0 | 0 | 0 | 0 | 0 | 0 | 0 | 0 | 0 | 0 | 0 | 0
Commercial_Office (WA)_New_Space Heating_Natural Gas_Boiler_E10_Baseline Forecast | Commercial | Office (WA) | New | Space Heating | Natural Gas | Boiler | E10 |  | Baseline Forecast | 0 | 0 | 0 | 0 | 0 | 0 | 0 | 0 | 0 | 0 | 0 | 0 | 0 | 0 | 0 | 0 | 0 | 0 | 0 | 0 | 0 | 0 | 0 | 0 | 0 | 0 | 0
Commercial_Office (WA)_New_Space Heating_Natural Gas_Unit Heater_E1_Baseline Forecast | Commercial | Office (WA) | New | Space Heating | Natural Gas | Unit Heater | E1 | Standard | Baseline Forecast | 0 | 6009.2663 | 5615.5833 | 5649.4632 | 5640.6813 | 5526.5175 | 5429.4809 | 5315.3489 | 5228.2656 | 5143.9832 | 5058.2021 | 4888.2573 | 4815.079 | 4737.4801 | 4646.8883 | 4556.1042 | 4492.1774 | 4961.4874 | 5343.6616 | 5685.3166 | 6001.755 | 6328.257 | 6549.356 | 6738.3127 | 6902.3989 | 7051.8486 | 6835.7367
Commercial_Office (WA)_New_Space Heating_Natural Gas_Unit Heater_E2_Baseline Forecast | Commercial | Office (WA) | New | Space Heating | Natural Gas | Unit Heater | E2 | Condensing | Baseline Forecast | 0 | 0 | 0 | 0 | 0 | 0 | 0 | 0 | 0 | 0 | 0 | 0 | 0 | 0 | 0 | 0 | 0 | 0 | 0 | 0 | 0 | 0 | 0 | 0 | 0 | 0 | 0
Commercial_Office (WA)_New_Space Heating_Natural Gas_Unit Heater_E3_Baseline Forecast | Commercial | Office (WA) | New | Space Heating | Natural Gas | Unit Heater | E3 | Infrared Radiant | Baseline Forecast | 0 | 0 | 0 | 0 | 0 | 0 | 0 | 0 | 0 | 0 | 0 | 0 | 0 | 0 | 0 | 0 | 0 | 0 | 0 | 0 | 0 | 0 | 0 | 0 | 0 | 0 | 0
Commercial_Office (WA)_New_Space Heating_Natural Gas_Unit Heater_E4_Baseline Forecast | Commercial | Office (WA) | New | Space Heating | Natural Gas | Unit Heater | E4 |  | Baseline Forecast | 0 | 0 | 0 | 0 | 0 | 0 | 0 | 0 | 0 | 0 | 0 | 0 | 0 | 0 | 0 | 0 | 0 | 0 | 0 | 0 | 0 | 0 | 0 | 0 | 0 | 0 | 0
Commercial_Office (WA)_New_Space Heating_Natural Gas_Unit Heater_E5_Baseline Forecast | Commercial | Office (WA) | New | Space Heating | Natural Gas | Unit Heater | E5 |  | Baseline Forecast | 0 | 0 | 0 | 0 | 0 | 0 | 0 | 0 | 0 | 0 | 0 | 0 | 0 | 0 | 0 | 0 | 0 | 0 | 0 | 0 | 0 | 0 | 0 | 0 | 0 | 0 | 0
Commercial_Office (WA)_New_Space Heating_Natural Gas_Unit Heater_E6_Baseline Forecast | Commercial | Office (WA) | New | Space Heating | Natural Gas | Unit Heater | E6 |  | Baseline Forecast | 0 | 0 | 0 | 0 | 0 | 0 | 0 | 0 | 0 | 0 | 0 | 0 | 0 | 0 | 0 | 0 | 0 | 0 | 0 | 0 | 0 | 0 | 0 | 0 | 0 | 0 | 0
Commercial_Office (WA)_New_Space Heating_Natural Gas_Unit Heater_E7_Baseline Forecast | Commercial | Office (WA) | New | Space Heating | Natural Gas | Unit Heater | E7 |  | Baseline Forecast | 0 | 0 | 0 | 0 | 0 | 0 | 0 | 0 | 0 | 0 | 0 | 0 | 0 | 0 | 0 | 0 | 0 | 0 | 0 | 0 | 0 | 0 | 0 | 0 | 0 | 0 | 0
Commercial_Office (WA)_New_Space Heating_Natural Gas_Unit Heater_E8_Baseline Forecast | Commercial | Office (WA) | New | Space Heating | Natural Gas | Unit Heater | E8 |  | Baseline Forecast | 0 | 0 | 0 | 0 | 0 | 0 | 0 | 0 | 0 | 0 | 0 | 0 | 0 | 0 | 0 | 0 | 0 | 0 | 0 | 0 | 0 | 0 | 0 | 0 | 0 | 0 | 0
Commercial_Office (WA)_New_Space Heating_Natural Gas_Unit Heater_E9_Baseline Forecast | Commercial | Office (WA) | New | Space Heating | Natural Gas | Unit Heater | E9 |  | Baseline Forecast | 0 | 0 | 0 | 0 | 0 | 0 | 0 | 0 | 0 | 0 | 0 | 0 | 0 | 0 | 0 | 0 | 0 | 0 | 0 | 0 | 0 | 0 | 0 | 0 | 0 | 0 | 0
Commercial_Office (WA)_New_Space Heating_Natural Gas_Unit Heater_E10_Baseline Forecast | Commercial | Office (WA) | New | Space Heating | Natural Gas | Unit Heater | E10 |  | Baseline Forecast | 0 | 0 | 0 | 0 | 0 | 0 | 0 | 0 | 0 | 0 | 0 | 0 | 0 | 0 | 0 | 0 | 0 | 0 | 0 | 0 | 0 | 0 | 0 | 0 | 0 | 0 | 0
Commercial_Office (WA)_New_Water Heating_Natural Gas_Water Heater_E1_Baseline Forecast | Commercial | Office (WA) | New | Water Heating | Natural Gas | Water Heater | E1 | TE 0.80 | Baseline Forecast | 0 | 94058.9821 | 87896.9297 | 88427.2276 | 88289.7713 | 86502.8426 | 84983.994 | 83197.5632 | 81834.5065 | 80515.2908 | 79172.6183 | 76512.5873 | 83917.9936 | 89916.673 | 95104.4388 | 99676.1783 | 103961.056 | 107422.9364 | 110271.8059 | 112599.1546 | 114698.95 | 117256.0325 | 118291.6988 | 149850.4344 | 147155.5258 | 147433.9303 | 142502.7014
Commercial_Office (WA)_New_Water Heating_Natural Gas_Water Heater_E2_Baseline Forecast | Commercial | Office (WA) | New | Water Heating | Natural Gas | Water Heater | E2 | TE 0.90 | Baseline Forecast | 0 | 0 | 0 | 0 | 0 | 0 | 0 | 0 | 0 | 0 | 0 | 0 | 0 | 0 | 0 | 0 | 0 | 0 | 0 | 0 | 0 | 0 | 0 | 0 | 0 | 0 | 0
Commercial_Office (WA)_New_Water Heating_Natural Gas_Water Heater_E3_Baseline Forecast | Commercial | Office (WA) | New | Water Heating | Natural Gas | Water Heater | E3 | TE 0.94 | Baseline Forecast | 0 | 106066.5118 | 99117.8143 | 99715.8098 | 99560.806 | 97545.7587 | 95833.0145 | 93818.5287 | 92281.4648 | 90793.8385 | 89279.7611 | 86280.1516 | 94630.929 | 101395.3972 | 107245.431 | 112400.7968 | 117232.6801 | 121136.5027 | 124349.0577 | 126973.5147 | 129341.3692 | 132224.8877 | 133392.7667 | 168980.277 | 165941.3377 | 166255.2831 | 160694.5356
Commercial_Office (WA)_New_Water Heating_Natural Gas_Water Heater_E4_Baseline Forecast | Commercial | Office (WA) | New | Water Heating | Natural Gas | Water Heater | E4 | Instantaneous TE 0.94 | Baseline Forecast | 0 | 0 | 0 | 0 | 0 | 0 | 0 | 0 | 0 | 0 | 0 | 0 | 0 | 0 | 0 | 0 | 0 | 0 | 0 | 0 | 0 | 0 | 0 | 0 | 0 | 0 | 0
Commercial_Office (WA)_New_Water Heating_Natural Gas_Water Heater_E5_Baseline Forecast | Commercial | Office (WA) | New | Water Heating | Natural Gas | Water Heater | E5 | Gas-Fired Absorption HPWH | Baseline Forecast | 0 | 0 | 0 | 0 | 0 | 0 | 0 | 0 | 0 | 0 | 0 | 0 | 0 | 0 | 0 | 0 | 0 | 0 | 0 | 0 | 0 | 0 | 0 | 0 | 0 | 0 | 0
Commercial_Office (WA)_New_Water Heating_Natural Gas_Water Heater_E6_Baseline Forecast | Commercial | Office (WA) | New | Water Heating | Natural Gas | Water Heater | E6 |  | Baseline Forecast | 0 | 0 | 0 | 0 | 0 | 0 | 0 | 0 | 0 | 0 | 0 | 0 | 0 | 0 | 0 | 0 | 0 | 0 | 0 | 0 | 0 | 0 | 0 | 0 | 0 | 0 | 0
Commercial_Office (WA)_New_Water Heating_Natural Gas_Water Heater_E7_Baseline Forecast | Commercial | Office (WA) | New | Water Heating | Natural Gas | Water Heater | E7 |  | Baseline Forecast | 0 | 0 | 0 | 0 | 0 | 0 | 0 | 0 | 0 | 0 | 0 | 0 | 0 | 0 | 0 | 0 | 0 | 0 | 0 | 0 | 0 | 0 | 0 | 0 | 0 | 0 | 0
Commercial_Office (WA)_New_Water Heating_Natural Gas_Water Heater_E8_Baseline Forecast | Commercial | Office (WA) | New | Water Heating | Natural Gas | Water Heater | E8 |  | Baseline Forecast | 0 | 0 | 0 | 0 | 0 | 0 | 0 | 0 | 0 | 0 | 0 | 0 | 0 | 0 | 0 | 0 | 0 | 0 | 0 | 0 | 0 | 0 | 0 | 0 | 0 | 0 | 0
Commercial_Office (WA)_New_Water Heating_Natural Gas_Water Heater_E9_Baseline Forecast | Commercial | Office (WA) | New | Water Heating | Natural Gas | Water Heater | E9 |  | Baseline Forecast | 0 | 0 | 0 | 0 | 0 | 0 | 0 | 0 | 0 | 0 | 0 | 0 | 0 | 0 | 0 | 0 | 0 | 0 | 0 | 0 | 0 | 0 | 0 | 0 | 0 | 0 | 0
Commercial_Office (WA)_New_Water Heating_Natural Gas_Water Heater_E10_Baseline Forecast | Commercial | Office (WA) | New | Water Heating | Natural Gas | Water Heater | E10 |  | Baseline Forecast | 0 | 0 | 0 | 0 | 0 | 0 | 0 | 0 | 0 | 0 | 0 | 0 | 0 | 0 | 0 | 0 | 0 | 0 | 0 | 0 | 0 | 0 | 0 | 0 | 0 | 0 | 0
Commercial_Office (WA)_New_Food Preparation_Natural Gas_Oven_E1_Baseline Forecast | Commercial | Office (WA) | New | Food Preparation | Natural Gas | Oven | E1 | Standard | Baseline Forecast | 0 | 1132.8665 | 1058.6494 | 1065.0364 | 1063.3809 | 1041.8587 | 1023.5654 | 1002.0492 | 985.6323 | 969.7434 | 1180.1452 | 1314.5225 | 1435.1365 | 1527.7041 | 1592.0786 | 1933.4417 | 1887.4395 | 1863.6118 | 1836.0435 | 1847.5739 | 1884.1192 | 1944.5441 | 1999.8926 | 2055.2856 | 2225.7606 | 2333.1717 | 2344.7914
Commercial_Office (WA)_New_Food Preparation_Natural Gas_Oven_E2_Baseline Forecast | Commercial | Office (WA) | New | Food Preparation | Natural Gas | Oven | E2 | ENERGY STAR (>42% Baking Efficiency) | Baseline Forecast | 0 | 1630.2225 | 1523.4223 | 1532.6134 | 1530.231 | 1499.2601 | 1472.9356 | 1441.9733 | 1418.3489 | 1395.4844 | 1698.2578 | 1891.6299 | 2065.1964 | 2198.4035 | 2291.0399 | 2782.2697 | 2716.0714 | 2681.7828 | 2642.1114 | 2658.7039 | 2711.2934 | 2798.2464 | 2877.8942 | 2957.6061 | 3202.9238 | 3357.491 | 3374.2121
Commercial_Office (WA)_New_Food Preparation_Natural Gas_Oven_E3_Baseline Forecast | Commercial | Office (WA) | New | Food Preparation | Natural Gas | Oven | E3 |  | Baseline Forecast | 0 | 0 | 0 | 0 | 0 | 0 | 0 | 0 | 0 | 0 | 0 | 0 | 0 | 0 | 0 | 0 | 0 | 0 | 0 | 0 | 0 | 0 | 0 | 0 | 0 | 0 | 0
Commercial_Office (WA)_New_Food Preparation_Natural Gas_Oven_E4_Baseline Forecast | Commercial | Office (WA) | New | Food Preparation | Natural Gas | Oven | E4 |  | Baseline Forecast | 0 | 0 | 0 | 0 | 0 | 0 | 0 | 0 | 0 | 0 | 0 | 0 | 0 | 0 | 0 | 0 | 0 | 0 | 0 | 0 | 0 | 0 | 0 | 0 | 0 | 0 | 0
Commercial_Office (WA)_New_Food Preparation_Natural Gas_Oven_E5_Baseline Forecast | Commercial | Office (WA) | New | Food Preparation | Natural Gas | Oven | E5 |  | Baseline Forecast | 0 | 0 | 0 | 0 | 0 | 0 | 0 | 0 | 0 | 0 | 0 | 0 | 0 | 0 | 0 | 0 | 0 | 0 | 0 | 0 | 0 | 0 | 0 | 0 | 0 | 0 | 0
Commercial_Office (WA)_New_Food Preparation_Natural Gas_Oven_E6_Baseline Forecast | Commercial | Office (WA) | New | Food Preparation | Natural Gas | Oven | E6 |  | Baseline Forecast | 0 | 0 | 0 | 0 | 0 | 0 | 0 | 0 | 0 | 0 | 0 | 0 | 0 | 0 | 0 | 0 | 0 | 0 | 0 | 0 | 0 | 0 | 0 | 0 | 0 | 0 | 0
Commercial_Office (WA)_New_Food Preparation_Natural Gas_Oven_E7_Baseline Forecast | Commercial | Office (WA) | New | Food Preparation | Natural Gas | Oven | E7 |  | Baseline Forecast | 0 | 0 | 0 | 0 | 0 | 0 | 0 | 0 | 0 | 0 | 0 | 0 | 0 | 0 | 0 | 0 | 0 | 0 | 0 | 0 | 0 | 0 | 0 | 0 | 0 | 0 | 0
Commercial_Office (WA)_New_Food Preparation_Natural Gas_Oven_E8_Baseline Forecast | Commercial | Office (WA) | New | Food Preparation | Natural Gas | Oven | E8 |  | Baseline Forecast | 0 | 0 | 0 | 0 | 0 | 0 | 0 | 0 | 0 | 0 | 0 | 0 | 0 | 0 | 0 | 0 | 0 | 0 | 0 | 0 | 0 | 0 | 0 | 0 | 0 | 0 | 0
Commercial_Office (WA)_New_Food Preparation_Natural Gas_Oven_E9_Baseline Forecast | Commercial | Office (WA) | New | Food Preparation | Natural Gas | Oven | E9 |  | Baseline Forecast | 0 | 0 | 0 | 0 | 0 | 0 | 0 | 0 | 0 | 0 | 0 | 0 | 0 | 0 | 0 | 0 | 0 | 0 | 0 | 0 | 0 | 0 | 0 | 0 | 0 | 0 | 0
Commercial_Office (WA)_New_Food Preparation_Natural Gas_Oven_E10_Baseline Forecast | Commercial | Office (WA) | New | Food Preparation | Natural Gas | Oven | E10 |  | Baseline Forecast | 0 | 0 | 0 | 0 | 0 | 0 | 0 | 0 | 0 | 0 | 0 | 0 | 0 | 0 | 0 | 0 | 0 | 0 | 0 | 0 | 0 | 0 | 0 | 0 | 0 | 0 | 0
Commercial_Office (WA)_New_Food Preparation_Natural Gas_Conveyor Oven_E1_Baseline Forecast | Commercial | Office (WA) | New | Food Preparation | Natural Gas | Conveyor Oven | E1 | Standard | Baseline Forecast | 0 | 566.4332 | 529.3247 | 532.5182 | 531.6904 | 520.9294 | 511.7827 | 501.0246 | 492.8161 | 484.8717 | 476.786 | 460.767 | 453.8692 | 446.5547 | 438.0155 | 429.4582 | 423.4325 | 529.4624 | 605.2545 | 664.8833 | 712.2202 | 751.893 | 923.868 | 900.132 | 889.3501 | 878.162 | 832.0226
Commercial_Office (WA)_New_Food Preparation_Natural Gas_Conveyor Oven_E2_Baseline Forecast | Commercial | Office (WA) | New | Food Preparation | Natural Gas | Conveyor Oven | E2 | ENERGY STAR (>42% Baking Efficiency) | Baseline Forecast | 0 | 815.1113 | 761.7112 | 766.3067 | 765.1155 | 749.6301 | 736.4678 | 720.9866 | 709.1745 | 697.7422 | 686.1066 | 663.0549 | 653.1288 | 642.6031 | 630.315 | 618.0009 | 609.3297 | 761.9093 | 870.976 | 956.7832 | 1024.9022 | 1081.9923 | 1329.4686 | 1295.312 | 1279.7965 | 1263.6966 | 1197.3008
Commercial_Office (WA)_New_Food Preparation_Natural Gas_Conveyor Oven_E3_Baseline Forecast | Commercial | Office (WA) | New | Food Preparation | Natural Gas | Conveyor Oven | E3 |  | Baseline Forecast | 0 | 0 | 0 | 0 | 0 | 0 | 0 | 0 | 0 | 0 | 0 | 0 | 0 | 0 | 0 | 0 | 0 | 0 | 0 | 0 | 0 | 0 | 0 | 0 | 0 | 0 | 0
Commercial_Office (WA)_New_Food Preparation_Natural Gas_Conveyor Oven_E4_Baseline Forecast | Commercial | Office (WA) | New | Food Preparation | Natural Gas | Conveyor Oven | E4 |  | Baseline Forecast | 0 | 0 | 0 | 0 | 0 | 0 | 0 | 0 | 0 | 0 | 0 | 0 | 0 | 0 | 0 | 0 | 0 | 0 | 0 | 0 | 0 | 0 | 0 | 0 | 0 | 0 | 0
Commercial_Office (WA)_New_Food Preparation_Natural Gas_Conveyor Oven_E5_Baseline Forecast | Commercial | Office (WA) | New | Food Preparation | Natural Gas | Conveyor Oven | E5 |  | Baseline Forecast | 0 | 0 | 0 | 0 | 0 | 0 | 0 | 0 | 0 | 0 | 0 | 0 | 0 | 0 | 0 | 0 | 0 | 0 | 0 | 0 | 0 | 0 | 0 | 0 | 0 | 0 | 0
Commercial_Office (WA)_New_Food Preparation_Natural Gas_Conveyor Oven_E6_Baseline Forecast | Commercial | Office (WA) | New | Food Preparation | Natural Gas | Conveyor Oven | E6 |  | Baseline Forecast | 0 | 0 | 0 | 0 | 0 | 0 | 0 | 0 | 0 | 0 | 0 | 0 | 0 | 0 | 0 | 0 | 0 | 0 | 0 | 0 | 0 | 0 | 0 | 0 | 0 | 0 | 0
Commercial_Office (WA)_New_Food Preparation_Natural Gas_Conveyor Oven_E7_Baseline Forecast | Commercial | Office (WA) | New | Food Preparation | Natural Gas | Conveyor Oven | E7 |  | Baseline Forecast | 0 | 0 | 0 | 0 | 0 | 0 | 0 | 0 | 0 | 0 | 0 | 0 | 0 | 0 | 0 | 0 | 0 | 0 | 0 | 0 | 0 | 0 | 0 | 0 | 0 | 0 | 0
Commercial_Office (WA)_New_Food Preparation_Natural Gas_Conveyor Oven_E8_Baseline Forecast | Commercial | Office (WA) | New | Food Preparation | Natural Gas | Conveyor Oven | E8 |  | Baseline Forecast | 0 | 0 | 0 | 0 | 0 | 0 | 0 | 0 | 0 | 0 | 0 | 0 | 0 | 0 | 0 | 0 | 0 | 0 | 0 | 0 | 0 | 0 | 0 | 0 | 0 | 0 | 0
Commercial_Office (WA)_New_Food Preparation_Natural Gas_Conveyor Oven_E9_Baseline Forecast | Commercial | Office (WA) | New | Food Preparation | Natural Gas | Conveyor Oven | E9 |  | Baseline Forecast | 0 | 0 | 0 | 0 | 0 | 0 | 0 | 0 | 0 | 0 | 0 | 0 | 0 | 0 | 0 | 0 | 0 | 0 | 0 | 0 | 0 | 0 | 0 | 0 | 0 | 0 | 0
Commercial_Office (WA)_New_Food Preparation_Natural Gas_Conveyor Oven_E10_Baseline Forecast | Commercial | Office (WA) | New | Food Preparation | Natural Gas | Conveyor Oven | E10 |  | Baseline Forecast | 0 | 0 | 0 | 0 | 0 | 0 | 0 | 0 | 0 | 0 | 0 | 0 | 0 | 0 | 0 | 0 | 0 | 0 | 0 | 0 | 0 | 0 | 0 | 0 | 0 | 0 | 0
Commercial_Office (WA)_New_Food Preparation_Natural Gas_Double Rack Oven_E1_Baseline Forecast | Commercial | Office (WA) | New | Food Preparation | Natural Gas | Double Rack Oven | E1 | Standard | Baseline Forecast | 0 | 566.4332 | 529.3247 | 532.5182 | 531.6904 | 520.9294 | 511.7827 | 501.0246 | 492.8161 | 484.8717 | 539.723 | 575.5249 | 615.0449 | 648.8987 | 675.7579 | 697.6495 | 717.4942 | 732.3212 | 743.6531 | 933.2669 | 920.405 | 930.2862 | 935.2655 | 939.313 | 945.725 | 953.7581 | 930.7918
Commercial_Office (WA)_New_Food Preparation_Natural Gas_Double Rack Oven_E2_Baseline Forecast | Commercial | Office (WA) | New | Food Preparation | Natural Gas | Double Rack Oven | E2 | FTSC Qualified (>50% Cooking Efficiency) | Baseline Forecast | 0 | 815.1113 | 761.7112 | 766.3067 | 765.1155 | 749.6301 | 736.4678 | 720.9866 | 709.1745 | 697.7422 | 776.6746 | 828.1943 | 885.0646 | 933.7811 | 972.4321 | 1003.9347 | 1032.4916 | 1053.8281 | 1070.135 | 1342.9938 | 1324.4853 | 1338.7046 | 1345.8698 | 1351.6944 | 1360.9213 | 1372.4812 | 1339.4321
Commercial_Office (WA)_New_Food Preparation_Natural Gas_Double Rack Oven_E3_Baseline Forecast | Commercial | Office (WA) | New | Food Preparation | Natural Gas | Double Rack Oven | E3 |  | Baseline Forecast | 0 | 0 | 0 | 0 | 0 | 0 | 0 | 0 | 0 | 0 | 0 | 0 | 0 | 0 | 0 | 0 | 0 | 0 | 0 | 0 | 0 | 0 | 0 | 0 | 0 | 0 | 0
Commercial_Office (WA)_New_Food Preparation_Natural Gas_Double Rack Oven_E4_Baseline Forecast | Commercial | Office (WA) | New | Food Preparation | Natural Gas | Double Rack Oven | E4 |  | Baseline Forecast | 0 | 0 | 0 | 0 | 0 | 0 | 0 | 0 | 0 | 0 | 0 | 0 | 0 | 0 | 0 | 0 | 0 | 0 | 0 | 0 | 0 | 0 | 0 | 0 | 0 | 0 | 0
Commercial_Office (WA)_New_Food Preparation_Natural Gas_Double Rack Oven_E5_Baseline Forecast | Commercial | Office (WA) | New | Food Preparation | Natural Gas | Double Rack Oven | E5 |  | Baseline Forecast | 0 | 0 | 0 | 0 | 0 | 0 | 0 | 0 | 0 | 0 | 0 | 0 | 0 | 0 | 0 | 0 | 0 | 0 | 0 | 0 | 0 | 0 | 0 | 0 | 0 | 0 | 0
Commercial_Office (WA)_New_Food Preparation_Natural Gas_Double Rack Oven_E6_Baseline Forecast | Commercial | Office (WA) | New | Food Preparation | Natural Gas | Double Rack Oven | E6 |  | Baseline Forecast | 0 | 0 | 0 | 0 | 0 | 0 | 0 | 0 | 0 | 0 | 0 | 0 | 0 | 0 | 0 | 0 | 0 | 0 | 0 | 0 | 0 | 0 | 0 | 0 | 0 | 0 | 0
Commercial_Office (WA)_New_Food Preparation_Natural Gas_Double Rack Oven_E7_Baseline Forecast | Commercial | Office (WA) | New | Food Preparation | Natural Gas | Double Rack Oven | E7 |  | Baseline Forecast | 0 | 0 | 0 | 0 | 0 | 0 | 0 | 0 | 0 | 0 | 0 | 0 | 0 | 0 | 0 | 0 | 0 | 0 | 0 | 0 | 0 | 0 | 0 | 0 | 0 | 0 | 0
Commercial_Office (WA)_New_Food Preparation_Natural Gas_Double Rack Oven_E8_Baseline Forecast | Commercial | Office (WA) | New | Food Preparation | Natural Gas | Double Rack Oven | E8 |  | Baseline Forecast | 0 | 0 | 0 | 0 | 0 | 0 | 0 | 0 | 0 | 0 | 0 | 0 | 0 | 0 | 0 | 0 | 0 | 0 | 0 | 0 | 0 | 0 | 0 | 0 | 0 | 0 | 0
Commercial_Office (WA)_New_Food Preparation_Natural Gas_Double Rack Oven_E9_Baseline Forecast | Commercial | Office (WA) | New | Food Preparation | Natural Gas | Double Rack Oven | E9 |  | Baseline Forecast | 0 | 0 | 0 | 0 | 0 | 0 | 0 | 0 | 0 | 0 | 0 | 0 | 0 | 0 | 0 | 0 | 0 | 0 | 0 | 0 | 0 | 0 | 0 | 0 | 0 | 0 | 0
Commercial_Office (WA)_New_Food Preparation_Natural Gas_Double Rack Oven_E10_Baseline Forecast | Commercial | Office (WA) | New | Food Preparation | Natural Gas | Double Rack Oven | E10 |  | Baseline Forecast | 0 | 0 | 0 | 0 | 0 | 0 | 0 | 0 | 0 | 0 | 0 | 0 | 0 | 0 | 0 | 0 | 0 | 0 | 0 | 0 | 0 | 0 | 0 | 0 | 0 | 0 | 0
Commercial_Office (WA)_New_Food Preparation_Natural Gas_Fryer_E1_Baseline Forecast | Commercial | Office (WA) | New | Food Preparation | Natural Gas | Fryer | E1 | Standard | Baseline Forecast | 0 | 4089.3717 | 3821.4662 | 3844.5218 | 3838.5456 | 3760.8559 | 3694.8214 | 3617.1534 | 3557.8922 | 3500.5371 | 3442.1621 | 3326.5128 | 3648.4753 | 3909.2779 | 4134.8247 | 4333.5887 | 4519.881 | 4670.392 | 4794.2514 | 4895.4368 | 4986.7289 | 5097.9023 | 5142.9297 | 6514.9985 | 6397.8329 | 6409.937 | 6195.5435
Commercial_Office (WA)_New_Food Preparation_Natural Gas_Fryer_E2_Baseline Forecast | Commercial | Office (WA) | New | Food Preparation | Natural Gas | Fryer | E2 | ENERGY STAR | Baseline Forecast | 0 | 1436.8063 | 1342.6773 | 1350.7779 | 1348.6782 | 1321.3818 | 1298.1805 | 1270.8917 | 1250.0702 | 1229.9184 | 1209.4083 | 1168.7748 | 1281.8967 | 1373.5301 | 1452.7762 | 1522.6123 | 1588.0663 | 1640.9485 | 1684.4667 | 1720.0183 | 1752.0939 | 1791.1549 | 1806.9753 | 2289.0535 | 2247.8872 | 2252.14 | 2176.8126
Commercial_Office (WA)_New_Food Preparation_Natural Gas_Fryer_E3_Baseline Forecast | Commercial | Office (WA) | New | Food Preparation | Natural Gas | Fryer | E3 |  | Baseline Forecast | 0 | 0 | 0 | 0 | 0 | 0 | 0 | 0 | 0 | 0 | 0 | 0 | 0 | 0 | 0 | 0 | 0 | 0 | 0 | 0 | 0 | 0 | 0 | 0 | 0 | 0 | 0
Commercial_Office (WA)_New_Food Preparation_Natural Gas_Fryer_E4_Baseline Forecast | Commercial | Office (WA) | New | Food Preparation | Natural Gas | Fryer | E4 |  | Baseline Forecast | 0 | 0 | 0 | 0 | 0 | 0 | 0 | 0 | 0 | 0 | 0 | 0 | 0 | 0 | 0 | 0 | 0 | 0 | 0 | 0 | 0 | 0 | 0 | 0 | 0 | 0 | 0
Commercial_Office (WA)_New_Food Preparation_Natural Gas_Fryer_E5_Baseline Forecast | Commercial | Office (WA) | New | Food Preparation | Natural Gas | Fryer | E5 |  | Baseline Forecast | 0 | 0 | 0 | 0 | 0 | 0 | 0 | 0 | 0 | 0 | 0 | 0 | 0 | 0 | 0 | 0 | 0 | 0 | 0 | 0 | 0 | 0 | 0 | 0 | 0 | 0 | 0
Commercial_Office (WA)_New_Food Preparation_Natural Gas_Fryer_E6_Baseline Forecast | Commercial | Office (WA) | New | Food Preparation | Natural Gas | Fryer | E6 |  | Baseline Forecast | 0 | 0 | 0 | 0 | 0 | 0 | 0 | 0 | 0 | 0 | 0 | 0 | 0 | 0 | 0 | 0 | 0 | 0 | 0 | 0 | 0 | 0 | 0 | 0 | 0 | 0 | 0
Commercial_Office (WA)_New_Food Preparation_Natural Gas_Fryer_E7_Baseline Forecast | Commercial | Office (WA) | New | Food Preparation | Natural Gas | Fryer | E7 |  | Baseline Forecast | 0 | 0 | 0 | 0 | 0 | 0 | 0 | 0 | 0 | 0 | 0 | 0 | 0 | 0 | 0 | 0 | 0 | 0 | 0 | 0 | 0 | 0 | 0 | 0 | 0 | 0 | 0
Commercial_Office (WA)_New_Food Preparation_Natural Gas_Fryer_E8_Baseline Forecast | Commercial | Office (WA) | New | Food Preparation | Natural Gas | Fryer | E8 |  | Baseline Forecast | 0 | 0 | 0 | 0 | 0 | 0 | 0 | 0 | 0 | 0 | 0 | 0 | 0 | 0 | 0 | 0 | 0 | 0 | 0 | 0 | 0 | 0 | 0 | 0 | 0 | 0 | 0
Commercial_Office (WA)_New_Food Preparation_Natural Gas_Fryer_E9_Baseline Forecast | Commercial | Office (WA) | New | Food Preparation | Natural Gas | Fryer | E9 |  | Baseline Forecast | 0 | 0 | 0 | 0 | 0 | 0 | 0 | 0 | 0 | 0 | 0 | 0 | 0 | 0 | 0 | 0 | 0 | 0 | 0 | 0 | 0 | 0 | 0 | 0 | 0 | 0 | 0
Commercial_Office (WA)_New_Food Preparation_Natural Gas_Fryer_E10_Baseline Forecast | Commercial | Office (WA) | New | Food Preparation | Natural Gas | Fryer | E10 |  | Baseline Forecast | 0 | 0 | 0 | 0 | 0 | 0 | 0 | 0 | 0 | 0 | 0 | 0 | 0 | 0 | 0 | 0 | 0 | 0 | 0 | 0 | 0 | 0 | 0 | 0 | 0 | 0 | 0
Commercial_Office (WA)_New_Food Preparation_Natural Gas_Broiler_E1_Baseline Forecast | Commercial | Office (WA) | New | Food Preparation | Natural Gas | Broiler | E1 | Standard | Baseline Forecast | 0 | 0 | 0 | 0 | 0 | 0 | 0 | 0 | 0 | 0 | 0 | 0 | 0 | 0 | 0 | 0 | 0 | 0 | 0 | 0 | 0 | 0 | 0 | 0 | 0 | 0 | 0
Commercial_Office (WA)_New_Food Preparation_Natural Gas_Broiler_E2_Baseline Forecast | Commercial | Office (WA) | New | Food Preparation | Natural Gas | Broiler | E2 | Infrared Burners | Baseline Forecast | 0 | 0 | 0 | 0 | 0 | 0 | 0 | 0 | 0 | 0 | 0 | 0 | 0 | 0 | 0 | 0 | 0 | 0 | 0 | 0 | 0 | 0 | 0 | 0 | 0 | 0 | 0
Commercial_Office (WA)_New_Food Preparation_Natural Gas_Broiler_E3_Baseline Forecast | Commercial | Office (WA) | New | Food Preparation | Natural Gas | Broiler | E3 |  | Baseline Forecast | 0 | 0 | 0 | 0 | 0 | 0 | 0 | 0 | 0 | 0 | 0 | 0 | 0 | 0 | 0 | 0 | 0 | 0 | 0 | 0 | 0 | 0 | 0 | 0 | 0 | 0 | 0
Commercial_Office (WA)_New_Food Preparation_Natural Gas_Broiler_E4_Baseline Forecast | Commercial | Office (WA) | New | Food Preparation | Natural Gas | Broiler | E4 |  | Baseline Forecast | 0 | 0 | 0 | 0 | 0 | 0 | 0 | 0 | 0 | 0 | 0 | 0 | 0 | 0 | 0 | 0 | 0 | 0 | 0 | 0 | 0 | 0 | 0 | 0 | 0 | 0 | 0
Commercial_Office (WA)_New_Food Preparation_Natural Gas_Broiler_E5_Baseline Forecast | Commercial | Office (WA) | New | Food Preparation | Natural Gas | Broiler | E5 |  | Baseline Forecast | 0 | 0 | 0 | 0 | 0 | 0 | 0 | 0 | 0 | 0 | 0 | 0 | 0 | 0 | 0 | 0 | 0 | 0 | 0 | 0 | 0 | 0 | 0 | 0 | 0 | 0 | 0
Commercial_Office (WA)_New_Food Preparation_Natural Gas_Broiler_E6_Baseline Forecast | Commercial | Office (WA) | New | Food Preparation | Natural Gas | Broiler | E6 |  | Baseline Forecast | 0 | 0 | 0 | 0 | 0 | 0 | 0 | 0 | 0 | 0 | 0 | 0 | 0 | 0 | 0 | 0 | 0 | 0 | 0 | 0 | 0 | 0 | 0 | 0 | 0 | 0 | 0
Commercial_Office (WA)_New_Food Preparation_Natural Gas_Broiler_E7_Baseline Forecast | Commercial | Office (WA) | New | Food Preparation | Natural Gas | Broiler | E7 |  | Baseline Forecast | 0 | 0 | 0 | 0 | 0 | 0 | 0 | 0 | 0 | 0 | 0 | 0 | 0 | 0 | 0 | 0 | 0 | 0 | 0 | 0 | 0 | 0 | 0 | 0 | 0 | 0 | 0
Commercial_Office (WA)_New_Food Preparation_Natural Gas_Broiler_E8_Baseline Forecast | Commercial | Office (WA) | New | Food Preparation | Natural Gas | Broiler | E8 |  | Baseline Forecast | 0 | 0 | 0 | 0 | 0 | 0 | 0 | 0 | 0 | 0 | 0 | 0 | 0 | 0 | 0 | 0 | 0 | 0 | 0 | 0 | 0 | 0 | 0 | 0 | 0 | 0 | 0
Commercial_Office (WA)_New_Food Preparation_Natural Gas_Broiler_E9_Baseline Forecast | Commercial | Office (WA) | New | Food Preparation | Natural Gas | Broiler | E9 |  | Baseline Forecast | 0 | 0 | 0 | 0 | 0 | 0 | 0 | 0 | 0 | 0 | 0 | 0 | 0 | 0 | 0 | 0 | 0 | 0 | 0 | 0 | 0 | 0 | 0 | 0 | 0 | 0 | 0
Commercial_Office (WA)_New_Food Preparation_Natural Gas_Broiler_E10_Baseline Forecast | Commercial | Office (WA) | New | Food Preparation | Natural Gas | Broiler | E10 |  | Baseline Forecast | 0 | 0 | 0 | 0 | 0 | 0 | 0 | 0 | 0 | 0 | 0 | 0 | 0 | 0 | 0 | 0 | 0 | 0 | 0 | 0 | 0 | 0 | 0 | 0 | 0 | 0 | 0
Commercial_Office (WA)_New_Food Preparation_Natural Gas_Griddle_E1_Baseline Forecast | Commercial | Office (WA) | New | Food Preparation | Natural Gas | Griddle | E1 | Standard | Baseline Forecast | 0 | 3923.5864 | 3666.5419 | 3688.6628 | 3682.9289 | 3608.3888 | 3545.0314 | 3470.512 | 3413.6533 | 3358.6234 | 3738.5691 | 3986.5625 | 4260.311 | 4494.8107 | 4680.8597 | 4832.4992 | 4969.9596 | 5072.664 | 5151.1583 | 6464.5805 | 6375.4886 | 6443.9339 | 6478.4242 | 6506.4611 | 6550.8755 | 6606.5197 | 6447.4361
Commercial_Office (WA)_New_Food Preparation_Natural Gas_Griddle_E2_Baseline Forecast | Commercial | Office (WA) | New | Food Preparation | Natural Gas | Griddle | E2 | ENERGY STAR | Baseline Forecast | 0 | 1602.5916 | 1497.6016 | 1506.6369 | 1504.2949 | 1473.8489 | 1447.9706 | 1417.5331 | 1394.3091 | 1371.8321 | 1527.0212 | 1628.3142 | 1740.127 | 1835.9086 | 1911.9004 | 1973.8377 | 2029.9835 | 2071.9332 | 2103.9942 | 2640.4624 | 2604.0728 | 2632.0293 | 2646.1169 | 2657.5686 | 2675.7097 | 2698.4376 | 2633.4598
Commercial_Office (WA)_New_Food Preparation_Natural Gas_Griddle_E3_Baseline Forecast | Commercial | Office (WA) | New | Food Preparation | Natural Gas | Griddle | E3 |  | Baseline Forecast | 0 | 0 | 0 | 0 | 0 | 0 | 0 | 0 | 0 | 0 | 0 | 0 | 0 | 0 | 0 | 0 | 0 | 0 | 0 | 0 | 0 | 0 | 0 | 0 | 0 | 0 | 0
Commercial_Office (WA)_New_Food Preparation_Natural Gas_Griddle_E4_Baseline Forecast | Commercial | Office (WA) | New | Food Preparation | Natural Gas | Griddle | E4 |  | Baseline Forecast | 0 | 0 | 0 | 0 | 0 | 0 | 0 | 0 | 0 | 0 | 0 | 0 | 0 | 0 | 0 | 0 | 0 | 0 | 0 | 0 | 0 | 0 | 0 | 0 | 0 | 0 | 0
Commercial_Office (WA)_New_Food Preparation_Natural Gas_Griddle_E5_Baseline Forecast | Commercial | Office (WA) | New | Food Preparation | Natural Gas | Griddle | E5 |  | Baseline Forecast | 0 | 0 | 0 | 0 | 0 | 0 | 0 | 0 | 0 | 0 | 0 | 0 | 0 | 0 | 0 | 0 | 0 | 0 | 0 | 0 | 0 | 0 | 0 | 0 | 0 | 0 | 0
Commercial_Office (WA)_New_Food Preparation_Natural Gas_Griddle_E6_Baseline Forecast | Commercial | Office (WA) | New | Food Preparation | Natural Gas | Griddle | E6 |  | Baseline Forecast | 0 | 0 | 0 | 0 | 0 | 0 | 0 | 0 | 0 | 0 | 0 | 0 | 0 | 0 | 0 | 0 | 0 | 0 | 0 | 0 | 0 | 0 | 0 | 0 | 0 | 0 | 0
Commercial_Office (WA)_New_Food Preparation_Natural Gas_Griddle_E7_Baseline Forecast | Commercial | Office (WA) | New | Food Preparation | Natural Gas | Griddle | E7 |  | Baseline Forecast | 0 | 0 | 0 | 0 | 0 | 0 | 0 | 0 | 0 | 0 | 0 | 0 | 0 | 0 | 0 | 0 | 0 | 0 | 0 | 0 | 0 | 0 | 0 | 0 | 0 | 0 | 0
Commercial_Office (WA)_New_Food Preparation_Natural Gas_Griddle_E8_Baseline Forecast | Commercial | Office (WA) | New | Food Preparation | Natural Gas | Griddle | E8 |  | Baseline Forecast | 0 | 0 | 0 | 0 | 0 | 0 | 0 | 0 | 0 | 0 | 0 | 0 | 0 | 0 | 0 | 0 | 0 | 0 | 0 | 0 | 0 | 0 | 0 | 0 | 0 | 0 | 0
Commercial_Office (WA)_New_Food Preparation_Natural Gas_Griddle_E9_Baseline Forecast | Commercial | Office (WA) | New | Food Preparation | Natural Gas | Griddle | E9 |  | Baseline Forecast | 0 | 0 | 0 | 0 | 0 | 0 | 0 | 0 | 0 | 0 | 0 | 0 | 0 | 0 | 0 | 0 | 0 | 0 | 0 | 0 | 0 | 0 | 0 | 0 | 0 | 0 | 0
Commercial_Office (WA)_New_Food Preparation_Natural Gas_Griddle_E10_Baseline Forecast | Commercial | Office (WA) | New | Food Preparation | Natural Gas | Griddle | E10 |  | Baseline Forecast | 0 | 0 | 0 | 0 | 0 | 0 | 0 | 0 | 0 | 0 | 0 | 0 | 0 | 0 | 0 | 0 | 0 | 0 | 0 | 0 | 0 | 0 | 0 | 0 | 0 | 0 | 0
Commercial_Office (WA)_New_Food Preparation_Natural Gas_Range_E1_Baseline Forecast | Commercial | Office (WA) | New | Food Preparation | Natural Gas | Range | E1 | Standard | Baseline Forecast | 0 | 2265.733 | 2117.2988 | 2130.0729 | 2126.7618 | 2083.7175 | 2047.1308 | 2004.0985 | 1971.2646 | 1939.4868 | 2360.2905 | 2629.045 | 2870.273 | 3055.4082 | 3184.1571 | 3866.8834 | 3774.8789 | 3727.2235 | 3672.087 | 3695.1478 | 3768.2383 | 3889.0883 | 3999.7851 | 4110.5712 | 4451.5212 | 4666.3435 | 4689.5829
Commercial_Office (WA)_New_Food Preparation_Natural Gas_Range_E2_Baseline Forecast | Commercial | Office (WA) | New | Food Preparation | Natural Gas | Range | E2 | High Efficiency | Baseline Forecast | 0 | 3260.445 | 3046.8447 | 3065.2268 | 3060.4621 | 2998.5203 | 2945.8711 | 2883.9466 | 2836.6978 | 2790.9687 | 3396.5156 | 3783.2598 | 4130.3929 | 4396.807 | 4582.0797 | 5564.5395 | 5432.1428 | 5363.5656 | 5284.2228 | 5317.4079 | 5422.5869 | 5596.4929 | 5755.7884 | 5915.2122 | 6405.8476 | 6714.9821 | 6748.4242
Commercial_Office (WA)_New_Food Preparation_Natural Gas_Range_E3_Baseline Forecast | Commercial | Office (WA) | New | Food Preparation | Natural Gas | Range | E3 |  | Baseline Forecast | 0 | 0 | 0 | 0 | 0 | 0 | 0 | 0 | 0 | 0 | 0 | 0 | 0 | 0 | 0 | 0 | 0 | 0 | 0 | 0 | 0 | 0 | 0 | 0 | 0 | 0 | 0
Commercial_Office (WA)_New_Food Preparation_Natural Gas_Range_E4_Baseline Forecast | Commercial | Office (WA) | New | Food Preparation | Natural Gas | Range | E4 |  | Baseline Forecast | 0 | 0 | 0 | 0 | 0 | 0 | 0 | 0 | 0 | 0 | 0 | 0 | 0 | 0 | 0 | 0 | 0 | 0 | 0 | 0 | 0 | 0 | 0 | 0 | 0 | 0 | 0
Commercial_Office (WA)_New_Food Preparation_Natural Gas_Range_E5_Baseline Forecast | Commercial | Office (WA) | New | Food Preparation | Natural Gas | Range | E5 |  | Baseline Forecast | 0 | 0 | 0 | 0 | 0 | 0 | 0 | 0 | 0 | 0 | 0 | 0 | 0 | 0 | 0 | 0 | 0 | 0 | 0 | 0 | 0 | 0 | 0 | 0 | 0 | 0 | 0
Commercial_Office (WA)_New_Food Preparation_Natural Gas_Range_E6_Baseline Forecast | Commercial | Office (WA) | New | Food Preparation | Natural Gas | Range | E6 |  | Baseline Forecast | 0 | 0 | 0 | 0 | 0 | 0 | 0 | 0 | 0 | 0 | 0 | 0 | 0 | 0 | 0 | 0 | 0 | 0 | 0 | 0 | 0 | 0 | 0 | 0 | 0 | 0 | 0
Commercial_Office (WA)_New_Food Preparation_Natural Gas_Range_E7_Baseline Forecast | Commercial | Office (WA) | New | Food Preparation | Natural Gas | Range | E7 |  | Baseline Forecast | 0 | 0 | 0 | 0 | 0 | 0 | 0 | 0 | 0 | 0 | 0 | 0 | 0 | 0 | 0 | 0 | 0 | 0 | 0 | 0 | 0 | 0 | 0 | 0 | 0 | 0 | 0
Commercial_Office (WA)_New_Food Preparation_Natural Gas_Range_E8_Baseline Forecast | Commercial | Office (WA) | New | Food Preparation | Natural Gas | Range | E8 |  | Baseline Forecast | 0 | 0 | 0 | 0 | 0 | 0 | 0 | 0 | 0 | 0 | 0 | 0 | 0 | 0 | 0 | 0 | 0 | 0 | 0 | 0 | 0 | 0 | 0 | 0 | 0 | 0 | 0
Commercial_Office (WA)_New_Food Preparation_Natural Gas_Range_E9_Baseline Forecast | Commercial | Office (WA) | New | Food Preparation | Natural Gas | Range | E9 |  | Baseline Forecast | 0 | 0 | 0 | 0 | 0 | 0 | 0 | 0 | 0 | 0 | 0 | 0 | 0 | 0 | 0 | 0 | 0 | 0 | 0 | 0 | 0 | 0 | 0 | 0 | 0 | 0 | 0
Commercial_Office (WA)_New_Food Preparation_Natural Gas_Range_E10_Baseline Forecast | Commercial | Office (WA) | New | Food Preparation | Natural Gas | Range | E10 |  | Baseline Forecast | 0 | 0 | 0 | 0 | 0 | 0 | 0 | 0 | 0 | 0 | 0 | 0 | 0 | 0 | 0 | 0 | 0 | 0 | 0 | 0 | 0 | 0 | 0 | 0 | 0 | 0 | 0
Commercial_Office (WA)_New_Food Preparation_Natural Gas_Steamer_E1_Baseline Forecast | Commercial | Office (WA) | New | Food Preparation | Natural Gas | Steamer | E1 | Standard | Baseline Forecast | 0 | 0 | 0 | 0 | 0 | 0 | 0 | 0 | 0 | 0 | 0 | 0 | 0 | 0 | 0 | 0 | 0 | 0 | 0 | 0 | 0 | 0 | 0 | 0 | 0 | 0 | 0
Commercial_Office (WA)_New_Food Preparation_Natural Gas_Steamer_E2_Baseline Forecast | Commercial | Office (WA) | New | Food Preparation | Natural Gas | Steamer | E2 | ENERGY STAR | Baseline Forecast | 0 | 0 | 0 | 0 | 0 | 0 | 0 | 0 | 0 | 0 | 0 | 0 | 0 | 0 | 0 | 0 | 0 | 0 | 0 | 0 | 0 | 0 | 0 | 0 | 0 | 0 | 0
Commercial_Office (WA)_New_Food Preparation_Natural Gas_Steamer_E3_Baseline Forecast | Commercial | Office (WA) | New | Food Preparation | Natural Gas | Steamer | E3 |  | Baseline Forecast | 0 | 0 | 0 | 0 | 0 | 0 | 0 | 0 | 0 | 0 | 0 | 0 | 0 | 0 | 0 | 0 | 0 | 0 | 0 | 0 | 0 | 0 | 0 | 0 | 0 | 0 | 0
Commercial_Office (WA)_New_Food Preparation_Natural Gas_Steamer_E4_Baseline Forecast | Commercial | Office (WA) | New | Food Preparation | Natural Gas | Steamer | E4 |  | Baseline Forecast | 0 | 0 | 0 | 0 | 0 | 0 | 0 | 0 | 0 | 0 | 0 | 0 | 0 | 0 | 0 | 0 | 0 | 0 | 0 | 0 | 0 | 0 | 0 | 0 | 0 | 0 | 0
Commercial_Office (WA)_New_Food Preparation_Natural Gas_Steamer_E5_Baseline Forecast | Commercial | Office (WA) | New | Food Preparation | Natural Gas | Steamer | E5 |  | Baseline Forecast | 0 | 0 | 0 | 0 | 0 | 0 | 0 | 0 | 0 | 0 | 0 | 0 | 0 | 0 | 0 | 0 | 0 | 0 | 0 | 0 | 0 | 0 | 0 | 0 | 0 | 0 | 0
Commercial_Office (WA)_New_Food Preparation_Natural Gas_Steamer_E6_Baseline Forecast | Commercial | Office (WA) | New | Food Preparation | Natural Gas | Steamer | E6 |  | Baseline Forecast | 0 | 0 | 0 | 0 | 0 | 0 | 0 | 0 | 0 | 0 | 0 | 0 | 0 | 0 | 0 | 0 | 0 | 0 | 0 | 0 | 0 | 0 | 0 | 0 | 0 | 0 | 0
Commercial_Office (WA)_New_Food Preparation_Natural Gas_Steamer_E7_Baseline Forecast | Commercial | Office (WA) | New | Food Preparation | Natural Gas | Steamer | E7 |  | Baseline Forecast | 0 | 0 | 0 | 0 | 0 | 0 | 0 | 0 | 0 | 0 | 0 | 0 | 0 | 0 | 0 | 0 | 0 | 0 | 0 | 0 | 0 | 0 | 0 | 0 | 0 | 0 | 0
Commercial_Office (WA)_New_Food Preparation_Natural Gas_Steamer_E8_Baseline Forecast | Commercial | Office (WA) | New | Food Preparation | Natural Gas | Steamer | E8 |  | Baseline Forecast | 0 | 0 | 0 | 0 | 0 | 0 | 0 | 0 | 0 | 0 | 0 | 0 | 0 | 0 | 0 | 0 | 0 | 0 | 0 | 0 | 0 | 0 | 0 | 0 | 0 | 0 | 0
Commercial_Office (WA)_New_Food Preparation_Natural Gas_Steamer_E9_Baseline Forecast | Commercial | Office (WA) | New | Food Preparation | Natural Gas | Steamer | E9 |  | Baseline Forecast | 0 | 0 | 0 | 0 | 0 | 0 | 0 | 0 | 0 | 0 | 0 | 0 | 0 | 0 | 0 | 0 | 0 | 0 | 0 | 0 | 0 | 0 | 0 | 0 | 0 | 0 | 0
Commercial_Office (WA)_New_Food Preparation_Natural Gas_Steamer_E10_Baseline Forecast | Commercial | Office (WA) | New | Food Preparation | Natural Gas | Steamer | E10 |  | Baseline Forecast | 0 | 0 | 0 | 0 | 0 | 0 | 0 | 0 | 0 | 0 | 0 | 0 | 0 | 0 | 0 | 0 | 0 | 0 | 0 | 0 | 0 | 0 | 0 | 0 | 0 | 0 | 0
Commercial_Office (WA)_New_Food Preparation_Natural Gas_Food Prep Other_E1_Baseline Forecast | Commercial | Office (WA) | New | Food Preparation | Natural Gas | Food Prep Other | E1 | Standard | Baseline Forecast | 0 | 0 | 0 | 0 | 0 | 0 | 0 | 0 | 0 | 0 | 0 | 0 | 0 | 0 | 0 | 0 | 0 | 0 | 0 | 0 | 0 | 0 | 0 | 0 | 0 | 0 | 0
Commercial_Office (WA)_New_Food Preparation_Natural Gas_Food Prep Other_E2_Baseline Forecast | Commercial | Office (WA) | New | Food Preparation | Natural Gas | Food Prep Other | E2 | ENERGY STAR | Baseline Forecast | 0 | 0 | 0 | 0 | 0 | 0 | 0 | 0 | 0 | 0 | 0 | 0 | 0 | 0 | 0 | 0 | 0 | 0 | 0 | 0 | 0 | 0 | 0 | 0 | 0 | 0 | 0
Commercial_Office (WA)_New_Food Preparation_Natural Gas_Food Prep Other_E3_Baseline Forecast | Commercial | Office (WA) | New | Food Preparation | Natural Gas | Food Prep Other | E3 |  | Baseline Forecast | 0 | 0 | 0 | 0 | 0 | 0 | 0 | 0 | 0 | 0 | 0 | 0 | 0 | 0 | 0 | 0 | 0 | 0 | 0 | 0 | 0 | 0 | 0 | 0 | 0 | 0 | 0
Commercial_Office (WA)_New_Food Preparation_Natural Gas_Food Prep Other_E4_Baseline Forecast | Commercial | Office (WA) | New | Food Preparation | Natural Gas | Food Prep Other | E4 |  | Baseline Forecast | 0 | 0 | 0 | 0 | 0 | 0 | 0 | 0 | 0 | 0 | 0 | 0 | 0 | 0 | 0 | 0 | 0 | 0 | 0 | 0 | 0 | 0 | 0 | 0 | 0 | 0 | 0
Commercial_Office (WA)_New_Food Preparation_Natural Gas_Food Prep Other_E5_Baseline Forecast | Commercial | Office (WA) | New | Food Preparation | Natural Gas | Food Prep Other | E5 |  | Baseline Forecast | 0 | 0 | 0 | 0 | 0 | 0 | 0 | 0 | 0 | 0 | 0 | 0 | 0 | 0 | 0 | 0 | 0 | 0 | 0 | 0 | 0 | 0 | 0 | 0 | 0 | 0 | 0
Commercial_Office (WA)_New_Food Preparation_Natural Gas_Food Prep Other_E6_Baseline Forecast | Commercial | Office (WA) | New | Food Preparation | Natural Gas | Food Prep Other | E6 |  | Baseline Forecast | 0 | 0 | 0 | 0 | 0 | 0 | 0 | 0 | 0 | 0 | 0 | 0 | 0 | 0 | 0 | 0 | 0 | 0 | 0 | 0 | 0 | 0 | 0 | 0 | 0 | 0 | 0
Commercial_Office (WA)_New_Food Preparation_Natural Gas_Food Prep Other_E7_Baseline Forecast | Commercial | Office (WA) | New | Food Preparation | Natural Gas | Food Prep Other | E7 |  | Baseline Forecast | 0 | 0 | 0 | 0 | 0 | 0 | 0 | 0 | 0 | 0 | 0 | 0 | 0 | 0 | 0 | 0 | 0 | 0 | 0 | 0 | 0 | 0 | 0 | 0 | 0 | 0 | 0
Commercial_Office (WA)_New_Food Preparation_Natural Gas_Food Prep Other_E8_Baseline Forecast | Commercial | Office (WA) | New | Food Preparation | Natural Gas | Food Prep Other | E8 |  | Baseline Forecast | 0 | 0 | 0 | 0 | 0 | 0 | 0 | 0 | 0 | 0 | 0 | 0 | 0 | 0 | 0 | 0 | 0 | 0 | 0 | 0 | 0 | 0 | 0 | 0 | 0 | 0 | 0
Commercial_Office (WA)_New_Food Preparation_Natural Gas_Food Prep Other_E9_Baseline Forecast | Commercial | Office (WA) | New | Food Preparation | Natural Gas | Food Prep Other | E9 |  | Baseline Forecast | 0 | 0 | 0 | 0 | 0 | 0 | 0 | 0 | 0 | 0 | 0 | 0 | 0 | 0 | 0 | 0 | 0 | 0 | 0 | 0 | 0 | 0 | 0 | 0 | 0 | 0 | 0
Commercial_Office (WA)_New_Food Preparation_Natural Gas_Food Prep Other_E10_Baseline Forecast | Commercial | Office (WA) | New | Food Preparation | Natural Gas | Food Prep Other | E10 |  | Baseline Forecast | 0 | 0 | 0 | 0 | 0 | 0 | 0 | 0 | 0 | 0 | 0 | 0 | 0 | 0 | 0 | 0 | 0 | 0 | 0 | 0 | 0 | 0 | 0 | 0 | 0 | 0 | 0
Commercial_Office (WA)_New_Miscellaneous_Natural Gas_Pool Heater_E1_Baseline Forecast | Commercial | Office (WA) | New | Miscellaneous | Natural Gas | Pool Heater | E1 | Standard (EF .82) | Baseline Forecast | 0 | 0 | 0 | 0 | 0 | 0 | 0 | 0 | 0 | 0 | 0 | 0 | 0 | 0 | 0 | 0 | 0 | 0 | 0 | 0 | 0 | 0 | 0 | 0 | 0 | 0 | 0
Commercial_Office (WA)_New_Miscellaneous_Natural Gas_Pool Heater_E2_Baseline Forecast | Commercial | Office (WA) | New | Miscellaneous | Natural Gas | Pool Heater | E2 | Condensing (EF .90) | Baseline Forecast | 0 | 0 | 0 | 0 | 0 | 0 | 0 | 0 | 0 | 0 | 0 | 0 | 0 | 0 | 0 | 0 | 0 | 0 | 0 | 0 | 0 | 0 | 0 | 0 | 0 | 0 | 0
Commercial_Office (WA)_New_Miscellaneous_Natural Gas_Pool Heater_E3_Baseline Forecast | Commercial | Office (WA) | New | Miscellaneous | Natural Gas | Pool Heater | E3 |  | Baseline Forecast | 0 | 0 | 0 | 0 | 0 | 0 | 0 | 0 | 0 | 0 | 0 | 0 | 0 | 0 | 0 | 0 | 0 | 0 | 0 | 0 | 0 | 0 | 0 | 0 | 0 | 0 | 0
Commercial_Office (WA)_New_Miscellaneous_Natural Gas_Pool Heater_E4_Baseline Forecast | Commercial | Office (WA) | New | Miscellaneous | Natural Gas | Pool Heater | E4 |  | Baseline Forecast | 0 | 0 | 0 | 0 | 0 | 0 | 0 | 0 | 0 | 0 | 0 | 0 | 0 | 0 | 0 | 0 | 0 | 0 | 0 | 0 | 0 | 0 | 0 | 0 | 0 | 0 | 0
Commercial_Office (WA)_New_Miscellaneous_Natural Gas_Pool Heater_E5_Baseline Forecast | Commercial | Office (WA) | New | Miscellaneous | Natural Gas | Pool Heater | E5 |  | Baseline Forecast | 0 | 0 | 0 | 0 | 0 | 0 | 0 | 0 | 0 | 0 | 0 | 0 | 0 | 0 | 0 | 0 | 0 | 0 | 0 | 0 | 0 | 0 | 0 | 0 | 0 | 0 | 0
Commercial_Office (WA)_New_Miscellaneous_Natural Gas_Pool Heater_E6_Baseline Forecast | Commercial | Office (WA) | New | Miscellaneous | Natural Gas | Pool Heater | E6 |  | Baseline Forecast | 0 | 0 | 0 | 0 | 0 | 0 | 0 | 0 | 0 | 0 | 0 | 0 | 0 | 0 | 0 | 0 | 0 | 0 | 0 | 0 | 0 | 0 | 0 | 0 | 0 | 0 | 0
Commercial_Office (WA)_New_Miscellaneous_Natural Gas_Pool Heater_E7_Baseline Forecast | Commercial | Office (WA) | New | Miscellaneous | Natural Gas | Pool Heater | E7 |  | Baseline Forecast | 0 | 0 | 0 | 0 | 0 | 0 | 0 | 0 | 0 | 0 | 0 | 0 | 0 | 0 | 0 | 0 | 0 | 0 | 0 | 0 | 0 | 0 | 0 | 0 | 0 | 0 | 0
Commercial_Office (WA)_New_Miscellaneous_Natural Gas_Pool Heater_E8_Baseline Forecast | Commercial | Office (WA) | New | Miscellaneous | Natural Gas | Pool Heater | E8 |  | Baseline Forecast | 0 | 0 | 0 | 0 | 0 | 0 | 0 | 0 | 0 | 0 | 0 | 0 | 0 | 0 | 0 | 0 | 0 | 0 | 0 | 0 | 0 | 0 | 0 | 0 | 0 | 0 | 0
Commercial_Office (WA)_New_Miscellaneous_Natural Gas_Pool Heater_E9_Baseline Forecast | Commercial | Office (WA) | New | Miscellaneous | Natural Gas | Pool Heater | E9 |  | Baseline Forecast | 0 | 0 | 0 | 0 | 0 | 0 | 0 | 0 | 0 | 0 | 0 | 0 | 0 | 0 | 0 | 0 | 0 | 0 | 0 | 0 | 0 | 0 | 0 | 0 | 0 | 0 | 0
Commercial_Office (WA)_New_Miscellaneous_Natural Gas_Pool Heater_E10_Baseline Forecast | Commercial | Office (WA) | New | Miscellaneous | Natural Gas | Pool Heater | E10 |  | Baseline Forecast | 0 | 0 | 0 | 0 | 0 | 0 | 0 | 0 | 0 | 0 | 0 | 0 | 0 | 0 | 0 | 0 | 0 | 0 | 0 | 0 | 0 | 0 | 0 | 0 | 0 | 0 | 0
Commercial_Office (WA)_New_Miscellaneous_Natural Gas_Miscellaneous_E1_Baseline Forecast | Commercial | Office (WA) | New | Miscellaneous | Natural Gas | Miscellaneous | E1 | Standard | Baseline Forecast | 0 | 348793.9357 | 325943.5233 | 327909.999 | 377227.9823 | 410046.7263 | 438505.4858 | 468147.264 | 498866.5095 | 528703.3228 | 557726.4366 | 683019.0916 | 690601.3967 | 707613.8855 | 752493.5899 | 786475.5958 | 817569.1775 | 849688.7702 | 881652.2988 | 912483.2085 | 943404.2758 | 1005179.032 | 1024320.7537 | 1047563.6919 | 1084227.2366 | 1115477.6169 | 1124611.3952
Commercial_Office (WA)_New_Miscellaneous_Natural Gas_Miscellaneous_E2_Baseline Forecast | Commercial | Office (WA) | New | Miscellaneous | Natural Gas | Miscellaneous | E2 |  | Baseline Forecast | 0 | 0 | 0 | 0 | 0 | 0 | 0 | 0 | 0 | 0 | 0 | 0 | 0 | 0 | 0 | 0 | 0 | 0 | 0 | 0 | 0 | 0 | 0 | 0 | 0 | 0 | 0
Commercial_Office (WA)_New_Miscellaneous_Natural Gas_Miscellaneous_E3_Baseline Forecast | Commercial | Office (WA) | New | Miscellaneous | Natural Gas | Miscellaneous | E3 |  | Baseline Forecast | 0 | 0 | 0 | 0 | 0 | 0 | 0 | 0 | 0 | 0 | 0 | 0 | 0 | 0 | 0 | 0 | 0 | 0 | 0 | 0 | 0 | 0 | 0 | 0 | 0 | 0 | 0
Commercial_Office (WA)_New_Miscellaneous_Natural Gas_Miscellaneous_E4_Baseline Forecast | Commercial | Office (WA) | New | Miscellaneous | Natural Gas | Miscellaneous | E4 |  | Baseline Forecast | 0 | 0 | 0 | 0 | 0 | 0 | 0 | 0 | 0 | 0 | 0 | 0 | 0 | 0 | 0 | 0 | 0 | 0 | 0 | 0 | 0 | 0 | 0 | 0 | 0 | 0 | 0
Commercial_Office (WA)_New_Miscellaneous_Natural Gas_Miscellaneous_E5_Baseline Forecast | Commercial | Office (WA) | New | Miscellaneous | Natural Gas | Miscellaneous | E5 |  | Baseline Forecast | 0 | 0 | 0 | 0 | 0 | 0 | 0 | 0 | 0 | 0 | 0 | 0 | 0 | 0 | 0 | 0 | 0 | 0 | 0 | 0 | 0 | 0 | 0 | 0 | 0 | 0 | 0
Commercial_Office (WA)_New_Miscellaneous_Natural Gas_Miscellaneous_E6_Baseline Forecast | Commercial | Office (WA) | New | Miscellaneous | Natural Gas | Miscellaneous | E6 |  | Baseline Forecast | 0 | 0 | 0 | 0 | 0 | 0 | 0 | 0 | 0 | 0 | 0 | 0 | 0 | 0 | 0 | 0 | 0 | 0 | 0 | 0 | 0 | 0 | 0 | 0 | 0 | 0 | 0
Commercial_Office (WA)_New_Miscellaneous_Natural Gas_Miscellaneous_E7_Baseline Forecast | Commercial | Office (WA) | New | Miscellaneous | Natural Gas | Miscellaneous | E7 |  | Baseline Forecast | 0 | 0 | 0 | 0 | 0 | 0 | 0 | 0 | 0 | 0 | 0 | 0 | 0 | 0 | 0 | 0 | 0 | 0 | 0 | 0 | 0 | 0 | 0 | 0 | 0 | 0 | 0
Commercial_Office (WA)_New_Miscellaneous_Natural Gas_Miscellaneous_E8_Baseline Forecast | Commercial | Office (WA) | New | Miscellaneous | Natural Gas | Miscellaneous | E8 |  | Baseline Forecast | 0 | 0 | 0 | 0 | 0 | 0 | 0 | 0 | 0 | 0 | 0 | 0 | 0 | 0 | 0 | 0 | 0 | 0 | 0 | 0 | 0 | 0 | 0 | 0 | 0 | 0 | 0
Commercial_Office (WA)_New_Miscellaneous_Natural Gas_Miscellaneous_E9_Baseline Forecast | Commercial | Office (WA) | New | Miscellaneous | Natural Gas | Miscellaneous | E9 |  | Baseline Forecast | 0 | 0 | 0 | 0 | 0 | 0 | 0 | 0 | 0 | 0 | 0 | 0 | 0 | 0 | 0 | 0 | 0 | 0 | 0 | 0 | 0 | 0 | 0 | 0 | 0 | 0 | 0
Commercial_Office (WA)_New_Miscellaneous_Natural Gas_Miscellaneous_E10_Baseline Forecast | Commercial | Office (WA) | New | Miscellaneous | Natural Gas | Miscellaneous | E10 |  | Baseline Forecast | 0 | 0 | 0 | 0 | 0 | 0 | 0 | 0 | 0 | 0 | 0 | 0 | 0 | 0 | 0 | 0 | 0 | 0 | 0 | 0 | 0 | 0 | 0 | 0 | 0 | 0 | 0
Commercial_Restaurant (WA)_Existing_Space Heating_Natural Gas_Furnace_E1_Baseline Forecast | Commercial | Restaurant (WA) | Existing | Space Heating | Natural Gas | Furnace | E1 | AFUE 80% (Standard) | Baseline Forecast | 0 | 32430.2188 | 32994.8946 | 33435.6275 | 33766.5401 | 34000.2471 | 34148.015 | 34219.9048 | 34224.8992 | 34171.0172 | 34065.4154 | 33914.4801 | 32799.4056 | 31844.9781 | 31024.8158 | 30316.3955 | 29700.5307 | 29160.9172 | 28683.7368 | 28257.3129 | 27871.8112 | 27518.9798 | 27191.9234 | 34040.2761 | 33109.7871 | 32189.597 | 31289.8143
Commercial_Restaurant (WA)_Existing_Space Heating_Natural Gas_Furnace_E2_Baseline Forecast | Commercial | Restaurant (WA) | Existing | Space Heating | Natural Gas | Furnace | E2 | AFUE 90% | Baseline Forecast | 0 | 0 | 0 | 0 | 0 | 0 | 0 | 0 | 0 | 0 | 0 | 0 | 0 | 0 | 0 | 0 | 0 | 0 | 0 | 0 | 0 | 0 | 0 | 0 | 0 | 0 | 0
Commercial_Restaurant (WA)_Existing_Space Heating_Natural Gas_Furnace_E3_Baseline Forecast | Commercial | Restaurant (WA) | Existing | Space Heating | Natural Gas | Furnace | E3 | AFUE 96% | Baseline Forecast | 0 | 0 | 0 | 0 | 0 | 0 | 0 | 0 | 0 | 0 | 0 | 0 | 0 | 0 | 0 | 0 | 0 | 0 | 0 | 0 | 0 | 0 | 0 | 0 | 0 | 0 | 0
Commercial_Restaurant (WA)_Existing_Space Heating_Natural Gas_Furnace_E4_Baseline Forecast | Commercial | Restaurant (WA) | Existing | Space Heating | Natural Gas | Furnace | E4 |  | Baseline Forecast | 0 | 0 | 0 | 0 | 0 | 0 | 0 | 0 | 0 | 0 | 0 | 0 | 0 | 0 | 0 | 0 | 0 | 0 | 0 | 0 | 0 | 0 | 0 | 0 | 0 | 0 | 0
Commercial_Restaurant (WA)_Existing_Space Heating_Natural Gas_Furnace_E5_Baseline Forecast | Commercial | Restaurant (WA) | Existing | Space Heating | Natural Gas | Furnace | E5 |  | Baseline Forecast | 0 | 0 | 0 | 0 | 0 | 0 | 0 | 0 | 0 | 0 | 0 | 0 | 0 | 0 | 0 | 0 | 0 | 0 | 0 | 0 | 0 | 0 | 0 | 0 | 0 | 0 | 0
Commercial_Restaurant (WA)_Existing_Space Heating_Natural Gas_Furnace_E6_Baseline Forecast | Commercial | Restaurant (WA) | Existing | Space Heating | Natural Gas | Furnace | E6 |  | Baseline Forecast | 0 | 0 | 0 | 0 | 0 | 0 | 0 | 0 | 0 | 0 | 0 | 0 | 0 | 0 | 0 | 0 | 0 | 0 | 0 | 0 | 0 | 0 | 0 | 0 | 0 | 0 | 0
Commercial_Restaurant (WA)_Existing_Space Heating_Natural Gas_Furnace_E7_Baseline Forecast | Commercial | Restaurant (WA) | Existing | Space Heating | Natural Gas | Furnace | E7 |  | Baseline Forecast | 0 | 0 | 0 | 0 | 0 | 0 | 0 | 0 | 0 | 0 | 0 | 0 | 0 | 0 | 0 | 0 | 0 | 0 | 0 | 0 | 0 | 0 | 0 | 0 | 0 | 0 | 0
Commercial_Restaurant (WA)_Existing_Space Heating_Natural Gas_Furnace_E8_Baseline Forecast | Commercial | Restaurant (WA) | Existing | Space Heating | Natural Gas | Furnace | E8 |  | Baseline Forecast | 0 | 0 | 0 | 0 | 0 | 0 | 0 | 0 | 0 | 0 | 0 | 0 | 0 | 0 | 0 | 0 | 0 | 0 | 0 | 0 | 0 | 0 | 0 | 0 | 0 | 0 | 0
Commercial_Restaurant (WA)_Existing_Space Heating_Natural Gas_Furnace_E9_Baseline Forecast | Commercial | Restaurant (WA) | Existing | Space Heating | Natural Gas | Furnace | E9 |  | Baseline Forecast | 0 | 0 | 0 | 0 | 0 | 0 | 0 | 0 | 0 | 0 | 0 | 0 | 0 | 0 | 0 | 0 | 0 | 0 | 0 | 0 | 0 | 0 | 0 | 0 | 0 | 0 | 0
Commercial_Restaurant (WA)_Existing_Space Heating_Natural Gas_Furnace_E10_Baseline Forecast | Commercial | Restaurant (WA) | Existing | Space Heating | Natural Gas | Furnace | E10 |  | Baseline Forecast | 0 | 0 | 0 | 0 | 0 | 0 | 0 | 0 | 0 | 0 | 0 | 0 | 0 | 0 | 0 | 0 | 0 | 0 | 0 | 0 | 0 | 0 | 0 | 0 | 0 | 0 | 0
Commercial_Restaurant (WA)_Existing_Space Heating_Natural Gas_Boiler_E1_Baseline Forecast | Commercial | Restaurant (WA) | Existing | Space Heating | Natural Gas | Boiler | E1 | AFUE 80% (Standard) | Baseline Forecast | 0 | 48.8158 | 53.2679 | 56.035 | 59.2449 | 61.9688 | 62.8805 | 57.7969 | 59.1644 | 58.0897 | 58.9261 | 59.5618 | 60.0198 | 57.7142 | 57.8692 | 64.1433 | 64.071 | 63.8982 | 60.8299 | 60.507 | 62.8945 | 59.6766 | 59.185 | 58.6516 | 58.0824 | 57.4826 | 56.8569
Commercial_Restaurant (WA)_Existing_Space Heating_Natural Gas_Boiler_E2_Baseline Forecast | Commercial | Restaurant (WA) | Existing | Space Heating | Natural Gas | Boiler | E2 | AFUE 85% | Baseline Forecast | 0 | 0 | 0 | 0 | 0 | 0 | 0 | 0 | 0 | 0 | 0 | 0 | 0 | 0 | 0 | 0 | 0 | 0 | 0 | 0 | 0 | 0 | 0 | 0 | 0 | 0 | 0
Commercial_Restaurant (WA)_Existing_Space Heating_Natural Gas_Boiler_E3_Baseline Forecast | Commercial | Restaurant (WA) | Existing | Space Heating | Natural Gas | Boiler | E3 | AFUE 97% | Baseline Forecast | 0 | 14.3375 | 15.6451 | 17.8293 | 18.8507 | 19.7174 | 21.8263 | 29.4239 | 30.1201 | 32.8588 | 33.3319 | 33.6915 | 33.9506 | 36.7272 | 36.8259 | 30.6138 | 30.5793 | 30.4969 | 33.18 | 33.0038 | 30.0178 | 32.5509 | 32.2827 | 31.9918 | 31.6813 | 31.3541 | 31.0128
Commercial_Restaurant (WA)_Existing_Space Heating_Natural Gas_Boiler_E4_Baseline Forecast | Commercial | Restaurant (WA) | Existing | Space Heating | Natural Gas | Boiler | E4 | Convert to NG Air Source Heat Pump | Baseline Forecast | 0 | 0 | 0 | 0 | 0 | 0 | 0 | 0 | 0 | 0 | 0 | 0 | 0 | 0 | 0 | 0 | 0 | 0 | 0 | 0 | 0 | 0 | 0 | 0 | 0 | 0 | 0
Commercial_Restaurant (WA)_Existing_Space Heating_Natural Gas_Boiler_E5_Baseline Forecast | Commercial | Restaurant (WA) | Existing | Space Heating | Natural Gas | Boiler | E5 |  | Baseline Forecast | 0 | 0 | 0 | 0 | 0 | 0 | 0 | 0 | 0 | 0 | 0 | 0 | 0 | 0 | 0 | 0 | 0 | 0 | 0 | 0 | 0 | 0 | 0 | 0 | 0 | 0 | 0
Commercial_Restaurant (WA)_Existing_Space Heating_Natural Gas_Boiler_E6_Baseline Forecast | Commercial | Restaurant (WA) | Existing | Space Heating | Natural Gas | Boiler | E6 |  | Baseline Forecast | 0 | 0 | 0 | 0 | 0 | 0 | 0 | 0 | 0 | 0 | 0 | 0 | 0 | 0 | 0 | 0 | 0 | 0 | 0 | 0 | 0 | 0 | 0 | 0 | 0 | 0 | 0
Commercial_Restaurant (WA)_Existing_Space Heating_Natural Gas_Boiler_E7_Baseline Forecast | Commercial | Restaurant (WA) | Existing | Space Heating | Natural Gas | Boiler | E7 |  | Baseline Forecast | 0 | 0 | 0 | 0 | 0 | 0 | 0 | 0 | 0 | 0 | 0 | 0 | 0 | 0 | 0 | 0 | 0 | 0 | 0 | 0 | 0 | 0 | 0 | 0 | 0 | 0 | 0
Commercial_Restaurant (WA)_Existing_Space Heating_Natural Gas_Boiler_E8_Baseline Forecast | Commercial | Restaurant (WA) | Existing | Space Heating | Natural Gas | Boiler | E8 |  | Baseline Forecast | 0 | 0 | 0 | 0 | 0 | 0 | 0 | 0 | 0 | 0 | 0 | 0 | 0 | 0 | 0 | 0 | 0 | 0 | 0 | 0 | 0 | 0 | 0 | 0 | 0 | 0 | 0
Commercial_Restaurant (WA)_Existing_Space Heating_Natural Gas_Boiler_E9_Baseline Forecast | Commercial | Restaurant (WA) | Existing | Space Heating | Natural Gas | Boiler | E9 |  | Baseline Forecast | 0 | 0 | 0 | 0 | 0 | 0 | 0 | 0 | 0 | 0 | 0 | 0 | 0 | 0 | 0 | 0 | 0 | 0 | 0 | 0 | 0 | 0 | 0 | 0 | 0 | 0 | 0
Commercial_Restaurant (WA)_Existing_Space Heating_Natural Gas_Boiler_E10_Baseline Forecast | Commercial | Restaurant (WA) | Existing | Space Heating | Natural Gas | Boiler | E10 |  | Baseline Forecast | 0 | 0 | 0 | 0 | 0 | 0 | 0 | 0 | 0 | 0 | 0 | 0 | 0 | 0 | 0 | 0 | 0 | 0 | 0 | 0 | 0 | 0 | 0 | 0 | 0 | 0 | 0
Commercial_Restaurant (WA)_Existing_Space Heating_Natural Gas_Unit Heater_E1_Baseline Forecast | Commercial | Restaurant (WA) | Existing | Space Heating | Natural Gas | Unit Heater | E1 | Standard | Baseline Forecast | 0 | 7.5524 | 21.6162 | 41.2663 | 65.6809 | 94.1308 | 125.9691 | 160.6227 | 197.5843 | 236.4053 | 270.1652 | 299.4141 | 324.6433 | 346.2922 | 364.7536 | 380.3787 | 393.481 | 352.4698 | 316.7739 | 286.2235 | 260.6096 | 239.6936 | 223.2171 | 210.9087 | 202.4901 | 197.681 | 195.7457
Commercial_Restaurant (WA)_Existing_Space Heating_Natural Gas_Unit Heater_E2_Baseline Forecast | Commercial | Restaurant (WA) | Existing | Space Heating | Natural Gas | Unit Heater | E2 | Condensing | Baseline Forecast | 0 | 0 | 0 | 0 | 0 | 0 | 0 | 0 | 0 | 0 | 0 | 0 | 0 | 0 | 0 | 0 | 0 | 0 | 0 | 0 | 0 | 0 | 0 | 0 | 0 | 0 | 0
Commercial_Restaurant (WA)_Existing_Space Heating_Natural Gas_Unit Heater_E3_Baseline Forecast | Commercial | Restaurant (WA) | Existing | Space Heating | Natural Gas | Unit Heater | E3 | Infrared Radiant | Baseline Forecast | 0 | 0 | 0 | 0 | 0 | 0 | 0 | 0 | 0 | 0 | 0 | 0 | 0 | 0 | 0 | 0 | 0 | 0 | 0 | 0 | 0 | 0 | 0 | 0 | 0 | 0 | 0
Commercial_Restaurant (WA)_Existing_Space Heating_Natural Gas_Unit Heater_E4_Baseline Forecast | Commercial | Restaurant (WA) | Existing | Space Heating | Natural Gas | Unit Heater | E4 |  | Baseline Forecast | 0 | 0 | 0 | 0 | 0 | 0 | 0 | 0 | 0 | 0 | 0 | 0 | 0 | 0 | 0 | 0 | 0 | 0 | 0 | 0 | 0 | 0 | 0 | 0 | 0 | 0 | 0
Commercial_Restaurant (WA)_Existing_Space Heating_Natural Gas_Unit Heater_E5_Baseline Forecast | Commercial | Restaurant (WA) | Existing | Space Heating | Natural Gas | Unit Heater | E5 |  | Baseline Forecast | 0 | 0 | 0 | 0 | 0 | 0 | 0 | 0 | 0 | 0 | 0 | 0 | 0 | 0 | 0 | 0 | 0 | 0 | 0 | 0 | 0 | 0 | 0 | 0 | 0 | 0 | 0
Commercial_Restaurant (WA)_Existing_Space Heating_Natural Gas_Unit Heater_E6_Baseline Forecast | Commercial | Restaurant (WA) | Existing | Space Heating | Natural Gas | Unit Heater | E6 |  | Baseline Forecast | 0 | 0 | 0 | 0 | 0 | 0 | 0 | 0 | 0 | 0 | 0 | 0 | 0 | 0 | 0 | 0 | 0 | 0 | 0 | 0 | 0 | 0 | 0 | 0 | 0 | 0 | 0
Commercial_Restaurant (WA)_Existing_Space Heating_Natural Gas_Unit Heater_E7_Baseline Forecast | Commercial | Restaurant (WA) | Existing | Space Heating | Natural Gas | Unit Heater | E7 |  | Baseline Forecast | 0 | 0 | 0 | 0 | 0 | 0 | 0 | 0 | 0 | 0 | 0 | 0 | 0 | 0 | 0 | 0 | 0 | 0 | 0 | 0 | 0 | 0 | 0 | 0 | 0 | 0 | 0
Commercial_Restaurant (WA)_Existing_Space Heating_Natural Gas_Unit Heater_E8_Baseline Forecast | Commercial | Restaurant (WA) | Existing | Space Heating | Natural Gas | Unit Heater | E8 |  | Baseline Forecast | 0 | 0 | 0 | 0 | 0 | 0 | 0 | 0 | 0 | 0 | 0 | 0 | 0 | 0 | 0 | 0 | 0 | 0 | 0 | 0 | 0 | 0 | 0 | 0 | 0 | 0 | 0
Commercial_Restaurant (WA)_Existing_Space Heating_Natural Gas_Unit Heater_E9_Baseline Forecast | Commercial | Restaurant (WA) | Existing | Space Heating | Natural Gas | Unit Heater | E9 |  | Baseline Forecast | 0 | 0 | 0 | 0 | 0 | 0 | 0 | 0 | 0 | 0 | 0 | 0 | 0 | 0 | 0 | 0 | 0 | 0 | 0 | 0 | 0 | 0 | 0 | 0 | 0 | 0 | 0
Commercial_Restaurant (WA)_Existing_Space Heating_Natural Gas_Unit Heater_E10_Baseline Forecast | Commercial | Restaurant (WA) | Existing | Space Heating | Natural Gas | Unit Heater | E10 |  | Baseline Forecast | 0 | 0 | 0 | 0 | 0 | 0 | 0 | 0 | 0 | 0 | 0 | 0 | 0 | 0 | 0 | 0 | 0 | 0 | 0 | 0 | 0 | 0 | 0 | 0 | 0 | 0 | 0
Commercial_Restaurant (WA)_Existing_Water Heating_Natural Gas_Water Heater_E1_Baseline Forecast | Commercial | Restaurant (WA) | Existing | Water Heating | Natural Gas | Water Heater | E1 | TE 0.80 | Baseline Forecast | 0 | 11811.5406 | 12888.7808 | 13814.8076 | 14606.1894 | 15277.7359 | 15842.6836 | 16312.8622 | 16698.8432 | 17010.0728 | 17254.9912 | 17441.1386 | 16497.7567 | 15735.861 | 15124.7965 | 14638.4039 | 14254.4115 | 13953.9051 | 13720.8666 | 13541.7727 | 13405.2456 | 13301.7506 | 13223.3327 | 15713.1605 | 15532.9928 | 15295.5726 | 15019.57
Commercial_Restaurant (WA)_Existing_Water Heating_Natural Gas_Water Heater_E2_Baseline Forecast | Commercial | Restaurant (WA) | Existing | Water Heating | Natural Gas | Water Heater | E2 | TE 0.90 | Baseline Forecast | 0 | 0 | 0 | 0 | 0 | 0 | 0 | 0 | 0 | 0 | 0 | 0 | 0 | 0 | 0 | 0 | 0 | 0 | 0 | 0 | 0 | 0 | 0 | 0 | 0 | 0 | 0
Commercial_Restaurant (WA)_Existing_Water Heating_Natural Gas_Water Heater_E3_Baseline Forecast | Commercial | Restaurant (WA) | Existing | Water Heating | Natural Gas | Water Heater | E3 | TE 0.94 | Baseline Forecast | 0 | 13319.3968 | 14534.1571 | 15578.4 | 16470.8093 | 17228.0852 | 17865.1539 | 18395.3553 | 18830.6104 | 19181.5715 | 19457.7561 | 19667.6669 | 18603.8533 | 17744.6944 | 17055.6216 | 16507.1363 | 16074.1236 | 15735.2547 | 15472.4666 | 15270.5096 | 15116.5536 | 14999.8465 | 14911.4177 | 17719.0958 | 17515.928 | 17248.1989 | 16936.9619
Commercial_Restaurant (WA)_Existing_Water Heating_Natural Gas_Water Heater_E4_Baseline Forecast | Commercial | Restaurant (WA) | Existing | Water Heating | Natural Gas | Water Heater | E4 | Instantaneous TE 0.94 | Baseline Forecast | 0 | 0 | 0 | 0 | 0 | 0 | 0 | 0 | 0 | 0 | 0 | 0 | 0 | 0 | 0 | 0 | 0 | 0 | 0 | 0 | 0 | 0 | 0 | 0 | 0 | 0 | 0
Commercial_Restaurant (WA)_Existing_Water Heating_Natural Gas_Water Heater_E5_Baseline Forecast | Commercial | Restaurant (WA) | Existing | Water Heating | Natural Gas | Water Heater | E5 | Gas-Fired Absorption HPWH | Baseline Forecast | 0 | 0 | 0 | 0 | 0 | 0 | 0 | 0 | 0 | 0 | 0 | 0 | 0 | 0 | 0 | 0 | 0 | 0 | 0 | 0 | 0 | 0 | 0 | 0 | 0 | 0 | 0
Commercial_Restaurant (WA)_Existing_Water Heating_Natural Gas_Water Heater_E6_Baseline Forecast | Commercial | Restaurant (WA) | Existing | Water Heating | Natural Gas | Water Heater | E6 |  | Baseline Forecast | 0 | 0 | 0 | 0 | 0 | 0 | 0 | 0 | 0 | 0 | 0 | 0 | 0 | 0 | 0 | 0 | 0 | 0 | 0 | 0 | 0 | 0 | 0 | 0 | 0 | 0 | 0
Commercial_Restaurant (WA)_Existing_Water Heating_Natural Gas_Water Heater_E7_Baseline Forecast | Commercial | Restaurant (WA) | Existing | Water Heating | Natural Gas | Water Heater | E7 |  | Baseline Forecast | 0 | 0 | 0 | 0 | 0 | 0 | 0 | 0 | 0 | 0 | 0 | 0 | 0 | 0 | 0 | 0 | 0 | 0 | 0 | 0 | 0 | 0 | 0 | 0 | 0 | 0 | 0
Commercial_Restaurant (WA)_Existing_Water Heating_Natural Gas_Water Heater_E8_Baseline Forecast | Commercial | Restaurant (WA) | Existing | Water Heating | Natural Gas | Water Heater | E8 |  | Baseline Forecast | 0 | 0 | 0 | 0 | 0 | 0 | 0 | 0 | 0 | 0 | 0 | 0 | 0 | 0 | 0 | 0 | 0 | 0 | 0 | 0 | 0 | 0 | 0 | 0 | 0 | 0 | 0
Commercial_Restaurant (WA)_Existing_Water Heating_Natural Gas_Water Heater_E9_Baseline Forecast | Commercial | Restaurant (WA) | Existing | Water Heating | Natural Gas | Water Heater | E9 |  | Baseline Forecast | 0 | 0 | 0 | 0 | 0 | 0 | 0 | 0 | 0 | 0 | 0 | 0 | 0 | 0 | 0 | 0 | 0 | 0 | 0 | 0 | 0 | 0 | 0 | 0 | 0 | 0 | 0
Commercial_Restaurant (WA)_Existing_Water Heating_Natural Gas_Water Heater_E10_Baseline Forecast | Commercial | Restaurant (WA) | Existing | Water Heating | Natural Gas | Water Heater | E10 |  | Baseline Forecast | 0 | 0 | 0 | 0 | 0 | 0 | 0 | 0 | 0 | 0 | 0 | 0 | 0 | 0 | 0 | 0 | 0 | 0 | 0 | 0 | 0 | 0 | 0 | 0 | 0 | 0 | 0
Commercial_Restaurant (WA)_Existing_Food Preparation_Natural Gas_Oven_E1_Baseline Forecast | Commercial | Restaurant (WA) | Existing | Food Preparation | Natural Gas | Oven | E1 | Standard | Baseline Forecast | 0 | 1070.9859 | 1369.8256 | 1596.5436 | 1766.632 | 1892.2823 | 1983.0881 | 2046.5985 | 2088.7532 | 2114.2253 | 1849.1363 | 1692.1167 | 1607.6976 | 1570.6381 | 1563.1775 | 1796.5868 | 1833.6785 | 1856.1056 | 1867.0995 | 1821.2481 | 1751.1785 | 1676.049 | 1606.2672 | 1546.7124 | 1479.588 | 1454.8324 | 1453.8504
Commercial_Restaurant (WA)_Existing_Food Preparation_Natural Gas_Oven_E2_Baseline Forecast | Commercial | Restaurant (WA) | Existing | Food Preparation | Natural Gas | Oven | E2 | ENERGY STAR (>42% Baking Efficiency) | Baseline Forecast | 0 | 1541.1749 | 1971.2124 | 2297.4652 | 2542.2266 | 2723.0404 | 2853.7122 | 2945.1052 | 3005.7668 | 3042.4218 | 2660.9522 | 2434.9971 | 2313.516 | 2260.1865 | 2249.4506 | 2585.3322 | 2638.708 | 2670.9813 | 2686.8017 | 2620.8204 | 2519.9886 | 2411.8753 | 2311.4577 | 2225.7568 | 2129.1633 | 2093.5393 | 2092.1262
Commercial_Restaurant (WA)_Existing_Food Preparation_Natural Gas_Oven_E3_Baseline Forecast | Commercial | Restaurant (WA) | Existing | Food Preparation | Natural Gas | Oven | E3 |  | Baseline Forecast | 0 | 0 | 0 | 0 | 0 | 0 | 0 | 0 | 0 | 0 | 0 | 0 | 0 | 0 | 0 | 0 | 0 | 0 | 0 | 0 | 0 | 0 | 0 | 0 | 0 | 0 | 0
Commercial_Restaurant (WA)_Existing_Food Preparation_Natural Gas_Oven_E4_Baseline Forecast | Commercial | Restaurant (WA) | Existing | Food Preparation | Natural Gas | Oven | E4 |  | Baseline Forecast | 0 | 0 | 0 | 0 | 0 | 0 | 0 | 0 | 0 | 0 | 0 | 0 | 0 | 0 | 0 | 0 | 0 | 0 | 0 | 0 | 0 | 0 | 0 | 0 | 0 | 0 | 0
Commercial_Restaurant (WA)_Existing_Food Preparation_Natural Gas_Oven_E5_Baseline Forecast | Commercial | Restaurant (WA) | Existing | Food Preparation | Natural Gas | Oven | E5 |  | Baseline Forecast | 0 | 0 | 0 | 0 | 0 | 0 | 0 | 0 | 0 | 0 | 0 | 0 | 0 | 0 | 0 | 0 | 0 | 0 | 0 | 0 | 0 | 0 | 0 | 0 | 0 | 0 | 0
Commercial_Restaurant (WA)_Existing_Food Preparation_Natural Gas_Oven_E6_Baseline Forecast | Commercial | Restaurant (WA) | Existing | Food Preparation | Natural Gas | Oven | E6 |  | Baseline Forecast | 0 | 0 | 0 | 0 | 0 | 0 | 0 | 0 | 0 | 0 | 0 | 0 | 0 | 0 | 0 | 0 | 0 | 0 | 0 | 0 | 0 | 0 | 0 | 0 | 0 | 0 | 0
Commercial_Restaurant (WA)_Existing_Food Preparation_Natural Gas_Oven_E7_Baseline Forecast | Commercial | Restaurant (WA) | Existing | Food Preparation | Natural Gas | Oven | E7 |  | Baseline Forecast | 0 | 0 | 0 | 0 | 0 | 0 | 0 | 0 | 0 | 0 | 0 | 0 | 0 | 0 | 0 | 0 | 0 | 0 | 0 | 0 | 0 | 0 | 0 | 0 | 0 | 0 | 0
Commercial_Restaurant (WA)_Existing_Food Preparation_Natural Gas_Oven_E8_Baseline Forecast | Commercial | Restaurant (WA) | Existing | Food Preparation | Natural Gas | Oven | E8 |  | Baseline Forecast | 0 | 0 | 0 | 0 | 0 | 0 | 0 | 0 | 0 | 0 | 0 | 0 | 0 | 0 | 0 | 0 | 0 | 0 | 0 | 0 | 0 | 0 | 0 | 0 | 0 | 0 | 0
Commercial_Restaurant (WA)_Existing_Food Preparation_Natural Gas_Oven_E9_Baseline Forecast | Commercial | Restaurant (WA) | Existing | Food Preparation | Natural Gas | Oven | E9 |  | Baseline Forecast | 0 | 0 | 0 | 0 | 0 | 0 | 0 | 0 | 0 | 0 | 0 | 0 | 0 | 0 | 0 | 0 | 0 | 0 | 0 | 0 | 0 | 0 | 0 | 0 | 0 | 0 | 0
Commercial_Restaurant (WA)_Existing_Food Preparation_Natural Gas_Oven_E10_Baseline Forecast | Commercial | Restaurant (WA) | Existing | Food Preparation | Natural Gas | Oven | E10 |  | Baseline Forecast | 0 | 0 | 0 | 0 | 0 | 0 | 0 | 0 | 0 | 0 | 0 | 0 | 0 | 0 | 0 | 0 | 0 | 0 | 0 | 0 | 0 | 0 | 0 | 0 | 0 | 0 | 0
Commercial_Restaurant (WA)_Existing_Food Preparation_Natural Gas_Conveyor Oven_E1_Baseline Forecast | Commercial | Restaurant (WA) | Existing | Food Preparation | Natural Gas | Conveyor Oven | E1 | Standard | Baseline Forecast | 0 | 0 | 0 | 0 | 0 | 50.1772 | 138.2301 | 254.5153 | 391.481 | 543.2206 | 658.8627 | 746.1536 | 811.1895 | 858.7679 | 892.6638 | 915.8475 | 930.656 | 732.5163 | 576.5612 | 453.8095 | 357.192 | 288.8812 | 248.6904 | 234.9857 | 245.3167 | 276.8441 | 328.8381
Commercial_Restaurant (WA)_Existing_Food Preparation_Natural Gas_Conveyor Oven_E2_Baseline Forecast | Commercial | Restaurant (WA) | Existing | Food Preparation | Natural Gas | Conveyor Oven | E2 | ENERGY STAR (>42% Baking Efficiency) | Baseline Forecast | 0 | 0 | 0 | 0 | 0 | 72.2062 | 198.9164 | 366.2538 | 563.3508 | 781.7078 | 948.1195 | 1073.7332 | 1167.3215 | 1235.788 | 1284.565 | 1317.9268 | 1339.2367 | 1054.1089 | 829.6857 | 653.0429 | 514.008 | 415.7071 | 357.8715 | 338.1501 | 353.0167 | 398.3855 | 473.206
Commercial_Restaurant (WA)_Existing_Food Preparation_Natural Gas_Conveyor Oven_E3_Baseline Forecast | Commercial | Restaurant (WA) | Existing | Food Preparation | Natural Gas | Conveyor Oven | E3 |  | Baseline Forecast | 0 | 0 | 0 | 0 | 0 | 0 | 0 | 0 | 0 | 0 | 0 | 0 | 0 | 0 | 0 | 0 | 0 | 0 | 0 | 0 | 0 | 0 | 0 | 0 | 0 | 0 | 0
Commercial_Restaurant (WA)_Existing_Food Preparation_Natural Gas_Conveyor Oven_E4_Baseline Forecast | Commercial | Restaurant (WA) | Existing | Food Preparation | Natural Gas | Conveyor Oven | E4 |  | Baseline Forecast | 0 | 0 | 0 | 0 | 0 | 0 | 0 | 0 | 0 | 0 | 0 | 0 | 0 | 0 | 0 | 0 | 0 | 0 | 0 | 0 | 0 | 0 | 0 | 0 | 0 | 0 | 0
Commercial_Restaurant (WA)_Existing_Food Preparation_Natural Gas_Conveyor Oven_E5_Baseline Forecast | Commercial | Restaurant (WA) | Existing | Food Preparation | Natural Gas | Conveyor Oven | E5 |  | Baseline Forecast | 0 | 0 | 0 | 0 | 0 | 0 | 0 | 0 | 0 | 0 | 0 | 0 | 0 | 0 | 0 | 0 | 0 | 0 | 0 | 0 | 0 | 0 | 0 | 0 | 0 | 0 | 0
Commercial_Restaurant (WA)_Existing_Food Preparation_Natural Gas_Conveyor Oven_E6_Baseline Forecast | Commercial | Restaurant (WA) | Existing | Food Preparation | Natural Gas | Conveyor Oven | E6 |  | Baseline Forecast | 0 | 0 | 0 | 0 | 0 | 0 | 0 | 0 | 0 | 0 | 0 | 0 | 0 | 0 | 0 | 0 | 0 | 0 | 0 | 0 | 0 | 0 | 0 | 0 | 0 | 0 | 0
Commercial_Restaurant (WA)_Existing_Food Preparation_Natural Gas_Conveyor Oven_E7_Baseline Forecast | Commercial | Restaurant (WA) | Existing | Food Preparation | Natural Gas | Conveyor Oven | E7 |  | Baseline Forecast | 0 | 0 | 0 | 0 | 0 | 0 | 0 | 0 | 0 | 0 | 0 | 0 | 0 | 0 | 0 | 0 | 0 | 0 | 0 | 0 | 0 | 0 | 0 | 0 | 0 | 0 | 0
Commercial_Restaurant (WA)_Existing_Food Preparation_Natural Gas_Conveyor Oven_E8_Baseline Forecast | Commercial | Restaurant (WA) | Existing | Food Preparation | Natural Gas | Conveyor Oven | E8 |  | Baseline Forecast | 0 | 0 | 0 | 0 | 0 | 0 | 0 | 0 | 0 | 0 | 0 | 0 | 0 | 0 | 0 | 0 | 0 | 0 | 0 | 0 | 0 | 0 | 0 | 0 | 0 | 0 | 0
Commercial_Restaurant (WA)_Existing_Food Preparation_Natural Gas_Conveyor Oven_E9_Baseline Forecast | Commercial | Restaurant (WA) | Existing | Food Preparation | Natural Gas | Conveyor Oven | E9 |  | Baseline Forecast | 0 | 0 | 0 | 0 | 0 | 0 | 0 | 0 | 0 | 0 | 0 | 0 | 0 | 0 | 0 | 0 | 0 | 0 | 0 | 0 | 0 | 0 | 0 | 0 | 0 | 0 | 0
Commercial_Restaurant (WA)_Existing_Food Preparation_Natural Gas_Conveyor Oven_E10_Baseline Forecast | Commercial | Restaurant (WA) | Existing | Food Preparation | Natural Gas | Conveyor Oven | E10 |  | Baseline Forecast | 0 | 0 | 0 | 0 | 0 | 0 | 0 | 0 | 0 | 0 | 0 | 0 | 0 | 0 | 0 | 0 | 0 | 0 | 0 | 0 | 0 | 0 | 0 | 0 | 0 | 0 | 0
Commercial_Restaurant (WA)_Existing_Food Preparation_Natural Gas_Double Rack Oven_E1_Baseline Forecast | Commercial | Restaurant (WA) | Existing | Food Preparation | Natural Gas | Double Rack Oven | E1 | Standard | Baseline Forecast | 0 | 297.4961 | 406.5247 | 499.5154 | 578.5182 | 645.3253 | 701.5035 | 748.4225 | 787.2794 | 819.1207 | 744.9186 | 690.4901 | 651.8152 | 625.575 | 609.039 | 599.9697 | 596.5416 | 597.2732 | 600.9693 | 665.4459 | 674.4014 | 675.2398 | 670.5846 | 662.4163 | 652.2073 | 641.0303 | 629.6468
Commercial_Restaurant (WA)_Existing_Food Preparation_Natural Gas_Double Rack Oven_E2_Baseline Forecast | Commercial | Restaurant (WA) | Existing | Food Preparation | Natural Gas | Double Rack Oven | E2 | FTSC Qualified (>50% Cooking Efficiency) | Baseline Forecast | 0 | 428.1041 | 584.9989 | 718.8148 | 832.5018 | 928.6389 | 1009.4807 | 1076.9982 | 1132.9143 | 1178.7347 | 1071.9561 | 993.6321 | 937.978 | 900.2177 | 876.422 | 863.371 | 858.4379 | 859.4907 | 864.8095 | 957.5928 | 970.4801 | 971.6866 | 964.9875 | 953.2332 | 938.5422 | 922.4582 | 906.0771
Commercial_Restaurant (WA)_Existing_Food Preparation_Natural Gas_Double Rack Oven_E3_Baseline Forecast | Commercial | Restaurant (WA) | Existing | Food Preparation | Natural Gas | Double Rack Oven | E3 |  | Baseline Forecast | 0 | 0 | 0 | 0 | 0 | 0 | 0 | 0 | 0 | 0 | 0 | 0 | 0 | 0 | 0 | 0 | 0 | 0 | 0 | 0 | 0 | 0 | 0 | 0 | 0 | 0 | 0
Commercial_Restaurant (WA)_Existing_Food Preparation_Natural Gas_Double Rack Oven_E4_Baseline Forecast | Commercial | Restaurant (WA) | Existing | Food Preparation | Natural Gas | Double Rack Oven | E4 |  | Baseline Forecast | 0 | 0 | 0 | 0 | 0 | 0 | 0 | 0 | 0 | 0 | 0 | 0 | 0 | 0 | 0 | 0 | 0 | 0 | 0 | 0 | 0 | 0 | 0 | 0 | 0 | 0 | 0
Commercial_Restaurant (WA)_Existing_Food Preparation_Natural Gas_Double Rack Oven_E5_Baseline Forecast | Commercial | Restaurant (WA) | Existing | Food Preparation | Natural Gas | Double Rack Oven | E5 |  | Baseline Forecast | 0 | 0 | 0 | 0 | 0 | 0 | 0 | 0 | 0 | 0 | 0 | 0 | 0 | 0 | 0 | 0 | 0 | 0 | 0 | 0 | 0 | 0 | 0 | 0 | 0 | 0 | 0
Commercial_Restaurant (WA)_Existing_Food Preparation_Natural Gas_Double Rack Oven_E6_Baseline Forecast | Commercial | Restaurant (WA) | Existing | Food Preparation | Natural Gas | Double Rack Oven | E6 |  | Baseline Forecast | 0 | 0 | 0 | 0 | 0 | 0 | 0 | 0 | 0 | 0 | 0 | 0 | 0 | 0 | 0 | 0 | 0 | 0 | 0 | 0 | 0 | 0 | 0 | 0 | 0 | 0 | 0
Commercial_Restaurant (WA)_Existing_Food Preparation_Natural Gas_Double Rack Oven_E7_Baseline Forecast | Commercial | Restaurant (WA) | Existing | Food Preparation | Natural Gas | Double Rack Oven | E7 |  | Baseline Forecast | 0 | 0 | 0 | 0 | 0 | 0 | 0 | 0 | 0 | 0 | 0 | 0 | 0 | 0 | 0 | 0 | 0 | 0 | 0 | 0 | 0 | 0 | 0 | 0 | 0 | 0 | 0
Commercial_Restaurant (WA)_Existing_Food Preparation_Natural Gas_Double Rack Oven_E8_Baseline Forecast | Commercial | Restaurant (WA) | Existing | Food Preparation | Natural Gas | Double Rack Oven | E8 |  | Baseline Forecast | 0 | 0 | 0 | 0 | 0 | 0 | 0 | 0 | 0 | 0 | 0 | 0 | 0 | 0 | 0 | 0 | 0 | 0 | 0 | 0 | 0 | 0 | 0 | 0 | 0 | 0 | 0
Commercial_Restaurant (WA)_Existing_Food Preparation_Natural Gas_Double Rack Oven_E9_Baseline Forecast | Commercial | Restaurant (WA) | Existing | Food Preparation | Natural Gas | Double Rack Oven | E9 |  | Baseline Forecast | 0 | 0 | 0 | 0 | 0 | 0 | 0 | 0 | 0 | 0 | 0 | 0 | 0 | 0 | 0 | 0 | 0 | 0 | 0 | 0 | 0 | 0 | 0 | 0 | 0 | 0 | 0
Commercial_Restaurant (WA)_Existing_Food Preparation_Natural Gas_Double Rack Oven_E10_Baseline Forecast | Commercial | Restaurant (WA) | Existing | Food Preparation | Natural Gas | Double Rack Oven | E10 |  | Baseline Forecast | 0 | 0 | 0 | 0 | 0 | 0 | 0 | 0 | 0 | 0 | 0 | 0 | 0 | 0 | 0 | 0 | 0 | 0 | 0 | 0 | 0 | 0 | 0 | 0 | 0 | 0 | 0
Commercial_Restaurant (WA)_Existing_Food Preparation_Natural Gas_Fryer_E1_Baseline Forecast | Commercial | Restaurant (WA) | Existing | Food Preparation | Natural Gas | Fryer | E1 | Standard | Baseline Forecast | 0 | 19120.555 | 20864.3945 | 22363.4492 | 23644.5403 | 24731.6417 | 25646.1807 | 26407.3071 | 27032.1341 | 27535.9536 | 27932.4282 | 28233.764 | 26706.6148 | 25473.2559 | 24484.0629 | 23696.6892 | 23075.0812 | 22588.6207 | 22211.3774 | 21921.4596 | 21700.4492 | 21532.9112 | 21405.968 | 25436.5082 | 25144.8522 | 24760.5158 | 24313.722
Commercial_Restaurant (WA)_Existing_Food Preparation_Natural Gas_Fryer_E2_Baseline Forecast | Commercial | Restaurant (WA) | Existing | Food Preparation | Natural Gas | Fryer | E2 | ENERGY STAR | Baseline Forecast | 0 | 6718.0328 | 7330.7332 | 7857.4281 | 8307.5412 | 8689.4957 | 9010.8202 | 9278.243 | 9497.7769 | 9674.7945 | 9814.0964 | 9919.9711 | 9383.4052 | 8950.0629 | 8602.5086 | 8325.8638 | 8107.461 | 7936.5424 | 7803.9974 | 7702.1344 | 7624.4821 | 7565.6175 | 7521.0158 | 8937.1515 | 8834.6778 | 8699.6407 | 8542.6591
Commercial_Restaurant (WA)_Existing_Food Preparation_Natural Gas_Fryer_E3_Baseline Forecast | Commercial | Restaurant (WA) | Existing | Food Preparation | Natural Gas | Fryer | E3 |  | Baseline Forecast | 0 | 0 | 0 | 0 | 0 | 0 | 0 | 0 | 0 | 0 | 0 | 0 | 0 | 0 | 0 | 0 | 0 | 0 | 0 | 0 | 0 | 0 | 0 | 0 | 0 | 0 | 0
Commercial_Restaurant (WA)_Existing_Food Preparation_Natural Gas_Fryer_E4_Baseline Forecast | Commercial | Restaurant (WA) | Existing | Food Preparation | Natural Gas | Fryer | E4 |  | Baseline Forecast | 0 | 0 | 0 | 0 | 0 | 0 | 0 | 0 | 0 | 0 | 0 | 0 | 0 | 0 | 0 | 0 | 0 | 0 | 0 | 0 | 0 | 0 | 0 | 0 | 0 | 0 | 0
Commercial_Restaurant (WA)_Existing_Food Preparation_Natural Gas_Fryer_E5_Baseline Forecast | Commercial | Restaurant (WA) | Existing | Food Preparation | Natural Gas | Fryer | E5 |  | Baseline Forecast | 0 | 0 | 0 | 0 | 0 | 0 | 0 | 0 | 0 | 0 | 0 | 0 | 0 | 0 | 0 | 0 | 0 | 0 | 0 | 0 | 0 | 0 | 0 | 0 | 0 | 0 | 0
Commercial_Restaurant (WA)_Existing_Food Preparation_Natural Gas_Fryer_E6_Baseline Forecast | Commercial | Restaurant (WA) | Existing | Food Preparation | Natural Gas | Fryer | E6 |  | Baseline Forecast | 0 | 0 | 0 | 0 | 0 | 0 | 0 | 0 | 0 | 0 | 0 | 0 | 0 | 0 | 0 | 0 | 0 | 0 | 0 | 0 | 0 | 0 | 0 | 0 | 0 | 0 | 0
Commercial_Restaurant (WA)_Existing_Food Preparation_Natural Gas_Fryer_E7_Baseline Forecast | Commercial | Restaurant (WA) | Existing | Food Preparation | Natural Gas | Fryer | E7 |  | Baseline Forecast | 0 | 0 | 0 | 0 | 0 | 0 | 0 | 0 | 0 | 0 | 0 | 0 | 0 | 0 | 0 | 0 | 0 | 0 | 0 | 0 | 0 | 0 | 0 | 0 | 0 | 0 | 0
Commercial_Restaurant (WA)_Existing_Food Preparation_Natural Gas_Fryer_E8_Baseline Forecast | Commercial | Restaurant (WA) | Existing | Food Preparation | Natural Gas | Fryer | E8 |  | Baseline Forecast | 0 | 0 | 0 | 0 | 0 | 0 | 0 | 0 | 0 | 0 | 0 | 0 | 0 | 0 | 0 | 0 | 0 | 0 | 0 | 0 | 0 | 0 | 0 | 0 | 0 | 0 | 0
Commercial_Restaurant (WA)_Existing_Food Preparation_Natural Gas_Fryer_E9_Baseline Forecast | Commercial | Restaurant (WA) | Existing | Food Preparation | Natural Gas | Fryer | E9 |  | Baseline Forecast | 0 | 0 | 0 | 0 | 0 | 0 | 0 | 0 | 0 | 0 | 0 | 0 | 0 | 0 | 0 | 0 | 0 | 0 | 0 | 0 | 0 | 0 | 0 | 0 | 0 | 0 | 0
Commercial_Restaurant (WA)_Existing_Food Preparation_Natural Gas_Fryer_E10_Baseline Forecast | Commercial | Restaurant (WA) | Existing | Food Preparation | Natural Gas | Fryer | E10 |  | Baseline Forecast | 0 | 0 | 0 | 0 | 0 | 0 | 0 | 0 | 0 | 0 | 0 | 0 | 0 | 0 | 0 | 0 | 0 | 0 | 0 | 0 | 0 | 0 | 0 | 0 | 0 | 0 | 0
Commercial_Restaurant (WA)_Existing_Food Preparation_Natural Gas_Broiler_E1_Baseline Forecast | Commercial | Restaurant (WA) | Existing | Food Preparation | Natural Gas | Broiler | E1 | Standard | Baseline Forecast | 0 | 21115.034 | 23659.8119 | 25801.5844 | 27592.2588 | 29077.209 | 30296.0954 | 31283.5819 | 32069.9632 | 32681.7131 | 30608.5712 | 29039.7599 | 27873.3297 | 27025.1027 | 26425.8162 | 26018.7032 | 25757.445 | 25604.4415 | 25529.3505 | 30117.052 | 29789.3612 | 29307.6387 | 28732.1849 | 28107.7785 | 27466.9871 | 26832.8457 | 26221.0152
Commercial_Restaurant (WA)_Existing_Food Preparation_Natural Gas_Broiler_E2_Baseline Forecast | Commercial | Restaurant (WA) | Existing | Food Preparation | Natural Gas | Broiler | E2 | Infrared Burners | Baseline Forecast | 0 | 7418.7957 | 8312.9069 | 9065.4215 | 9694.5774 | 10216.3167 | 10644.574 | 10991.5288 | 11267.8249 | 11482.7641 | 10754.3629 | 10203.1589 | 9793.332 | 9495.3064 | 9284.7462 | 9141.7065 | 9049.9131 | 8996.1551 | 8969.7718 | 10581.6669 | 10466.5323 | 10297.2785 | 10095.092 | 9875.706 | 9650.563 | 9427.7566 | 9212.7891
Commercial_Restaurant (WA)_Existing_Food Preparation_Natural Gas_Broiler_E3_Baseline Forecast | Commercial | Restaurant (WA) | Existing | Food Preparation | Natural Gas | Broiler | E3 |  | Baseline Forecast | 0 | 0 | 0 | 0 | 0 | 0 | 0 | 0 | 0 | 0 | 0 | 0 | 0 | 0 | 0 | 0 | 0 | 0 | 0 | 0 | 0 | 0 | 0 | 0 | 0 | 0 | 0
Commercial_Restaurant (WA)_Existing_Food Preparation_Natural Gas_Broiler_E4_Baseline Forecast | Commercial | Restaurant (WA) | Existing | Food Preparation | Natural Gas | Broiler | E4 |  | Baseline Forecast | 0 | 0 | 0 | 0 | 0 | 0 | 0 | 0 | 0 | 0 | 0 | 0 | 0 | 0 | 0 | 0 | 0 | 0 | 0 | 0 | 0 | 0 | 0 | 0 | 0 | 0 | 0
Commercial_Restaurant (WA)_Existing_Food Preparation_Natural Gas_Broiler_E5_Baseline Forecast | Commercial | Restaurant (WA) | Existing | Food Preparation | Natural Gas | Broiler | E5 |  | Baseline Forecast | 0 | 0 | 0 | 0 | 0 | 0 | 0 | 0 | 0 | 0 | 0 | 0 | 0 | 0 | 0 | 0 | 0 | 0 | 0 | 0 | 0 | 0 | 0 | 0 | 0 | 0 | 0
Commercial_Restaurant (WA)_Existing_Food Preparation_Natural Gas_Broiler_E6_Baseline Forecast | Commercial | Restaurant (WA) | Existing | Food Preparation | Natural Gas | Broiler | E6 |  | Baseline Forecast | 0 | 0 | 0 | 0 | 0 | 0 | 0 | 0 | 0 | 0 | 0 | 0 | 0 | 0 | 0 | 0 | 0 | 0 | 0 | 0 | 0 | 0 | 0 | 0 | 0 | 0 | 0
Commercial_Restaurant (WA)_Existing_Food Preparation_Natural Gas_Broiler_E7_Baseline Forecast | Commercial | Restaurant (WA) | Existing | Food Preparation | Natural Gas | Broiler | E7 |  | Baseline Forecast | 0 | 0 | 0 | 0 | 0 | 0 | 0 | 0 | 0 | 0 | 0 | 0 | 0 | 0 | 0 | 0 | 0 | 0 | 0 | 0 | 0 | 0 | 0 | 0 | 0 | 0 | 0
Commercial_Restaurant (WA)_Existing_Food Preparation_Natural Gas_Broiler_E8_Baseline Forecast | Commercial | Restaurant (WA) | Existing | Food Preparation | Natural Gas | Broiler | E8 |  | Baseline Forecast | 0 | 0 | 0 | 0 | 0 | 0 | 0 | 0 | 0 | 0 | 0 | 0 | 0 | 0 | 0 | 0 | 0 | 0 | 0 | 0 | 0 | 0 | 0 | 0 | 0 | 0 | 0
Commercial_Restaurant (WA)_Existing_Food Preparation_Natural Gas_Broiler_E9_Baseline Forecast | Commercial | Restaurant (WA) | Existing | Food Preparation | Natural Gas | Broiler | E9 |  | Baseline Forecast | 0 | 0 | 0 | 0 | 0 | 0 | 0 | 0 | 0 | 0 | 0 | 0 | 0 | 0 | 0 | 0 | 0 | 0 | 0 | 0 | 0 | 0 | 0 | 0 | 0 | 0 | 0
Commercial_Restaurant (WA)_Existing_Food Preparation_Natural Gas_Broiler_E10_Baseline Forecast | Commercial | Restaurant (WA) | Existing | Food Preparation | Natural Gas | Broiler | E10 |  | Baseline Forecast | 0 | 0 | 0 | 0 | 0 | 0 | 0 | 0 | 0 | 0 | 0 | 0 | 0 | 0 | 0 | 0 | 0 | 0 | 0 | 0 | 0 | 0 | 0 | 0 | 0 | 0 | 0
Commercial_Restaurant (WA)_Existing_Food Preparation_Natural Gas_Griddle_E1_Baseline Forecast | Commercial | Restaurant (WA) | Existing | Food Preparation | Natural Gas | Griddle | E1 | Standard | Baseline Forecast | 0 | 23146.5269 | 25936.1396 | 28283.9736 | 30246.9301 | 31874.7484 | 33210.9048 | 34293.3981 | 35155.4377 | 35826.0446 | 33553.4441 | 31833.6963 | 30555.043 | 29625.2075 | 28968.2633 | 28521.9816 | 28235.5876 | 28067.8635 | 27985.5479 | 33014.6355 | 32655.4174 | 32127.348 | 31496.5294 | 30812.0483 | 30109.6059 | 29414.4533 | 28743.7581
Commercial_Restaurant (WA)_Existing_Food Preparation_Natural Gas_Griddle_E2_Baseline Forecast | Commercial | Restaurant (WA) | Existing | Food Preparation | Natural Gas | Griddle | E2 | ENERGY STAR | Baseline Forecast | 0 | 9454.2152 | 10593.6345 | 11552.6089 | 12354.3799 | 13019.2634 | 13565.0174 | 14007.1626 | 14359.2633 | 14633.1731 | 13704.9279 | 13002.4957 | 12480.2288 | 12100.4369 | 11832.1075 | 11649.8235 | 11532.8456 | 11464.3386 | 11430.7167 | 13484.8511 | 13338.1282 | 13122.4379 | 12864.7796 | 12585.2028 | 12298.2897 | 12014.3542 | 11740.4083
Commercial_Restaurant (WA)_Existing_Food Preparation_Natural Gas_Griddle_E3_Baseline Forecast | Commercial | Restaurant (WA) | Existing | Food Preparation | Natural Gas | Griddle | E3 |  | Baseline Forecast | 0 | 0 | 0 | 0 | 0 | 0 | 0 | 0 | 0 | 0 | 0 | 0 | 0 | 0 | 0 | 0 | 0 | 0 | 0 | 0 | 0 | 0 | 0 | 0 | 0 | 0 | 0
Commercial_Restaurant (WA)_Existing_Food Preparation_Natural Gas_Griddle_E4_Baseline Forecast | Commercial | Restaurant (WA) | Existing | Food Preparation | Natural Gas | Griddle | E4 |  | Baseline Forecast | 0 | 0 | 0 | 0 | 0 | 0 | 0 | 0 | 0 | 0 | 0 | 0 | 0 | 0 | 0 | 0 | 0 | 0 | 0 | 0 | 0 | 0 | 0 | 0 | 0 | 0 | 0
Commercial_Restaurant (WA)_Existing_Food Preparation_Natural Gas_Griddle_E5_Baseline Forecast | Commercial | Restaurant (WA) | Existing | Food Preparation | Natural Gas | Griddle | E5 |  | Baseline Forecast | 0 | 0 | 0 | 0 | 0 | 0 | 0 | 0 | 0 | 0 | 0 | 0 | 0 | 0 | 0 | 0 | 0 | 0 | 0 | 0 | 0 | 0 | 0 | 0 | 0 | 0 | 0
Commercial_Restaurant (WA)_Existing_Food Preparation_Natural Gas_Griddle_E6_Baseline Forecast | Commercial | Restaurant (WA) | Existing | Food Preparation | Natural Gas | Griddle | E6 |  | Baseline Forecast | 0 | 0 | 0 | 0 | 0 | 0 | 0 | 0 | 0 | 0 | 0 | 0 | 0 | 0 | 0 | 0 | 0 | 0 | 0 | 0 | 0 | 0 | 0 | 0 | 0 | 0 | 0
Commercial_Restaurant (WA)_Existing_Food Preparation_Natural Gas_Griddle_E7_Baseline Forecast | Commercial | Restaurant (WA) | Existing | Food Preparation | Natural Gas | Griddle | E7 |  | Baseline Forecast | 0 | 0 | 0 | 0 | 0 | 0 | 0 | 0 | 0 | 0 | 0 | 0 | 0 | 0 | 0 | 0 | 0 | 0 | 0 | 0 | 0 | 0 | 0 | 0 | 0 | 0 | 0
Commercial_Restaurant (WA)_Existing_Food Preparation_Natural Gas_Griddle_E8_Baseline Forecast | Commercial | Restaurant (WA) | Existing | Food Preparation | Natural Gas | Griddle | E8 |  | Baseline Forecast | 0 | 0 | 0 | 0 | 0 | 0 | 0 | 0 | 0 | 0 | 0 | 0 | 0 | 0 | 0 | 0 | 0 | 0 | 0 | 0 | 0 | 0 | 0 | 0 | 0 | 0 | 0
Commercial_Restaurant (WA)_Existing_Food Preparation_Natural Gas_Griddle_E9_Baseline Forecast | Commercial | Restaurant (WA) | Existing | Food Preparation | Natural Gas | Griddle | E9 |  | Baseline Forecast | 0 | 0 | 0 | 0 | 0 | 0 | 0 | 0 | 0 | 0 | 0 | 0 | 0 | 0 | 0 | 0 | 0 | 0 | 0 | 0 | 0 | 0 | 0 | 0 | 0 | 0 | 0
Commercial_Restaurant (WA)_Existing_Food Preparation_Natural Gas_Griddle_E10_Baseline Forecast | Commercial | Restaurant (WA) | Existing | Food Preparation | Natural Gas | Griddle | E10 |  | Baseline Forecast | 0 | 0 | 0 | 0 | 0 | 0 | 0 | 0 | 0 | 0 | 0 | 0 | 0 | 0 | 0 | 0 | 0 | 0 | 0 | 0 | 0 | 0 | 0 | 0 | 0 | 0 | 0
Commercial_Restaurant (WA)_Existing_Food Preparation_Natural Gas_Range_E1_Baseline Forecast | Commercial | Restaurant (WA) | Existing | Food Preparation | Natural Gas | Range | E1 | Standard | Baseline Forecast | 0 | 13381.1438 | 17114.9145 | 19947.5815 | 22072.7051 | 23642.6084 | 24777.1572 | 25570.6708 | 26097.3614 | 26415.6151 | 23103.5321 | 21141.6932 | 20086.9417 | 19623.9119 | 19530.698 | 22446.9669 | 22910.3989 | 23190.6088 | 23327.969 | 22755.0908 | 21879.6255 | 20940.9396 | 20069.0709 | 19324.9788 | 18486.3118 | 18177.0093 | 18164.7398
Commercial_Restaurant (WA)_Existing_Food Preparation_Natural Gas_Range_E2_Baseline Forecast | Commercial | Restaurant (WA) | Existing | Food Preparation | Natural Gas | Range | E2 | High Efficiency | Baseline Forecast | 0 | 19255.7922 | 24628.7794 | 28705.0563 | 31763.161 | 34022.2901 | 35654.9335 | 36796.819 | 37554.7395 | 38012.7144 | 33246.5462 | 30423.4122 | 28905.599 | 28239.2879 | 28105.1507 | 32301.7329 | 32968.6228 | 33371.8517 | 33569.5164 | 32745.1306 | 31485.3147 | 30134.5228 | 28879.8826 | 27809.1158 | 26602.2536 | 26157.1597 | 26139.5036
Commercial_Restaurant (WA)_Existing_Food Preparation_Natural Gas_Range_E3_Baseline Forecast | Commercial | Restaurant (WA) | Existing | Food Preparation | Natural Gas | Range | E3 |  | Baseline Forecast | 0 | 0 | 0 | 0 | 0 | 0 | 0 | 0 | 0 | 0 | 0 | 0 | 0 | 0 | 0 | 0 | 0 | 0 | 0 | 0 | 0 | 0 | 0 | 0 | 0 | 0 | 0
Commercial_Restaurant (WA)_Existing_Food Preparation_Natural Gas_Range_E4_Baseline Forecast | Commercial | Restaurant (WA) | Existing | Food Preparation | Natural Gas | Range | E4 |  | Baseline Forecast | 0 | 0 | 0 | 0 | 0 | 0 | 0 | 0 | 0 | 0 | 0 | 0 | 0 | 0 | 0 | 0 | 0 | 0 | 0 | 0 | 0 | 0 | 0 | 0 | 0 | 0 | 0
Commercial_Restaurant (WA)_Existing_Food Preparation_Natural Gas_Range_E5_Baseline Forecast | Commercial | Restaurant (WA) | Existing | Food Preparation | Natural Gas | Range | E5 |  | Baseline Forecast | 0 | 0 | 0 | 0 | 0 | 0 | 0 | 0 | 0 | 0 | 0 | 0 | 0 | 0 | 0 | 0 | 0 | 0 | 0 | 0 | 0 | 0 | 0 | 0 | 0 | 0 | 0
Commercial_Restaurant (WA)_Existing_Food Preparation_Natural Gas_Range_E6_Baseline Forecast | Commercial | Restaurant (WA) | Existing | Food Preparation | Natural Gas | Range | E6 |  | Baseline Forecast | 0 | 0 | 0 | 0 | 0 | 0 | 0 | 0 | 0 | 0 | 0 | 0 | 0 | 0 | 0 | 0 | 0 | 0 | 0 | 0 | 0 | 0 | 0 | 0 | 0 | 0 | 0
Commercial_Restaurant (WA)_Existing_Food Preparation_Natural Gas_Range_E7_Baseline Forecast | Commercial | Restaurant (WA) | Existing | Food Preparation | Natural Gas | Range | E7 |  | Baseline Forecast | 0 | 0 | 0 | 0 | 0 | 0 | 0 | 0 | 0 | 0 | 0 | 0 | 0 | 0 | 0 | 0 | 0 | 0 | 0 | 0 | 0 | 0 | 0 | 0 | 0 | 0 | 0
Commercial_Restaurant (WA)_Existing_Food Preparation_Natural Gas_Range_E8_Baseline Forecast | Commercial | Restaurant (WA) | Existing | Food Preparation | Natural Gas | Range | E8 |  | Baseline Forecast | 0 | 0 | 0 | 0 | 0 | 0 | 0 | 0 | 0 | 0 | 0 | 0 | 0 | 0 | 0 | 0 | 0 | 0 | 0 | 0 | 0 | 0 | 0 | 0 | 0 | 0 | 0
Commercial_Restaurant (WA)_Existing_Food Preparation_Natural Gas_Range_E9_Baseline Forecast | Commercial | Restaurant (WA) | Existing | Food Preparation | Natural Gas | Range | E9 |  | Baseline Forecast | 0 | 0 | 0 | 0 | 0 | 0 | 0 | 0 | 0 | 0 | 0 | 0 | 0 | 0 | 0 | 0 | 0 | 0 | 0 | 0 | 0 | 0 | 0 | 0 | 0 | 0 | 0
Commercial_Restaurant (WA)_Existing_Food Preparation_Natural Gas_Range_E10_Baseline Forecast | Commercial | Restaurant (WA) | Existing | Food Preparation | Natural Gas | Range | E10 |  | Baseline Forecast | 0 | 0 | 0 | 0 | 0 | 0 | 0 | 0 | 0 | 0 | 0 | 0 | 0 | 0 | 0 | 0 | 0 | 0 | 0 | 0 | 0 | 0 | 0 | 0 | 0 | 0 | 0
Commercial_Restaurant (WA)_Existing_Food Preparation_Natural Gas_Steamer_E1_Baseline Forecast | Commercial | Restaurant (WA) | Existing | Food Preparation | Natural Gas | Steamer | E1 | Standard | Baseline Forecast | 0 | 1044.888 | 1170.8176 | 1276.8043 | 1365.4167 | 1438.9002 | 1499.2174 | 1548.0837 | 1586.9982 | 1617.2709 | 1514.6804 | 1437.047 | 1379.3256 | 1337.3507 | 1307.6947 | 1287.5485 | 1274.62 | 1267.0486 | 1263.3327 | 1490.3574 | 1474.1414 | 1450.3031 | 1421.8265 | 1390.9275 | 1359.2176 | 1327.8368 | 1297.56
Commercial_Restaurant (WA)_Existing_Food Preparation_Natural Gas_Steamer_E2_Baseline Forecast | Commercial | Restaurant (WA) | Existing | Food Preparation | Natural Gas | Steamer | E2 | ENERGY STAR | Baseline Forecast | 0 | 1044.888 | 1170.8176 | 1276.8043 | 1365.4167 | 1438.9002 | 1499.2174 | 1548.0837 | 1586.9982 | 1617.2709 | 1514.6804 | 1437.047 | 1379.3256 | 1337.3507 | 1307.6947 | 1287.5485 | 1274.62 | 1267.0486 | 1263.3327 | 1490.3574 | 1474.1414 | 1450.3031 | 1421.8265 | 1390.9275 | 1359.2176 | 1327.8368 | 1297.56
Commercial_Restaurant (WA)_Existing_Food Preparation_Natural Gas_Steamer_E3_Baseline Forecast | Commercial | Restaurant (WA) | Existing | Food Preparation | Natural Gas | Steamer | E3 |  | Baseline Forecast | 0 | 0 | 0 | 0 | 0 | 0 | 0 | 0 | 0 | 0 | 0 | 0 | 0 | 0 | 0 | 0 | 0 | 0 | 0 | 0 | 0 | 0 | 0 | 0 | 0 | 0 | 0
Commercial_Restaurant (WA)_Existing_Food Preparation_Natural Gas_Steamer_E4_Baseline Forecast | Commercial | Restaurant (WA) | Existing | Food Preparation | Natural Gas | Steamer | E4 |  | Baseline Forecast | 0 | 0 | 0 | 0 | 0 | 0 | 0 | 0 | 0 | 0 | 0 | 0 | 0 | 0 | 0 | 0 | 0 | 0 | 0 | 0 | 0 | 0 | 0 | 0 | 0 | 0 | 0
Commercial_Restaurant (WA)_Existing_Food Preparation_Natural Gas_Steamer_E5_Baseline Forecast | Commercial | Restaurant (WA) | Existing | Food Preparation | Natural Gas | Steamer | E5 |  | Baseline Forecast | 0 | 0 | 0 | 0 | 0 | 0 | 0 | 0 | 0 | 0 | 0 | 0 | 0 | 0 | 0 | 0 | 0 | 0 | 0 | 0 | 0 | 0 | 0 | 0 | 0 | 0 | 0
Commercial_Restaurant (WA)_Existing_Food Preparation_Natural Gas_Steamer_E6_Baseline Forecast | Commercial | Restaurant (WA) | Existing | Food Preparation | Natural Gas | Steamer | E6 |  | Baseline Forecast | 0 | 0 | 0 | 0 | 0 | 0 | 0 | 0 | 0 | 0 | 0 | 0 | 0 | 0 | 0 | 0 | 0 | 0 | 0 | 0 | 0 | 0 | 0 | 0 | 0 | 0 | 0
Commercial_Restaurant (WA)_Existing_Food Preparation_Natural Gas_Steamer_E7_Baseline Forecast | Commercial | Restaurant (WA) | Existing | Food Preparation | Natural Gas | Steamer | E7 |  | Baseline Forecast | 0 | 0 | 0 | 0 | 0 | 0 | 0 | 0 | 0 | 0 | 0 | 0 | 0 | 0 | 0 | 0 | 0 | 0 | 0 | 0 | 0 | 0 | 0 | 0 | 0 | 0 | 0
Commercial_Restaurant (WA)_Existing_Food Preparation_Natural Gas_Steamer_E8_Baseline Forecast | Commercial | Restaurant (WA) | Existing | Food Preparation | Natural Gas | Steamer | E8 |  | Baseline Forecast | 0 | 0 | 0 | 0 | 0 | 0 | 0 | 0 | 0 | 0 | 0 | 0 | 0 | 0 | 0 | 0 | 0 | 0 | 0 | 0 | 0 | 0 | 0 | 0 | 0 | 0 | 0
Commercial_Restaurant (WA)_Existing_Food Preparation_Natural Gas_Steamer_E9_Baseline Forecast | Commercial | Restaurant (WA) | Existing | Food Preparation | Natural Gas | Steamer | E9 |  | Baseline Forecast | 0 | 0 | 0 | 0 | 0 | 0 | 0 | 0 | 0 | 0 | 0 | 0 | 0 | 0 | 0 | 0 | 0 | 0 | 0 | 0 | 0 | 0 | 0 | 0 | 0 | 0 | 0
Commercial_Restaurant (WA)_Existing_Food Preparation_Natural Gas_Steamer_E10_Baseline Forecast | Commercial | Restaurant (WA) | Existing | Food Preparation | Natural Gas | Steamer | E10 |  | Baseline Forecast | 0 | 0 | 0 | 0 | 0 | 0 | 0 | 0 | 0 | 0 | 0 | 0 | 0 | 0 | 0 | 0 | 0 | 0 | 0 | 0 | 0 | 0 | 0 | 0 | 0 | 0 | 0
Commercial_Restaurant (WA)_Existing_Food Preparation_Natural Gas_Food Prep Other_E1_Baseline Forecast | Commercial | Restaurant (WA) | Existing | Food Preparation | Natural Gas | Food Prep Other | E1 | Standard | Baseline Forecast | 0 | 93.9911 | 120.2176 | 140.1147 | 155.0418 | 166.0691 | 174.0383 | 179.6121 | 183.3116 | 185.5471 | 162.2825 | 148.5023 | 141.0936 | 137.8412 | 137.1864 | 157.6707 | 160.9259 | 162.8942 | 163.859 | 159.835 | 153.6856 | 147.0922 | 140.968 | 135.7414 | 129.8505 | 127.6779 | 127.5917
Commercial_Restaurant (WA)_Existing_Food Preparation_Natural Gas_Food Prep Other_E2_Baseline Forecast | Commercial | Restaurant (WA) | Existing | Food Preparation | Natural Gas | Food Prep Other | E2 | ENERGY STAR | Baseline Forecast | 0 | 33.0239 | 42.2386 | 49.2295 | 54.4742 | 58.3486 | 61.1486 | 63.1069 | 64.4068 | 65.1922 | 57.0182 | 52.1765 | 49.5734 | 48.4307 | 48.2006 | 55.3978 | 56.5415 | 57.2331 | 57.5721 | 56.1582 | 53.9977 | 51.681 | 49.5293 | 47.6929 | 45.6231 | 44.8598 | 44.8295
Commercial_Restaurant (WA)_Existing_Food Preparation_Natural Gas_Food Prep Other_E3_Baseline Forecast | Commercial | Restaurant (WA) | Existing | Food Preparation | Natural Gas | Food Prep Other | E3 |  | Baseline Forecast | 0 | 0 | 0 | 0 | 0 | 0 | 0 | 0 | 0 | 0 | 0 | 0 | 0 | 0 | 0 | 0 | 0 | 0 | 0 | 0 | 0 | 0 | 0 | 0 | 0 | 0 | 0
Commercial_Restaurant (WA)_Existing_Food Preparation_Natural Gas_Food Prep Other_E4_Baseline Forecast | Commercial | Restaurant (WA) | Existing | Food Preparation | Natural Gas | Food Prep Other | E4 |  | Baseline Forecast | 0 | 0 | 0 | 0 | 0 | 0 | 0 | 0 | 0 | 0 | 0 | 0 | 0 | 0 | 0 | 0 | 0 | 0 | 0 | 0 | 0 | 0 | 0 | 0 | 0 | 0 | 0
Commercial_Restaurant (WA)_Existing_Food Preparation_Natural Gas_Food Prep Other_E5_Baseline Forecast | Commercial | Restaurant (WA) | Existing | Food Preparation | Natural Gas | Food Prep Other | E5 |  | Baseline Forecast | 0 | 0 | 0 | 0 | 0 | 0 | 0 | 0 | 0 | 0 | 0 | 0 | 0 | 0 | 0 | 0 | 0 | 0 | 0 | 0 | 0 | 0 | 0 | 0 | 0 | 0 | 0
Commercial_Restaurant (WA)_Existing_Food Preparation_Natural Gas_Food Prep Other_E6_Baseline Forecast | Commercial | Restaurant (WA) | Existing | Food Preparation | Natural Gas | Food Prep Other | E6 |  | Baseline Forecast | 0 | 0 | 0 | 0 | 0 | 0 | 0 | 0 | 0 | 0 | 0 | 0 | 0 | 0 | 0 | 0 | 0 | 0 | 0 | 0 | 0 | 0 | 0 | 0 | 0 | 0 | 0
Commercial_Restaurant (WA)_Existing_Food Preparation_Natural Gas_Food Prep Other_E7_Baseline Forecast | Commercial | Restaurant (WA) | Existing | Food Preparation | Natural Gas | Food Prep Other | E7 |  | Baseline Forecast | 0 | 0 | 0 | 0 | 0 | 0 | 0 | 0 | 0 | 0 | 0 | 0 | 0 | 0 | 0 | 0 | 0 | 0 | 0 | 0 | 0 | 0 | 0 | 0 | 0 | 0 | 0
Commercial_Restaurant (WA)_Existing_Food Preparation_Natural Gas_Food Prep Other_E8_Baseline Forecast | Commercial | Restaurant (WA) | Existing | Food Preparation | Natural Gas | Food Prep Other | E8 |  | Baseline Forecast | 0 | 0 | 0 | 0 | 0 | 0 | 0 | 0 | 0 | 0 | 0 | 0 | 0 | 0 | 0 | 0 | 0 | 0 | 0 | 0 | 0 | 0 | 0 | 0 | 0 | 0 | 0
Commercial_Restaurant (WA)_Existing_Food Preparation_Natural Gas_Food Prep Other_E9_Baseline Forecast | Commercial | Restaurant (WA) | Existing | Food Preparation | Natural Gas | Food Prep Other | E9 |  | Baseline Forecast | 0 | 0 | 0 | 0 | 0 | 0 | 0 | 0 | 0 | 0 | 0 | 0 | 0 | 0 | 0 | 0 | 0 | 0 | 0 | 0 | 0 | 0 | 0 | 0 | 0 | 0 | 0
Commercial_Restaurant (WA)_Existing_Food Preparation_Natural Gas_Food Prep Other_E10_Baseline Forecast | Commercial | Restaurant (WA) | Existing | Food Preparation | Natural Gas | Food Prep Other | E10 |  | Baseline Forecast | 0 | 0 | 0 | 0 | 0 | 0 | 0 | 0 | 0 | 0 | 0 | 0 | 0 | 0 | 0 | 0 | 0 | 0 | 0 | 0 | 0 | 0 | 0 | 0 | 0 | 0 | 0
Commercial_Restaurant (WA)_Existing_Miscellaneous_Natural Gas_Pool Heater_E1_Baseline Forecast | Commercial | Restaurant (WA) | Existing | Miscellaneous | Natural Gas | Pool Heater | E1 | Standard (EF .82) | Baseline Forecast | 0 | 0 | 0 | 0 | 0 | 0 | 0 | 0 | 0 | 0 | 0 | 0 | 0 | 0 | 0 | 0 | 0 | 0 | 0 | 0 | 0 | 0 | 0 | 0 | 0 | 0 | 0
Commercial_Restaurant (WA)_Existing_Miscellaneous_Natural Gas_Pool Heater_E2_Baseline Forecast | Commercial | Restaurant (WA) | Existing | Miscellaneous | Natural Gas | Pool Heater | E2 | Condensing (EF .90) | Baseline Forecast | 0 | 0 | 0 | 0 | 0 | 0 | 0 | 0 | 0 | 0 | 0 | 0 | 0 | 0 | 0 | 0 | 0 | 0 | 0 | 0 | 0 | 0 | 0 | 0 | 0 | 0 | 0
Commercial_Restaurant (WA)_Existing_Miscellaneous_Natural Gas_Pool Heater_E3_Baseline Forecast | Commercial | Restaurant (WA) | Existing | Miscellaneous | Natural Gas | Pool Heater | E3 |  | Baseline Forecast | 0 | 0 | 0 | 0 | 0 | 0 | 0 | 0 | 0 | 0 | 0 | 0 | 0 | 0 | 0 | 0 | 0 | 0 | 0 | 0 | 0 | 0 | 0 | 0 | 0 | 0 | 0
Commercial_Restaurant (WA)_Existing_Miscellaneous_Natural Gas_Pool Heater_E4_Baseline Forecast | Commercial | Restaurant (WA) | Existing | Miscellaneous | Natural Gas | Pool Heater | E4 |  | Baseline Forecast | 0 | 0 | 0 | 0 | 0 | 0 | 0 | 0 | 0 | 0 | 0 | 0 | 0 | 0 | 0 | 0 | 0 | 0 | 0 | 0 | 0 | 0 | 0 | 0 | 0 | 0 | 0
Commercial_Restaurant (WA)_Existing_Miscellaneous_Natural Gas_Pool Heater_E5_Baseline Forecast | Commercial | Restaurant (WA) | Existing | Miscellaneous | Natural Gas | Pool Heater | E5 |  | Baseline Forecast | 0 | 0 | 0 | 0 | 0 | 0 | 0 | 0 | 0 | 0 | 0 | 0 | 0 | 0 | 0 | 0 | 0 | 0 | 0 | 0 | 0 | 0 | 0 | 0 | 0 | 0 | 0
Commercial_Restaurant (WA)_Existing_Miscellaneous_Natural Gas_Pool Heater_E6_Baseline Forecast | Commercial | Restaurant (WA) | Existing | Miscellaneous | Natural Gas | Pool Heater | E6 |  | Baseline Forecast | 0 | 0 | 0 | 0 | 0 | 0 | 0 | 0 | 0 | 0 | 0 | 0 | 0 | 0 | 0 | 0 | 0 | 0 | 0 | 0 | 0 | 0 | 0 | 0 | 0 | 0 | 0
Commercial_Restaurant (WA)_Existing_Miscellaneous_Natural Gas_Pool Heater_E7_Baseline Forecast | Commercial | Restaurant (WA) | Existing | Miscellaneous | Natural Gas | Pool Heater | E7 |  | Baseline Forecast | 0 | 0 | 0 | 0 | 0 | 0 | 0 | 0 | 0 | 0 | 0 | 0 | 0 | 0 | 0 | 0 | 0 | 0 | 0 | 0 | 0 | 0 | 0 | 0 | 0 | 0 | 0
Commercial_Restaurant (WA)_Existing_Miscellaneous_Natural Gas_Pool Heater_E8_Baseline Forecast | Commercial | Restaurant (WA) | Existing | Miscellaneous | Natural Gas | Pool Heater | E8 |  | Baseline Forecast | 0 | 0 | 0 | 0 | 0 | 0 | 0 | 0 | 0 | 0 | 0 | 0 | 0 | 0 | 0 | 0 | 0 | 0 | 0 | 0 | 0 | 0 | 0 | 0 | 0 | 0 | 0
Commercial_Restaurant (WA)_Existing_Miscellaneous_Natural Gas_Pool Heater_E9_Baseline Forecast | Commercial | Restaurant (WA) | Existing | Miscellaneous | Natural Gas | Pool Heater | E9 |  | Baseline Forecast | 0 | 0 | 0 | 0 | 0 | 0 | 0 | 0 | 0 | 0 | 0 | 0 | 0 | 0 | 0 | 0 | 0 | 0 | 0 | 0 | 0 | 0 | 0 | 0 | 0 | 0 | 0
Commercial_Restaurant (WA)_Existing_Miscellaneous_Natural Gas_Pool Heater_E10_Baseline Forecast | Commercial | Restaurant (WA) | Existing | Miscellaneous | Natural Gas | Pool Heater | E10 |  | Baseline Forecast | 0 | 0 | 0 | 0 | 0 | 0 | 0 | 0 | 0 | 0 | 0 | 0 | 0 | 0 | 0 | 0 | 0 | 0 | 0 | 0 | 0 | 0 | 0 | 0 | 0 | 0 | 0
Commercial_Restaurant (WA)_Existing_Miscellaneous_Natural Gas_Miscellaneous_E1_Baseline Forecast | Commercial | Restaurant (WA) | Existing | Miscellaneous | Natural Gas | Miscellaneous | E1 | Standard | Baseline Forecast | 0 | 85902.5891 | 100615.5517 | 112568.8647 | 106618.8744 | 103602.9214 | 102685.8292 | 101102.8993 | 99357.6489 | 97761.0723 | 96199.284 | 115916.9971 | 115042.3318 | 113467.6072 | 110436.6265 | 108464.3405 | 107094.5257 | 105358.4086 | 103579.4512 | 101922.6993 | 100291.56 | 103937.206 | 101765.6521 | 99535.5653 | 97783.9981 | 96261.4788 | 94815.4091
Commercial_Restaurant (WA)_Existing_Miscellaneous_Natural Gas_Miscellaneous_E2_Baseline Forecast | Commercial | Restaurant (WA) | Existing | Miscellaneous | Natural Gas | Miscellaneous | E2 |  | Baseline Forecast | 0 | 0 | 0 | 0 | 0 | 0 | 0 | 0 | 0 | 0 | 0 | 0 | 0 | 0 | 0 | 0 | 0 | 0 | 0 | 0 | 0 | 0 | 0 | 0 | 0 | 0 | 0
Commercial_Restaurant (WA)_Existing_Miscellaneous_Natural Gas_Miscellaneous_E3_Baseline Forecast | Commercial | Restaurant (WA) | Existing | Miscellaneous | Natural Gas | Miscellaneous | E3 |  | Baseline Forecast | 0 | 0 | 0 | 0 | 0 | 0 | 0 | 0 | 0 | 0 | 0 | 0 | 0 | 0 | 0 | 0 | 0 | 0 | 0 | 0 | 0 | 0 | 0 | 0 | 0 | 0 | 0
Commercial_Restaurant (WA)_Existing_Miscellaneous_Natural Gas_Miscellaneous_E4_Baseline Forecast | Commercial | Restaurant (WA) | Existing | Miscellaneous | Natural Gas | Miscellaneous | E4 |  | Baseline Forecast | 0 | 0 | 0 | 0 | 0 | 0 | 0 | 0 | 0 | 0 | 0 | 0 | 0 | 0 | 0 | 0 | 0 | 0 | 0 | 0 | 0 | 0 | 0 | 0 | 0 | 0 | 0
Commercial_Restaurant (WA)_Existing_Miscellaneous_Natural Gas_Miscellaneous_E5_Baseline Forecast | Commercial | Restaurant (WA) | Existing | Miscellaneous | Natural Gas | Miscellaneous | E5 |  | Baseline Forecast | 0 | 0 | 0 | 0 | 0 | 0 | 0 | 0 | 0 | 0 | 0 | 0 | 0 | 0 | 0 | 0 | 0 | 0 | 0 | 0 | 0 | 0 | 0 | 0 | 0 | 0 | 0
Commercial_Restaurant (WA)_Existing_Miscellaneous_Natural Gas_Miscellaneous_E6_Baseline Forecast | Commercial | Restaurant (WA) | Existing | Miscellaneous | Natural Gas | Miscellaneous | E6 |  | Baseline Forecast | 0 | 0 | 0 | 0 | 0 | 0 | 0 | 0 | 0 | 0 | 0 | 0 | 0 | 0 | 0 | 0 | 0 | 0 | 0 | 0 | 0 | 0 | 0 | 0 | 0 | 0 | 0
Commercial_Restaurant (WA)_Existing_Miscellaneous_Natural Gas_Miscellaneous_E7_Baseline Forecast | Commercial | Restaurant (WA) | Existing | Miscellaneous | Natural Gas | Miscellaneous | E7 |  | Baseline Forecast | 0 | 0 | 0 | 0 | 0 | 0 | 0 | 0 | 0 | 0 | 0 | 0 | 0 | 0 | 0 | 0 | 0 | 0 | 0 | 0 | 0 | 0 | 0 | 0 | 0 | 0 | 0
Commercial_Restaurant (WA)_Existing_Miscellaneous_Natural Gas_Miscellaneous_E8_Baseline Forecast | Commercial | Restaurant (WA) | Existing | Miscellaneous | Natural Gas | Miscellaneous | E8 |  | Baseline Forecast | 0 | 0 | 0 | 0 | 0 | 0 | 0 | 0 | 0 | 0 | 0 | 0 | 0 | 0 | 0 | 0 | 0 | 0 | 0 | 0 | 0 | 0 | 0 | 0 | 0 | 0 | 0
Commercial_Restaurant (WA)_Existing_Miscellaneous_Natural Gas_Miscellaneous_E9_Baseline Forecast | Commercial | Restaurant (WA) | Existing | Miscellaneous | Natural Gas | Miscellaneous | E9 |  | Baseline Forecast | 0 | 0 | 0 | 0 | 0 | 0 | 0 | 0 | 0 | 0 | 0 | 0 | 0 | 0 | 0 | 0 | 0 | 0 | 0 | 0 | 0 | 0 | 0 | 0 | 0 | 0 | 0
Commercial_Restaurant (WA)_Existing_Miscellaneous_Natural Gas_Miscellaneous_E10_Baseline Forecast | Commercial | Restaurant (WA) | Existing | Miscellaneous | Natural Gas | Miscellaneous | E10 |  | Baseline Forecast | 0 | 0 | 0 | 0 | 0 | 0 | 0 | 0 | 0 | 0 | 0 | 0 | 0 | 0 | 0 | 0 | 0 | 0 | 0 | 0 | 0 | 0 | 0 | 0 | 0 | 0 | 0
Commercial_Restaurant (WA)_New_Space Heating_Natural Gas_Furnace_E1_Baseline Forecast | Commercial | Restaurant (WA) | New | Space Heating | Natural Gas | Furnace | E1 | AFUE 80% (Standard) | Baseline Forecast | 0 | 17505.9024 | 16306.7916 | 16470.9095 | 16497.412 | 16186.1397 | 15928.1537 | 15614.2532 | 15385.3697 | 15164.1389 | 14936.8672 | 14439.7303 | 15841.7016 | 16974.704 | 17958.3957 | 18830.8503 | 19657.6794 | 20328.1848 | 20883.9465 | 21342.4985 | 21762.7704 | 22283.4956 | 22500.3438 | 28399.6549 | 27908.4489 | 28013.0437 | 27046.9821
Commercial_Restaurant (WA)_New_Space Heating_Natural Gas_Furnace_E2_Baseline Forecast | Commercial | Restaurant (WA) | New | Space Heating | Natural Gas | Furnace | E2 | AFUE 90% | Baseline Forecast | 0 | 0 | 0 | 0 | 0 | 0 | 0 | 0 | 0 | 0 | 0 | 0 | 0 | 0 | 0 | 0 | 0 | 0 | 0 | 0 | 0 | 0 | 0 | 0 | 0 | 0 | 0
Commercial_Restaurant (WA)_New_Space Heating_Natural Gas_Furnace_E3_Baseline Forecast | Commercial | Restaurant (WA) | New | Space Heating | Natural Gas | Furnace | E3 | AFUE 96% | Baseline Forecast | 0 | 0 | 0 | 0 | 0 | 0 | 0 | 0 | 0 | 0 | 0 | 0 | 0 | 0 | 0 | 0 | 0 | 0 | 0 | 0 | 0 | 0 | 0 | 0 | 0 | 0 | 0
Commercial_Restaurant (WA)_New_Space Heating_Natural Gas_Furnace_E4_Baseline Forecast | Commercial | Restaurant (WA) | New | Space Heating | Natural Gas | Furnace | E4 |  | Baseline Forecast | 0 | 0 | 0 | 0 | 0 | 0 | 0 | 0 | 0 | 0 | 0 | 0 | 0 | 0 | 0 | 0 | 0 | 0 | 0 | 0 | 0 | 0 | 0 | 0 | 0 | 0 | 0
Commercial_Restaurant (WA)_New_Space Heating_Natural Gas_Furnace_E5_Baseline Forecast | Commercial | Restaurant (WA) | New | Space Heating | Natural Gas | Furnace | E5 |  | Baseline Forecast | 0 | 0 | 0 | 0 | 0 | 0 | 0 | 0 | 0 | 0 | 0 | 0 | 0 | 0 | 0 | 0 | 0 | 0 | 0 | 0 | 0 | 0 | 0 | 0 | 0 | 0 | 0
Commercial_Restaurant (WA)_New_Space Heating_Natural Gas_Furnace_E6_Baseline Forecast | Commercial | Restaurant (WA) | New | Space Heating | Natural Gas | Furnace | E6 |  | Baseline Forecast | 0 | 0 | 0 | 0 | 0 | 0 | 0 | 0 | 0 | 0 | 0 | 0 | 0 | 0 | 0 | 0 | 0 | 0 | 0 | 0 | 0 | 0 | 0 | 0 | 0 | 0 | 0
Commercial_Restaurant (WA)_New_Space Heating_Natural Gas_Furnace_E7_Baseline Forecast | Commercial | Restaurant (WA) | New | Space Heating | Natural Gas | Furnace | E7 |  | Baseline Forecast | 0 | 0 | 0 | 0 | 0 | 0 | 0 | 0 | 0 | 0 | 0 | 0 | 0 | 0 | 0 | 0 | 0 | 0 | 0 | 0 | 0 | 0 | 0 | 0 | 0 | 0 | 0
Commercial_Restaurant (WA)_New_Space Heating_Natural Gas_Furnace_E8_Baseline Forecast | Commercial | Restaurant (WA) | New | Space Heating | Natural Gas | Furnace | E8 |  | Baseline Forecast | 0 | 0 | 0 | 0 | 0 | 0 | 0 | 0 | 0 | 0 | 0 | 0 | 0 | 0 | 0 | 0 | 0 | 0 | 0 | 0 | 0 | 0 | 0 | 0 | 0 | 0 | 0
Commercial_Restaurant (WA)_New_Space Heating_Natural Gas_Furnace_E9_Baseline Forecast | Commercial | Restaurant (WA) | New | Space Heating | Natural Gas | Furnace | E9 |  | Baseline Forecast | 0 | 0 | 0 | 0 | 0 | 0 | 0 | 0 | 0 | 0 | 0 | 0 | 0 | 0 | 0 | 0 | 0 | 0 | 0 | 0 | 0 | 0 | 0 | 0 | 0 | 0 | 0
Commercial_Restaurant (WA)_New_Space Heating_Natural Gas_Furnace_E10_Baseline Forecast | Commercial | Restaurant (WA) | New | Space Heating | Natural Gas | Furnace | E10 |  | Baseline Forecast | 0 | 0 | 0 | 0 | 0 | 0 | 0 | 0 | 0 | 0 | 0 | 0 | 0 | 0 | 0 | 0 | 0 | 0 | 0 | 0 | 0 | 0 | 0 | 0 | 0 | 0 | 0
Commercial_Restaurant (WA)_New_Space Heating_Natural Gas_Boiler_E1_Baseline Forecast | Commercial | Restaurant (WA) | New | Space Heating | Natural Gas | Boiler | E1 | AFUE 80% (Standard) | Baseline Forecast | 0 | 74.9987 | 69.8614 | 70.5645 | 68.288 | 66.9996 | 65.9317 | 64.6323 | 48.8251 | 48.123 | 47.4018 | 45.8241 | 45.2228 | 44.5731 | 43.788 | 42.9975 | 48.8017 | 48.0461 | 47.2672 | 46.4647 | 45.8209 | 45.8165 | 45.042 | 44.3262 | 43.6856 | 43.203 | 38.7659
Commercial_Restaurant (WA)_New_Space Heating_Natural Gas_Boiler_E2_Baseline Forecast | Commercial | Restaurant (WA) | New | Space Heating | Natural Gas | Boiler | E2 | AFUE 85% | Baseline Forecast | 0 | 0 | 0 | 0 | 0 | 0 | 0 | 0 | 0 | 0 | 0 | 0 | 0 | 0 | 0 | 0 | 0 | 0 | 0 | 0 | 0 | 0 | 0 | 0 | 0 | 0 | 0
Commercial_Restaurant (WA)_New_Space Heating_Natural Gas_Boiler_E3_Baseline Forecast | Commercial | Restaurant (WA) | New | Space Heating | Natural Gas | Boiler | E3 | AFUE 97% | Baseline Forecast | 0 | 15.9088 | 14.8191 | 14.9682 | 17.3824 | 17.0544 | 16.7826 | 16.4519 | 31.0705 | 30.6237 | 30.1648 | 29.1608 | 28.7782 | 28.3647 | 27.8651 | 27.362 | 20.7037 | 20.3832 | 20.0527 | 19.7123 | 19.4392 | 19.4373 | 19.1087 | 18.8051 | 18.5333 | 18.3285 | 16.4461
Commercial_Restaurant (WA)_New_Space Heating_Natural Gas_Boiler_E4_Baseline Forecast | Commercial | Restaurant (WA) | New | Space Heating | Natural Gas | Boiler | E4 | Convert to NG Air Source Heat Pump | Baseline Forecast | 0 | 0 | 0 | 0 | 0 | 0 | 0 | 0 | 0 | 0 | 0 | 0 | 0 | 0 | 0 | 0 | 0 | 0 | 0 | 0 | 0 | 0 | 0 | 0 | 0 | 0 | 0
Commercial_Restaurant (WA)_New_Space Heating_Natural Gas_Boiler_E5_Baseline Forecast | Commercial | Restaurant (WA) | New | Space Heating | Natural Gas | Boiler | E5 |  | Baseline Forecast | 0 | 0 | 0 | 0 | 0 | 0 | 0 | 0 | 0 | 0 | 0 | 0 | 0 | 0 | 0 | 0 | 0 | 0 | 0 | 0 | 0 | 0 | 0 | 0 | 0 | 0 | 0
Commercial_Restaurant (WA)_New_Space Heating_Natural Gas_Boiler_E6_Baseline Forecast | Commercial | Restaurant (WA) | New | Space Heating | Natural Gas | Boiler | E6 |  | Baseline Forecast | 0 | 0 | 0 | 0 | 0 | 0 | 0 | 0 | 0 | 0 | 0 | 0 | 0 | 0 | 0 | 0 | 0 | 0 | 0 | 0 | 0 | 0 | 0 | 0 | 0 | 0 | 0
Commercial_Restaurant (WA)_New_Space Heating_Natural Gas_Boiler_E7_Baseline Forecast | Commercial | Restaurant (WA) | New | Space Heating | Natural Gas | Boiler | E7 |  | Baseline Forecast | 0 | 0 | 0 | 0 | 0 | 0 | 0 | 0 | 0 | 0 | 0 | 0 | 0 | 0 | 0 | 0 | 0 | 0 | 0 | 0 | 0 | 0 | 0 | 0 | 0 | 0 | 0
Commercial_Restaurant (WA)_New_Space Heating_Natural Gas_Boiler_E8_Baseline Forecast | Commercial | Restaurant (WA) | New | Space Heating | Natural Gas | Boiler | E8 |  | Baseline Forecast | 0 | 0 | 0 | 0 | 0 | 0 | 0 | 0 | 0 | 0 | 0 | 0 | 0 | 0 | 0 | 0 | 0 | 0 | 0 | 0 | 0 | 0 | 0 | 0 | 0 | 0 | 0
Commercial_Restaurant (WA)_New_Space Heating_Natural Gas_Boiler_E9_Baseline Forecast | Commercial | Restaurant (WA) | New | Space Heating | Natural Gas | Boiler | E9 |  | Baseline Forecast | 0 | 0 | 0 | 0 | 0 | 0 | 0 | 0 | 0 | 0 | 0 | 0 | 0 | 0 | 0 | 0 | 0 | 0 | 0 | 0 | 0 | 0 | 0 | 0 | 0 | 0 | 0
Commercial_Restaurant (WA)_New_Space Heating_Natural Gas_Boiler_E10_Baseline Forecast | Commercial | Restaurant (WA) | New | Space Heating | Natural Gas | Boiler | E10 |  | Baseline Forecast | 0 | 0 | 0 | 0 | 0 | 0 | 0 | 0 | 0 | 0 | 0 | 0 | 0 | 0 | 0 | 0 | 0 | 0 | 0 | 0 | 0 | 0 | 0 | 0 | 0 | 0 | 0
Commercial_Restaurant (WA)_New_Space Heating_Natural Gas_Unit Heater_E1_Baseline Forecast | Commercial | Restaurant (WA) | New | Space Heating | Natural Gas | Unit Heater | E1 | Standard | Baseline Forecast | 0 | 195.6858 | 182.2818 | 184.1164 | 184.4126 | 180.9331 | 178.0493 | 174.5404 | 171.9819 | 169.5089 | 166.9684 | 161.4113 | 159.2933 | 157.0045 | 154.2393 | 151.4547 | 149.6162 | 165.0894 | 177.6551 | 188.956 | 199.5194 | 210.5871 | 218.024 | 224.4301 | 230.0523 | 235.2443 | 227.4751
Commercial_Restaurant (WA)_New_Space Heating_Natural Gas_Unit Heater_E2_Baseline Forecast | Commercial | Restaurant (WA) | New | Space Heating | Natural Gas | Unit Heater | E2 | Condensing | Baseline Forecast | 0 | 0 | 0 | 0 | 0 | 0 | 0 | 0 | 0 | 0 | 0 | 0 | 0 | 0 | 0 | 0 | 0 | 0 | 0 | 0 | 0 | 0 | 0 | 0 | 0 | 0 | 0
Commercial_Restaurant (WA)_New_Space Heating_Natural Gas_Unit Heater_E3_Baseline Forecast | Commercial | Restaurant (WA) | New | Space Heating | Natural Gas | Unit Heater | E3 | Infrared Radiant | Baseline Forecast | 0 | 0 | 0 | 0 | 0 | 0 | 0 | 0 | 0 | 0 | 0 | 0 | 0 | 0 | 0 | 0 | 0 | 0 | 0 | 0 | 0 | 0 | 0 | 0 | 0 | 0 | 0
Commercial_Restaurant (WA)_New_Space Heating_Natural Gas_Unit Heater_E4_Baseline Forecast | Commercial | Restaurant (WA) | New | Space Heating | Natural Gas | Unit Heater | E4 |  | Baseline Forecast | 0 | 0 | 0 | 0 | 0 | 0 | 0 | 0 | 0 | 0 | 0 | 0 | 0 | 0 | 0 | 0 | 0 | 0 | 0 | 0 | 0 | 0 | 0 | 0 | 0 | 0 | 0
Commercial_Restaurant (WA)_New_Space Heating_Natural Gas_Unit Heater_E5_Baseline Forecast | Commercial | Restaurant (WA) | New | Space Heating | Natural Gas | Unit Heater | E5 |  | Baseline Forecast | 0 | 0 | 0 | 0 | 0 | 0 | 0 | 0 | 0 | 0 | 0 | 0 | 0 | 0 | 0 | 0 | 0 | 0 | 0 | 0 | 0 | 0 | 0 | 0 | 0 | 0 | 0
Commercial_Restaurant (WA)_New_Space Heating_Natural Gas_Unit Heater_E6_Baseline Forecast | Commercial | Restaurant (WA) | New | Space Heating | Natural Gas | Unit Heater | E6 |  | Baseline Forecast | 0 | 0 | 0 | 0 | 0 | 0 | 0 | 0 | 0 | 0 | 0 | 0 | 0 | 0 | 0 | 0 | 0 | 0 | 0 | 0 | 0 | 0 | 0 | 0 | 0 | 0 | 0
Commercial_Restaurant (WA)_New_Space Heating_Natural Gas_Unit Heater_E7_Baseline Forecast | Commercial | Restaurant (WA) | New | Space Heating | Natural Gas | Unit Heater | E7 |  | Baseline Forecast | 0 | 0 | 0 | 0 | 0 | 0 | 0 | 0 | 0 | 0 | 0 | 0 | 0 | 0 | 0 | 0 | 0 | 0 | 0 | 0 | 0 | 0 | 0 | 0 | 0 | 0 | 0
Commercial_Restaurant (WA)_New_Space Heating_Natural Gas_Unit Heater_E8_Baseline Forecast | Commercial | Restaurant (WA) | New | Space Heating | Natural Gas | Unit Heater | E8 |  | Baseline Forecast | 0 | 0 | 0 | 0 | 0 | 0 | 0 | 0 | 0 | 0 | 0 | 0 | 0 | 0 | 0 | 0 | 0 | 0 | 0 | 0 | 0 | 0 | 0 | 0 | 0 | 0 | 0
Commercial_Restaurant (WA)_New_Space Heating_Natural Gas_Unit Heater_E9_Baseline Forecast | Commercial | Restaurant (WA) | New | Space Heating | Natural Gas | Unit Heater | E9 |  | Baseline Forecast | 0 | 0 | 0 | 0 | 0 | 0 | 0 | 0 | 0 | 0 | 0 | 0 | 0 | 0 | 0 | 0 | 0 | 0 | 0 | 0 | 0 | 0 | 0 | 0 | 0 | 0 | 0
Commercial_Restaurant (WA)_New_Space Heating_Natural Gas_Unit Heater_E10_Baseline Forecast | Commercial | Restaurant (WA) | New | Space Heating | Natural Gas | Unit Heater | E10 |  | Baseline Forecast | 0 | 0 | 0 | 0 | 0 | 0 | 0 | 0 | 0 | 0 | 0 | 0 | 0 | 0 | 0 | 0 | 0 | 0 | 0 | 0 | 0 | 0 | 0 | 0 | 0 | 0 | 0
Commercial_Restaurant (WA)_New_Water Heating_Natural Gas_Water Heater_E1_Baseline Forecast | Commercial | Restaurant (WA) | New | Water Heating | Natural Gas | Water Heater | E1 | TE 0.80 | Baseline Forecast | 0 | 9351.3129 | 8710.7713 | 8798.4399 | 8812.597 | 8646.3214 | 8508.5103 | 8340.8307 | 8218.5656 | 8100.3884 | 7978.9843 | 7713.4234 | 8462.3292 | 9067.5571 | 9593.0261 | 10059.0744 | 10500.7505 | 10858.9214 | 11155.7985 | 11400.7481 | 11625.2491 | 11903.4104 | 12019.2465 | 15170.5439 | 14908.1512 | 14964.0237 | 14447.9724
Commercial_Restaurant (WA)_New_Water Heating_Natural Gas_Water Heater_E2_Baseline Forecast | Commercial | Restaurant (WA) | New | Water Heating | Natural Gas | Water Heater | E2 | TE 0.90 | Baseline Forecast | 0 | 0 | 0 | 0 | 0 | 0 | 0 | 0 | 0 | 0 | 0 | 0 | 0 | 0 | 0 | 0 | 0 | 0 | 0 | 0 | 0 | 0 | 0 | 0 | 0 | 0 | 0
Commercial_Restaurant (WA)_New_Water Heating_Natural Gas_Water Heater_E3_Baseline Forecast | Commercial | Restaurant (WA) | New | Water Heating | Natural Gas | Water Heater | E3 | TE 0.94 | Baseline Forecast | 0 | 10545.0976 | 9822.7846 | 9921.6449 | 9937.6094 | 9750.1071 | 9594.7031 | 9405.6176 | 9267.7442 | 9134.4805 | 8997.578 | 8698.1157 | 9542.6266 | 10225.1176 | 10817.6677 | 11343.2115 | 11841.2718 | 12245.1666 | 12579.943 | 12856.1627 | 13109.3235 | 13422.9947 | 13553.6184 | 17107.209 | 16811.3195 | 16874.3246 | 16292.3944
Commercial_Restaurant (WA)_New_Water Heating_Natural Gas_Water Heater_E4_Baseline Forecast | Commercial | Restaurant (WA) | New | Water Heating | Natural Gas | Water Heater | E4 | Instantaneous TE 0.94 | Baseline Forecast | 0 | 0 | 0 | 0 | 0 | 0 | 0 | 0 | 0 | 0 | 0 | 0 | 0 | 0 | 0 | 0 | 0 | 0 | 0 | 0 | 0 | 0 | 0 | 0 | 0 | 0 | 0
Commercial_Restaurant (WA)_New_Water Heating_Natural Gas_Water Heater_E5_Baseline Forecast | Commercial | Restaurant (WA) | New | Water Heating | Natural Gas | Water Heater | E5 | Gas-Fired Absorption HPWH | Baseline Forecast | 0 | 0 | 0 | 0 | 0 | 0 | 0 | 0 | 0 | 0 | 0 | 0 | 0 | 0 | 0 | 0 | 0 | 0 | 0 | 0 | 0 | 0 | 0 | 0 | 0 | 0 | 0
Commercial_Restaurant (WA)_New_Water Heating_Natural Gas_Water Heater_E6_Baseline Forecast | Commercial | Restaurant (WA) | New | Water Heating | Natural Gas | Water Heater | E6 |  | Baseline Forecast | 0 | 0 | 0 | 0 | 0 | 0 | 0 | 0 | 0 | 0 | 0 | 0 | 0 | 0 | 0 | 0 | 0 | 0 | 0 | 0 | 0 | 0 | 0 | 0 | 0 | 0 | 0
Commercial_Restaurant (WA)_New_Water Heating_Natural Gas_Water Heater_E7_Baseline Forecast | Commercial | Restaurant (WA) | New | Water Heating | Natural Gas | Water Heater | E7 |  | Baseline Forecast | 0 | 0 | 0 | 0 | 0 | 0 | 0 | 0 | 0 | 0 | 0 | 0 | 0 | 0 | 0 | 0 | 0 | 0 | 0 | 0 | 0 | 0 | 0 | 0 | 0 | 0 | 0
Commercial_Restaurant (WA)_New_Water Heating_Natural Gas_Water Heater_E8_Baseline Forecast | Commercial | Restaurant (WA) | New | Water Heating | Natural Gas | Water Heater | E8 |  | Baseline Forecast | 0 | 0 | 0 | 0 | 0 | 0 | 0 | 0 | 0 | 0 | 0 | 0 | 0 | 0 | 0 | 0 | 0 | 0 | 0 | 0 | 0 | 0 | 0 | 0 | 0 | 0 | 0
Commercial_Restaurant (WA)_New_Water Heating_Natural Gas_Water Heater_E9_Baseline Forecast | Commercial | Restaurant (WA) | New | Water Heating | Natural Gas | Water Heater | E9 |  | Baseline Forecast | 0 | 0 | 0 | 0 | 0 | 0 | 0 | 0 | 0 | 0 | 0 | 0 | 0 | 0 | 0 | 0 | 0 | 0 | 0 | 0 | 0 | 0 | 0 | 0 | 0 | 0 | 0
Commercial_Restaurant (WA)_New_Water Heating_Natural Gas_Water Heater_E10_Baseline Forecast | Commercial | Restaurant (WA) | New | Water Heating | Natural Gas | Water Heater | E10 |  | Baseline Forecast | 0 | 0 | 0 | 0 | 0 | 0 | 0 | 0 | 0 | 0 | 0 | 0 | 0 | 0 | 0 | 0 | 0 | 0 | 0 | 0 | 0 | 0 | 0 | 0 | 0 | 0 | 0
Commercial_Restaurant (WA)_New_Food Preparation_Natural Gas_Oven_E1_Baseline Forecast | Commercial | Restaurant (WA) | New | Food Preparation | Natural Gas | Oven | E1 | Standard | Baseline Forecast | 0 | 583.9601 | 543.9603 | 549.4349 | 550.319 | 539.9356 | 531.3298 | 520.8587 | 513.2236 | 505.8438 | 615.0545 | 683.9048 | 747.0261 | 795.9262 | 830.1819 | 1007.2389 | 984.3841 | 973.9707 | 961.3641 | 968.5267 | 988.4763 | 1021.2434 | 1050.9262 | 1080.7108 | 1169.8917 | 1226.3582 | 1230.8846
Commercial_Restaurant (WA)_New_Food Preparation_Natural Gas_Oven_E2_Baseline Forecast | Commercial | Restaurant (WA) | New | Food Preparation | Natural Gas | Oven | E2 | ENERGY STAR (>42% Baking Efficiency) | Baseline Forecast | 0 | 840.3329 | 782.7722 | 790.6503 | 791.9225 | 776.9805 | 764.5965 | 749.5284 | 738.5413 | 727.9216 | 885.0785 | 984.1556 | 1074.9888 | 1145.3572 | 1194.6521 | 1449.4413 | 1416.5527 | 1401.5675 | 1383.4264 | 1393.7335 | 1422.4415 | 1469.5941 | 1512.3084 | 1555.1692 | 1683.5027 | 1764.7594 | 1771.273
Commercial_Restaurant (WA)_New_Food Preparation_Natural Gas_Oven_E3_Baseline Forecast | Commercial | Restaurant (WA) | New | Food Preparation | Natural Gas | Oven | E3 |  | Baseline Forecast | 0 | 0 | 0 | 0 | 0 | 0 | 0 | 0 | 0 | 0 | 0 | 0 | 0 | 0 | 0 | 0 | 0 | 0 | 0 | 0 | 0 | 0 | 0 | 0 | 0 | 0 | 0
Commercial_Restaurant (WA)_New_Food Preparation_Natural Gas_Oven_E4_Baseline Forecast | Commercial | Restaurant (WA) | New | Food Preparation | Natural Gas | Oven | E4 |  | Baseline Forecast | 0 | 0 | 0 | 0 | 0 | 0 | 0 | 0 | 0 | 0 | 0 | 0 | 0 | 0 | 0 | 0 | 0 | 0 | 0 | 0 | 0 | 0 | 0 | 0 | 0 | 0 | 0
Commercial_Restaurant (WA)_New_Food Preparation_Natural Gas_Oven_E5_Baseline Forecast | Commercial | Restaurant (WA) | New | Food Preparation | Natural Gas | Oven | E5 |  | Baseline Forecast | 0 | 0 | 0 | 0 | 0 | 0 | 0 | 0 | 0 | 0 | 0 | 0 | 0 | 0 | 0 | 0 | 0 | 0 | 0 | 0 | 0 | 0 | 0 | 0 | 0 | 0 | 0
Commercial_Restaurant (WA)_New_Food Preparation_Natural Gas_Oven_E6_Baseline Forecast | Commercial | Restaurant (WA) | New | Food Preparation | Natural Gas | Oven | E6 |  | Baseline Forecast | 0 | 0 | 0 | 0 | 0 | 0 | 0 | 0 | 0 | 0 | 0 | 0 | 0 | 0 | 0 | 0 | 0 | 0 | 0 | 0 | 0 | 0 | 0 | 0 | 0 | 0 | 0
Commercial_Restaurant (WA)_New_Food Preparation_Natural Gas_Oven_E7_Baseline Forecast | Commercial | Restaurant (WA) | New | Food Preparation | Natural Gas | Oven | E7 |  | Baseline Forecast | 0 | 0 | 0 | 0 | 0 | 0 | 0 | 0 | 0 | 0 | 0 | 0 | 0 | 0 | 0 | 0 | 0 | 0 | 0 | 0 | 0 | 0 | 0 | 0 | 0 | 0 | 0
Commercial_Restaurant (WA)_New_Food Preparation_Natural Gas_Oven_E8_Baseline Forecast | Commercial | Restaurant (WA) | New | Food Preparation | Natural Gas | Oven | E8 |  | Baseline Forecast | 0 | 0 | 0 | 0 | 0 | 0 | 0 | 0 | 0 | 0 | 0 | 0 | 0 | 0 | 0 | 0 | 0 | 0 | 0 | 0 | 0 | 0 | 0 | 0 | 0 | 0 | 0
Commercial_Restaurant (WA)_New_Food Preparation_Natural Gas_Oven_E9_Baseline Forecast | Commercial | Restaurant (WA) | New | Food Preparation | Natural Gas | Oven | E9 |  | Baseline Forecast | 0 | 0 | 0 | 0 | 0 | 0 | 0 | 0 | 0 | 0 | 0 | 0 | 0 | 0 | 0 | 0 | 0 | 0 | 0 | 0 | 0 | 0 | 0 | 0 | 0 | 0 | 0
Commercial_Restaurant (WA)_New_Food Preparation_Natural Gas_Oven_E10_Baseline Forecast | Commercial | Restaurant (WA) | New | Food Preparation | Natural Gas | Oven | E10 |  | Baseline Forecast | 0 | 0 | 0 | 0 | 0 | 0 | 0 | 0 | 0 | 0 | 0 | 0 | 0 | 0 | 0 | 0 | 0 | 0 | 0 | 0 | 0 | 0 | 0 | 0 | 0 | 0 | 0
Commercial_Restaurant (WA)_New_Food Preparation_Natural Gas_Conveyor Oven_E1_Baseline Forecast | Commercial | Restaurant (WA) | New | Food Preparation | Natural Gas | Conveyor Oven | E1 | Standard | Baseline Forecast | 0 | 291.9801 | 271.9802 | 274.7175 | 275.1595 | 269.9678 | 265.6649 | 260.4293 | 256.6118 | 252.9219 | 249.1313 | 240.8395 | 237.6793 | 234.2642 | 230.1383 | 225.9835 | 223.2403 | 278.18 | 317.3336 | 348.3835 | 373.3037 | 394.5376 | 483.6777 | 471.7192 | 467.0385 | 462.0907 | 437.3664
Commercial_Restaurant (WA)_New_Food Preparation_Natural Gas_Conveyor Oven_E2_Baseline Forecast | Commercial | Restaurant (WA) | New | Food Preparation | Natural Gas | Conveyor Oven | E2 | ENERGY STAR (>42% Baking Efficiency) | Baseline Forecast | 0 | 420.1664 | 391.3861 | 395.3251 | 395.9612 | 388.4903 | 382.2982 | 374.7642 | 369.2707 | 363.9608 | 358.506 | 346.574 | 342.0263 | 337.1119 | 331.1746 | 325.1957 | 321.2482 | 400.3078 | 456.6507 | 501.3324 | 537.1932 | 567.7492 | 696.024 | 678.8155 | 672.0798 | 664.9598 | 629.3809
Commercial_Restaurant (WA)_New_Food Preparation_Natural Gas_Conveyor Oven_E3_Baseline Forecast | Commercial | Restaurant (WA) | New | Food Preparation | Natural Gas | Conveyor Oven | E3 |  | Baseline Forecast | 0 | 0 | 0 | 0 | 0 | 0 | 0 | 0 | 0 | 0 | 0 | 0 | 0 | 0 | 0 | 0 | 0 | 0 | 0 | 0 | 0 | 0 | 0 | 0 | 0 | 0 | 0
Commercial_Restaurant (WA)_New_Food Preparation_Natural Gas_Conveyor Oven_E4_Baseline Forecast | Commercial | Restaurant (WA) | New | Food Preparation | Natural Gas | Conveyor Oven | E4 |  | Baseline Forecast | 0 | 0 | 0 | 0 | 0 | 0 | 0 | 0 | 0 | 0 | 0 | 0 | 0 | 0 | 0 | 0 | 0 | 0 | 0 | 0 | 0 | 0 | 0 | 0 | 0 | 0 | 0
Commercial_Restaurant (WA)_New_Food Preparation_Natural Gas_Conveyor Oven_E5_Baseline Forecast | Commercial | Restaurant (WA) | New | Food Preparation | Natural Gas | Conveyor Oven | E5 |  | Baseline Forecast | 0 | 0 | 0 | 0 | 0 | 0 | 0 | 0 | 0 | 0 | 0 | 0 | 0 | 0 | 0 | 0 | 0 | 0 | 0 | 0 | 0 | 0 | 0 | 0 | 0 | 0 | 0
Commercial_Restaurant (WA)_New_Food Preparation_Natural Gas_Conveyor Oven_E6_Baseline Forecast | Commercial | Restaurant (WA) | New | Food Preparation | Natural Gas | Conveyor Oven | E6 |  | Baseline Forecast | 0 | 0 | 0 | 0 | 0 | 0 | 0 | 0 | 0 | 0 | 0 | 0 | 0 | 0 | 0 | 0 | 0 | 0 | 0 | 0 | 0 | 0 | 0 | 0 | 0 | 0 | 0
Commercial_Restaurant (WA)_New_Food Preparation_Natural Gas_Conveyor Oven_E7_Baseline Forecast | Commercial | Restaurant (WA) | New | Food Preparation | Natural Gas | Conveyor Oven | E7 |  | Baseline Forecast | 0 | 0 | 0 | 0 | 0 | 0 | 0 | 0 | 0 | 0 | 0 | 0 | 0 | 0 | 0 | 0 | 0 | 0 | 0 | 0 | 0 | 0 | 0 | 0 | 0 | 0 | 0
Commercial_Restaurant (WA)_New_Food Preparation_Natural Gas_Conveyor Oven_E8_Baseline Forecast | Commercial | Restaurant (WA) | New | Food Preparation | Natural Gas | Conveyor Oven | E8 |  | Baseline Forecast | 0 | 0 | 0 | 0 | 0 | 0 | 0 | 0 | 0 | 0 | 0 | 0 | 0 | 0 | 0 | 0 | 0 | 0 | 0 | 0 | 0 | 0 | 0 | 0 | 0 | 0 | 0
Commercial_Restaurant (WA)_New_Food Preparation_Natural Gas_Conveyor Oven_E9_Baseline Forecast | Commercial | Restaurant (WA) | New | Food Preparation | Natural Gas | Conveyor Oven | E9 |  | Baseline Forecast | 0 | 0 | 0 | 0 | 0 | 0 | 0 | 0 | 0 | 0 | 0 | 0 | 0 | 0 | 0 | 0 | 0 | 0 | 0 | 0 | 0 | 0 | 0 | 0 | 0 | 0 | 0
Commercial_Restaurant (WA)_New_Food Preparation_Natural Gas_Conveyor Oven_E10_Baseline Forecast | Commercial | Restaurant (WA) | New | Food Preparation | Natural Gas | Conveyor Oven | E10 |  | Baseline Forecast | 0 | 0 | 0 | 0 | 0 | 0 | 0 | 0 | 0 | 0 | 0 | 0 | 0 | 0 | 0 | 0 | 0 | 0 | 0 | 0 | 0 | 0 | 0 | 0 | 0 | 0 | 0
Commercial_Restaurant (WA)_New_Food Preparation_Natural Gas_Double Rack Oven_E1_Baseline Forecast | Commercial | Restaurant (WA) | New | Food Preparation | Natural Gas | Double Rack Oven | E1 | Standard | Baseline Forecast | 0 | 291.9801 | 271.9802 | 274.7175 | 275.1595 | 269.9678 | 265.6649 | 260.4293 | 256.6118 | 252.9219 | 281.5735 | 299.8971 | 320.6991 | 338.6328 | 352.9068 | 364.6294 | 375.4177 | 383.5652 | 389.9065 | 488.1372 | 481.7344 | 487.954 | 491.243 | 493.8928 | 497.8045 | 502.5901 | 489.8509
Commercial_Restaurant (WA)_New_Food Preparation_Natural Gas_Double Rack Oven_E2_Baseline Forecast | Commercial | Restaurant (WA) | New | Food Preparation | Natural Gas | Double Rack Oven | E2 | FTSC Qualified (>50% Cooking Efficiency) | Baseline Forecast | 0 | 420.1664 | 391.3861 | 395.3251 | 395.9612 | 388.4903 | 382.2982 | 374.7642 | 369.2707 | 363.9608 | 405.1911 | 431.5592 | 461.4938 | 487.3009 | 507.8415 | 524.7106 | 540.2352 | 551.9597 | 561.0849 | 702.4413 | 693.2276 | 702.1777 | 706.9106 | 710.7237 | 716.3528 | 723.2394 | 704.9074
Commercial_Restaurant (WA)_New_Food Preparation_Natural Gas_Double Rack Oven_E3_Baseline Forecast | Commercial | Restaurant (WA) | New | Food Preparation | Natural Gas | Double Rack Oven | E3 |  | Baseline Forecast | 0 | 0 | 0 | 0 | 0 | 0 | 0 | 0 | 0 | 0 | 0 | 0 | 0 | 0 | 0 | 0 | 0 | 0 | 0 | 0 | 0 | 0 | 0 | 0 | 0 | 0 | 0
Commercial_Restaurant (WA)_New_Food Preparation_Natural Gas_Double Rack Oven_E4_Baseline Forecast | Commercial | Restaurant (WA) | New | Food Preparation | Natural Gas | Double Rack Oven | E4 |  | Baseline Forecast | 0 | 0 | 0 | 0 | 0 | 0 | 0 | 0 | 0 | 0 | 0 | 0 | 0 | 0 | 0 | 0 | 0 | 0 | 0 | 0 | 0 | 0 | 0 | 0 | 0 | 0 | 0
Commercial_Restaurant (WA)_New_Food Preparation_Natural Gas_Double Rack Oven_E5_Baseline Forecast | Commercial | Restaurant (WA) | New | Food Preparation | Natural Gas | Double Rack Oven | E5 |  | Baseline Forecast | 0 | 0 | 0 | 0 | 0 | 0 | 0 | 0 | 0 | 0 | 0 | 0 | 0 | 0 | 0 | 0 | 0 | 0 | 0 | 0 | 0 | 0 | 0 | 0 | 0 | 0 | 0
Commercial_Restaurant (WA)_New_Food Preparation_Natural Gas_Double Rack Oven_E6_Baseline Forecast | Commercial | Restaurant (WA) | New | Food Preparation | Natural Gas | Double Rack Oven | E6 |  | Baseline Forecast | 0 | 0 | 0 | 0 | 0 | 0 | 0 | 0 | 0 | 0 | 0 | 0 | 0 | 0 | 0 | 0 | 0 | 0 | 0 | 0 | 0 | 0 | 0 | 0 | 0 | 0 | 0
Commercial_Restaurant (WA)_New_Food Preparation_Natural Gas_Double Rack Oven_E7_Baseline Forecast | Commercial | Restaurant (WA) | New | Food Preparation | Natural Gas | Double Rack Oven | E7 |  | Baseline Forecast | 0 | 0 | 0 | 0 | 0 | 0 | 0 | 0 | 0 | 0 | 0 | 0 | 0 | 0 | 0 | 0 | 0 | 0 | 0 | 0 | 0 | 0 | 0 | 0 | 0 | 0 | 0
Commercial_Restaurant (WA)_New_Food Preparation_Natural Gas_Double Rack Oven_E8_Baseline Forecast | Commercial | Restaurant (WA) | New | Food Preparation | Natural Gas | Double Rack Oven | E8 |  | Baseline Forecast | 0 | 0 | 0 | 0 | 0 | 0 | 0 | 0 | 0 | 0 | 0 | 0 | 0 | 0 | 0 | 0 | 0 | 0 | 0 | 0 | 0 | 0 | 0 | 0 | 0 | 0 | 0
Commercial_Restaurant (WA)_New_Food Preparation_Natural Gas_Double Rack Oven_E9_Baseline Forecast | Commercial | Restaurant (WA) | New | Food Preparation | Natural Gas | Double Rack Oven | E9 |  | Baseline Forecast | 0 | 0 | 0 | 0 | 0 | 0 | 0 | 0 | 0 | 0 | 0 | 0 | 0 | 0 | 0 | 0 | 0 | 0 | 0 | 0 | 0 | 0 | 0 | 0 | 0 | 0 | 0
Commercial_Restaurant (WA)_New_Food Preparation_Natural Gas_Double Rack Oven_E10_Baseline Forecast | Commercial | Restaurant (WA) | New | Food Preparation | Natural Gas | Double Rack Oven | E10 |  | Baseline Forecast | 0 | 0 | 0 | 0 | 0 | 0 | 0 | 0 | 0 | 0 | 0 | 0 | 0 | 0 | 0 | 0 | 0 | 0 | 0 | 0 | 0 | 0 | 0 | 0 | 0 | 0 | 0
Commercial_Restaurant (WA)_New_Food Preparation_Natural Gas_Fryer_E1_Baseline Forecast | Commercial | Restaurant (WA) | New | Food Preparation | Natural Gas | Fryer | E1 | Standard | Baseline Forecast | 0 | 13761.756 | 12819.1099 | 12948.1264 | 12968.9606 | 12724.2629 | 12521.4548 | 12274.6911 | 12094.7609 | 11920.8468 | 11742.1837 | 11351.374 | 12453.493 | 13344.1699 | 14117.4705 | 14803.3252 | 15453.313 | 15980.4112 | 16417.3072 | 16777.7845 | 17108.169 | 17517.522 | 17687.9909 | 22325.5627 | 21939.4154 | 22021.6395 | 21262.1983
Commercial_Restaurant (WA)_New_Food Preparation_Natural Gas_Fryer_E2_Baseline Forecast | Commercial | Restaurant (WA) | New | Food Preparation | Natural Gas | Fryer | E2 | ENERGY STAR | Baseline Forecast | 0 | 4835.2116 | 4504.0116 | 4549.3417 | 4556.6618 | 4470.687 | 4399.4301 | 4312.7293 | 4249.5106 | 4188.4056 | 4125.6321 | 3988.3206 | 4375.5516 | 4688.4921 | 4960.1923 | 5201.1683 | 5429.5424 | 5614.7391 | 5768.2431 | 5894.8972 | 6010.9783 | 6154.805 | 6214.6995 | 7844.1166 | 7708.4433 | 7737.3328 | 7470.5021
Commercial_Restaurant (WA)_New_Food Preparation_Natural Gas_Fryer_E3_Baseline Forecast | Commercial | Restaurant (WA) | New | Food Preparation | Natural Gas | Fryer | E3 |  | Baseline Forecast | 0 | 0 | 0 | 0 | 0 | 0 | 0 | 0 | 0 | 0 | 0 | 0 | 0 | 0 | 0 | 0 | 0 | 0 | 0 | 0 | 0 | 0 | 0 | 0 | 0 | 0 | 0
Commercial_Restaurant (WA)_New_Food Preparation_Natural Gas_Fryer_E4_Baseline Forecast | Commercial | Restaurant (WA) | New | Food Preparation | Natural Gas | Fryer | E4 |  | Baseline Forecast | 0 | 0 | 0 | 0 | 0 | 0 | 0 | 0 | 0 | 0 | 0 | 0 | 0 | 0 | 0 | 0 | 0 | 0 | 0 | 0 | 0 | 0 | 0 | 0 | 0 | 0 | 0
Commercial_Restaurant (WA)_New_Food Preparation_Natural Gas_Fryer_E5_Baseline Forecast | Commercial | Restaurant (WA) | New | Food Preparation | Natural Gas | Fryer | E5 |  | Baseline Forecast | 0 | 0 | 0 | 0 | 0 | 0 | 0 | 0 | 0 | 0 | 0 | 0 | 0 | 0 | 0 | 0 | 0 | 0 | 0 | 0 | 0 | 0 | 0 | 0 | 0 | 0 | 0
Commercial_Restaurant (WA)_New_Food Preparation_Natural Gas_Fryer_E6_Baseline Forecast | Commercial | Restaurant (WA) | New | Food Preparation | Natural Gas | Fryer | E6 |  | Baseline Forecast | 0 | 0 | 0 | 0 | 0 | 0 | 0 | 0 | 0 | 0 | 0 | 0 | 0 | 0 | 0 | 0 | 0 | 0 | 0 | 0 | 0 | 0 | 0 | 0 | 0 | 0 | 0
Commercial_Restaurant (WA)_New_Food Preparation_Natural Gas_Fryer_E7_Baseline Forecast | Commercial | Restaurant (WA) | New | Food Preparation | Natural Gas | Fryer | E7 |  | Baseline Forecast | 0 | 0 | 0 | 0 | 0 | 0 | 0 | 0 | 0 | 0 | 0 | 0 | 0 | 0 | 0 | 0 | 0 | 0 | 0 | 0 | 0 | 0 | 0 | 0 | 0 | 0 | 0
Commercial_Restaurant (WA)_New_Food Preparation_Natural Gas_Fryer_E8_Baseline Forecast | Commercial | Restaurant (WA) | New | Food Preparation | Natural Gas | Fryer | E8 |  | Baseline Forecast | 0 | 0 | 0 | 0 | 0 | 0 | 0 | 0 | 0 | 0 | 0 | 0 | 0 | 0 | 0 | 0 | 0 | 0 | 0 | 0 | 0 | 0 | 0 | 0 | 0 | 0 | 0
Commercial_Restaurant (WA)_New_Food Preparation_Natural Gas_Fryer_E9_Baseline Forecast | Commercial | Restaurant (WA) | New | Food Preparation | Natural Gas | Fryer | E9 |  | Baseline Forecast | 0 | 0 | 0 | 0 | 0 | 0 | 0 | 0 | 0 | 0 | 0 | 0 | 0 | 0 | 0 | 0 | 0 | 0 | 0 | 0 | 0 | 0 | 0 | 0 | 0 | 0 | 0
Commercial_Restaurant (WA)_New_Food Preparation_Natural Gas_Fryer_E10_Baseline Forecast | Commercial | Restaurant (WA) | New | Food Preparation | Natural Gas | Fryer | E10 |  | Baseline Forecast | 0 | 0 | 0 | 0 | 0 | 0 | 0 | 0 | 0 | 0 | 0 | 0 | 0 | 0 | 0 | 0 | 0 | 0 | 0 | 0 | 0 | 0 | 0 | 0 | 0 | 0 | 0
Commercial_Restaurant (WA)_New_Food Preparation_Natural Gas_Broiler_E1_Baseline Forecast | Commercial | Restaurant (WA) | New | Food Preparation | Natural Gas | Broiler | E1 | Standard | Baseline Forecast | 0 | 12434.1176 | 11582.4114 | 11698.9813 | 11717.8056 | 11496.7146 | 11313.472 | 11090.5143 | 10927.9426 | 10770.8065 | 11990.9482 | 12771.268 | 13657.1308 | 14420.8481 | 15028.7134 | 15527.9253 | 15987.3493 | 16334.3164 | 16604.3624 | 20787.5667 | 20514.901 | 20779.7667 | 20919.8291 | 21032.6705 | 21199.2531 | 21403.0505 | 20860.5478
Commercial_Restaurant (WA)_New_Food Preparation_Natural Gas_Broiler_E2_Baseline Forecast | Commercial | Restaurant (WA) | New | Food Preparation | Natural Gas | Broiler | E2 | Infrared Burners | Baseline Forecast | 0 | 4368.744 | 4069.4959 | 4110.4529 | 4117.0668 | 4039.3862 | 3975.0037 | 3896.6672 | 3839.5474 | 3784.3374 | 4213.0358 | 4487.2023 | 4798.4514 | 5066.7845 | 5280.3588 | 5455.7575 | 5617.1768 | 5739.0841 | 5833.9652 | 7303.7397 | 7207.9382 | 7300.9991 | 7350.2102 | 7389.8572 | 7448.3862 | 7519.9907 | 7329.3817
Commercial_Restaurant (WA)_New_Food Preparation_Natural Gas_Broiler_E3_Baseline Forecast | Commercial | Restaurant (WA) | New | Food Preparation | Natural Gas | Broiler | E3 |  | Baseline Forecast | 0 | 0 | 0 | 0 | 0 | 0 | 0 | 0 | 0 | 0 | 0 | 0 | 0 | 0 | 0 | 0 | 0 | 0 | 0 | 0 | 0 | 0 | 0 | 0 | 0 | 0 | 0
Commercial_Restaurant (WA)_New_Food Preparation_Natural Gas_Broiler_E4_Baseline Forecast | Commercial | Restaurant (WA) | New | Food Preparation | Natural Gas | Broiler | E4 |  | Baseline Forecast | 0 | 0 | 0 | 0 | 0 | 0 | 0 | 0 | 0 | 0 | 0 | 0 | 0 | 0 | 0 | 0 | 0 | 0 | 0 | 0 | 0 | 0 | 0 | 0 | 0 | 0 | 0
Commercial_Restaurant (WA)_New_Food Preparation_Natural Gas_Broiler_E5_Baseline Forecast | Commercial | Restaurant (WA) | New | Food Preparation | Natural Gas | Broiler | E5 |  | Baseline Forecast | 0 | 0 | 0 | 0 | 0 | 0 | 0 | 0 | 0 | 0 | 0 | 0 | 0 | 0 | 0 | 0 | 0 | 0 | 0 | 0 | 0 | 0 | 0 | 0 | 0 | 0 | 0
Commercial_Restaurant (WA)_New_Food Preparation_Natural Gas_Broiler_E6_Baseline Forecast | Commercial | Restaurant (WA) | New | Food Preparation | Natural Gas | Broiler | E6 |  | Baseline Forecast | 0 | 0 | 0 | 0 | 0 | 0 | 0 | 0 | 0 | 0 | 0 | 0 | 0 | 0 | 0 | 0 | 0 | 0 | 0 | 0 | 0 | 0 | 0 | 0 | 0 | 0 | 0
Commercial_Restaurant (WA)_New_Food Preparation_Natural Gas_Broiler_E7_Baseline Forecast | Commercial | Restaurant (WA) | New | Food Preparation | Natural Gas | Broiler | E7 |  | Baseline Forecast | 0 | 0 | 0 | 0 | 0 | 0 | 0 | 0 | 0 | 0 | 0 | 0 | 0 | 0 | 0 | 0 | 0 | 0 | 0 | 0 | 0 | 0 | 0 | 0 | 0 | 0 | 0
Commercial_Restaurant (WA)_New_Food Preparation_Natural Gas_Broiler_E8_Baseline Forecast | Commercial | Restaurant (WA) | New | Food Preparation | Natural Gas | Broiler | E8 |  | Baseline Forecast | 0 | 0 | 0 | 0 | 0 | 0 | 0 | 0 | 0 | 0 | 0 | 0 | 0 | 0 | 0 | 0 | 0 | 0 | 0 | 0 | 0 | 0 | 0 | 0 | 0 | 0 | 0
Commercial_Restaurant (WA)_New_Food Preparation_Natural Gas_Broiler_E9_Baseline Forecast | Commercial | Restaurant (WA) | New | Food Preparation | Natural Gas | Broiler | E9 |  | Baseline Forecast | 0 | 0 | 0 | 0 | 0 | 0 | 0 | 0 | 0 | 0 | 0 | 0 | 0 | 0 | 0 | 0 | 0 | 0 | 0 | 0 | 0 | 0 | 0 | 0 | 0 | 0 | 0
Commercial_Restaurant (WA)_New_Food Preparation_Natural Gas_Broiler_E10_Baseline Forecast | Commercial | Restaurant (WA) | New | Food Preparation | Natural Gas | Broiler | E10 |  | Baseline Forecast | 0 | 0 | 0 | 0 | 0 | 0 | 0 | 0 | 0 | 0 | 0 | 0 | 0 | 0 | 0 | 0 | 0 | 0 | 0 | 0 | 0 | 0 | 0 | 0 | 0 | 0 | 0
Commercial_Restaurant (WA)_New_Food Preparation_Natural Gas_Griddle_E1_Baseline Forecast | Commercial | Restaurant (WA) | New | Food Preparation | Natural Gas | Griddle | E1 | Standard | Baseline Forecast | 0 | 13630.4131 | 12696.7637 | 12824.5489 | 12845.1842 | 12602.8219 | 12401.9494 | 12157.5408 | 11979.3279 | 11807.0736 | 13144.606 | 14000.001 | 14971.0933 | 15808.2884 | 16474.6369 | 17021.8783 | 17525.5039 | 17905.8529 | 18201.8802 | 22787.5537 | 22488.6546 | 22779.0032 | 22932.541 | 23056.2391 | 23238.8487 | 23462.2536 | 22867.5563
Commercial_Restaurant (WA)_New_Food Preparation_Natural Gas_Griddle_E2_Baseline Forecast | Commercial | Restaurant (WA) | New | Food Preparation | Natural Gas | Griddle | E2 | ENERGY STAR | Baseline Forecast | 0 | 5567.3518 | 5186.0021 | 5238.196 | 5246.6245 | 5147.6315 | 5065.585 | 4965.7561 | 4892.9649 | 4822.6075 | 5368.9236 | 5718.3103 | 6114.9536 | 6456.9065 | 6729.077 | 6952.5982 | 7158.3044 | 7313.6582 | 7434.5708 | 9307.5924 | 9185.5068 | 9304.0999 | 9366.8125 | 9417.3371 | 9491.9241 | 9583.174 | 9340.2695
Commercial_Restaurant (WA)_New_Food Preparation_Natural Gas_Griddle_E3_Baseline Forecast | Commercial | Restaurant (WA) | New | Food Preparation | Natural Gas | Griddle | E3 |  | Baseline Forecast | 0 | 0 | 0 | 0 | 0 | 0 | 0 | 0 | 0 | 0 | 0 | 0 | 0 | 0 | 0 | 0 | 0 | 0 | 0 | 0 | 0 | 0 | 0 | 0 | 0 | 0 | 0
Commercial_Restaurant (WA)_New_Food Preparation_Natural Gas_Griddle_E4_Baseline Forecast | Commercial | Restaurant (WA) | New | Food Preparation | Natural Gas | Griddle | E4 |  | Baseline Forecast | 0 | 0 | 0 | 0 | 0 | 0 | 0 | 0 | 0 | 0 | 0 | 0 | 0 | 0 | 0 | 0 | 0 | 0 | 0 | 0 | 0 | 0 | 0 | 0 | 0 | 0 | 0
Commercial_Restaurant (WA)_New_Food Preparation_Natural Gas_Griddle_E5_Baseline Forecast | Commercial | Restaurant (WA) | New | Food Preparation | Natural Gas | Griddle | E5 |  | Baseline Forecast | 0 | 0 | 0 | 0 | 0 | 0 | 0 | 0 | 0 | 0 | 0 | 0 | 0 | 0 | 0 | 0 | 0 | 0 | 0 | 0 | 0 | 0 | 0 | 0 | 0 | 0 | 0
Commercial_Restaurant (WA)_New_Food Preparation_Natural Gas_Griddle_E6_Baseline Forecast | Commercial | Restaurant (WA) | New | Food Preparation | Natural Gas | Griddle | E6 |  | Baseline Forecast | 0 | 0 | 0 | 0 | 0 | 0 | 0 | 0 | 0 | 0 | 0 | 0 | 0 | 0 | 0 | 0 | 0 | 0 | 0 | 0 | 0 | 0 | 0 | 0 | 0 | 0 | 0
Commercial_Restaurant (WA)_New_Food Preparation_Natural Gas_Griddle_E7_Baseline Forecast | Commercial | Restaurant (WA) | New | Food Preparation | Natural Gas | Griddle | E7 |  | Baseline Forecast | 0 | 0 | 0 | 0 | 0 | 0 | 0 | 0 | 0 | 0 | 0 | 0 | 0 | 0 | 0 | 0 | 0 | 0 | 0 | 0 | 0 | 0 | 0 | 0 | 0 | 0 | 0
Commercial_Restaurant (WA)_New_Food Preparation_Natural Gas_Griddle_E8_Baseline Forecast | Commercial | Restaurant (WA) | New | Food Preparation | Natural Gas | Griddle | E8 |  | Baseline Forecast | 0 | 0 | 0 | 0 | 0 | 0 | 0 | 0 | 0 | 0 | 0 | 0 | 0 | 0 | 0 | 0 | 0 | 0 | 0 | 0 | 0 | 0 | 0 | 0 | 0 | 0 | 0
Commercial_Restaurant (WA)_New_Food Preparation_Natural Gas_Griddle_E9_Baseline Forecast | Commercial | Restaurant (WA) | New | Food Preparation | Natural Gas | Griddle | E9 |  | Baseline Forecast | 0 | 0 | 0 | 0 | 0 | 0 | 0 | 0 | 0 | 0 | 0 | 0 | 0 | 0 | 0 | 0 | 0 | 0 | 0 | 0 | 0 | 0 | 0 | 0 | 0 | 0 | 0
Commercial_Restaurant (WA)_New_Food Preparation_Natural Gas_Griddle_E10_Baseline Forecast | Commercial | Restaurant (WA) | New | Food Preparation | Natural Gas | Griddle | E10 |  | Baseline Forecast | 0 | 0 | 0 | 0 | 0 | 0 | 0 | 0 | 0 | 0 | 0 | 0 | 0 | 0 | 0 | 0 | 0 | 0 | 0 | 0 | 0 | 0 | 0 | 0 | 0 | 0 | 0
Commercial_Restaurant (WA)_New_Food Preparation_Natural Gas_Range_E1_Baseline Forecast | Commercial | Restaurant (WA) | New | Food Preparation | Natural Gas | Range | E1 | Standard | Baseline Forecast | 0 | 7296.1317 | 6796.3648 | 6864.7661 | 6875.8118 | 6746.0794 | 6638.5557 | 6507.7278 | 6412.3335 | 6320.1286 | 7684.6324 | 8544.8627 | 9333.5158 | 9944.4843 | 10372.4833 | 12584.6732 | 12299.1201 | 12169.0126 | 12011.5037 | 12100.994 | 12350.2492 | 12759.6489 | 13130.5124 | 13502.6487 | 14616.8949 | 15322.4008 | 15378.9544
Commercial_Restaurant (WA)_New_Food Preparation_Natural Gas_Range_E2_Baseline Forecast | Commercial | Restaurant (WA) | New | Food Preparation | Natural Gas | Range | E2 | High Efficiency | Baseline Forecast | 0 | 10499.3115 | 9780.1347 | 9878.5658 | 9894.4609 | 9707.7728 | 9553.0435 | 9364.7791 | 9227.5043 | 9094.8192 | 11058.3734 | 12296.2659 | 13431.1569 | 14310.3554 | 14926.2564 | 18109.6516 | 17698.7338 | 17511.5059 | 17284.8467 | 17413.6255 | 17772.3098 | 18361.446 | 18895.1276 | 19430.6408 | 21034.0682 | 22049.3085 | 22130.6905
Commercial_Restaurant (WA)_New_Food Preparation_Natural Gas_Range_E3_Baseline Forecast | Commercial | Restaurant (WA) | New | Food Preparation | Natural Gas | Range | E3 |  | Baseline Forecast | 0 | 0 | 0 | 0 | 0 | 0 | 0 | 0 | 0 | 0 | 0 | 0 | 0 | 0 | 0 | 0 | 0 | 0 | 0 | 0 | 0 | 0 | 0 | 0 | 0 | 0 | 0
Commercial_Restaurant (WA)_New_Food Preparation_Natural Gas_Range_E4_Baseline Forecast | Commercial | Restaurant (WA) | New | Food Preparation | Natural Gas | Range | E4 |  | Baseline Forecast | 0 | 0 | 0 | 0 | 0 | 0 | 0 | 0 | 0 | 0 | 0 | 0 | 0 | 0 | 0 | 0 | 0 | 0 | 0 | 0 | 0 | 0 | 0 | 0 | 0 | 0 | 0
Commercial_Restaurant (WA)_New_Food Preparation_Natural Gas_Range_E5_Baseline Forecast | Commercial | Restaurant (WA) | New | Food Preparation | Natural Gas | Range | E5 |  | Baseline Forecast | 0 | 0 | 0 | 0 | 0 | 0 | 0 | 0 | 0 | 0 | 0 | 0 | 0 | 0 | 0 | 0 | 0 | 0 | 0 | 0 | 0 | 0 | 0 | 0 | 0 | 0 | 0
Commercial_Restaurant (WA)_New_Food Preparation_Natural Gas_Range_E6_Baseline Forecast | Commercial | Restaurant (WA) | New | Food Preparation | Natural Gas | Range | E6 |  | Baseline Forecast | 0 | 0 | 0 | 0 | 0 | 0 | 0 | 0 | 0 | 0 | 0 | 0 | 0 | 0 | 0 | 0 | 0 | 0 | 0 | 0 | 0 | 0 | 0 | 0 | 0 | 0 | 0
Commercial_Restaurant (WA)_New_Food Preparation_Natural Gas_Range_E7_Baseline Forecast | Commercial | Restaurant (WA) | New | Food Preparation | Natural Gas | Range | E7 |  | Baseline Forecast | 0 | 0 | 0 | 0 | 0 | 0 | 0 | 0 | 0 | 0 | 0 | 0 | 0 | 0 | 0 | 0 | 0 | 0 | 0 | 0 | 0 | 0 | 0 | 0 | 0 | 0 | 0
Commercial_Restaurant (WA)_New_Food Preparation_Natural Gas_Range_E8_Baseline Forecast | Commercial | Restaurant (WA) | New | Food Preparation | Natural Gas | Range | E8 |  | Baseline Forecast | 0 | 0 | 0 | 0 | 0 | 0 | 0 | 0 | 0 | 0 | 0 | 0 | 0 | 0 | 0 | 0 | 0 | 0 | 0 | 0 | 0 | 0 | 0 | 0 | 0 | 0 | 0
Commercial_Restaurant (WA)_New_Food Preparation_Natural Gas_Range_E9_Baseline Forecast | Commercial | Restaurant (WA) | New | Food Preparation | Natural Gas | Range | E9 |  | Baseline Forecast | 0 | 0 | 0 | 0 | 0 | 0 | 0 | 0 | 0 | 0 | 0 | 0 | 0 | 0 | 0 | 0 | 0 | 0 | 0 | 0 | 0 | 0 | 0 | 0 | 0 | 0 | 0
Commercial_Restaurant (WA)_New_Food Preparation_Natural Gas_Range_E10_Baseline Forecast | Commercial | Restaurant (WA) | New | Food Preparation | Natural Gas | Range | E10 |  | Baseline Forecast | 0 | 0 | 0 | 0 | 0 | 0 | 0 | 0 | 0 | 0 | 0 | 0 | 0 | 0 | 0 | 0 | 0 | 0 | 0 | 0 | 0 | 0 | 0 | 0 | 0 | 0 | 0
Commercial_Restaurant (WA)_New_Food Preparation_Natural Gas_Steamer_E1_Baseline Forecast | Commercial | Restaurant (WA) | New | Food Preparation | Natural Gas | Steamer | E1 | Standard | Baseline Forecast | 0 | 615.3085 | 573.1614 | 578.9299 | 579.8615 | 568.9207 | 559.8528 | 548.8196 | 540.7747 | 532.9987 | 593.3781 | 631.9926 | 675.8299 | 713.6229 | 743.7034 | 768.4071 | 791.142 | 808.3118 | 821.6752 | 1028.6831 | 1015.1901 | 1028.2971 | 1035.2282 | 1040.8122 | 1049.0556 | 1059.1406 | 1032.2946
Commercial_Restaurant (WA)_New_Food Preparation_Natural Gas_Steamer_E2_Baseline Forecast | Commercial | Restaurant (WA) | New | Food Preparation | Natural Gas | Steamer | E2 | ENERGY STAR | Baseline Forecast | 0 | 615.3085 | 573.1614 | 578.9299 | 579.8615 | 568.9207 | 559.8528 | 548.8196 | 540.7747 | 532.9987 | 593.3781 | 631.9926 | 675.8299 | 713.6229 | 743.7034 | 768.4071 | 791.142 | 808.3118 | 821.6752 | 1028.6831 | 1015.1901 | 1028.2971 | 1035.2282 | 1040.8122 | 1049.0556 | 1059.1406 | 1032.2946
Commercial_Restaurant (WA)_New_Food Preparation_Natural Gas_Steamer_E3_Baseline Forecast | Commercial | Restaurant (WA) | New | Food Preparation | Natural Gas | Steamer | E3 |  | Baseline Forecast | 0 | 0 | 0 | 0 | 0 | 0 | 0 | 0 | 0 | 0 | 0 | 0 | 0 | 0 | 0 | 0 | 0 | 0 | 0 | 0 | 0 | 0 | 0 | 0 | 0 | 0 | 0
Commercial_Restaurant (WA)_New_Food Preparation_Natural Gas_Steamer_E4_Baseline Forecast | Commercial | Restaurant (WA) | New | Food Preparation | Natural Gas | Steamer | E4 |  | Baseline Forecast | 0 | 0 | 0 | 0 | 0 | 0 | 0 | 0 | 0 | 0 | 0 | 0 | 0 | 0 | 0 | 0 | 0 | 0 | 0 | 0 | 0 | 0 | 0 | 0 | 0 | 0 | 0
Commercial_Restaurant (WA)_New_Food Preparation_Natural Gas_Steamer_E5_Baseline Forecast | Commercial | Restaurant (WA) | New | Food Preparation | Natural Gas | Steamer | E5 |  | Baseline Forecast | 0 | 0 | 0 | 0 | 0 | 0 | 0 | 0 | 0 | 0 | 0 | 0 | 0 | 0 | 0 | 0 | 0 | 0 | 0 | 0 | 0 | 0 | 0 | 0 | 0 | 0 | 0
Commercial_Restaurant (WA)_New_Food Preparation_Natural Gas_Steamer_E6_Baseline Forecast | Commercial | Restaurant (WA) | New | Food Preparation | Natural Gas | Steamer | E6 |  | Baseline Forecast | 0 | 0 | 0 | 0 | 0 | 0 | 0 | 0 | 0 | 0 | 0 | 0 | 0 | 0 | 0 | 0 | 0 | 0 | 0 | 0 | 0 | 0 | 0 | 0 | 0 | 0 | 0
Commercial_Restaurant (WA)_New_Food Preparation_Natural Gas_Steamer_E7_Baseline Forecast | Commercial | Restaurant (WA) | New | Food Preparation | Natural Gas | Steamer | E7 |  | Baseline Forecast | 0 | 0 | 0 | 0 | 0 | 0 | 0 | 0 | 0 | 0 | 0 | 0 | 0 | 0 | 0 | 0 | 0 | 0 | 0 | 0 | 0 | 0 | 0 | 0 | 0 | 0 | 0
Commercial_Restaurant (WA)_New_Food Preparation_Natural Gas_Steamer_E8_Baseline Forecast | Commercial | Restaurant (WA) | New | Food Preparation | Natural Gas | Steamer | E8 |  | Baseline Forecast | 0 | 0 | 0 | 0 | 0 | 0 | 0 | 0 | 0 | 0 | 0 | 0 | 0 | 0 | 0 | 0 | 0 | 0 | 0 | 0 | 0 | 0 | 0 | 0 | 0 | 0 | 0
Commercial_Restaurant (WA)_New_Food Preparation_Natural Gas_Steamer_E9_Baseline Forecast | Commercial | Restaurant (WA) | New | Food Preparation | Natural Gas | Steamer | E9 |  | Baseline Forecast | 0 | 0 | 0 | 0 | 0 | 0 | 0 | 0 | 0 | 0 | 0 | 0 | 0 | 0 | 0 | 0 | 0 | 0 | 0 | 0 | 0 | 0 | 0 | 0 | 0 | 0 | 0
Commercial_Restaurant (WA)_New_Food Preparation_Natural Gas_Steamer_E10_Baseline Forecast | Commercial | Restaurant (WA) | New | Food Preparation | Natural Gas | Steamer | E10 |  | Baseline Forecast | 0 | 0 | 0 | 0 | 0 | 0 | 0 | 0 | 0 | 0 | 0 | 0 | 0 | 0 | 0 | 0 | 0 | 0 | 0 | 0 | 0 | 0 | 0 | 0 | 0 | 0 | 0
Commercial_Restaurant (WA)_New_Food Preparation_Natural Gas_Food Prep Other_E1_Baseline Forecast | Commercial | Restaurant (WA) | New | Food Preparation | Natural Gas | Food Prep Other | E1 | Standard | Baseline Forecast | 0 | 51.2491 | 47.7386 | 48.2191 | 48.2967 | 47.3854 | 46.6302 | 45.7112 | 45.0411 | 44.3935 | 53.978 | 60.0203 | 65.56 | 69.8515 | 72.8578 | 88.3965 | 86.3908 | 85.4769 | 84.3705 | 84.9991 | 86.7499 | 89.6256 | 92.2306 | 94.8445 | 102.6712 | 107.6267 | 108.024
Commercial_Restaurant (WA)_New_Food Preparation_Natural Gas_Food Prep Other_E2_Baseline Forecast | Commercial | Restaurant (WA) | New | Food Preparation | Natural Gas | Food Prep Other | E2 | ENERGY STAR | Baseline Forecast | 0 | 18.0064 | 16.773 | 16.9418 | 16.9691 | 16.6489 | 16.3836 | 16.0607 | 15.8253 | 15.5977 | 18.9652 | 21.0882 | 23.0346 | 24.5424 | 25.5987 | 31.0582 | 30.3535 | 30.0324 | 29.6437 | 29.8646 | 30.4797 | 31.4901 | 32.4053 | 33.3238 | 36.0737 | 37.8148 | 37.9544
Commercial_Restaurant (WA)_New_Food Preparation_Natural Gas_Food Prep Other_E3_Baseline Forecast | Commercial | Restaurant (WA) | New | Food Preparation | Natural Gas | Food Prep Other | E3 |  | Baseline Forecast | 0 | 0 | 0 | 0 | 0 | 0 | 0 | 0 | 0 | 0 | 0 | 0 | 0 | 0 | 0 | 0 | 0 | 0 | 0 | 0 | 0 | 0 | 0 | 0 | 0 | 0 | 0
Commercial_Restaurant (WA)_New_Food Preparation_Natural Gas_Food Prep Other_E4_Baseline Forecast | Commercial | Restaurant (WA) | New | Food Preparation | Natural Gas | Food Prep Other | E4 |  | Baseline Forecast | 0 | 0 | 0 | 0 | 0 | 0 | 0 | 0 | 0 | 0 | 0 | 0 | 0 | 0 | 0 | 0 | 0 | 0 | 0 | 0 | 0 | 0 | 0 | 0 | 0 | 0 | 0
Commercial_Restaurant (WA)_New_Food Preparation_Natural Gas_Food Prep Other_E5_Baseline Forecast | Commercial | Restaurant (WA) | New | Food Preparation | Natural Gas | Food Prep Other | E5 |  | Baseline Forecast | 0 | 0 | 0 | 0 | 0 | 0 | 0 | 0 | 0 | 0 | 0 | 0 | 0 | 0 | 0 | 0 | 0 | 0 | 0 | 0 | 0 | 0 | 0 | 0 | 0 | 0 | 0
Commercial_Restaurant (WA)_New_Food Preparation_Natural Gas_Food Prep Other_E6_Baseline Forecast | Commercial | Restaurant (WA) | New | Food Preparation | Natural Gas | Food Prep Other | E6 |  | Baseline Forecast | 0 | 0 | 0 | 0 | 0 | 0 | 0 | 0 | 0 | 0 | 0 | 0 | 0 | 0 | 0 | 0 | 0 | 0 | 0 | 0 | 0 | 0 | 0 | 0 | 0 | 0 | 0
Commercial_Restaurant (WA)_New_Food Preparation_Natural Gas_Food Prep Other_E7_Baseline Forecast | Commercial | Restaurant (WA) | New | Food Preparation | Natural Gas | Food Prep Other | E7 |  | Baseline Forecast | 0 | 0 | 0 | 0 | 0 | 0 | 0 | 0 | 0 | 0 | 0 | 0 | 0 | 0 | 0 | 0 | 0 | 0 | 0 | 0 | 0 | 0 | 0 | 0 | 0 | 0 | 0
Commercial_Restaurant (WA)_New_Food Preparation_Natural Gas_Food Prep Other_E8_Baseline Forecast | Commercial | Restaurant (WA) | New | Food Preparation | Natural Gas | Food Prep Other | E8 |  | Baseline Forecast | 0 | 0 | 0 | 0 | 0 | 0 | 0 | 0 | 0 | 0 | 0 | 0 | 0 | 0 | 0 | 0 | 0 | 0 | 0 | 0 | 0 | 0 | 0 | 0 | 0 | 0 | 0
Commercial_Restaurant (WA)_New_Food Preparation_Natural Gas_Food Prep Other_E9_Baseline Forecast | Commercial | Restaurant (WA) | New | Food Preparation | Natural Gas | Food Prep Other | E9 |  | Baseline Forecast | 0 | 0 | 0 | 0 | 0 | 0 | 0 | 0 | 0 | 0 | 0 | 0 | 0 | 0 | 0 | 0 | 0 | 0 | 0 | 0 | 0 | 0 | 0 | 0 | 0 | 0 | 0
Commercial_Restaurant (WA)_New_Food Preparation_Natural Gas_Food Prep Other_E10_Baseline Forecast | Commercial | Restaurant (WA) | New | Food Preparation | Natural Gas | Food Prep Other | E10 |  | Baseline Forecast | 0 | 0 | 0 | 0 | 0 | 0 | 0 | 0 | 0 | 0 | 0 | 0 | 0 | 0 | 0 | 0 | 0 | 0 | 0 | 0 | 0 | 0 | 0 | 0 | 0 | 0 | 0
Commercial_Restaurant (WA)_New_Miscellaneous_Natural Gas_Pool Heater_E1_Baseline Forecast | Commercial | Restaurant (WA) | New | Miscellaneous | Natural Gas | Pool Heater | E1 | Standard (EF .82) | Baseline Forecast | 0 | 0 | 0 | 0 | 0 | 0 | 0 | 0 | 0 | 0 | 0 | 0 | 0 | 0 | 0 | 0 | 0 | 0 | 0 | 0 | 0 | 0 | 0 | 0 | 0 | 0 | 0
Commercial_Restaurant (WA)_New_Miscellaneous_Natural Gas_Pool Heater_E2_Baseline Forecast | Commercial | Restaurant (WA) | New | Miscellaneous | Natural Gas | Pool Heater | E2 | Condensing (EF .90) | Baseline Forecast | 0 | 0 | 0 | 0 | 0 | 0 | 0 | 0 | 0 | 0 | 0 | 0 | 0 | 0 | 0 | 0 | 0 | 0 | 0 | 0 | 0 | 0 | 0 | 0 | 0 | 0 | 0
Commercial_Restaurant (WA)_New_Miscellaneous_Natural Gas_Pool Heater_E3_Baseline Forecast | Commercial | Restaurant (WA) | New | Miscellaneous | Natural Gas | Pool Heater | E3 |  | Baseline Forecast | 0 | 0 | 0 | 0 | 0 | 0 | 0 | 0 | 0 | 0 | 0 | 0 | 0 | 0 | 0 | 0 | 0 | 0 | 0 | 0 | 0 | 0 | 0 | 0 | 0 | 0 | 0
Commercial_Restaurant (WA)_New_Miscellaneous_Natural Gas_Pool Heater_E4_Baseline Forecast | Commercial | Restaurant (WA) | New | Miscellaneous | Natural Gas | Pool Heater | E4 |  | Baseline Forecast | 0 | 0 | 0 | 0 | 0 | 0 | 0 | 0 | 0 | 0 | 0 | 0 | 0 | 0 | 0 | 0 | 0 | 0 | 0 | 0 | 0 | 0 | 0 | 0 | 0 | 0 | 0
Commercial_Restaurant (WA)_New_Miscellaneous_Natural Gas_Pool Heater_E5_Baseline Forecast | Commercial | Restaurant (WA) | New | Miscellaneous | Natural Gas | Pool Heater | E5 |  | Baseline Forecast | 0 | 0 | 0 | 0 | 0 | 0 | 0 | 0 | 0 | 0 | 0 | 0 | 0 | 0 | 0 | 0 | 0 | 0 | 0 | 0 | 0 | 0 | 0 | 0 | 0 | 0 | 0
Commercial_Restaurant (WA)_New_Miscellaneous_Natural Gas_Pool Heater_E6_Baseline Forecast | Commercial | Restaurant (WA) | New | Miscellaneous | Natural Gas | Pool Heater | E6 |  | Baseline Forecast | 0 | 0 | 0 | 0 | 0 | 0 | 0 | 0 | 0 | 0 | 0 | 0 | 0 | 0 | 0 | 0 | 0 | 0 | 0 | 0 | 0 | 0 | 0 | 0 | 0 | 0 | 0
Commercial_Restaurant (WA)_New_Miscellaneous_Natural Gas_Pool Heater_E7_Baseline Forecast | Commercial | Restaurant (WA) | New | Miscellaneous | Natural Gas | Pool Heater | E7 |  | Baseline Forecast | 0 | 0 | 0 | 0 | 0 | 0 | 0 | 0 | 0 | 0 | 0 | 0 | 0 | 0 | 0 | 0 | 0 | 0 | 0 | 0 | 0 | 0 | 0 | 0 | 0 | 0 | 0
Commercial_Restaurant (WA)_New_Miscellaneous_Natural Gas_Pool Heater_E8_Baseline Forecast | Commercial | Restaurant (WA) | New | Miscellaneous | Natural Gas | Pool Heater | E8 |  | Baseline Forecast | 0 | 0 | 0 | 0 | 0 | 0 | 0 | 0 | 0 | 0 | 0 | 0 | 0 | 0 | 0 | 0 | 0 | 0 | 0 | 0 | 0 | 0 | 0 | 0 | 0 | 0 | 0
Commercial_Restaurant (WA)_New_Miscellaneous_Natural Gas_Pool Heater_E9_Baseline Forecast | Commercial | Restaurant (WA) | New | Miscellaneous | Natural Gas | Pool Heater | E9 |  | Baseline Forecast | 0 | 0 | 0 | 0 | 0 | 0 | 0 | 0 | 0 | 0 | 0 | 0 | 0 | 0 | 0 | 0 | 0 | 0 | 0 | 0 | 0 | 0 | 0 | 0 | 0 | 0 | 0
Commercial_Restaurant (WA)_New_Miscellaneous_Natural Gas_Pool Heater_E10_Baseline Forecast | Commercial | Restaurant (WA) | New | Miscellaneous | Natural Gas | Pool Heater | E10 |  | Baseline Forecast | 0 | 0 | 0 | 0 | 0 | 0 | 0 | 0 | 0 | 0 | 0 | 0 | 0 | 0 | 0 | 0 | 0 | 0 | 0 | 0 | 0 | 0 | 0 | 0 | 0 | 0 | 0
Commercial_Restaurant (WA)_New_Miscellaneous_Natural Gas_Miscellaneous_E1_Baseline Forecast | Commercial | Restaurant (WA) | New | Miscellaneous | Natural Gas | Miscellaneous | E1 | Standard | Baseline Forecast | 0 | 21858.1027 | 20360.877 | 20565.7968 | 23721.4744 | 25795.4286 | 27613.3892 | 29506.6189 | 31475.8282 | 33392.1591 | 35258.1854 | 43129.9702 | 43641.7095 | 44789.9722 | 47668.7284 | 49847.8847 | 51866.4241 | 53947.0633 | 56018.9423 | 58021.6254 | 60035.8779 | 63995.6609 | 65267.4919 | 66813.0696 | 69198.46 | 71243.6937 | 71792.9196
Commercial_Restaurant (WA)_New_Miscellaneous_Natural Gas_Miscellaneous_E2_Baseline Forecast | Commercial | Restaurant (WA) | New | Miscellaneous | Natural Gas | Miscellaneous | E2 |  | Baseline Forecast | 0 | 0 | 0 | 0 | 0 | 0 | 0 | 0 | 0 | 0 | 0 | 0 | 0 | 0 | 0 | 0 | 0 | 0 | 0 | 0 | 0 | 0 | 0 | 0 | 0 | 0 | 0
Commercial_Restaurant (WA)_New_Miscellaneous_Natural Gas_Miscellaneous_E3_Baseline Forecast | Commercial | Restaurant (WA) | New | Miscellaneous | Natural Gas | Miscellaneous | E3 |  | Baseline Forecast | 0 | 0 | 0 | 0 | 0 | 0 | 0 | 0 | 0 | 0 | 0 | 0 | 0 | 0 | 0 | 0 | 0 | 0 | 0 | 0 | 0 | 0 | 0 | 0 | 0 | 0 | 0
Commercial_Restaurant (WA)_New_Miscellaneous_Natural Gas_Miscellaneous_E4_Baseline Forecast | Commercial | Restaurant (WA) | New | Miscellaneous | Natural Gas | Miscellaneous | E4 |  | Baseline Forecast | 0 | 0 | 0 | 0 | 0 | 0 | 0 | 0 | 0 | 0 | 0 | 0 | 0 | 0 | 0 | 0 | 0 | 0 | 0 | 0 | 0 | 0 | 0 | 0 | 0 | 0 | 0
Commercial_Restaurant (WA)_New_Miscellaneous_Natural Gas_Miscellaneous_E5_Baseline Forecast | Commercial | Restaurant (WA) | New | Miscellaneous | Natural Gas | Miscellaneous | E5 |  | Baseline Forecast | 0 | 0 | 0 | 0 | 0 | 0 | 0 | 0 | 0 | 0 | 0 | 0 | 0 | 0 | 0 | 0 | 0 | 0 | 0 | 0 | 0 | 0 | 0 | 0 | 0 | 0 | 0
Commercial_Restaurant (WA)_New_Miscellaneous_Natural Gas_Miscellaneous_E6_Baseline Forecast | Commercial | Restaurant (WA) | New | Miscellaneous | Natural Gas | Miscellaneous | E6 |  | Baseline Forecast | 0 | 0 | 0 | 0 | 0 | 0 | 0 | 0 | 0 | 0 | 0 | 0 | 0 | 0 | 0 | 0 | 0 | 0 | 0 | 0 | 0 | 0 | 0 | 0 | 0 | 0 | 0
Commercial_Restaurant (WA)_New_Miscellaneous_Natural Gas_Miscellaneous_E7_Baseline Forecast | Commercial | Restaurant (WA) | New | Miscellaneous | Natural Gas | Miscellaneous | E7 |  | Baseline Forecast | 0 | 0 | 0 | 0 | 0 | 0 | 0 | 0 | 0 | 0 | 0 | 0 | 0 | 0 | 0 | 0 | 0 | 0 | 0 | 0 | 0 | 0 | 0 | 0 | 0 | 0 | 0
Commercial_Restaurant (WA)_New_Miscellaneous_Natural Gas_Miscellaneous_E8_Baseline Forecast | Commercial | Restaurant (WA) | New | Miscellaneous | Natural Gas | Miscellaneous | E8 |  | Baseline Forecast | 0 | 0 | 0 | 0 | 0 | 0 | 0 | 0 | 0 | 0 | 0 | 0 | 0 | 0 | 0 | 0 | 0 | 0 | 0 | 0 | 0 | 0 | 0 | 0 | 0 | 0 | 0
Commercial_Restaurant (WA)_New_Miscellaneous_Natural Gas_Miscellaneous_E9_Baseline Forecast | Commercial | Restaurant (WA) | New | Miscellaneous | Natural Gas | Miscellaneous | E9 |  | Baseline Forecast | 0 | 0 | 0 | 0 | 0 | 0 | 0 | 0 | 0 | 0 | 0 | 0 | 0 | 0 | 0 | 0 | 0 | 0 | 0 | 0 | 0 | 0 | 0 | 0 | 0 | 0 | 0
Commercial_Restaurant (WA)_New_Miscellaneous_Natural Gas_Miscellaneous_E10_Baseline Forecast | Commercial | Restaurant (WA) | New | Miscellaneous | Natural Gas | Miscellaneous | E10 |  | Baseline Forecast | 0 | 0 | 0 | 0 | 0 | 0 | 0 | 0 | 0 | 0 | 0 | 0 | 0 | 0 | 0 | 0 | 0 | 0 | 0 | 0 | 0 | 0 | 0 | 0 | 0 | 0 | 0
Commercial_Retail (WA)_Existing_Space Heating_Natural Gas_Furnace_E1_Baseline Forecast | Commercial | Retail (WA) | Existing | Space Heating | Natural Gas | Furnace | E1 | AFUE 80% (Standard) | Baseline Forecast | 0 | 425079.4846 | 432480.9785 | 438257.8908 | 442595.3314 | 445658.6485 | 447595.5185 | 448537.8146 | 448603.2796 | 447897.0198 | 446512.8435 | 444534.4563 | 429918.6042 | 417408.435 | 406658.1474 | 397372.5189 | 389300.0643 | 382227.0742 | 375972.4259 | 370383.069 | 365330.1011 | 360705.3595 | 356418.4638 | 446183.3298 | 433986.934 | 421925.5309 | 410131.6176
Commercial_Retail (WA)_Existing_Space Heating_Natural Gas_Furnace_E2_Baseline Forecast | Commercial | Retail (WA) | Existing | Space Heating | Natural Gas | Furnace | E2 | AFUE 90% | Baseline Forecast | 0 | 0 | 0 | 0 | 0 | 0 | 0 | 0 | 0 | 0 | 0 | 0 | 0 | 0 | 0 | 0 | 0 | 0 | 0 | 0 | 0 | 0 | 0 | 0 | 0 | 0 | 0
Commercial_Retail (WA)_Existing_Space Heating_Natural Gas_Furnace_E3_Baseline Forecast | Commercial | Retail (WA) | Existing | Space Heating | Natural Gas | Furnace | E3 | AFUE 96% | Baseline Forecast | 0 | 0 | 0 | 0 | 0 | 0 | 0 | 0 | 0 | 0 | 0 | 0 | 0 | 0 | 0 | 0 | 0 | 0 | 0 | 0 | 0 | 0 | 0 | 0 | 0 | 0 | 0
Commercial_Retail (WA)_Existing_Space Heating_Natural Gas_Furnace_E4_Baseline Forecast | Commercial | Retail (WA) | Existing | Space Heating | Natural Gas | Furnace | E4 |  | Baseline Forecast | 0 | 0 | 0 | 0 | 0 | 0 | 0 | 0 | 0 | 0 | 0 | 0 | 0 | 0 | 0 | 0 | 0 | 0 | 0 | 0 | 0 | 0 | 0 | 0 | 0 | 0 | 0
Commercial_Retail (WA)_Existing_Space Heating_Natural Gas_Furnace_E5_Baseline Forecast | Commercial | Retail (WA) | Existing | Space Heating | Natural Gas | Furnace | E5 |  | Baseline Forecast | 0 | 0 | 0 | 0 | 0 | 0 | 0 | 0 | 0 | 0 | 0 | 0 | 0 | 0 | 0 | 0 | 0 | 0 | 0 | 0 | 0 | 0 | 0 | 0 | 0 | 0 | 0
Commercial_Retail (WA)_Existing_Space Heating_Natural Gas_Furnace_E6_Baseline Forecast | Commercial | Retail (WA) | Existing | Space Heating | Natural Gas | Furnace | E6 |  | Baseline Forecast | 0 | 0 | 0 | 0 | 0 | 0 | 0 | 0 | 0 | 0 | 0 | 0 | 0 | 0 | 0 | 0 | 0 | 0 | 0 | 0 | 0 | 0 | 0 | 0 | 0 | 0 | 0
Commercial_Retail (WA)_Existing_Space Heating_Natural Gas_Furnace_E7_Baseline Forecast | Commercial | Retail (WA) | Existing | Space Heating | Natural Gas | Furnace | E7 |  | Baseline Forecast | 0 | 0 | 0 | 0 | 0 | 0 | 0 | 0 | 0 | 0 | 0 | 0 | 0 | 0 | 0 | 0 | 0 | 0 | 0 | 0 | 0 | 0 | 0 | 0 | 0 | 0 | 0
Commercial_Retail (WA)_Existing_Space Heating_Natural Gas_Furnace_E8_Baseline Forecast | Commercial | Retail (WA) | Existing | Space Heating | Natural Gas | Furnace | E8 |  | Baseline Forecast | 0 | 0 | 0 | 0 | 0 | 0 | 0 | 0 | 0 | 0 | 0 | 0 | 0 | 0 | 0 | 0 | 0 | 0 | 0 | 0 | 0 | 0 | 0 | 0 | 0 | 0 | 0
Commercial_Retail (WA)_Existing_Space Heating_Natural Gas_Furnace_E9_Baseline Forecast | Commercial | Retail (WA) | Existing | Space Heating | Natural Gas | Furnace | E9 |  | Baseline Forecast | 0 | 0 | 0 | 0 | 0 | 0 | 0 | 0 | 0 | 0 | 0 | 0 | 0 | 0 | 0 | 0 | 0 | 0 | 0 | 0 | 0 | 0 | 0 | 0 | 0 | 0 | 0
Commercial_Retail (WA)_Existing_Space Heating_Natural Gas_Furnace_E10_Baseline Forecast | Commercial | Retail (WA) | Existing | Space Heating | Natural Gas | Furnace | E10 |  | Baseline Forecast | 0 | 0 | 0 | 0 | 0 | 0 | 0 | 0 | 0 | 0 | 0 | 0 | 0 | 0 | 0 | 0 | 0 | 0 | 0 | 0 | 0 | 0 | 0 | 0 | 0 | 0 | 0
Commercial_Retail (WA)_Existing_Space Heating_Natural Gas_Boiler_E1_Baseline Forecast | Commercial | Retail (WA) | Existing | Space Heating | Natural Gas | Boiler | E1 | AFUE 80% (Standard) | Baseline Forecast | 0 | 5523.1372 | 6055.5206 | 6444.1631 | 6846.9677 | 7125.8424 | 7427.3981 | 7607.7985 | 7829.7002 | 7931.9905 | 8091.5006 | 8131.9171 | 8242.8411 | 8234.3104 | 8307.698 | 8287.0764 | 8332.0928 | 8255.4216 | 8165.4145 | 8206.7867 | 8125.7394 | 8010.6002 | 8027.487 | 7955.1447 | 7877.9375 | 7796.5807 | 7711.7108
Commercial_Retail (WA)_Existing_Space Heating_Natural Gas_Boiler_E2_Baseline Forecast | Commercial | Retail (WA) | Existing | Space Heating | Natural Gas | Boiler | E2 | AFUE 85% | Baseline Forecast | 0 | 0 | 0 | 0 | 0 | 0 | 0 | 0 | 0 | 0 | 0 | 0 | 0 | 0 | 0 | 0 | 0 | 0 | 0 | 0 | 0 | 0 | 0 | 0 | 0 | 0 | 0
Commercial_Retail (WA)_Existing_Space Heating_Natural Gas_Boiler_E3_Baseline Forecast | Commercial | Retail (WA) | Existing | Space Heating | Natural Gas | Boiler | E3 | AFUE 97% | Baseline Forecast | 0 | 1757.3618 | 1888.977 | 2071.1268 | 2156.121 | 2291.1799 | 2337.8516 | 2447.2639 | 2463.2765 | 2552.8245 | 2544.2793 | 2618.602 | 2590.3429 | 2653.1725 | 2609.0291 | 2636.797 | 2579.4685 | 2626.7251 | 2672.3175 | 2573.4061 | 2585.4625 | 2621.651 | 2517.183 | 2494.4986 | 2470.2887 | 2444.7776 | 2418.1649
Commercial_Retail (WA)_Existing_Space Heating_Natural Gas_Boiler_E4_Baseline Forecast | Commercial | Retail (WA) | Existing | Space Heating | Natural Gas | Boiler | E4 | Convert to NG Air Source Heat Pump | Baseline Forecast | 0 | 0 | 0 | 0 | 0 | 0 | 0 | 0 | 0 | 0 | 0 | 0 | 0 | 0 | 0 | 0 | 0 | 0 | 0 | 0 | 0 | 0 | 0 | 0 | 0 | 0 | 0
Commercial_Retail (WA)_Existing_Space Heating_Natural Gas_Boiler_E5_Baseline Forecast | Commercial | Retail (WA) | Existing | Space Heating | Natural Gas | Boiler | E5 |  | Baseline Forecast | 0 | 0 | 0 | 0 | 0 | 0 | 0 | 0 | 0 | 0 | 0 | 0 | 0 | 0 | 0 | 0 | 0 | 0 | 0 | 0 | 0 | 0 | 0 | 0 | 0 | 0 | 0
Commercial_Retail (WA)_Existing_Space Heating_Natural Gas_Boiler_E6_Baseline Forecast | Commercial | Retail (WA) | Existing | Space Heating | Natural Gas | Boiler | E6 |  | Baseline Forecast | 0 | 0 | 0 | 0 | 0 | 0 | 0 | 0 | 0 | 0 | 0 | 0 | 0 | 0 | 0 | 0 | 0 | 0 | 0 | 0 | 0 | 0 | 0 | 0 | 0 | 0 | 0
Commercial_Retail (WA)_Existing_Space Heating_Natural Gas_Boiler_E7_Baseline Forecast | Commercial | Retail (WA) | Existing | Space Heating | Natural Gas | Boiler | E7 |  | Baseline Forecast | 0 | 0 | 0 | 0 | 0 | 0 | 0 | 0 | 0 | 0 | 0 | 0 | 0 | 0 | 0 | 0 | 0 | 0 | 0 | 0 | 0 | 0 | 0 | 0 | 0 | 0 | 0
Commercial_Retail (WA)_Existing_Space Heating_Natural Gas_Boiler_E8_Baseline Forecast | Commercial | Retail (WA) | Existing | Space Heating | Natural Gas | Boiler | E8 |  | Baseline Forecast | 0 | 0 | 0 | 0 | 0 | 0 | 0 | 0 | 0 | 0 | 0 | 0 | 0 | 0 | 0 | 0 | 0 | 0 | 0 | 0 | 0 | 0 | 0 | 0 | 0 | 0 | 0
Commercial_Retail (WA)_Existing_Space Heating_Natural Gas_Boiler_E9_Baseline Forecast | Commercial | Retail (WA) | Existing | Space Heating | Natural Gas | Boiler | E9 |  | Baseline Forecast | 0 | 0 | 0 | 0 | 0 | 0 | 0 | 0 | 0 | 0 | 0 | 0 | 0 | 0 | 0 | 0 | 0 | 0 | 0 | 0 | 0 | 0 | 0 | 0 | 0 | 0 | 0
Commercial_Retail (WA)_Existing_Space Heating_Natural Gas_Boiler_E10_Baseline Forecast | Commercial | Retail (WA) | Existing | Space Heating | Natural Gas | Boiler | E10 |  | Baseline Forecast | 0 | 0 | 0 | 0 | 0 | 0 | 0 | 0 | 0 | 0 | 0 | 0 | 0 | 0 | 0 | 0 | 0 | 0 | 0 | 0 | 0 | 0 | 0 | 0 | 0 | 0 | 0
Commercial_Retail (WA)_Existing_Space Heating_Natural Gas_Unit Heater_E1_Baseline Forecast | Commercial | Retail (WA) | Existing | Space Heating | Natural Gas | Unit Heater | E1 | Standard | Baseline Forecast | 0 | 813.624 | 2328.7304 | 4445.6513 | 7075.8624 | 10140.7932 | 13570.7625 | 17304.0278 | 21285.934 | 25468.1534 | 29105.1479 | 32256.1505 | 34974.1139 | 37306.3739 | 39295.2429 | 40978.5405 | 42390.0685 | 37971.8925 | 34126.336 | 30835.1238 | 28075.7061 | 25822.4073 | 24047.3786 | 22721.3845 | 21814.4451 | 21296.3588 | 21087.8622
Commercial_Retail (WA)_Existing_Space Heating_Natural Gas_Unit Heater_E2_Baseline Forecast | Commercial | Retail (WA) | Existing | Space Heating | Natural Gas | Unit Heater | E2 | Condensing | Baseline Forecast | 0 | 0 | 0 | 0 | 0 | 0 | 0 | 0 | 0 | 0 | 0 | 0 | 0 | 0 | 0 | 0 | 0 | 0 | 0 | 0 | 0 | 0 | 0 | 0 | 0 | 0 | 0
Commercial_Retail (WA)_Existing_Space Heating_Natural Gas_Unit Heater_E3_Baseline Forecast | Commercial | Retail (WA) | Existing | Space Heating | Natural Gas | Unit Heater | E3 | Infrared Radiant | Baseline Forecast | 0 | 0 | 0 | 0 | 0 | 0 | 0 | 0 | 0 | 0 | 0 | 0 | 0 | 0 | 0 | 0 | 0 | 0 | 0 | 0 | 0 | 0 | 0 | 0 | 0 | 0 | 0
Commercial_Retail (WA)_Existing_Space Heating_Natural Gas_Unit Heater_E4_Baseline Forecast | Commercial | Retail (WA) | Existing | Space Heating | Natural Gas | Unit Heater | E4 |  | Baseline Forecast | 0 | 0 | 0 | 0 | 0 | 0 | 0 | 0 | 0 | 0 | 0 | 0 | 0 | 0 | 0 | 0 | 0 | 0 | 0 | 0 | 0 | 0 | 0 | 0 | 0 | 0 | 0
Commercial_Retail (WA)_Existing_Space Heating_Natural Gas_Unit Heater_E5_Baseline Forecast | Commercial | Retail (WA) | Existing | Space Heating | Natural Gas | Unit Heater | E5 |  | Baseline Forecast | 0 | 0 | 0 | 0 | 0 | 0 | 0 | 0 | 0 | 0 | 0 | 0 | 0 | 0 | 0 | 0 | 0 | 0 | 0 | 0 | 0 | 0 | 0 | 0 | 0 | 0 | 0
Commercial_Retail (WA)_Existing_Space Heating_Natural Gas_Unit Heater_E6_Baseline Forecast | Commercial | Retail (WA) | Existing | Space Heating | Natural Gas | Unit Heater | E6 |  | Baseline Forecast | 0 | 0 | 0 | 0 | 0 | 0 | 0 | 0 | 0 | 0 | 0 | 0 | 0 | 0 | 0 | 0 | 0 | 0 | 0 | 0 | 0 | 0 | 0 | 0 | 0 | 0 | 0
Commercial_Retail (WA)_Existing_Space Heating_Natural Gas_Unit Heater_E7_Baseline Forecast | Commercial | Retail (WA) | Existing | Space Heating | Natural Gas | Unit Heater | E7 |  | Baseline Forecast | 0 | 0 | 0 | 0 | 0 | 0 | 0 | 0 | 0 | 0 | 0 | 0 | 0 | 0 | 0 | 0 | 0 | 0 | 0 | 0 | 0 | 0 | 0 | 0 | 0 | 0 | 0
Commercial_Retail (WA)_Existing_Space Heating_Natural Gas_Unit Heater_E8_Baseline Forecast | Commercial | Retail (WA) | Existing | Space Heating | Natural Gas | Unit Heater | E8 |  | Baseline Forecast | 0 | 0 | 0 | 0 | 0 | 0 | 0 | 0 | 0 | 0 | 0 | 0 | 0 | 0 | 0 | 0 | 0 | 0 | 0 | 0 | 0 | 0 | 0 | 0 | 0 | 0 | 0
Commercial_Retail (WA)_Existing_Space Heating_Natural Gas_Unit Heater_E9_Baseline Forecast | Commercial | Retail (WA) | Existing | Space Heating | Natural Gas | Unit Heater | E9 |  | Baseline Forecast | 0 | 0 | 0 | 0 | 0 | 0 | 0 | 0 | 0 | 0 | 0 | 0 | 0 | 0 | 0 | 0 | 0 | 0 | 0 | 0 | 0 | 0 | 0 | 0 | 0 | 0 | 0
Commercial_Retail (WA)_Existing_Space Heating_Natural Gas_Unit Heater_E10_Baseline Forecast | Commercial | Retail (WA) | Existing | Space Heating | Natural Gas | Unit Heater | E10 |  | Baseline Forecast | 0 | 0 | 0 | 0 | 0 | 0 | 0 | 0 | 0 | 0 | 0 | 0 | 0 | 0 | 0 | 0 | 0 | 0 | 0 | 0 | 0 | 0 | 0 | 0 | 0 | 0 | 0
Commercial_Retail (WA)_Existing_Water Heating_Natural Gas_Water Heater_E1_Baseline Forecast | Commercial | Retail (WA) | Existing | Water Heating | Natural Gas | Water Heater | E1 | TE 0.80 | Baseline Forecast | 0 | 95244.2201 | 103930.7164 | 111397.8793 | 117779.3116 | 123194.4329 | 127749.9778 | 131541.3369 | 134653.7552 | 137163.4046 | 139138.3429 | 140639.3715 | 133032.263 | 126888.597 | 121961.1816 | 118039.078 | 114942.6948 | 112519.5142 | 110640.3718 | 109196.2194 | 108095.312 | 107260.7639 | 106628.4285 | 126705.5473 | 125252.7366 | 123338.2618 | 121112.671
Commercial_Retail (WA)_Existing_Water Heating_Natural Gas_Water Heater_E2_Baseline Forecast | Commercial | Retail (WA) | Existing | Water Heating | Natural Gas | Water Heater | E2 | TE 0.90 | Baseline Forecast | 0 | 0 | 0 | 0 | 0 | 0 | 0 | 0 | 0 | 0 | 0 | 0 | 0 | 0 | 0 | 0 | 0 | 0 | 0 | 0 | 0 | 0 | 0 | 0 | 0 | 0 | 0
Commercial_Retail (WA)_Existing_Water Heating_Natural Gas_Water Heater_E3_Baseline Forecast | Commercial | Retail (WA) | Existing | Water Heating | Natural Gas | Water Heater | E3 | TE 0.94 | Baseline Forecast | 0 | 107403.0567 | 117198.4674 | 125618.8852 | 132814.9684 | 138921.3818 | 144058.4856 | 148333.848 | 151843.5963 | 154673.6265 | 156900.6846 | 158593.3338 | 150015.105 | 143087.1413 | 137530.6942 | 133107.8965 | 129616.2303 | 126883.7075 | 124764.6746 | 123136.1623 | 121894.7135 | 120953.6274 | 120240.5684 | 142880.7236 | 141242.4476 | 139083.5718 | 136573.863
Commercial_Retail (WA)_Existing_Water Heating_Natural Gas_Water Heater_E4_Baseline Forecast | Commercial | Retail (WA) | Existing | Water Heating | Natural Gas | Water Heater | E4 | Instantaneous TE 0.94 | Baseline Forecast | 0 | 0 | 0 | 0 | 0 | 0 | 0 | 0 | 0 | 0 | 0 | 0 | 0 | 0 | 0 | 0 | 0 | 0 | 0 | 0 | 0 | 0 | 0 | 0 | 0 | 0 | 0
Commercial_Retail (WA)_Existing_Water Heating_Natural Gas_Water Heater_E5_Baseline Forecast | Commercial | Retail (WA) | Existing | Water Heating | Natural Gas | Water Heater | E5 | Gas-Fired Absorption HPWH | Baseline Forecast | 0 | 0 | 0 | 0 | 0 | 0 | 0 | 0 | 0 | 0 | 0 | 0 | 0 | 0 | 0 | 0 | 0 | 0 | 0 | 0 | 0 | 0 | 0 | 0 | 0 | 0 | 0
Commercial_Retail (WA)_Existing_Water Heating_Natural Gas_Water Heater_E6_Baseline Forecast | Commercial | Retail (WA) | Existing | Water Heating | Natural Gas | Water Heater | E6 |  | Baseline Forecast | 0 | 0 | 0 | 0 | 0 | 0 | 0 | 0 | 0 | 0 | 0 | 0 | 0 | 0 | 0 | 0 | 0 | 0 | 0 | 0 | 0 | 0 | 0 | 0 | 0 | 0 | 0
Commercial_Retail (WA)_Existing_Water Heating_Natural Gas_Water Heater_E7_Baseline Forecast | Commercial | Retail (WA) | Existing | Water Heating | Natural Gas | Water Heater | E7 |  | Baseline Forecast | 0 | 0 | 0 | 0 | 0 | 0 | 0 | 0 | 0 | 0 | 0 | 0 | 0 | 0 | 0 | 0 | 0 | 0 | 0 | 0 | 0 | 0 | 0 | 0 | 0 | 0 | 0
Commercial_Retail (WA)_Existing_Water Heating_Natural Gas_Water Heater_E8_Baseline Forecast | Commercial | Retail (WA) | Existing | Water Heating | Natural Gas | Water Heater | E8 |  | Baseline Forecast | 0 | 0 | 0 | 0 | 0 | 0 | 0 | 0 | 0 | 0 | 0 | 0 | 0 | 0 | 0 | 0 | 0 | 0 | 0 | 0 | 0 | 0 | 0 | 0 | 0 | 0 | 0
Commercial_Retail (WA)_Existing_Water Heating_Natural Gas_Water Heater_E9_Baseline Forecast | Commercial | Retail (WA) | Existing | Water Heating | Natural Gas | Water Heater | E9 |  | Baseline Forecast | 0 | 0 | 0 | 0 | 0 | 0 | 0 | 0 | 0 | 0 | 0 | 0 | 0 | 0 | 0 | 0 | 0 | 0 | 0 | 0 | 0 | 0 | 0 | 0 | 0 | 0 | 0
Commercial_Retail (WA)_Existing_Water Heating_Natural Gas_Water Heater_E10_Baseline Forecast | Commercial | Retail (WA) | Existing | Water Heating | Natural Gas | Water Heater | E10 |  | Baseline Forecast | 0 | 0 | 0 | 0 | 0 | 0 | 0 | 0 | 0 | 0 | 0 | 0 | 0 | 0 | 0 | 0 | 0 | 0 | 0 | 0 | 0 | 0 | 0 | 0 | 0 | 0 | 0
Commercial_Retail (WA)_Existing_Food Preparation_Natural Gas_Oven_E1_Baseline Forecast | Commercial | Retail (WA) | Existing | Food Preparation | Natural Gas | Oven | E1 | Standard | Baseline Forecast | 0 | 3373.3865 | 4314.6702 | 5028.7856 | 5564.5293 | 5960.3019 | 6246.3217 | 6446.3665 | 6579.1452 | 6659.3769 | 5824.4008 | 5329.8212 | 5063.9183 | 4947.1885 | 4923.6892 | 5658.8807 | 5775.7119 | 5846.3528 | 5880.9813 | 5736.5587 | 5515.8539 | 5279.2112 | 5059.4131 | 4871.8274 | 4660.3995 | 4582.4243 | 4579.3312
Commercial_Retail (WA)_Existing_Food Preparation_Natural Gas_Oven_E2_Baseline Forecast | Commercial | Retail (WA) | Existing | Food Preparation | Natural Gas | Oven | E2 | ENERGY STAR (>42% Baking Efficiency) | Baseline Forecast | 0 | 4854.3855 | 6208.9157 | 7236.5451 | 8007.4933 | 8577.0198 | 8988.6093 | 9276.4786 | 9467.5504 | 9583.0059 | 8381.4548 | 7669.7427 | 7287.1019 | 7119.1249 | 7085.3089 | 8143.2673 | 8311.3903 | 8413.0443 | 8462.8756 | 8255.0479 | 7937.4483 | 7596.9136 | 7280.6188 | 7010.6785 | 6706.4285 | 6594.2203 | 6589.7692
Commercial_Retail (WA)_Existing_Food Preparation_Natural Gas_Oven_E3_Baseline Forecast | Commercial | Retail (WA) | Existing | Food Preparation | Natural Gas | Oven | E3 |  | Baseline Forecast | 0 | 0 | 0 | 0 | 0 | 0 | 0 | 0 | 0 | 0 | 0 | 0 | 0 | 0 | 0 | 0 | 0 | 0 | 0 | 0 | 0 | 0 | 0 | 0 | 0 | 0 | 0
Commercial_Retail (WA)_Existing_Food Preparation_Natural Gas_Oven_E4_Baseline Forecast | Commercial | Retail (WA) | Existing | Food Preparation | Natural Gas | Oven | E4 |  | Baseline Forecast | 0 | 0 | 0 | 0 | 0 | 0 | 0 | 0 | 0 | 0 | 0 | 0 | 0 | 0 | 0 | 0 | 0 | 0 | 0 | 0 | 0 | 0 | 0 | 0 | 0 | 0 | 0
Commercial_Retail (WA)_Existing_Food Preparation_Natural Gas_Oven_E5_Baseline Forecast | Commercial | Retail (WA) | Existing | Food Preparation | Natural Gas | Oven | E5 |  | Baseline Forecast | 0 | 0 | 0 | 0 | 0 | 0 | 0 | 0 | 0 | 0 | 0 | 0 | 0 | 0 | 0 | 0 | 0 | 0 | 0 | 0 | 0 | 0 | 0 | 0 | 0 | 0 | 0
Commercial_Retail (WA)_Existing_Food Preparation_Natural Gas_Oven_E6_Baseline Forecast | Commercial | Retail (WA) | Existing | Food Preparation | Natural Gas | Oven | E6 |  | Baseline Forecast | 0 | 0 | 0 | 0 | 0 | 0 | 0 | 0 | 0 | 0 | 0 | 0 | 0 | 0 | 0 | 0 | 0 | 0 | 0 | 0 | 0 | 0 | 0 | 0 | 0 | 0 | 0
Commercial_Retail (WA)_Existing_Food Preparation_Natural Gas_Oven_E7_Baseline Forecast | Commercial | Retail (WA) | Existing | Food Preparation | Natural Gas | Oven | E7 |  | Baseline Forecast | 0 | 0 | 0 | 0 | 0 | 0 | 0 | 0 | 0 | 0 | 0 | 0 | 0 | 0 | 0 | 0 | 0 | 0 | 0 | 0 | 0 | 0 | 0 | 0 | 0 | 0 | 0
Commercial_Retail (WA)_Existing_Food Preparation_Natural Gas_Oven_E8_Baseline Forecast | Commercial | Retail (WA) | Existing | Food Preparation | Natural Gas | Oven | E8 |  | Baseline Forecast | 0 | 0 | 0 | 0 | 0 | 0 | 0 | 0 | 0 | 0 | 0 | 0 | 0 | 0 | 0 | 0 | 0 | 0 | 0 | 0 | 0 | 0 | 0 | 0 | 0 | 0 | 0
Commercial_Retail (WA)_Existing_Food Preparation_Natural Gas_Oven_E9_Baseline Forecast | Commercial | Retail (WA) | Existing | Food Preparation | Natural Gas | Oven | E9 |  | Baseline Forecast | 0 | 0 | 0 | 0 | 0 | 0 | 0 | 0 | 0 | 0 | 0 | 0 | 0 | 0 | 0 | 0 | 0 | 0 | 0 | 0 | 0 | 0 | 0 | 0 | 0 | 0 | 0
Commercial_Retail (WA)_Existing_Food Preparation_Natural Gas_Oven_E10_Baseline Forecast | Commercial | Retail (WA) | Existing | Food Preparation | Natural Gas | Oven | E10 |  | Baseline Forecast | 0 | 0 | 0 | 0 | 0 | 0 | 0 | 0 | 0 | 0 | 0 | 0 | 0 | 0 | 0 | 0 | 0 | 0 | 0 | 0 | 0 | 0 | 0 | 0 | 0 | 0 | 0
Commercial_Retail (WA)_Existing_Food Preparation_Natural Gas_Conveyor Oven_E1_Baseline Forecast | Commercial | Retail (WA) | Existing | Food Preparation | Natural Gas | Conveyor Oven | E1 | Standard | Baseline Forecast | 0 | 0 | 0 | 0 | 0 | 158.0479 | 435.3964 | 801.6712 | 1233.0852 | 1711.0339 | 2075.2826 | 2350.231 | 2555.081 | 2704.9433 | 2811.7083 | 2884.7321 | 2931.3759 | 2307.2765 | 1816.0499 | 1429.407 | 1125.0816 | 909.9166 | 783.3238 | 740.1568 | 772.6975 | 872.0023 | 1035.7726
Commercial_Retail (WA)_Existing_Food Preparation_Natural Gas_Conveyor Oven_E2_Baseline Forecast | Commercial | Retail (WA) | Existing | Food Preparation | Natural Gas | Conveyor Oven | E2 | ENERGY STAR (>42% Baking Efficiency) | Baseline Forecast | 0 | 0 | 0 | 0 | 0 | 227.4348 | 626.5461 | 1153.6244 | 1774.4396 | 2462.2195 | 2986.3822 | 3382.0397 | 3676.8239 | 3892.4793 | 4046.1168 | 4151.1998 | 4218.3214 | 3320.2272 | 2613.3401 | 2056.9516 | 1619.0199 | 1309.3923 | 1127.222 | 1065.1037 | 1111.9305 | 1254.8326 | 1490.502
Commercial_Retail (WA)_Existing_Food Preparation_Natural Gas_Conveyor Oven_E3_Baseline Forecast | Commercial | Retail (WA) | Existing | Food Preparation | Natural Gas | Conveyor Oven | E3 |  | Baseline Forecast | 0 | 0 | 0 | 0 | 0 | 0 | 0 | 0 | 0 | 0 | 0 | 0 | 0 | 0 | 0 | 0 | 0 | 0 | 0 | 0 | 0 | 0 | 0 | 0 | 0 | 0 | 0
Commercial_Retail (WA)_Existing_Food Preparation_Natural Gas_Conveyor Oven_E4_Baseline Forecast | Commercial | Retail (WA) | Existing | Food Preparation | Natural Gas | Conveyor Oven | E4 |  | Baseline Forecast | 0 | 0 | 0 | 0 | 0 | 0 | 0 | 0 | 0 | 0 | 0 | 0 | 0 | 0 | 0 | 0 | 0 | 0 | 0 | 0 | 0 | 0 | 0 | 0 | 0 | 0 | 0
Commercial_Retail (WA)_Existing_Food Preparation_Natural Gas_Conveyor Oven_E5_Baseline Forecast | Commercial | Retail (WA) | Existing | Food Preparation | Natural Gas | Conveyor Oven | E5 |  | Baseline Forecast | 0 | 0 | 0 | 0 | 0 | 0 | 0 | 0 | 0 | 0 | 0 | 0 | 0 | 0 | 0 | 0 | 0 | 0 | 0 | 0 | 0 | 0 | 0 | 0 | 0 | 0 | 0
Commercial_Retail (WA)_Existing_Food Preparation_Natural Gas_Conveyor Oven_E6_Baseline Forecast | Commercial | Retail (WA) | Existing | Food Preparation | Natural Gas | Conveyor Oven | E6 |  | Baseline Forecast | 0 | 0 | 0 | 0 | 0 | 0 | 0 | 0 | 0 | 0 | 0 | 0 | 0 | 0 | 0 | 0 | 0 | 0 | 0 | 0 | 0 | 0 | 0 | 0 | 0 | 0 | 0
Commercial_Retail (WA)_Existing_Food Preparation_Natural Gas_Conveyor Oven_E7_Baseline Forecast | Commercial | Retail (WA) | Existing | Food Preparation | Natural Gas | Conveyor Oven | E7 |  | Baseline Forecast | 0 | 0 | 0 | 0 | 0 | 0 | 0 | 0 | 0 | 0 | 0 | 0 | 0 | 0 | 0 | 0 | 0 | 0 | 0 | 0 | 0 | 0 | 0 | 0 | 0 | 0 | 0
Commercial_Retail (WA)_Existing_Food Preparation_Natural Gas_Conveyor Oven_E8_Baseline Forecast | Commercial | Retail (WA) | Existing | Food Preparation | Natural Gas | Conveyor Oven | E8 |  | Baseline Forecast | 0 | 0 | 0 | 0 | 0 | 0 | 0 | 0 | 0 | 0 | 0 | 0 | 0 | 0 | 0 | 0 | 0 | 0 | 0 | 0 | 0 | 0 | 0 | 0 | 0 | 0 | 0
Commercial_Retail (WA)_Existing_Food Preparation_Natural Gas_Conveyor Oven_E9_Baseline Forecast | Commercial | Retail (WA) | Existing | Food Preparation | Natural Gas | Conveyor Oven | E9 |  | Baseline Forecast | 0 | 0 | 0 | 0 | 0 | 0 | 0 | 0 | 0 | 0 | 0 | 0 | 0 | 0 | 0 | 0 | 0 | 0 | 0 | 0 | 0 | 0 | 0 | 0 | 0 | 0 | 0
Commercial_Retail (WA)_Existing_Food Preparation_Natural Gas_Conveyor Oven_E10_Baseline Forecast | Commercial | Retail (WA) | Existing | Food Preparation | Natural Gas | Conveyor Oven | E10 |  | Baseline Forecast | 0 | 0 | 0 | 0 | 0 | 0 | 0 | 0 | 0 | 0 | 0 | 0 | 0 | 0 | 0 | 0 | 0 | 0 | 0 | 0 | 0 | 0 | 0 | 0 | 0 | 0 | 0
Commercial_Retail (WA)_Existing_Food Preparation_Natural Gas_Double Rack Oven_E1_Baseline Forecast | Commercial | Retail (WA) | Existing | Food Preparation | Natural Gas | Double Rack Oven | E1 | Standard | Baseline Forecast | 0 | 937.0518 | 1280.4696 | 1573.3712 | 1822.2139 | 2032.6427 | 2209.5926 | 2357.3776 | 2479.769 | 2580.0627 | 2346.3413 | 2174.9025 | 2053.0844 | 1970.4332 | 1918.3483 | 1889.7818 | 1878.9839 | 1881.2883 | 1892.9303 | 2096.0183 | 2124.2264 | 2126.8672 | 2112.2041 | 2086.4758 | 2054.3194 | 2019.1141 | 1983.2586
Commercial_Retail (WA)_Existing_Food Preparation_Natural Gas_Double Rack Oven_E2_Baseline Forecast | Commercial | Retail (WA) | Existing | Food Preparation | Natural Gas | Double Rack Oven | E2 | FTSC Qualified (>50% Cooking Efficiency) | Baseline Forecast | 0 | 1348.4404 | 1842.6269 | 2264.1196 | 2622.2102 | 2925.0224 | 3179.6576 | 3392.3239 | 3568.448 | 3712.7731 | 3376.4423 | 3129.7378 | 2954.4386 | 2835.5015 | 2760.55 | 2719.4421 | 2703.9037 | 2707.2198 | 2723.9728 | 3016.2214 | 3056.8136 | 3060.6138 | 3039.5133 | 3002.4896 | 2956.2157 | 2905.5545 | 2853.9576
Commercial_Retail (WA)_Existing_Food Preparation_Natural Gas_Double Rack Oven_E3_Baseline Forecast | Commercial | Retail (WA) | Existing | Food Preparation | Natural Gas | Double Rack Oven | E3 |  | Baseline Forecast | 0 | 0 | 0 | 0 | 0 | 0 | 0 | 0 | 0 | 0 | 0 | 0 | 0 | 0 | 0 | 0 | 0 | 0 | 0 | 0 | 0 | 0 | 0 | 0 | 0 | 0 | 0
Commercial_Retail (WA)_Existing_Food Preparation_Natural Gas_Double Rack Oven_E4_Baseline Forecast | Commercial | Retail (WA) | Existing | Food Preparation | Natural Gas | Double Rack Oven | E4 |  | Baseline Forecast | 0 | 0 | 0 | 0 | 0 | 0 | 0 | 0 | 0 | 0 | 0 | 0 | 0 | 0 | 0 | 0 | 0 | 0 | 0 | 0 | 0 | 0 | 0 | 0 | 0 | 0 | 0
Commercial_Retail (WA)_Existing_Food Preparation_Natural Gas_Double Rack Oven_E5_Baseline Forecast | Commercial | Retail (WA) | Existing | Food Preparation | Natural Gas | Double Rack Oven | E5 |  | Baseline Forecast | 0 | 0 | 0 | 0 | 0 | 0 | 0 | 0 | 0 | 0 | 0 | 0 | 0 | 0 | 0 | 0 | 0 | 0 | 0 | 0 | 0 | 0 | 0 | 0 | 0 | 0 | 0
Commercial_Retail (WA)_Existing_Food Preparation_Natural Gas_Double Rack Oven_E6_Baseline Forecast | Commercial | Retail (WA) | Existing | Food Preparation | Natural Gas | Double Rack Oven | E6 |  | Baseline Forecast | 0 | 0 | 0 | 0 | 0 | 0 | 0 | 0 | 0 | 0 | 0 | 0 | 0 | 0 | 0 | 0 | 0 | 0 | 0 | 0 | 0 | 0 | 0 | 0 | 0 | 0 | 0
Commercial_Retail (WA)_Existing_Food Preparation_Natural Gas_Double Rack Oven_E7_Baseline Forecast | Commercial | Retail (WA) | Existing | Food Preparation | Natural Gas | Double Rack Oven | E7 |  | Baseline Forecast | 0 | 0 | 0 | 0 | 0 | 0 | 0 | 0 | 0 | 0 | 0 | 0 | 0 | 0 | 0 | 0 | 0 | 0 | 0 | 0 | 0 | 0 | 0 | 0 | 0 | 0 | 0
Commercial_Retail (WA)_Existing_Food Preparation_Natural Gas_Double Rack Oven_E8_Baseline Forecast | Commercial | Retail (WA) | Existing | Food Preparation | Natural Gas | Double Rack Oven | E8 |  | Baseline Forecast | 0 | 0 | 0 | 0 | 0 | 0 | 0 | 0 | 0 | 0 | 0 | 0 | 0 | 0 | 0 | 0 | 0 | 0 | 0 | 0 | 0 | 0 | 0 | 0 | 0 | 0 | 0
Commercial_Retail (WA)_Existing_Food Preparation_Natural Gas_Double Rack Oven_E9_Baseline Forecast | Commercial | Retail (WA) | Existing | Food Preparation | Natural Gas | Double Rack Oven | E9 |  | Baseline Forecast | 0 | 0 | 0 | 0 | 0 | 0 | 0 | 0 | 0 | 0 | 0 | 0 | 0 | 0 | 0 | 0 | 0 | 0 | 0 | 0 | 0 | 0 | 0 | 0 | 0 | 0 | 0
Commercial_Retail (WA)_Existing_Food Preparation_Natural Gas_Double Rack Oven_E10_Baseline Forecast | Commercial | Retail (WA) | Existing | Food Preparation | Natural Gas | Double Rack Oven | E10 |  | Baseline Forecast | 0 | 0 | 0 | 0 | 0 | 0 | 0 | 0 | 0 | 0 | 0 | 0 | 0 | 0 | 0 | 0 | 0 | 0 | 0 | 0 | 0 | 0 | 0 | 0 | 0 | 0 | 0
Commercial_Retail (WA)_Existing_Food Preparation_Natural Gas_Fryer_E1_Baseline Forecast | Commercial | Retail (WA) | Existing | Food Preparation | Natural Gas | Fryer | E1 | Standard | Baseline Forecast | 0 | 9225.0777 | 10066.4265 | 10789.6741 | 11407.7611 | 11932.2539 | 12373.4908 | 12740.7108 | 13042.1705 | 13285.2479 | 13476.5346 | 13621.9199 | 12885.1175 | 12290.0599 | 11812.8048 | 11432.9213 | 11133.0146 | 10898.3124 | 10716.3042 | 10576.4278 | 10469.7971 | 10388.9652 | 10327.719 | 12272.3303 | 12131.6152 | 11946.1848 | 11730.6206
Commercial_Retail (WA)_Existing_Food Preparation_Natural Gas_Fryer_E2_Baseline Forecast | Commercial | Retail (WA) | Existing | Food Preparation | Natural Gas | Fryer | E2 | ENERGY STAR | Baseline Forecast | 0 | 3241.2435 | 3536.8525 | 3790.9666 | 4008.1323 | 4192.4135 | 4347.4427 | 4476.4659 | 4582.3842 | 4667.7898 | 4734.9987 | 4786.08 | 4527.2035 | 4318.1292 | 4150.4449 | 4016.9723 | 3911.5997 | 3829.1368 | 3765.1879 | 3716.0422 | 3678.5774 | 3650.177 | 3628.658 | 4311.8998 | 4262.4594 | 4197.3082 | 4121.5694
Commercial_Retail (WA)_Existing_Food Preparation_Natural Gas_Fryer_E3_Baseline Forecast | Commercial | Retail (WA) | Existing | Food Preparation | Natural Gas | Fryer | E3 |  | Baseline Forecast | 0 | 0 | 0 | 0 | 0 | 0 | 0 | 0 | 0 | 0 | 0 | 0 | 0 | 0 | 0 | 0 | 0 | 0 | 0 | 0 | 0 | 0 | 0 | 0 | 0 | 0 | 0
Commercial_Retail (WA)_Existing_Food Preparation_Natural Gas_Fryer_E4_Baseline Forecast | Commercial | Retail (WA) | Existing | Food Preparation | Natural Gas | Fryer | E4 |  | Baseline Forecast | 0 | 0 | 0 | 0 | 0 | 0 | 0 | 0 | 0 | 0 | 0 | 0 | 0 | 0 | 0 | 0 | 0 | 0 | 0 | 0 | 0 | 0 | 0 | 0 | 0 | 0 | 0
Commercial_Retail (WA)_Existing_Food Preparation_Natural Gas_Fryer_E5_Baseline Forecast | Commercial | Retail (WA) | Existing | Food Preparation | Natural Gas | Fryer | E5 |  | Baseline Forecast | 0 | 0 | 0 | 0 | 0 | 0 | 0 | 0 | 0 | 0 | 0 | 0 | 0 | 0 | 0 | 0 | 0 | 0 | 0 | 0 | 0 | 0 | 0 | 0 | 0 | 0 | 0
Commercial_Retail (WA)_Existing_Food Preparation_Natural Gas_Fryer_E6_Baseline Forecast | Commercial | Retail (WA) | Existing | Food Preparation | Natural Gas | Fryer | E6 |  | Baseline Forecast | 0 | 0 | 0 | 0 | 0 | 0 | 0 | 0 | 0 | 0 | 0 | 0 | 0 | 0 | 0 | 0 | 0 | 0 | 0 | 0 | 0 | 0 | 0 | 0 | 0 | 0 | 0
Commercial_Retail (WA)_Existing_Food Preparation_Natural Gas_Fryer_E7_Baseline Forecast | Commercial | Retail (WA) | Existing | Food Preparation | Natural Gas | Fryer | E7 |  | Baseline Forecast | 0 | 0 | 0 | 0 | 0 | 0 | 0 | 0 | 0 | 0 | 0 | 0 | 0 | 0 | 0 | 0 | 0 | 0 | 0 | 0 | 0 | 0 | 0 | 0 | 0 | 0 | 0
Commercial_Retail (WA)_Existing_Food Preparation_Natural Gas_Fryer_E8_Baseline Forecast | Commercial | Retail (WA) | Existing | Food Preparation | Natural Gas | Fryer | E8 |  | Baseline Forecast | 0 | 0 | 0 | 0 | 0 | 0 | 0 | 0 | 0 | 0 | 0 | 0 | 0 | 0 | 0 | 0 | 0 | 0 | 0 | 0 | 0 | 0 | 0 | 0 | 0 | 0 | 0
Commercial_Retail (WA)_Existing_Food Preparation_Natural Gas_Fryer_E9_Baseline Forecast | Commercial | Retail (WA) | Existing | Food Preparation | Natural Gas | Fryer | E9 |  | Baseline Forecast | 0 | 0 | 0 | 0 | 0 | 0 | 0 | 0 | 0 | 0 | 0 | 0 | 0 | 0 | 0 | 0 | 0 | 0 | 0 | 0 | 0 | 0 | 0 | 0 | 0 | 0 | 0
Commercial_Retail (WA)_Existing_Food Preparation_Natural Gas_Fryer_E10_Baseline Forecast | Commercial | Retail (WA) | Existing | Food Preparation | Natural Gas | Fryer | E10 |  | Baseline Forecast | 0 | 0 | 0 | 0 | 0 | 0 | 0 | 0 | 0 | 0 | 0 | 0 | 0 | 0 | 0 | 0 | 0 | 0 | 0 | 0 | 0 | 0 | 0 | 0 | 0 | 0 | 0
Commercial_Retail (WA)_Existing_Food Preparation_Natural Gas_Broiler_E1_Baseline Forecast | Commercial | Retail (WA) | Existing | Food Preparation | Natural Gas | Broiler | E1 | Standard | Baseline Forecast | 0 | 0 | 0 | 0 | 0 | 0 | 0 | 0 | 0 | 0 | 0 | 0 | 0 | 0 | 0 | 0 | 0 | 0 | 0 | 0 | 0 | 0 | 0 | 0 | 0 | 0 | 0
Commercial_Retail (WA)_Existing_Food Preparation_Natural Gas_Broiler_E2_Baseline Forecast | Commercial | Retail (WA) | Existing | Food Preparation | Natural Gas | Broiler | E2 | Infrared Burners | Baseline Forecast | 0 | 0 | 0 | 0 | 0 | 0 | 0 | 0 | 0 | 0 | 0 | 0 | 0 | 0 | 0 | 0 | 0 | 0 | 0 | 0 | 0 | 0 | 0 | 0 | 0 | 0 | 0
Commercial_Retail (WA)_Existing_Food Preparation_Natural Gas_Broiler_E3_Baseline Forecast | Commercial | Retail (WA) | Existing | Food Preparation | Natural Gas | Broiler | E3 |  | Baseline Forecast | 0 | 0 | 0 | 0 | 0 | 0 | 0 | 0 | 0 | 0 | 0 | 0 | 0 | 0 | 0 | 0 | 0 | 0 | 0 | 0 | 0 | 0 | 0 | 0 | 0 | 0 | 0
Commercial_Retail (WA)_Existing_Food Preparation_Natural Gas_Broiler_E4_Baseline Forecast | Commercial | Retail (WA) | Existing | Food Preparation | Natural Gas | Broiler | E4 |  | Baseline Forecast | 0 | 0 | 0 | 0 | 0 | 0 | 0 | 0 | 0 | 0 | 0 | 0 | 0 | 0 | 0 | 0 | 0 | 0 | 0 | 0 | 0 | 0 | 0 | 0 | 0 | 0 | 0
Commercial_Retail (WA)_Existing_Food Preparation_Natural Gas_Broiler_E5_Baseline Forecast | Commercial | Retail (WA) | Existing | Food Preparation | Natural Gas | Broiler | E5 |  | Baseline Forecast | 0 | 0 | 0 | 0 | 0 | 0 | 0 | 0 | 0 | 0 | 0 | 0 | 0 | 0 | 0 | 0 | 0 | 0 | 0 | 0 | 0 | 0 | 0 | 0 | 0 | 0 | 0
Commercial_Retail (WA)_Existing_Food Preparation_Natural Gas_Broiler_E6_Baseline Forecast | Commercial | Retail (WA) | Existing | Food Preparation | Natural Gas | Broiler | E6 |  | Baseline Forecast | 0 | 0 | 0 | 0 | 0 | 0 | 0 | 0 | 0 | 0 | 0 | 0 | 0 | 0 | 0 | 0 | 0 | 0 | 0 | 0 | 0 | 0 | 0 | 0 | 0 | 0 | 0
Commercial_Retail (WA)_Existing_Food Preparation_Natural Gas_Broiler_E7_Baseline Forecast | Commercial | Retail (WA) | Existing | Food Preparation | Natural Gas | Broiler | E7 |  | Baseline Forecast | 0 | 0 | 0 | 0 | 0 | 0 | 0 | 0 | 0 | 0 | 0 | 0 | 0 | 0 | 0 | 0 | 0 | 0 | 0 | 0 | 0 | 0 | 0 | 0 | 0 | 0 | 0
Commercial_Retail (WA)_Existing_Food Preparation_Natural Gas_Broiler_E8_Baseline Forecast | Commercial | Retail (WA) | Existing | Food Preparation | Natural Gas | Broiler | E8 |  | Baseline Forecast | 0 | 0 | 0 | 0 | 0 | 0 | 0 | 0 | 0 | 0 | 0 | 0 | 0 | 0 | 0 | 0 | 0 | 0 | 0 | 0 | 0 | 0 | 0 | 0 | 0 | 0 | 0
Commercial_Retail (WA)_Existing_Food Preparation_Natural Gas_Broiler_E9_Baseline Forecast | Commercial | Retail (WA) | Existing | Food Preparation | Natural Gas | Broiler | E9 |  | Baseline Forecast | 0 | 0 | 0 | 0 | 0 | 0 | 0 | 0 | 0 | 0 | 0 | 0 | 0 | 0 | 0 | 0 | 0 | 0 | 0 | 0 | 0 | 0 | 0 | 0 | 0 | 0 | 0
Commercial_Retail (WA)_Existing_Food Preparation_Natural Gas_Broiler_E10_Baseline Forecast | Commercial | Retail (WA) | Existing | Food Preparation | Natural Gas | Broiler | E10 |  | Baseline Forecast | 0 | 0 | 0 | 0 | 0 | 0 | 0 | 0 | 0 | 0 | 0 | 0 | 0 | 0 | 0 | 0 | 0 | 0 | 0 | 0 | 0 | 0 | 0 | 0 | 0 | 0 | 0
Commercial_Retail (WA)_Existing_Food Preparation_Natural Gas_Griddle_E1_Baseline Forecast | Commercial | Retail (WA) | Existing | Food Preparation | Natural Gas | Griddle | E1 | Standard | Baseline Forecast | 0 | 0 | 0 | 0 | 0 | 0 | 0 | 0 | 0 | 0 | 0 | 0 | 0 | 0 | 0 | 0 | 0 | 0 | 0 | 0 | 0 | 0 | 0 | 0 | 0 | 0 | 0
Commercial_Retail (WA)_Existing_Food Preparation_Natural Gas_Griddle_E2_Baseline Forecast | Commercial | Retail (WA) | Existing | Food Preparation | Natural Gas | Griddle | E2 | ENERGY STAR | Baseline Forecast | 0 | 0 | 0 | 0 | 0 | 0 | 0 | 0 | 0 | 0 | 0 | 0 | 0 | 0 | 0 | 0 | 0 | 0 | 0 | 0 | 0 | 0 | 0 | 0 | 0 | 0 | 0
Commercial_Retail (WA)_Existing_Food Preparation_Natural Gas_Griddle_E3_Baseline Forecast | Commercial | Retail (WA) | Existing | Food Preparation | Natural Gas | Griddle | E3 |  | Baseline Forecast | 0 | 0 | 0 | 0 | 0 | 0 | 0 | 0 | 0 | 0 | 0 | 0 | 0 | 0 | 0 | 0 | 0 | 0 | 0 | 0 | 0 | 0 | 0 | 0 | 0 | 0 | 0
Commercial_Retail (WA)_Existing_Food Preparation_Natural Gas_Griddle_E4_Baseline Forecast | Commercial | Retail (WA) | Existing | Food Preparation | Natural Gas | Griddle | E4 |  | Baseline Forecast | 0 | 0 | 0 | 0 | 0 | 0 | 0 | 0 | 0 | 0 | 0 | 0 | 0 | 0 | 0 | 0 | 0 | 0 | 0 | 0 | 0 | 0 | 0 | 0 | 0 | 0 | 0
Commercial_Retail (WA)_Existing_Food Preparation_Natural Gas_Griddle_E5_Baseline Forecast | Commercial | Retail (WA) | Existing | Food Preparation | Natural Gas | Griddle | E5 |  | Baseline Forecast | 0 | 0 | 0 | 0 | 0 | 0 | 0 | 0 | 0 | 0 | 0 | 0 | 0 | 0 | 0 | 0 | 0 | 0 | 0 | 0 | 0 | 0 | 0 | 0 | 0 | 0 | 0
Commercial_Retail (WA)_Existing_Food Preparation_Natural Gas_Griddle_E6_Baseline Forecast | Commercial | Retail (WA) | Existing | Food Preparation | Natural Gas | Griddle | E6 |  | Baseline Forecast | 0 | 0 | 0 | 0 | 0 | 0 | 0 | 0 | 0 | 0 | 0 | 0 | 0 | 0 | 0 | 0 | 0 | 0 | 0 | 0 | 0 | 0 | 0 | 0 | 0 | 0 | 0
Commercial_Retail (WA)_Existing_Food Preparation_Natural Gas_Griddle_E7_Baseline Forecast | Commercial | Retail (WA) | Existing | Food Preparation | Natural Gas | Griddle | E7 |  | Baseline Forecast | 0 | 0 | 0 | 0 | 0 | 0 | 0 | 0 | 0 | 0 | 0 | 0 | 0 | 0 | 0 | 0 | 0 | 0 | 0 | 0 | 0 | 0 | 0 | 0 | 0 | 0 | 0
Commercial_Retail (WA)_Existing_Food Preparation_Natural Gas_Griddle_E8_Baseline Forecast | Commercial | Retail (WA) | Existing | Food Preparation | Natural Gas | Griddle | E8 |  | Baseline Forecast | 0 | 0 | 0 | 0 | 0 | 0 | 0 | 0 | 0 | 0 | 0 | 0 | 0 | 0 | 0 | 0 | 0 | 0 | 0 | 0 | 0 | 0 | 0 | 0 | 0 | 0 | 0
Commercial_Retail (WA)_Existing_Food Preparation_Natural Gas_Griddle_E9_Baseline Forecast | Commercial | Retail (WA) | Existing | Food Preparation | Natural Gas | Griddle | E9 |  | Baseline Forecast | 0 | 0 | 0 | 0 | 0 | 0 | 0 | 0 | 0 | 0 | 0 | 0 | 0 | 0 | 0 | 0 | 0 | 0 | 0 | 0 | 0 | 0 | 0 | 0 | 0 | 0 | 0
Commercial_Retail (WA)_Existing_Food Preparation_Natural Gas_Griddle_E10_Baseline Forecast | Commercial | Retail (WA) | Existing | Food Preparation | Natural Gas | Griddle | E10 |  | Baseline Forecast | 0 | 0 | 0 | 0 | 0 | 0 | 0 | 0 | 0 | 0 | 0 | 0 | 0 | 0 | 0 | 0 | 0 | 0 | 0 | 0 | 0 | 0 | 0 | 0 | 0 | 0 | 0
Commercial_Retail (WA)_Existing_Food Preparation_Natural Gas_Range_E1_Baseline Forecast | Commercial | Retail (WA) | Existing | Food Preparation | Natural Gas | Range | E1 | Standard | Baseline Forecast | 0 | 0 | 0 | 0 | 0 | 0 | 0 | 0 | 0 | 0 | 0 | 0 | 0 | 0 | 0 | 0 | 0 | 0 | 0 | 0 | 0 | 0 | 0 | 0 | 0 | 0 | 0
Commercial_Retail (WA)_Existing_Food Preparation_Natural Gas_Range_E2_Baseline Forecast | Commercial | Retail (WA) | Existing | Food Preparation | Natural Gas | Range | E2 | High Efficiency | Baseline Forecast | 0 | 0 | 0 | 0 | 0 | 0 | 0 | 0 | 0 | 0 | 0 | 0 | 0 | 0 | 0 | 0 | 0 | 0 | 0 | 0 | 0 | 0 | 0 | 0 | 0 | 0 | 0
Commercial_Retail (WA)_Existing_Food Preparation_Natural Gas_Range_E3_Baseline Forecast | Commercial | Retail (WA) | Existing | Food Preparation | Natural Gas | Range | E3 |  | Baseline Forecast | 0 | 0 | 0 | 0 | 0 | 0 | 0 | 0 | 0 | 0 | 0 | 0 | 0 | 0 | 0 | 0 | 0 | 0 | 0 | 0 | 0 | 0 | 0 | 0 | 0 | 0 | 0
Commercial_Retail (WA)_Existing_Food Preparation_Natural Gas_Range_E4_Baseline Forecast | Commercial | Retail (WA) | Existing | Food Preparation | Natural Gas | Range | E4 |  | Baseline Forecast | 0 | 0 | 0 | 0 | 0 | 0 | 0 | 0 | 0 | 0 | 0 | 0 | 0 | 0 | 0 | 0 | 0 | 0 | 0 | 0 | 0 | 0 | 0 | 0 | 0 | 0 | 0
Commercial_Retail (WA)_Existing_Food Preparation_Natural Gas_Range_E5_Baseline Forecast | Commercial | Retail (WA) | Existing | Food Preparation | Natural Gas | Range | E5 |  | Baseline Forecast | 0 | 0 | 0 | 0 | 0 | 0 | 0 | 0 | 0 | 0 | 0 | 0 | 0 | 0 | 0 | 0 | 0 | 0 | 0 | 0 | 0 | 0 | 0 | 0 | 0 | 0 | 0
Commercial_Retail (WA)_Existing_Food Preparation_Natural Gas_Range_E6_Baseline Forecast | Commercial | Retail (WA) | Existing | Food Preparation | Natural Gas | Range | E6 |  | Baseline Forecast | 0 | 0 | 0 | 0 | 0 | 0 | 0 | 0 | 0 | 0 | 0 | 0 | 0 | 0 | 0 | 0 | 0 | 0 | 0 | 0 | 0 | 0 | 0 | 0 | 0 | 0 | 0
Commercial_Retail (WA)_Existing_Food Preparation_Natural Gas_Range_E7_Baseline Forecast | Commercial | Retail (WA) | Existing | Food Preparation | Natural Gas | Range | E7 |  | Baseline Forecast | 0 | 0 | 0 | 0 | 0 | 0 | 0 | 0 | 0 | 0 | 0 | 0 | 0 | 0 | 0 | 0 | 0 | 0 | 0 | 0 | 0 | 0 | 0 | 0 | 0 | 0 | 0
Commercial_Retail (WA)_Existing_Food Preparation_Natural Gas_Range_E8_Baseline Forecast | Commercial | Retail (WA) | Existing | Food Preparation | Natural Gas | Range | E8 |  | Baseline Forecast | 0 | 0 | 0 | 0 | 0 | 0 | 0 | 0 | 0 | 0 | 0 | 0 | 0 | 0 | 0 | 0 | 0 | 0 | 0 | 0 | 0 | 0 | 0 | 0 | 0 | 0 | 0
Commercial_Retail (WA)_Existing_Food Preparation_Natural Gas_Range_E9_Baseline Forecast | Commercial | Retail (WA) | Existing | Food Preparation | Natural Gas | Range | E9 |  | Baseline Forecast | 0 | 0 | 0 | 0 | 0 | 0 | 0 | 0 | 0 | 0 | 0 | 0 | 0 | 0 | 0 | 0 | 0 | 0 | 0 | 0 | 0 | 0 | 0 | 0 | 0 | 0 | 0
Commercial_Retail (WA)_Existing_Food Preparation_Natural Gas_Range_E10_Baseline Forecast | Commercial | Retail (WA) | Existing | Food Preparation | Natural Gas | Range | E10 |  | Baseline Forecast | 0 | 0 | 0 | 0 | 0 | 0 | 0 | 0 | 0 | 0 | 0 | 0 | 0 | 0 | 0 | 0 | 0 | 0 | 0 | 0 | 0 | 0 | 0 | 0 | 0 | 0 | 0
Commercial_Retail (WA)_Existing_Food Preparation_Natural Gas_Steamer_E1_Baseline Forecast | Commercial | Retail (WA) | Existing | Food Preparation | Natural Gas | Steamer | E1 | Standard | Baseline Forecast | 0 | 0 | 0 | 0 | 0 | 0 | 0 | 0 | 0 | 0 | 0 | 0 | 0 | 0 | 0 | 0 | 0 | 0 | 0 | 0 | 0 | 0 | 0 | 0 | 0 | 0 | 0
Commercial_Retail (WA)_Existing_Food Preparation_Natural Gas_Steamer_E2_Baseline Forecast | Commercial | Retail (WA) | Existing | Food Preparation | Natural Gas | Steamer | E2 | ENERGY STAR | Baseline Forecast | 0 | 0 | 0 | 0 | 0 | 0 | 0 | 0 | 0 | 0 | 0 | 0 | 0 | 0 | 0 | 0 | 0 | 0 | 0 | 0 | 0 | 0 | 0 | 0 | 0 | 0 | 0
Commercial_Retail (WA)_Existing_Food Preparation_Natural Gas_Steamer_E3_Baseline Forecast | Commercial | Retail (WA) | Existing | Food Preparation | Natural Gas | Steamer | E3 |  | Baseline Forecast | 0 | 0 | 0 | 0 | 0 | 0 | 0 | 0 | 0 | 0 | 0 | 0 | 0 | 0 | 0 | 0 | 0 | 0 | 0 | 0 | 0 | 0 | 0 | 0 | 0 | 0 | 0
Commercial_Retail (WA)_Existing_Food Preparation_Natural Gas_Steamer_E4_Baseline Forecast | Commercial | Retail (WA) | Existing | Food Preparation | Natural Gas | Steamer | E4 |  | Baseline Forecast | 0 | 0 | 0 | 0 | 0 | 0 | 0 | 0 | 0 | 0 | 0 | 0 | 0 | 0 | 0 | 0 | 0 | 0 | 0 | 0 | 0 | 0 | 0 | 0 | 0 | 0 | 0
Commercial_Retail (WA)_Existing_Food Preparation_Natural Gas_Steamer_E5_Baseline Forecast | Commercial | Retail (WA) | Existing | Food Preparation | Natural Gas | Steamer | E5 |  | Baseline Forecast | 0 | 0 | 0 | 0 | 0 | 0 | 0 | 0 | 0 | 0 | 0 | 0 | 0 | 0 | 0 | 0 | 0 | 0 | 0 | 0 | 0 | 0 | 0 | 0 | 0 | 0 | 0
Commercial_Retail (WA)_Existing_Food Preparation_Natural Gas_Steamer_E6_Baseline Forecast | Commercial | Retail (WA) | Existing | Food Preparation | Natural Gas | Steamer | E6 |  | Baseline Forecast | 0 | 0 | 0 | 0 | 0 | 0 | 0 | 0 | 0 | 0 | 0 | 0 | 0 | 0 | 0 | 0 | 0 | 0 | 0 | 0 | 0 | 0 | 0 | 0 | 0 | 0 | 0
Commercial_Retail (WA)_Existing_Food Preparation_Natural Gas_Steamer_E7_Baseline Forecast | Commercial | Retail (WA) | Existing | Food Preparation | Natural Gas | Steamer | E7 |  | Baseline Forecast | 0 | 0 | 0 | 0 | 0 | 0 | 0 | 0 | 0 | 0 | 0 | 0 | 0 | 0 | 0 | 0 | 0 | 0 | 0 | 0 | 0 | 0 | 0 | 0 | 0 | 0 | 0
Commercial_Retail (WA)_Existing_Food Preparation_Natural Gas_Steamer_E8_Baseline Forecast | Commercial | Retail (WA) | Existing | Food Preparation | Natural Gas | Steamer | E8 |  | Baseline Forecast | 0 | 0 | 0 | 0 | 0 | 0 | 0 | 0 | 0 | 0 | 0 | 0 | 0 | 0 | 0 | 0 | 0 | 0 | 0 | 0 | 0 | 0 | 0 | 0 | 0 | 0 | 0
Commercial_Retail (WA)_Existing_Food Preparation_Natural Gas_Steamer_E9_Baseline Forecast | Commercial | Retail (WA) | Existing | Food Preparation | Natural Gas | Steamer | E9 |  | Baseline Forecast | 0 | 0 | 0 | 0 | 0 | 0 | 0 | 0 | 0 | 0 | 0 | 0 | 0 | 0 | 0 | 0 | 0 | 0 | 0 | 0 | 0 | 0 | 0 | 0 | 0 | 0 | 0
Commercial_Retail (WA)_Existing_Food Preparation_Natural Gas_Steamer_E10_Baseline Forecast | Commercial | Retail (WA) | Existing | Food Preparation | Natural Gas | Steamer | E10 |  | Baseline Forecast | 0 | 0 | 0 | 0 | 0 | 0 | 0 | 0 | 0 | 0 | 0 | 0 | 0 | 0 | 0 | 0 | 0 | 0 | 0 | 0 | 0 | 0 | 0 | 0 | 0 | 0 | 0
Commercial_Retail (WA)_Existing_Food Preparation_Natural Gas_Food Prep Other_E1_Baseline Forecast | Commercial | Retail (WA) | Existing | Food Preparation | Natural Gas | Food Prep Other | E1 | Standard | Baseline Forecast | 0 | 0 | 0 | 0 | 0 | 0 | 0 | 0 | 0 | 0 | 0 | 0 | 0 | 0 | 0 | 0 | 0 | 0 | 0 | 0 | 0 | 0 | 0 | 0 | 0 | 0 | 0
Commercial_Retail (WA)_Existing_Food Preparation_Natural Gas_Food Prep Other_E2_Baseline Forecast | Commercial | Retail (WA) | Existing | Food Preparation | Natural Gas | Food Prep Other | E2 | ENERGY STAR | Baseline Forecast | 0 | 0 | 0 | 0 | 0 | 0 | 0 | 0 | 0 | 0 | 0 | 0 | 0 | 0 | 0 | 0 | 0 | 0 | 0 | 0 | 0 | 0 | 0 | 0 | 0 | 0 | 0
Commercial_Retail (WA)_Existing_Food Preparation_Natural Gas_Food Prep Other_E3_Baseline Forecast | Commercial | Retail (WA) | Existing | Food Preparation | Natural Gas | Food Prep Other | E3 |  | Baseline Forecast | 0 | 0 | 0 | 0 | 0 | 0 | 0 | 0 | 0 | 0 | 0 | 0 | 0 | 0 | 0 | 0 | 0 | 0 | 0 | 0 | 0 | 0 | 0 | 0 | 0 | 0 | 0
Commercial_Retail (WA)_Existing_Food Preparation_Natural Gas_Food Prep Other_E4_Baseline Forecast | Commercial | Retail (WA) | Existing | Food Preparation | Natural Gas | Food Prep Other | E4 |  | Baseline Forecast | 0 | 0 | 0 | 0 | 0 | 0 | 0 | 0 | 0 | 0 | 0 | 0 | 0 | 0 | 0 | 0 | 0 | 0 | 0 | 0 | 0 | 0 | 0 | 0 | 0 | 0 | 0
Commercial_Retail (WA)_Existing_Food Preparation_Natural Gas_Food Prep Other_E5_Baseline Forecast | Commercial | Retail (WA) | Existing | Food Preparation | Natural Gas | Food Prep Other | E5 |  | Baseline Forecast | 0 | 0 | 0 | 0 | 0 | 0 | 0 | 0 | 0 | 0 | 0 | 0 | 0 | 0 | 0 | 0 | 0 | 0 | 0 | 0 | 0 | 0 | 0 | 0 | 0 | 0 | 0
Commercial_Retail (WA)_Existing_Food Preparation_Natural Gas_Food Prep Other_E6_Baseline Forecast | Commercial | Retail (WA) | Existing | Food Preparation | Natural Gas | Food Prep Other | E6 |  | Baseline Forecast | 0 | 0 | 0 | 0 | 0 | 0 | 0 | 0 | 0 | 0 | 0 | 0 | 0 | 0 | 0 | 0 | 0 | 0 | 0 | 0 | 0 | 0 | 0 | 0 | 0 | 0 | 0
Commercial_Retail (WA)_Existing_Food Preparation_Natural Gas_Food Prep Other_E7_Baseline Forecast | Commercial | Retail (WA) | Existing | Food Preparation | Natural Gas | Food Prep Other | E7 |  | Baseline Forecast | 0 | 0 | 0 | 0 | 0 | 0 | 0 | 0 | 0 | 0 | 0 | 0 | 0 | 0 | 0 | 0 | 0 | 0 | 0 | 0 | 0 | 0 | 0 | 0 | 0 | 0 | 0
Commercial_Retail (WA)_Existing_Food Preparation_Natural Gas_Food Prep Other_E8_Baseline Forecast | Commercial | Retail (WA) | Existing | Food Preparation | Natural Gas | Food Prep Other | E8 |  | Baseline Forecast | 0 | 0 | 0 | 0 | 0 | 0 | 0 | 0 | 0 | 0 | 0 | 0 | 0 | 0 | 0 | 0 | 0 | 0 | 0 | 0 | 0 | 0 | 0 | 0 | 0 | 0 | 0
Commercial_Retail (WA)_Existing_Food Preparation_Natural Gas_Food Prep Other_E9_Baseline Forecast | Commercial | Retail (WA) | Existing | Food Preparation | Natural Gas | Food Prep Other | E9 |  | Baseline Forecast | 0 | 0 | 0 | 0 | 0 | 0 | 0 | 0 | 0 | 0 | 0 | 0 | 0 | 0 | 0 | 0 | 0 | 0 | 0 | 0 | 0 | 0 | 0 | 0 | 0 | 0 | 0
Commercial_Retail (WA)_Existing_Food Preparation_Natural Gas_Food Prep Other_E10_Baseline Forecast | Commercial | Retail (WA) | Existing | Food Preparation | Natural Gas | Food Prep Other | E10 |  | Baseline Forecast | 0 | 0 | 0 | 0 | 0 | 0 | 0 | 0 | 0 | 0 | 0 | 0 | 0 | 0 | 0 | 0 | 0 | 0 | 0 | 0 | 0 | 0 | 0 | 0 | 0 | 0 | 0
Commercial_Retail (WA)_Existing_Miscellaneous_Natural Gas_Pool Heater_E1_Baseline Forecast | Commercial | Retail (WA) | Existing | Miscellaneous | Natural Gas | Pool Heater | E1 | Standard (EF .82) | Baseline Forecast | 0 | 0 | 0 | 0 | 0 | 0 | 0 | 0 | 0 | 0 | 0 | 0 | 0 | 0 | 0 | 0 | 0 | 0 | 0 | 0 | 0 | 0 | 0 | 0 | 0 | 0 | 0
Commercial_Retail (WA)_Existing_Miscellaneous_Natural Gas_Pool Heater_E2_Baseline Forecast | Commercial | Retail (WA) | Existing | Miscellaneous | Natural Gas | Pool Heater | E2 | Condensing (EF .90) | Baseline Forecast | 0 | 0 | 0 | 0 | 0 | 0 | 0 | 0 | 0 | 0 | 0 | 0 | 0 | 0 | 0 | 0 | 0 | 0 | 0 | 0 | 0 | 0 | 0 | 0 | 0 | 0 | 0
Commercial_Retail (WA)_Existing_Miscellaneous_Natural Gas_Pool Heater_E3_Baseline Forecast | Commercial | Retail (WA) | Existing | Miscellaneous | Natural Gas | Pool Heater | E3 |  | Baseline Forecast | 0 | 0 | 0 | 0 | 0 | 0 | 0 | 0 | 0 | 0 | 0 | 0 | 0 | 0 | 0 | 0 | 0 | 0 | 0 | 0 | 0 | 0 | 0 | 0 | 0 | 0 | 0
Commercial_Retail (WA)_Existing_Miscellaneous_Natural Gas_Pool Heater_E4_Baseline Forecast | Commercial | Retail (WA) | Existing | Miscellaneous | Natural Gas | Pool Heater | E4 |  | Baseline Forecast | 0 | 0 | 0 | 0 | 0 | 0 | 0 | 0 | 0 | 0 | 0 | 0 | 0 | 0 | 0 | 0 | 0 | 0 | 0 | 0 | 0 | 0 | 0 | 0 | 0 | 0 | 0
Commercial_Retail (WA)_Existing_Miscellaneous_Natural Gas_Pool Heater_E5_Baseline Forecast | Commercial | Retail (WA) | Existing | Miscellaneous | Natural Gas | Pool Heater | E5 |  | Baseline Forecast | 0 | 0 | 0 | 0 | 0 | 0 | 0 | 0 | 0 | 0 | 0 | 0 | 0 | 0 | 0 | 0 | 0 | 0 | 0 | 0 | 0 | 0 | 0 | 0 | 0 | 0 | 0
Commercial_Retail (WA)_Existing_Miscellaneous_Natural Gas_Pool Heater_E6_Baseline Forecast | Commercial | Retail (WA) | Existing | Miscellaneous | Natural Gas | Pool Heater | E6 |  | Baseline Forecast | 0 | 0 | 0 | 0 | 0 | 0 | 0 | 0 | 0 | 0 | 0 | 0 | 0 | 0 | 0 | 0 | 0 | 0 | 0 | 0 | 0 | 0 | 0 | 0 | 0 | 0 | 0
Commercial_Retail (WA)_Existing_Miscellaneous_Natural Gas_Pool Heater_E7_Baseline Forecast | Commercial | Retail (WA) | Existing | Miscellaneous | Natural Gas | Pool Heater | E7 |  | Baseline Forecast | 0 | 0 | 0 | 0 | 0 | 0 | 0 | 0 | 0 | 0 | 0 | 0 | 0 | 0 | 0 | 0 | 0 | 0 | 0 | 0 | 0 | 0 | 0 | 0 | 0 | 0 | 0
Commercial_Retail (WA)_Existing_Miscellaneous_Natural Gas_Pool Heater_E8_Baseline Forecast | Commercial | Retail (WA) | Existing | Miscellaneous | Natural Gas | Pool Heater | E8 |  | Baseline Forecast | 0 | 0 | 0 | 0 | 0 | 0 | 0 | 0 | 0 | 0 | 0 | 0 | 0 | 0 | 0 | 0 | 0 | 0 | 0 | 0 | 0 | 0 | 0 | 0 | 0 | 0 | 0
Commercial_Retail (WA)_Existing_Miscellaneous_Natural Gas_Pool Heater_E9_Baseline Forecast | Commercial | Retail (WA) | Existing | Miscellaneous | Natural Gas | Pool Heater | E9 |  | Baseline Forecast | 0 | 0 | 0 | 0 | 0 | 0 | 0 | 0 | 0 | 0 | 0 | 0 | 0 | 0 | 0 | 0 | 0 | 0 | 0 | 0 | 0 | 0 | 0 | 0 | 0 | 0 | 0
Commercial_Retail (WA)_Existing_Miscellaneous_Natural Gas_Pool Heater_E10_Baseline Forecast | Commercial | Retail (WA) | Existing | Miscellaneous | Natural Gas | Pool Heater | E10 |  | Baseline Forecast | 0 | 0 | 0 | 0 | 0 | 0 | 0 | 0 | 0 | 0 | 0 | 0 | 0 | 0 | 0 | 0 | 0 | 0 | 0 | 0 | 0 | 0 | 0 | 0 | 0 | 0 | 0
Commercial_Retail (WA)_Existing_Miscellaneous_Natural Gas_Miscellaneous_E1_Baseline Forecast | Commercial | Retail (WA) | Existing | Miscellaneous | Natural Gas | Miscellaneous | E1 | Standard | Baseline Forecast | 0 | 1070785.7615 | 1254184.5517 | 1403183.9883 | 1329016.6666 | 1291422.4623 | 1279990.8006 | 1260259.396 | 1238504.6462 | 1218603.1332 | 1199135.2616 | 1444918.8476 | 1434016.0429 | 1414386.918 | 1376605.3913 | 1352020.6159 | 1334945.7153 | 1313304.8142 | 1291129.9032 | 1270478.2977 | 1250145.9576 | 1295589.3584 | 1268520.6861 | 1240722.3952 | 1218888.9062 | 1199910.527 | 1181885.0994
Commercial_Retail (WA)_Existing_Miscellaneous_Natural Gas_Miscellaneous_E2_Baseline Forecast | Commercial | Retail (WA) | Existing | Miscellaneous | Natural Gas | Miscellaneous | E2 |  | Baseline Forecast | 0 | 0 | 0 | 0 | 0 | 0 | 0 | 0 | 0 | 0 | 0 | 0 | 0 | 0 | 0 | 0 | 0 | 0 | 0 | 0 | 0 | 0 | 0 | 0 | 0 | 0 | 0
Commercial_Retail (WA)_Existing_Miscellaneous_Natural Gas_Miscellaneous_E3_Baseline Forecast | Commercial | Retail (WA) | Existing | Miscellaneous | Natural Gas | Miscellaneous | E3 |  | Baseline Forecast | 0 | 0 | 0 | 0 | 0 | 0 | 0 | 0 | 0 | 0 | 0 | 0 | 0 | 0 | 0 | 0 | 0 | 0 | 0 | 0 | 0 | 0 | 0 | 0 | 0 | 0 | 0
Commercial_Retail (WA)_Existing_Miscellaneous_Natural Gas_Miscellaneous_E4_Baseline Forecast | Commercial | Retail (WA) | Existing | Miscellaneous | Natural Gas | Miscellaneous | E4 |  | Baseline Forecast | 0 | 0 | 0 | 0 | 0 | 0 | 0 | 0 | 0 | 0 | 0 | 0 | 0 | 0 | 0 | 0 | 0 | 0 | 0 | 0 | 0 | 0 | 0 | 0 | 0 | 0 | 0
Commercial_Retail (WA)_Existing_Miscellaneous_Natural Gas_Miscellaneous_E5_Baseline Forecast | Commercial | Retail (WA) | Existing | Miscellaneous | Natural Gas | Miscellaneous | E5 |  | Baseline Forecast | 0 | 0 | 0 | 0 | 0 | 0 | 0 | 0 | 0 | 0 | 0 | 0 | 0 | 0 | 0 | 0 | 0 | 0 | 0 | 0 | 0 | 0 | 0 | 0 | 0 | 0 | 0
Commercial_Retail (WA)_Existing_Miscellaneous_Natural Gas_Miscellaneous_E6_Baseline Forecast | Commercial | Retail (WA) | Existing | Miscellaneous | Natural Gas | Miscellaneous | E6 |  | Baseline Forecast | 0 | 0 | 0 | 0 | 0 | 0 | 0 | 0 | 0 | 0 | 0 | 0 | 0 | 0 | 0 | 0 | 0 | 0 | 0 | 0 | 0 | 0 | 0 | 0 | 0 | 0 | 0
Commercial_Retail (WA)_Existing_Miscellaneous_Natural Gas_Miscellaneous_E7_Baseline Forecast | Commercial | Retail (WA) | Existing | Miscellaneous | Natural Gas | Miscellaneous | E7 |  | Baseline Forecast | 0 | 0 | 0 | 0 | 0 | 0 | 0 | 0 | 0 | 0 | 0 | 0 | 0 | 0 | 0 | 0 | 0 | 0 | 0 | 0 | 0 | 0 | 0 | 0 | 0 | 0 | 0
Commercial_Retail (WA)_Existing_Miscellaneous_Natural Gas_Miscellaneous_E8_Baseline Forecast | Commercial | Retail (WA) | Existing | Miscellaneous | Natural Gas | Miscellaneous | E8 |  | Baseline Forecast | 0 | 0 | 0 | 0 | 0 | 0 | 0 | 0 | 0 | 0 | 0 | 0 | 0 | 0 | 0 | 0 | 0 | 0 | 0 | 0 | 0 | 0 | 0 | 0 | 0 | 0 | 0
Commercial_Retail (WA)_Existing_Miscellaneous_Natural Gas_Miscellaneous_E9_Baseline Forecast | Commercial | Retail (WA) | Existing | Miscellaneous | Natural Gas | Miscellaneous | E9 |  | Baseline Forecast | 0 | 0 | 0 | 0 | 0 | 0 | 0 | 0 | 0 | 0 | 0 | 0 | 0 | 0 | 0 | 0 | 0 | 0 | 0 | 0 | 0 | 0 | 0 | 0 | 0 | 0 | 0
Commercial_Retail (WA)_Existing_Miscellaneous_Natural Gas_Miscellaneous_E10_Baseline Forecast | Commercial | Retail (WA) | Existing | Miscellaneous | Natural Gas | Miscellaneous | E10 |  | Baseline Forecast | 0 | 0 | 0 | 0 | 0 | 0 | 0 | 0 | 0 | 0 | 0 | 0 | 0 | 0 | 0 | 0 | 0 | 0 | 0 | 0 | 0 | 0 | 0 | 0 | 0 | 0 | 0
Commercial_Retail (WA)_New_Space Heating_Natural Gas_Furnace_E1_Baseline Forecast | Commercial | Retail (WA) | New | Space Heating | Natural Gas | Furnace | E1 | AFUE 80% (Standard) | Baseline Forecast | 0 | 229458.8265 | 213741.4674 | 215892.6447 | 216240.027 | 212160.0212 | 208778.467 | 204664.0127 | 201663.9193 | 198764.1337 | 195785.1667 | 189268.9384 | 207645.2952 | 222496.1376 | 235389.8886 | 246825.5967 | 257663.2704 | 266451.9269 | 273736.581 | 279747.0565 | 285255.7751 | 292081.1873 | 294923.5277 | 372248.8184 | 365810.3309 | 367181.3075 | 354518.644
Commercial_Retail (WA)_New_Space Heating_Natural Gas_Furnace_E2_Baseline Forecast | Commercial | Retail (WA) | New | Space Heating | Natural Gas | Furnace | E2 | AFUE 90% | Baseline Forecast | 0 | 0 | 0 | 0 | 0 | 0 | 0 | 0 | 0 | 0 | 0 | 0 | 0 | 0 | 0 | 0 | 0 | 0 | 0 | 0 | 0 | 0 | 0 | 0 | 0 | 0 | 0
Commercial_Retail (WA)_New_Space Heating_Natural Gas_Furnace_E3_Baseline Forecast | Commercial | Retail (WA) | New | Space Heating | Natural Gas | Furnace | E3 | AFUE 96% | Baseline Forecast | 0 | 0 | 0 | 0 | 0 | 0 | 0 | 0 | 0 | 0 | 0 | 0 | 0 | 0 | 0 | 0 | 0 | 0 | 0 | 0 | 0 | 0 | 0 | 0 | 0 | 0 | 0
Commercial_Retail (WA)_New_Space Heating_Natural Gas_Furnace_E4_Baseline Forecast | Commercial | Retail (WA) | New | Space Heating | Natural Gas | Furnace | E4 |  | Baseline Forecast | 0 | 0 | 0 | 0 | 0 | 0 | 0 | 0 | 0 | 0 | 0 | 0 | 0 | 0 | 0 | 0 | 0 | 0 | 0 | 0 | 0 | 0 | 0 | 0 | 0 | 0 | 0
Commercial_Retail (WA)_New_Space Heating_Natural Gas_Furnace_E5_Baseline Forecast | Commercial | Retail (WA) | New | Space Heating | Natural Gas | Furnace | E5 |  | Baseline Forecast | 0 | 0 | 0 | 0 | 0 | 0 | 0 | 0 | 0 | 0 | 0 | 0 | 0 | 0 | 0 | 0 | 0 | 0 | 0 | 0 | 0 | 0 | 0 | 0 | 0 | 0 | 0
Commercial_Retail (WA)_New_Space Heating_Natural Gas_Furnace_E6_Baseline Forecast | Commercial | Retail (WA) | New | Space Heating | Natural Gas | Furnace | E6 |  | Baseline Forecast | 0 | 0 | 0 | 0 | 0 | 0 | 0 | 0 | 0 | 0 | 0 | 0 | 0 | 0 | 0 | 0 | 0 | 0 | 0 | 0 | 0 | 0 | 0 | 0 | 0 | 0 | 0
Commercial_Retail (WA)_New_Space Heating_Natural Gas_Furnace_E7_Baseline Forecast | Commercial | Retail (WA) | New | Space Heating | Natural Gas | Furnace | E7 |  | Baseline Forecast | 0 | 0 | 0 | 0 | 0 | 0 | 0 | 0 | 0 | 0 | 0 | 0 | 0 | 0 | 0 | 0 | 0 | 0 | 0 | 0 | 0 | 0 | 0 | 0 | 0 | 0 | 0
Commercial_Retail (WA)_New_Space Heating_Natural Gas_Furnace_E8_Baseline Forecast | Commercial | Retail (WA) | New | Space Heating | Natural Gas | Furnace | E8 |  | Baseline Forecast | 0 | 0 | 0 | 0 | 0 | 0 | 0 | 0 | 0 | 0 | 0 | 0 | 0 | 0 | 0 | 0 | 0 | 0 | 0 | 0 | 0 | 0 | 0 | 0 | 0 | 0 | 0
Commercial_Retail (WA)_New_Space Heating_Natural Gas_Furnace_E9_Baseline Forecast | Commercial | Retail (WA) | New | Space Heating | Natural Gas | Furnace | E9 |  | Baseline Forecast | 0 | 0 | 0 | 0 | 0 | 0 | 0 | 0 | 0 | 0 | 0 | 0 | 0 | 0 | 0 | 0 | 0 | 0 | 0 | 0 | 0 | 0 | 0 | 0 | 0 | 0 | 0
Commercial_Retail (WA)_New_Space Heating_Natural Gas_Furnace_E10_Baseline Forecast | Commercial | Retail (WA) | New | Space Heating | Natural Gas | Furnace | E10 |  | Baseline Forecast | 0 | 0 | 0 | 0 | 0 | 0 | 0 | 0 | 0 | 0 | 0 | 0 | 0 | 0 | 0 | 0 | 0 | 0 | 0 | 0 | 0 | 0 | 0 | 0 | 0 | 0 | 0
Commercial_Retail (WA)_New_Space Heating_Natural Gas_Boiler_E1_Baseline Forecast | Commercial | Retail (WA) | New | Space Heating | Natural Gas | Boiler | E1 | AFUE 80% (Standard) | Baseline Forecast | 0 | 9270.0069 | 8635.0345 | 8695.5193 | 8709.5108 | 8517.9817 | 8354.1485 | 8160.6238 | 8041.0003 | 7895.8866 | 7777.5474 | 7489.1354 | 7390.865 | 7254.3698 | 7126.6043 | 6997.9444 | 7134.1038 | 6998.0707 | 6884.6142 | 6741.4828 | 6673.9592 | 6673.3245 | 6535.0668 | 6431.2146 | 6338.2729 | 6268.2501 | 5624.4741
Commercial_Retail (WA)_New_Space Heating_Natural Gas_Boiler_E2_Baseline Forecast | Commercial | Retail (WA) | New | Space Heating | Natural Gas | Boiler | E2 | AFUE 85% | Baseline Forecast | 0 | 0 | 0 | 0 | 0 | 0 | 0 | 0 | 0 | 0 | 0 | 0 | 0 | 0 | 0 | 0 | 0 | 0 | 0 | 0 | 0 | 0 | 0 | 0 | 0 | 0 | 0
Commercial_Retail (WA)_New_Space Heating_Natural Gas_Boiler_E3_Baseline Forecast | Commercial | Retail (WA) | New | Space Heating | Natural Gas | Boiler | E3 | AFUE 97% | Baseline Forecast | 0 | 1210.0708 | 1127.184 | 1164.9499 | 1166.8244 | 1172.0073 | 1181.3947 | 1186.9998 | 1169.6 | 1182.2718 | 1164.5526 | 1155.3487 | 1140.1885 | 1154.1043 | 1133.778 | 1113.3093 | 878.6873 | 890.6635 | 876.2236 | 887.5933 | 849.413 | 849.3322 | 860.4163 | 846.743 | 834.5061 | 825.2868 | 740.5264
Commercial_Retail (WA)_New_Space Heating_Natural Gas_Boiler_E4_Baseline Forecast | Commercial | Retail (WA) | New | Space Heating | Natural Gas | Boiler | E4 | Convert to NG Air Source Heat Pump | Baseline Forecast | 0 | 0 | 0 | 0 | 0 | 0 | 0 | 0 | 0 | 0 | 0 | 0 | 0 | 0 | 0 | 0 | 0 | 0 | 0 | 0 | 0 | 0 | 0 | 0 | 0 | 0 | 0
Commercial_Retail (WA)_New_Space Heating_Natural Gas_Boiler_E5_Baseline Forecast | Commercial | Retail (WA) | New | Space Heating | Natural Gas | Boiler | E5 |  | Baseline Forecast | 0 | 0 | 0 | 0 | 0 | 0 | 0 | 0 | 0 | 0 | 0 | 0 | 0 | 0 | 0 | 0 | 0 | 0 | 0 | 0 | 0 | 0 | 0 | 0 | 0 | 0 | 0
Commercial_Retail (WA)_New_Space Heating_Natural Gas_Boiler_E6_Baseline Forecast | Commercial | Retail (WA) | New | Space Heating | Natural Gas | Boiler | E6 |  | Baseline Forecast | 0 | 0 | 0 | 0 | 0 | 0 | 0 | 0 | 0 | 0 | 0 | 0 | 0 | 0 | 0 | 0 | 0 | 0 | 0 | 0 | 0 | 0 | 0 | 0 | 0 | 0 | 0
Commercial_Retail (WA)_New_Space Heating_Natural Gas_Boiler_E7_Baseline Forecast | Commercial | Retail (WA) | New | Space Heating | Natural Gas | Boiler | E7 |  | Baseline Forecast | 0 | 0 | 0 | 0 | 0 | 0 | 0 | 0 | 0 | 0 | 0 | 0 | 0 | 0 | 0 | 0 | 0 | 0 | 0 | 0 | 0 | 0 | 0 | 0 | 0 | 0 | 0
Commercial_Retail (WA)_New_Space Heating_Natural Gas_Boiler_E8_Baseline Forecast | Commercial | Retail (WA) | New | Space Heating | Natural Gas | Boiler | E8 |  | Baseline Forecast | 0 | 0 | 0 | 0 | 0 | 0 | 0 | 0 | 0 | 0 | 0 | 0 | 0 | 0 | 0 | 0 | 0 | 0 | 0 | 0 | 0 | 0 | 0 | 0 | 0 | 0 | 0
Commercial_Retail (WA)_New_Space Heating_Natural Gas_Boiler_E9_Baseline Forecast | Commercial | Retail (WA) | New | Space Heating | Natural Gas | Boiler | E9 |  | Baseline Forecast | 0 | 0 | 0 | 0 | 0 | 0 | 0 | 0 | 0 | 0 | 0 | 0 | 0 | 0 | 0 | 0 | 0 | 0 | 0 | 0 | 0 | 0 | 0 | 0 | 0 | 0 | 0
Commercial_Retail (WA)_New_Space Heating_Natural Gas_Boiler_E10_Baseline Forecast | Commercial | Retail (WA) | New | Space Heating | Natural Gas | Boiler | E10 |  | Baseline Forecast | 0 | 0 | 0 | 0 | 0 | 0 | 0 | 0 | 0 | 0 | 0 | 0 | 0 | 0 | 0 | 0 | 0 | 0 | 0 | 0 | 0 | 0 | 0 | 0 | 0 | 0 | 0
Commercial_Retail (WA)_New_Space Heating_Natural Gas_Unit Heater_E1_Baseline Forecast | Commercial | Retail (WA) | New | Space Heating | Natural Gas | Unit Heater | E1 | Standard | Baseline Forecast | 0 | 21081.4087 | 19637.3846 | 19835.0229 | 19866.9385 | 19492.0901 | 19181.4116 | 18803.3983 | 18527.7663 | 18261.35 | 17987.659 | 17388.9839 | 17160.8103 | 16914.2334 | 16616.3362 | 16316.3538 | 16118.2892 | 17785.2319 | 19138.9497 | 20356.4054 | 21494.4066 | 22686.7376 | 23487.9212 | 24178.0567 | 24783.7399 | 25343.0803 | 24506.0988
Commercial_Retail (WA)_New_Space Heating_Natural Gas_Unit Heater_E2_Baseline Forecast | Commercial | Retail (WA) | New | Space Heating | Natural Gas | Unit Heater | E2 | Condensing | Baseline Forecast | 0 | 0 | 0 | 0 | 0 | 0 | 0 | 0 | 0 | 0 | 0 | 0 | 0 | 0 | 0 | 0 | 0 | 0 | 0 | 0 | 0 | 0 | 0 | 0 | 0 | 0 | 0
Commercial_Retail (WA)_New_Space Heating_Natural Gas_Unit Heater_E3_Baseline Forecast | Commercial | Retail (WA) | New | Space Heating | Natural Gas | Unit Heater | E3 | Infrared Radiant | Baseline Forecast | 0 | 0 | 0 | 0 | 0 | 0 | 0 | 0 | 0 | 0 | 0 | 0 | 0 | 0 | 0 | 0 | 0 | 0 | 0 | 0 | 0 | 0 | 0 | 0 | 0 | 0 | 0
Commercial_Retail (WA)_New_Space Heating_Natural Gas_Unit Heater_E4_Baseline Forecast | Commercial | Retail (WA) | New | Space Heating | Natural Gas | Unit Heater | E4 |  | Baseline Forecast | 0 | 0 | 0 | 0 | 0 | 0 | 0 | 0 | 0 | 0 | 0 | 0 | 0 | 0 | 0 | 0 | 0 | 0 | 0 | 0 | 0 | 0 | 0 | 0 | 0 | 0 | 0
Commercial_Retail (WA)_New_Space Heating_Natural Gas_Unit Heater_E5_Baseline Forecast | Commercial | Retail (WA) | New | Space Heating | Natural Gas | Unit Heater | E5 |  | Baseline Forecast | 0 | 0 | 0 | 0 | 0 | 0 | 0 | 0 | 0 | 0 | 0 | 0 | 0 | 0 | 0 | 0 | 0 | 0 | 0 | 0 | 0 | 0 | 0 | 0 | 0 | 0 | 0
Commercial_Retail (WA)_New_Space Heating_Natural Gas_Unit Heater_E6_Baseline Forecast | Commercial | Retail (WA) | New | Space Heating | Natural Gas | Unit Heater | E6 |  | Baseline Forecast | 0 | 0 | 0 | 0 | 0 | 0 | 0 | 0 | 0 | 0 | 0 | 0 | 0 | 0 | 0 | 0 | 0 | 0 | 0 | 0 | 0 | 0 | 0 | 0 | 0 | 0 | 0
Commercial_Retail (WA)_New_Space Heating_Natural Gas_Unit Heater_E7_Baseline Forecast | Commercial | Retail (WA) | New | Space Heating | Natural Gas | Unit Heater | E7 |  | Baseline Forecast | 0 | 0 | 0 | 0 | 0 | 0 | 0 | 0 | 0 | 0 | 0 | 0 | 0 | 0 | 0 | 0 | 0 | 0 | 0 | 0 | 0 | 0 | 0 | 0 | 0 | 0 | 0
Commercial_Retail (WA)_New_Space Heating_Natural Gas_Unit Heater_E8_Baseline Forecast | Commercial | Retail (WA) | New | Space Heating | Natural Gas | Unit Heater | E8 |  | Baseline Forecast | 0 | 0 | 0 | 0 | 0 | 0 | 0 | 0 | 0 | 0 | 0 | 0 | 0 | 0 | 0 | 0 | 0 | 0 | 0 | 0 | 0 | 0 | 0 | 0 | 0 | 0 | 0
Commercial_Retail (WA)_New_Space Heating_Natural Gas_Unit Heater_E9_Baseline Forecast | Commercial | Retail (WA) | New | Space Heating | Natural Gas | Unit Heater | E9 |  | Baseline Forecast | 0 | 0 | 0 | 0 | 0 | 0 | 0 | 0 | 0 | 0 | 0 | 0 | 0 | 0 | 0 | 0 | 0 | 0 | 0 | 0 | 0 | 0 | 0 | 0 | 0 | 0 | 0
Commercial_Retail (WA)_New_Space Heating_Natural Gas_Unit Heater_E10_Baseline Forecast | Commercial | Retail (WA) | New | Space Heating | Natural Gas | Unit Heater | E10 |  | Baseline Forecast | 0 | 0 | 0 | 0 | 0 | 0 | 0 | 0 | 0 | 0 | 0 | 0 | 0 | 0 | 0 | 0 | 0 | 0 | 0 | 0 | 0 | 0 | 0 | 0 | 0 | 0 | 0
Commercial_Retail (WA)_New_Water Heating_Natural Gas_Water Heater_E1_Baseline Forecast | Commercial | Retail (WA) | New | Water Heating | Natural Gas | Water Heater | E1 | TE 0.80 | Baseline Forecast | 0 | 75405.7866 | 70240.6777 | 70947.6072 | 71061.7655 | 69720.9757 | 68609.7143 | 67257.6039 | 66271.6998 | 65318.7593 | 64339.7978 | 62198.4057 | 68237.3263 | 73117.6766 | 77354.8788 | 81112.9323 | 84674.4572 | 87562.6248 | 89956.5404 | 91931.7298 | 93742.0296 | 95985.0271 | 96919.0897 | 122330.0728 | 120214.2282 | 120664.7647 | 116503.5035
Commercial_Retail (WA)_New_Water Heating_Natural Gas_Water Heater_E2_Baseline Forecast | Commercial | Retail (WA) | New | Water Heating | Natural Gas | Water Heater | E2 | TE 0.90 | Baseline Forecast | 0 | 0 | 0 | 0 | 0 | 0 | 0 | 0 | 0 | 0 | 0 | 0 | 0 | 0 | 0 | 0 | 0 | 0 | 0 | 0 | 0 | 0 | 0 | 0 | 0 | 0 | 0
Commercial_Retail (WA)_New_Water Heating_Natural Gas_Water Heater_E3_Baseline Forecast | Commercial | Retail (WA) | New | Water Heating | Natural Gas | Water Heater | E3 | TE 0.94 | Baseline Forecast | 0 | 85032.0572 | 79207.5727 | 80004.7485 | 80133.4803 | 78621.5258 | 77368.4012 | 75843.681 | 74731.9168 | 73657.3243 | 72553.389 | 70138.6277 | 76948.4743 | 82451.8481 | 87229.9697 | 91467.7748 | 95483.9623 | 98740.8322 | 101440.3541 | 103667.6953 | 105709.0972 | 108238.4348 | 109291.7395 | 137946.6779 | 135560.7254 | 136068.7772 | 131376.2912
Commercial_Retail (WA)_New_Water Heating_Natural Gas_Water Heater_E4_Baseline Forecast | Commercial | Retail (WA) | New | Water Heating | Natural Gas | Water Heater | E4 | Instantaneous TE 0.94 | Baseline Forecast | 0 | 0 | 0 | 0 | 0 | 0 | 0 | 0 | 0 | 0 | 0 | 0 | 0 | 0 | 0 | 0 | 0 | 0 | 0 | 0 | 0 | 0 | 0 | 0 | 0 | 0 | 0
Commercial_Retail (WA)_New_Water Heating_Natural Gas_Water Heater_E5_Baseline Forecast | Commercial | Retail (WA) | New | Water Heating | Natural Gas | Water Heater | E5 | Gas-Fired Absorption HPWH | Baseline Forecast | 0 | 0 | 0 | 0 | 0 | 0 | 0 | 0 | 0 | 0 | 0 | 0 | 0 | 0 | 0 | 0 | 0 | 0 | 0 | 0 | 0 | 0 | 0 | 0 | 0 | 0 | 0
Commercial_Retail (WA)_New_Water Heating_Natural Gas_Water Heater_E6_Baseline Forecast | Commercial | Retail (WA) | New | Water Heating | Natural Gas | Water Heater | E6 |  | Baseline Forecast | 0 | 0 | 0 | 0 | 0 | 0 | 0 | 0 | 0 | 0 | 0 | 0 | 0 | 0 | 0 | 0 | 0 | 0 | 0 | 0 | 0 | 0 | 0 | 0 | 0 | 0 | 0
Commercial_Retail (WA)_New_Water Heating_Natural Gas_Water Heater_E7_Baseline Forecast | Commercial | Retail (WA) | New | Water Heating | Natural Gas | Water Heater | E7 |  | Baseline Forecast | 0 | 0 | 0 | 0 | 0 | 0 | 0 | 0 | 0 | 0 | 0 | 0 | 0 | 0 | 0 | 0 | 0 | 0 | 0 | 0 | 0 | 0 | 0 | 0 | 0 | 0 | 0
Commercial_Retail (WA)_New_Water Heating_Natural Gas_Water Heater_E8_Baseline Forecast | Commercial | Retail (WA) | New | Water Heating | Natural Gas | Water Heater | E8 |  | Baseline Forecast | 0 | 0 | 0 | 0 | 0 | 0 | 0 | 0 | 0 | 0 | 0 | 0 | 0 | 0 | 0 | 0 | 0 | 0 | 0 | 0 | 0 | 0 | 0 | 0 | 0 | 0 | 0
Commercial_Retail (WA)_New_Water Heating_Natural Gas_Water Heater_E9_Baseline Forecast | Commercial | Retail (WA) | New | Water Heating | Natural Gas | Water Heater | E9 |  | Baseline Forecast | 0 | 0 | 0 | 0 | 0 | 0 | 0 | 0 | 0 | 0 | 0 | 0 | 0 | 0 | 0 | 0 | 0 | 0 | 0 | 0 | 0 | 0 | 0 | 0 | 0 | 0 | 0
Commercial_Retail (WA)_New_Water Heating_Natural Gas_Water Heater_E10_Baseline Forecast | Commercial | Retail (WA) | New | Water Heating | Natural Gas | Water Heater | E10 |  | Baseline Forecast | 0 | 0 | 0 | 0 | 0 | 0 | 0 | 0 | 0 | 0 | 0 | 0 | 0 | 0 | 0 | 0 | 0 | 0 | 0 | 0 | 0 | 0 | 0 | 0 | 0 | 0 | 0
Commercial_Retail (WA)_New_Food Preparation_Natural Gas_Oven_E1_Baseline Forecast | Commercial | Retail (WA) | New | Food Preparation | Natural Gas | Oven | E1 | Standard | Baseline Forecast | 0 | 1839.3549 | 1713.3637 | 1730.6076 | 1733.3923 | 1700.6867 | 1673.58 | 1640.5983 | 1616.5494 | 1593.3045 | 1937.2959 | 2154.16 | 2352.9795 | 2507.0046 | 2614.9032 | 3172.5963 | 3100.6084 | 3067.8082 | 3028.1002 | 3050.6608 | 3113.498 | 3216.7077 | 3310.2024 | 3404.0179 | 3684.9194 | 3862.7775 | 3877.0346
Commercial_Retail (WA)_New_Food Preparation_Natural Gas_Oven_E2_Baseline Forecast | Commercial | Retail (WA) | New | Food Preparation | Natural Gas | Oven | E2 | ENERGY STAR (>42% Baking Efficiency) | Baseline Forecast | 0 | 2646.8766 | 2465.5721 | 2490.3866 | 2494.3937 | 2447.3297 | 2408.3224 | 2360.8609 | 2326.254 | 2292.8041 | 2787.8161 | 3099.8888 | 3385.9948 | 3607.6408 | 3762.9095 | 4565.4434 | 4461.8511 | 4414.6509 | 4357.5101 | 4389.9752 | 4480.3996 | 4628.9208 | 4763.462 | 4898.4648 | 5302.6889 | 5558.631 | 5579.1474
Commercial_Retail (WA)_New_Food Preparation_Natural Gas_Oven_E3_Baseline Forecast | Commercial | Retail (WA) | New | Food Preparation | Natural Gas | Oven | E3 |  | Baseline Forecast | 0 | 0 | 0 | 0 | 0 | 0 | 0 | 0 | 0 | 0 | 0 | 0 | 0 | 0 | 0 | 0 | 0 | 0 | 0 | 0 | 0 | 0 | 0 | 0 | 0 | 0 | 0
Commercial_Retail (WA)_New_Food Preparation_Natural Gas_Oven_E4_Baseline Forecast | Commercial | Retail (WA) | New | Food Preparation | Natural Gas | Oven | E4 |  | Baseline Forecast | 0 | 0 | 0 | 0 | 0 | 0 | 0 | 0 | 0 | 0 | 0 | 0 | 0 | 0 | 0 | 0 | 0 | 0 | 0 | 0 | 0 | 0 | 0 | 0 | 0 | 0 | 0
Commercial_Retail (WA)_New_Food Preparation_Natural Gas_Oven_E5_Baseline Forecast | Commercial | Retail (WA) | New | Food Preparation | Natural Gas | Oven | E5 |  | Baseline Forecast | 0 | 0 | 0 | 0 | 0 | 0 | 0 | 0 | 0 | 0 | 0 | 0 | 0 | 0 | 0 | 0 | 0 | 0 | 0 | 0 | 0 | 0 | 0 | 0 | 0 | 0 | 0
Commercial_Retail (WA)_New_Food Preparation_Natural Gas_Oven_E6_Baseline Forecast | Commercial | Retail (WA) | New | Food Preparation | Natural Gas | Oven | E6 |  | Baseline Forecast | 0 | 0 | 0 | 0 | 0 | 0 | 0 | 0 | 0 | 0 | 0 | 0 | 0 | 0 | 0 | 0 | 0 | 0 | 0 | 0 | 0 | 0 | 0 | 0 | 0 | 0 | 0
Commercial_Retail (WA)_New_Food Preparation_Natural Gas_Oven_E7_Baseline Forecast | Commercial | Retail (WA) | New | Food Preparation | Natural Gas | Oven | E7 |  | Baseline Forecast | 0 | 0 | 0 | 0 | 0 | 0 | 0 | 0 | 0 | 0 | 0 | 0 | 0 | 0 | 0 | 0 | 0 | 0 | 0 | 0 | 0 | 0 | 0 | 0 | 0 | 0 | 0
Commercial_Retail (WA)_New_Food Preparation_Natural Gas_Oven_E8_Baseline Forecast | Commercial | Retail (WA) | New | Food Preparation | Natural Gas | Oven | E8 |  | Baseline Forecast | 0 | 0 | 0 | 0 | 0 | 0 | 0 | 0 | 0 | 0 | 0 | 0 | 0 | 0 | 0 | 0 | 0 | 0 | 0 | 0 | 0 | 0 | 0 | 0 | 0 | 0 | 0
Commercial_Retail (WA)_New_Food Preparation_Natural Gas_Oven_E9_Baseline Forecast | Commercial | Retail (WA) | New | Food Preparation | Natural Gas | Oven | E9 |  | Baseline Forecast | 0 | 0 | 0 | 0 | 0 | 0 | 0 | 0 | 0 | 0 | 0 | 0 | 0 | 0 | 0 | 0 | 0 | 0 | 0 | 0 | 0 | 0 | 0 | 0 | 0 | 0 | 0
Commercial_Retail (WA)_New_Food Preparation_Natural Gas_Oven_E10_Baseline Forecast | Commercial | Retail (WA) | New | Food Preparation | Natural Gas | Oven | E10 |  | Baseline Forecast | 0 | 0 | 0 | 0 | 0 | 0 | 0 | 0 | 0 | 0 | 0 | 0 | 0 | 0 | 0 | 0 | 0 | 0 | 0 | 0 | 0 | 0 | 0 | 0 | 0 | 0 | 0
Commercial_Retail (WA)_New_Food Preparation_Natural Gas_Conveyor Oven_E1_Baseline Forecast | Commercial | Retail (WA) | New | Food Preparation | Natural Gas | Conveyor Oven | E1 | Standard | Baseline Forecast | 0 | 919.6775 | 856.6818 | 865.3038 | 866.6961 | 850.3434 | 836.79 | 820.2991 | 808.2747 | 796.6523 | 784.7125 | 758.5952 | 748.6412 | 737.8842 | 724.8885 | 711.8017 | 703.1611 | 876.21 | 999.5358 | 1097.3369 | 1175.8303 | 1242.7126 | 1523.4858 | 1485.819 | 1471.0756 | 1455.4912 | 1377.6145
Commercial_Retail (WA)_New_Food Preparation_Natural Gas_Conveyor Oven_E2_Baseline Forecast | Commercial | Retail (WA) | New | Food Preparation | Natural Gas | Conveyor Oven | E2 | ENERGY STAR (>42% Baking Efficiency) | Baseline Forecast | 0 | 1323.4383 | 1232.7861 | 1245.1933 | 1247.1969 | 1223.6648 | 1204.1612 | 1180.4305 | 1163.127 | 1146.402 | 1129.2204 | 1091.6371 | 1077.3129 | 1061.8334 | 1043.1322 | 1024.3 | 1011.866 | 1260.8876 | 1438.3564 | 1579.0945 | 1692.0485 | 1788.2938 | 2192.3332 | 2138.1298 | 2116.9137 | 2094.4874 | 1982.4209
Commercial_Retail (WA)_New_Food Preparation_Natural Gas_Conveyor Oven_E3_Baseline Forecast | Commercial | Retail (WA) | New | Food Preparation | Natural Gas | Conveyor Oven | E3 |  | Baseline Forecast | 0 | 0 | 0 | 0 | 0 | 0 | 0 | 0 | 0 | 0 | 0 | 0 | 0 | 0 | 0 | 0 | 0 | 0 | 0 | 0 | 0 | 0 | 0 | 0 | 0 | 0 | 0
Commercial_Retail (WA)_New_Food Preparation_Natural Gas_Conveyor Oven_E4_Baseline Forecast | Commercial | Retail (WA) | New | Food Preparation | Natural Gas | Conveyor Oven | E4 |  | Baseline Forecast | 0 | 0 | 0 | 0 | 0 | 0 | 0 | 0 | 0 | 0 | 0 | 0 | 0 | 0 | 0 | 0 | 0 | 0 | 0 | 0 | 0 | 0 | 0 | 0 | 0 | 0 | 0
Commercial_Retail (WA)_New_Food Preparation_Natural Gas_Conveyor Oven_E5_Baseline Forecast | Commercial | Retail (WA) | New | Food Preparation | Natural Gas | Conveyor Oven | E5 |  | Baseline Forecast | 0 | 0 | 0 | 0 | 0 | 0 | 0 | 0 | 0 | 0 | 0 | 0 | 0 | 0 | 0 | 0 | 0 | 0 | 0 | 0 | 0 | 0 | 0 | 0 | 0 | 0 | 0
Commercial_Retail (WA)_New_Food Preparation_Natural Gas_Conveyor Oven_E6_Baseline Forecast | Commercial | Retail (WA) | New | Food Preparation | Natural Gas | Conveyor Oven | E6 |  | Baseline Forecast | 0 | 0 | 0 | 0 | 0 | 0 | 0 | 0 | 0 | 0 | 0 | 0 | 0 | 0 | 0 | 0 | 0 | 0 | 0 | 0 | 0 | 0 | 0 | 0 | 0 | 0 | 0
Commercial_Retail (WA)_New_Food Preparation_Natural Gas_Conveyor Oven_E7_Baseline Forecast | Commercial | Retail (WA) | New | Food Preparation | Natural Gas | Conveyor Oven | E7 |  | Baseline Forecast | 0 | 0 | 0 | 0 | 0 | 0 | 0 | 0 | 0 | 0 | 0 | 0 | 0 | 0 | 0 | 0 | 0 | 0 | 0 | 0 | 0 | 0 | 0 | 0 | 0 | 0 | 0
Commercial_Retail (WA)_New_Food Preparation_Natural Gas_Conveyor Oven_E8_Baseline Forecast | Commercial | Retail (WA) | New | Food Preparation | Natural Gas | Conveyor Oven | E8 |  | Baseline Forecast | 0 | 0 | 0 | 0 | 0 | 0 | 0 | 0 | 0 | 0 | 0 | 0 | 0 | 0 | 0 | 0 | 0 | 0 | 0 | 0 | 0 | 0 | 0 | 0 | 0 | 0 | 0
Commercial_Retail (WA)_New_Food Preparation_Natural Gas_Conveyor Oven_E9_Baseline Forecast | Commercial | Retail (WA) | New | Food Preparation | Natural Gas | Conveyor Oven | E9 |  | Baseline Forecast | 0 | 0 | 0 | 0 | 0 | 0 | 0 | 0 | 0 | 0 | 0 | 0 | 0 | 0 | 0 | 0 | 0 | 0 | 0 | 0 | 0 | 0 | 0 | 0 | 0 | 0 | 0
Commercial_Retail (WA)_New_Food Preparation_Natural Gas_Conveyor Oven_E10_Baseline Forecast | Commercial | Retail (WA) | New | Food Preparation | Natural Gas | Conveyor Oven | E10 |  | Baseline Forecast | 0 | 0 | 0 | 0 | 0 | 0 | 0 | 0 | 0 | 0 | 0 | 0 | 0 | 0 | 0 | 0 | 0 | 0 | 0 | 0 | 0 | 0 | 0 | 0 | 0 | 0 | 0
Commercial_Retail (WA)_New_Food Preparation_Natural Gas_Double Rack Oven_E1_Baseline Forecast | Commercial | Retail (WA) | New | Food Preparation | Natural Gas | Double Rack Oven | E1 | Standard | Baseline Forecast | 0 | 919.6775 | 856.6818 | 865.3038 | 866.6961 | 850.3434 | 836.79 | 820.2991 | 808.2747 | 796.6523 | 886.8989 | 944.6145 | 1010.1364 | 1066.6241 | 1111.5842 | 1148.5079 | 1182.4888 | 1208.1519 | 1228.1256 | 1537.5322 | 1517.3648 | 1536.9553 | 1547.3149 | 1555.6611 | 1567.9822 | 1583.0559 | 1542.9302
Commercial_Retail (WA)_New_Food Preparation_Natural Gas_Double Rack Oven_E2_Baseline Forecast | Commercial | Retail (WA) | New | Food Preparation | Natural Gas | Double Rack Oven | E2 | FTSC Qualified (>50% Cooking Efficiency) | Baseline Forecast | 0 | 1323.4383 | 1232.7861 | 1245.1933 | 1247.1969 | 1223.6648 | 1204.1612 | 1180.4305 | 1163.127 | 1146.402 | 1276.2691 | 1359.3232 | 1453.611 | 1534.898 | 1599.5968 | 1652.7309 | 1701.6302 | 1738.56 | 1767.3027 | 2212.5464 | 2183.5249 | 2211.7162 | 2226.6238 | 2238.6343 | 2256.3646 | 2278.056 | 2220.3142
Commercial_Retail (WA)_New_Food Preparation_Natural Gas_Double Rack Oven_E3_Baseline Forecast | Commercial | Retail (WA) | New | Food Preparation | Natural Gas | Double Rack Oven | E3 |  | Baseline Forecast | 0 | 0 | 0 | 0 | 0 | 0 | 0 | 0 | 0 | 0 | 0 | 0 | 0 | 0 | 0 | 0 | 0 | 0 | 0 | 0 | 0 | 0 | 0 | 0 | 0 | 0 | 0
Commercial_Retail (WA)_New_Food Preparation_Natural Gas_Double Rack Oven_E4_Baseline Forecast | Commercial | Retail (WA) | New | Food Preparation | Natural Gas | Double Rack Oven | E4 |  | Baseline Forecast | 0 | 0 | 0 | 0 | 0 | 0 | 0 | 0 | 0 | 0 | 0 | 0 | 0 | 0 | 0 | 0 | 0 | 0 | 0 | 0 | 0 | 0 | 0 | 0 | 0 | 0 | 0
Commercial_Retail (WA)_New_Food Preparation_Natural Gas_Double Rack Oven_E5_Baseline Forecast | Commercial | Retail (WA) | New | Food Preparation | Natural Gas | Double Rack Oven | E5 |  | Baseline Forecast | 0 | 0 | 0 | 0 | 0 | 0 | 0 | 0 | 0 | 0 | 0 | 0 | 0 | 0 | 0 | 0 | 0 | 0 | 0 | 0 | 0 | 0 | 0 | 0 | 0 | 0 | 0
Commercial_Retail (WA)_New_Food Preparation_Natural Gas_Double Rack Oven_E6_Baseline Forecast | Commercial | Retail (WA) | New | Food Preparation | Natural Gas | Double Rack Oven | E6 |  | Baseline Forecast | 0 | 0 | 0 | 0 | 0 | 0 | 0 | 0 | 0 | 0 | 0 | 0 | 0 | 0 | 0 | 0 | 0 | 0 | 0 | 0 | 0 | 0 | 0 | 0 | 0 | 0 | 0
Commercial_Retail (WA)_New_Food Preparation_Natural Gas_Double Rack Oven_E7_Baseline Forecast | Commercial | Retail (WA) | New | Food Preparation | Natural Gas | Double Rack Oven | E7 |  | Baseline Forecast | 0 | 0 | 0 | 0 | 0 | 0 | 0 | 0 | 0 | 0 | 0 | 0 | 0 | 0 | 0 | 0 | 0 | 0 | 0 | 0 | 0 | 0 | 0 | 0 | 0 | 0 | 0
Commercial_Retail (WA)_New_Food Preparation_Natural Gas_Double Rack Oven_E8_Baseline Forecast | Commercial | Retail (WA) | New | Food Preparation | Natural Gas | Double Rack Oven | E8 |  | Baseline Forecast | 0 | 0 | 0 | 0 | 0 | 0 | 0 | 0 | 0 | 0 | 0 | 0 | 0 | 0 | 0 | 0 | 0 | 0 | 0 | 0 | 0 | 0 | 0 | 0 | 0 | 0 | 0
Commercial_Retail (WA)_New_Food Preparation_Natural Gas_Double Rack Oven_E9_Baseline Forecast | Commercial | Retail (WA) | New | Food Preparation | Natural Gas | Double Rack Oven | E9 |  | Baseline Forecast | 0 | 0 | 0 | 0 | 0 | 0 | 0 | 0 | 0 | 0 | 0 | 0 | 0 | 0 | 0 | 0 | 0 | 0 | 0 | 0 | 0 | 0 | 0 | 0 | 0 | 0 | 0
Commercial_Retail (WA)_New_Food Preparation_Natural Gas_Double Rack Oven_E10_Baseline Forecast | Commercial | Retail (WA) | New | Food Preparation | Natural Gas | Double Rack Oven | E10 |  | Baseline Forecast | 0 | 0 | 0 | 0 | 0 | 0 | 0 | 0 | 0 | 0 | 0 | 0 | 0 | 0 | 0 | 0 | 0 | 0 | 0 | 0 | 0 | 0 | 0 | 0 | 0 | 0 | 0
Commercial_Retail (WA)_New_Food Preparation_Natural Gas_Fryer_E1_Baseline Forecast | Commercial | Retail (WA) | New | Food Preparation | Natural Gas | Fryer | E1 | Standard | Baseline Forecast | 0 | 6639.6226 | 6184.825 | 6247.0714 | 6257.1233 | 6139.0642 | 6041.2155 | 5922.1597 | 5835.3489 | 5751.4407 | 5665.2413 | 5476.6876 | 6008.4261 | 6438.1502 | 6811.2439 | 7142.1476 | 7455.7466 | 7710.0553 | 7920.8441 | 8094.7633 | 8254.1636 | 8451.6638 | 8533.9098 | 10771.395 | 10585.0909 | 10624.7615 | 10258.3546
Commercial_Retail (WA)_New_Food Preparation_Natural Gas_Fryer_E2_Baseline Forecast | Commercial | Retail (WA) | New | Food Preparation | Natural Gas | Fryer | E2 | ENERGY STAR | Baseline Forecast | 0 | 2332.8404 | 2173.0466 | 2194.917 | 2198.4487 | 2156.9685 | 2122.5892 | 2080.7588 | 2050.2577 | 2020.7765 | 1990.4902 | 1924.2416 | 2111.0686 | 2262.0528 | 2393.1397 | 2509.4032 | 2619.5867 | 2708.9383 | 2782.9993 | 2844.106 | 2900.1115 | 2969.5035 | 2998.4007 | 3784.5442 | 3719.086 | 3733.0243 | 3604.2867
Commercial_Retail (WA)_New_Food Preparation_Natural Gas_Fryer_E3_Baseline Forecast | Commercial | Retail (WA) | New | Food Preparation | Natural Gas | Fryer | E3 |  | Baseline Forecast | 0 | 0 | 0 | 0 | 0 | 0 | 0 | 0 | 0 | 0 | 0 | 0 | 0 | 0 | 0 | 0 | 0 | 0 | 0 | 0 | 0 | 0 | 0 | 0 | 0 | 0 | 0
Commercial_Retail (WA)_New_Food Preparation_Natural Gas_Fryer_E4_Baseline Forecast | Commercial | Retail (WA) | New | Food Preparation | Natural Gas | Fryer | E4 |  | Baseline Forecast | 0 | 0 | 0 | 0 | 0 | 0 | 0 | 0 | 0 | 0 | 0 | 0 | 0 | 0 | 0 | 0 | 0 | 0 | 0 | 0 | 0 | 0 | 0 | 0 | 0 | 0 | 0
Commercial_Retail (WA)_New_Food Preparation_Natural Gas_Fryer_E5_Baseline Forecast | Commercial | Retail (WA) | New | Food Preparation | Natural Gas | Fryer | E5 |  | Baseline Forecast | 0 | 0 | 0 | 0 | 0 | 0 | 0 | 0 | 0 | 0 | 0 | 0 | 0 | 0 | 0 | 0 | 0 | 0 | 0 | 0 | 0 | 0 | 0 | 0 | 0 | 0 | 0
Commercial_Retail (WA)_New_Food Preparation_Natural Gas_Fryer_E6_Baseline Forecast | Commercial | Retail (WA) | New | Food Preparation | Natural Gas | Fryer | E6 |  | Baseline Forecast | 0 | 0 | 0 | 0 | 0 | 0 | 0 | 0 | 0 | 0 | 0 | 0 | 0 | 0 | 0 | 0 | 0 | 0 | 0 | 0 | 0 | 0 | 0 | 0 | 0 | 0 | 0
Commercial_Retail (WA)_New_Food Preparation_Natural Gas_Fryer_E7_Baseline Forecast | Commercial | Retail (WA) | New | Food Preparation | Natural Gas | Fryer | E7 |  | Baseline Forecast | 0 | 0 | 0 | 0 | 0 | 0 | 0 | 0 | 0 | 0 | 0 | 0 | 0 | 0 | 0 | 0 | 0 | 0 | 0 | 0 | 0 | 0 | 0 | 0 | 0 | 0 | 0
Commercial_Retail (WA)_New_Food Preparation_Natural Gas_Fryer_E8_Baseline Forecast | Commercial | Retail (WA) | New | Food Preparation | Natural Gas | Fryer | E8 |  | Baseline Forecast | 0 | 0 | 0 | 0 | 0 | 0 | 0 | 0 | 0 | 0 | 0 | 0 | 0 | 0 | 0 | 0 | 0 | 0 | 0 | 0 | 0 | 0 | 0 | 0 | 0 | 0 | 0
Commercial_Retail (WA)_New_Food Preparation_Natural Gas_Fryer_E9_Baseline Forecast | Commercial | Retail (WA) | New | Food Preparation | Natural Gas | Fryer | E9 |  | Baseline Forecast | 0 | 0 | 0 | 0 | 0 | 0 | 0 | 0 | 0 | 0 | 0 | 0 | 0 | 0 | 0 | 0 | 0 | 0 | 0 | 0 | 0 | 0 | 0 | 0 | 0 | 0 | 0
Commercial_Retail (WA)_New_Food Preparation_Natural Gas_Fryer_E10_Baseline Forecast | Commercial | Retail (WA) | New | Food Preparation | Natural Gas | Fryer | E10 |  | Baseline Forecast | 0 | 0 | 0 | 0 | 0 | 0 | 0 | 0 | 0 | 0 | 0 | 0 | 0 | 0 | 0 | 0 | 0 | 0 | 0 | 0 | 0 | 0 | 0 | 0 | 0 | 0 | 0
Commercial_Retail (WA)_New_Food Preparation_Natural Gas_Broiler_E1_Baseline Forecast | Commercial | Retail (WA) | New | Food Preparation | Natural Gas | Broiler | E1 | Standard | Baseline Forecast | 0 | 0 | 0 | 0 | 0 | 0 | 0 | 0 | 0 | 0 | 0 | 0 | 0 | 0 | 0 | 0 | 0 | 0 | 0 | 0 | 0 | 0 | 0 | 0 | 0 | 0 | 0
Commercial_Retail (WA)_New_Food Preparation_Natural Gas_Broiler_E2_Baseline Forecast | Commercial | Retail (WA) | New | Food Preparation | Natural Gas | Broiler | E2 | Infrared Burners | Baseline Forecast | 0 | 0 | 0 | 0 | 0 | 0 | 0 | 0 | 0 | 0 | 0 | 0 | 0 | 0 | 0 | 0 | 0 | 0 | 0 | 0 | 0 | 0 | 0 | 0 | 0 | 0 | 0
Commercial_Retail (WA)_New_Food Preparation_Natural Gas_Broiler_E3_Baseline Forecast | Commercial | Retail (WA) | New | Food Preparation | Natural Gas | Broiler | E3 |  | Baseline Forecast | 0 | 0 | 0 | 0 | 0 | 0 | 0 | 0 | 0 | 0 | 0 | 0 | 0 | 0 | 0 | 0 | 0 | 0 | 0 | 0 | 0 | 0 | 0 | 0 | 0 | 0 | 0
Commercial_Retail (WA)_New_Food Preparation_Natural Gas_Broiler_E4_Baseline Forecast | Commercial | Retail (WA) | New | Food Preparation | Natural Gas | Broiler | E4 |  | Baseline Forecast | 0 | 0 | 0 | 0 | 0 | 0 | 0 | 0 | 0 | 0 | 0 | 0 | 0 | 0 | 0 | 0 | 0 | 0 | 0 | 0 | 0 | 0 | 0 | 0 | 0 | 0 | 0
Commercial_Retail (WA)_New_Food Preparation_Natural Gas_Broiler_E5_Baseline Forecast | Commercial | Retail (WA) | New | Food Preparation | Natural Gas | Broiler | E5 |  | Baseline Forecast | 0 | 0 | 0 | 0 | 0 | 0 | 0 | 0 | 0 | 0 | 0 | 0 | 0 | 0 | 0 | 0 | 0 | 0 | 0 | 0 | 0 | 0 | 0 | 0 | 0 | 0 | 0
Commercial_Retail (WA)_New_Food Preparation_Natural Gas_Broiler_E6_Baseline Forecast | Commercial | Retail (WA) | New | Food Preparation | Natural Gas | Broiler | E6 |  | Baseline Forecast | 0 | 0 | 0 | 0 | 0 | 0 | 0 | 0 | 0 | 0 | 0 | 0 | 0 | 0 | 0 | 0 | 0 | 0 | 0 | 0 | 0 | 0 | 0 | 0 | 0 | 0 | 0
Commercial_Retail (WA)_New_Food Preparation_Natural Gas_Broiler_E7_Baseline Forecast | Commercial | Retail (WA) | New | Food Preparation | Natural Gas | Broiler | E7 |  | Baseline Forecast | 0 | 0 | 0 | 0 | 0 | 0 | 0 | 0 | 0 | 0 | 0 | 0 | 0 | 0 | 0 | 0 | 0 | 0 | 0 | 0 | 0 | 0 | 0 | 0 | 0 | 0 | 0
Commercial_Retail (WA)_New_Food Preparation_Natural Gas_Broiler_E8_Baseline Forecast | Commercial | Retail (WA) | New | Food Preparation | Natural Gas | Broiler | E8 |  | Baseline Forecast | 0 | 0 | 0 | 0 | 0 | 0 | 0 | 0 | 0 | 0 | 0 | 0 | 0 | 0 | 0 | 0 | 0 | 0 | 0 | 0 | 0 | 0 | 0 | 0 | 0 | 0 | 0
Commercial_Retail (WA)_New_Food Preparation_Natural Gas_Broiler_E9_Baseline Forecast | Commercial | Retail (WA) | New | Food Preparation | Natural Gas | Broiler | E9 |  | Baseline Forecast | 0 | 0 | 0 | 0 | 0 | 0 | 0 | 0 | 0 | 0 | 0 | 0 | 0 | 0 | 0 | 0 | 0 | 0 | 0 | 0 | 0 | 0 | 0 | 0 | 0 | 0 | 0
Commercial_Retail (WA)_New_Food Preparation_Natural Gas_Broiler_E10_Baseline Forecast | Commercial | Retail (WA) | New | Food Preparation | Natural Gas | Broiler | E10 |  | Baseline Forecast | 0 | 0 | 0 | 0 | 0 | 0 | 0 | 0 | 0 | 0 | 0 | 0 | 0 | 0 | 0 | 0 | 0 | 0 | 0 | 0 | 0 | 0 | 0 | 0 | 0 | 0 | 0
Commercial_Retail (WA)_New_Food Preparation_Natural Gas_Griddle_E1_Baseline Forecast | Commercial | Retail (WA) | New | Food Preparation | Natural Gas | Griddle | E1 | Standard | Baseline Forecast | 0 | 0 | 0 | 0 | 0 | 0 | 0 | 0 | 0 | 0 | 0 | 0 | 0 | 0 | 0 | 0 | 0 | 0 | 0 | 0 | 0 | 0 | 0 | 0 | 0 | 0 | 0
Commercial_Retail (WA)_New_Food Preparation_Natural Gas_Griddle_E2_Baseline Forecast | Commercial | Retail (WA) | New | Food Preparation | Natural Gas | Griddle | E2 | ENERGY STAR | Baseline Forecast | 0 | 0 | 0 | 0 | 0 | 0 | 0 | 0 | 0 | 0 | 0 | 0 | 0 | 0 | 0 | 0 | 0 | 0 | 0 | 0 | 0 | 0 | 0 | 0 | 0 | 0 | 0
Commercial_Retail (WA)_New_Food Preparation_Natural Gas_Griddle_E3_Baseline Forecast | Commercial | Retail (WA) | New | Food Preparation | Natural Gas | Griddle | E3 |  | Baseline Forecast | 0 | 0 | 0 | 0 | 0 | 0 | 0 | 0 | 0 | 0 | 0 | 0 | 0 | 0 | 0 | 0 | 0 | 0 | 0 | 0 | 0 | 0 | 0 | 0 | 0 | 0 | 0
Commercial_Retail (WA)_New_Food Preparation_Natural Gas_Griddle_E4_Baseline Forecast | Commercial | Retail (WA) | New | Food Preparation | Natural Gas | Griddle | E4 |  | Baseline Forecast | 0 | 0 | 0 | 0 | 0 | 0 | 0 | 0 | 0 | 0 | 0 | 0 | 0 | 0 | 0 | 0 | 0 | 0 | 0 | 0 | 0 | 0 | 0 | 0 | 0 | 0 | 0
Commercial_Retail (WA)_New_Food Preparation_Natural Gas_Griddle_E5_Baseline Forecast | Commercial | Retail (WA) | New | Food Preparation | Natural Gas | Griddle | E5 |  | Baseline Forecast | 0 | 0 | 0 | 0 | 0 | 0 | 0 | 0 | 0 | 0 | 0 | 0 | 0 | 0 | 0 | 0 | 0 | 0 | 0 | 0 | 0 | 0 | 0 | 0 | 0 | 0 | 0
Commercial_Retail (WA)_New_Food Preparation_Natural Gas_Griddle_E6_Baseline Forecast | Commercial | Retail (WA) | New | Food Preparation | Natural Gas | Griddle | E6 |  | Baseline Forecast | 0 | 0 | 0 | 0 | 0 | 0 | 0 | 0 | 0 | 0 | 0 | 0 | 0 | 0 | 0 | 0 | 0 | 0 | 0 | 0 | 0 | 0 | 0 | 0 | 0 | 0 | 0
Commercial_Retail (WA)_New_Food Preparation_Natural Gas_Griddle_E7_Baseline Forecast | Commercial | Retail (WA) | New | Food Preparation | Natural Gas | Griddle | E7 |  | Baseline Forecast | 0 | 0 | 0 | 0 | 0 | 0 | 0 | 0 | 0 | 0 | 0 | 0 | 0 | 0 | 0 | 0 | 0 | 0 | 0 | 0 | 0 | 0 | 0 | 0 | 0 | 0 | 0
Commercial_Retail (WA)_New_Food Preparation_Natural Gas_Griddle_E8_Baseline Forecast | Commercial | Retail (WA) | New | Food Preparation | Natural Gas | Griddle | E8 |  | Baseline Forecast | 0 | 0 | 0 | 0 | 0 | 0 | 0 | 0 | 0 | 0 | 0 | 0 | 0 | 0 | 0 | 0 | 0 | 0 | 0 | 0 | 0 | 0 | 0 | 0 | 0 | 0 | 0
Commercial_Retail (WA)_New_Food Preparation_Natural Gas_Griddle_E9_Baseline Forecast | Commercial | Retail (WA) | New | Food Preparation | Natural Gas | Griddle | E9 |  | Baseline Forecast | 0 | 0 | 0 | 0 | 0 | 0 | 0 | 0 | 0 | 0 | 0 | 0 | 0 | 0 | 0 | 0 | 0 | 0 | 0 | 0 | 0 | 0 | 0 | 0 | 0 | 0 | 0
Commercial_Retail (WA)_New_Food Preparation_Natural Gas_Griddle_E10_Baseline Forecast | Commercial | Retail (WA) | New | Food Preparation | Natural Gas | Griddle | E10 |  | Baseline Forecast | 0 | 0 | 0 | 0 | 0 | 0 | 0 | 0 | 0 | 0 | 0 | 0 | 0 | 0 | 0 | 0 | 0 | 0 | 0 | 0 | 0 | 0 | 0 | 0 | 0 | 0 | 0
Commercial_Retail (WA)_New_Food Preparation_Natural Gas_Range_E1_Baseline Forecast | Commercial | Retail (WA) | New | Food Preparation | Natural Gas | Range | E1 | Standard | Baseline Forecast | 0 | 0 | 0 | 0 | 0 | 0 | 0 | 0 | 0 | 0 | 0 | 0 | 0 | 0 | 0 | 0 | 0 | 0 | 0 | 0 | 0 | 0 | 0 | 0 | 0 | 0 | 0
Commercial_Retail (WA)_New_Food Preparation_Natural Gas_Range_E2_Baseline Forecast | Commercial | Retail (WA) | New | Food Preparation | Natural Gas | Range | E2 | High Efficiency | Baseline Forecast | 0 | 0 | 0 | 0 | 0 | 0 | 0 | 0 | 0 | 0 | 0 | 0 | 0 | 0 | 0 | 0 | 0 | 0 | 0 | 0 | 0 | 0 | 0 | 0 | 0 | 0 | 0
Commercial_Retail (WA)_New_Food Preparation_Natural Gas_Range_E3_Baseline Forecast | Commercial | Retail (WA) | New | Food Preparation | Natural Gas | Range | E3 |  | Baseline Forecast | 0 | 0 | 0 | 0 | 0 | 0 | 0 | 0 | 0 | 0 | 0 | 0 | 0 | 0 | 0 | 0 | 0 | 0 | 0 | 0 | 0 | 0 | 0 | 0 | 0 | 0 | 0
Commercial_Retail (WA)_New_Food Preparation_Natural Gas_Range_E4_Baseline Forecast | Commercial | Retail (WA) | New | Food Preparation | Natural Gas | Range | E4 |  | Baseline Forecast | 0 | 0 | 0 | 0 | 0 | 0 | 0 | 0 | 0 | 0 | 0 | 0 | 0 | 0 | 0 | 0 | 0 | 0 | 0 | 0 | 0 | 0 | 0 | 0 | 0 | 0 | 0
Commercial_Retail (WA)_New_Food Preparation_Natural Gas_Range_E5_Baseline Forecast | Commercial | Retail (WA) | New | Food Preparation | Natural Gas | Range | E5 |  | Baseline Forecast | 0 | 0 | 0 | 0 | 0 | 0 | 0 | 0 | 0 | 0 | 0 | 0 | 0 | 0 | 0 | 0 | 0 | 0 | 0 | 0 | 0 | 0 | 0 | 0 | 0 | 0 | 0
Commercial_Retail (WA)_New_Food Preparation_Natural Gas_Range_E6_Baseline Forecast | Commercial | Retail (WA) | New | Food Preparation | Natural Gas | Range | E6 |  | Baseline Forecast | 0 | 0 | 0 | 0 | 0 | 0 | 0 | 0 | 0 | 0 | 0 | 0 | 0 | 0 | 0 | 0 | 0 | 0 | 0 | 0 | 0 | 0 | 0 | 0 | 0 | 0 | 0
Commercial_Retail (WA)_New_Food Preparation_Natural Gas_Range_E7_Baseline Forecast | Commercial | Retail (WA) | New | Food Preparation | Natural Gas | Range | E7 |  | Baseline Forecast | 0 | 0 | 0 | 0 | 0 | 0 | 0 | 0 | 0 | 0 | 0 | 0 | 0 | 0 | 0 | 0 | 0 | 0 | 0 | 0 | 0 | 0 | 0 | 0 | 0 | 0 | 0
Commercial_Retail (WA)_New_Food Preparation_Natural Gas_Range_E8_Baseline Forecast | Commercial | Retail (WA) | New | Food Preparation | Natural Gas | Range | E8 |  | Baseline Forecast | 0 | 0 | 0 | 0 | 0 | 0 | 0 | 0 | 0 | 0 | 0 | 0 | 0 | 0 | 0 | 0 | 0 | 0 | 0 | 0 | 0 | 0 | 0 | 0 | 0 | 0 | 0
Commercial_Retail (WA)_New_Food Preparation_Natural Gas_Range_E9_Baseline Forecast | Commercial | Retail (WA) | New | Food Preparation | Natural Gas | Range | E9 |  | Baseline Forecast | 0 | 0 | 0 | 0 | 0 | 0 | 0 | 0 | 0 | 0 | 0 | 0 | 0 | 0 | 0 | 0 | 0 | 0 | 0 | 0 | 0 | 0 | 0 | 0 | 0 | 0 | 0
Commercial_Retail (WA)_New_Food Preparation_Natural Gas_Range_E10_Baseline Forecast | Commercial | Retail (WA) | New | Food Preparation | Natural Gas | Range | E10 |  | Baseline Forecast | 0 | 0 | 0 | 0 | 0 | 0 | 0 | 0 | 0 | 0 | 0 | 0 | 0 | 0 | 0 | 0 | 0 | 0 | 0 | 0 | 0 | 0 | 0 | 0 | 0 | 0 | 0
Commercial_Retail (WA)_New_Food Preparation_Natural Gas_Steamer_E1_Baseline Forecast | Commercial | Retail (WA) | New | Food Preparation | Natural Gas | Steamer | E1 | Standard | Baseline Forecast | 0 | 0 | 0 | 0 | 0 | 0 | 0 | 0 | 0 | 0 | 0 | 0 | 0 | 0 | 0 | 0 | 0 | 0 | 0 | 0 | 0 | 0 | 0 | 0 | 0 | 0 | 0
Commercial_Retail (WA)_New_Food Preparation_Natural Gas_Steamer_E2_Baseline Forecast | Commercial | Retail (WA) | New | Food Preparation | Natural Gas | Steamer | E2 | ENERGY STAR | Baseline Forecast | 0 | 0 | 0 | 0 | 0 | 0 | 0 | 0 | 0 | 0 | 0 | 0 | 0 | 0 | 0 | 0 | 0 | 0 | 0 | 0 | 0 | 0 | 0 | 0 | 0 | 0 | 0
Commercial_Retail (WA)_New_Food Preparation_Natural Gas_Steamer_E3_Baseline Forecast | Commercial | Retail (WA) | New | Food Preparation | Natural Gas | Steamer | E3 |  | Baseline Forecast | 0 | 0 | 0 | 0 | 0 | 0 | 0 | 0 | 0 | 0 | 0 | 0 | 0 | 0 | 0 | 0 | 0 | 0 | 0 | 0 | 0 | 0 | 0 | 0 | 0 | 0 | 0
Commercial_Retail (WA)_New_Food Preparation_Natural Gas_Steamer_E4_Baseline Forecast | Commercial | Retail (WA) | New | Food Preparation | Natural Gas | Steamer | E4 |  | Baseline Forecast | 0 | 0 | 0 | 0 | 0 | 0 | 0 | 0 | 0 | 0 | 0 | 0 | 0 | 0 | 0 | 0 | 0 | 0 | 0 | 0 | 0 | 0 | 0 | 0 | 0 | 0 | 0
Commercial_Retail (WA)_New_Food Preparation_Natural Gas_Steamer_E5_Baseline Forecast | Commercial | Retail (WA) | New | Food Preparation | Natural Gas | Steamer | E5 |  | Baseline Forecast | 0 | 0 | 0 | 0 | 0 | 0 | 0 | 0 | 0 | 0 | 0 | 0 | 0 | 0 | 0 | 0 | 0 | 0 | 0 | 0 | 0 | 0 | 0 | 0 | 0 | 0 | 0
Commercial_Retail (WA)_New_Food Preparation_Natural Gas_Steamer_E6_Baseline Forecast | Commercial | Retail (WA) | New | Food Preparation | Natural Gas | Steamer | E6 |  | Baseline Forecast | 0 | 0 | 0 | 0 | 0 | 0 | 0 | 0 | 0 | 0 | 0 | 0 | 0 | 0 | 0 | 0 | 0 | 0 | 0 | 0 | 0 | 0 | 0 | 0 | 0 | 0 | 0
Commercial_Retail (WA)_New_Food Preparation_Natural Gas_Steamer_E7_Baseline Forecast | Commercial | Retail (WA) | New | Food Preparation | Natural Gas | Steamer | E7 |  | Baseline Forecast | 0 | 0 | 0 | 0 | 0 | 0 | 0 | 0 | 0 | 0 | 0 | 0 | 0 | 0 | 0 | 0 | 0 | 0 | 0 | 0 | 0 | 0 | 0 | 0 | 0 | 0 | 0
Commercial_Retail (WA)_New_Food Preparation_Natural Gas_Steamer_E8_Baseline Forecast | Commercial | Retail (WA) | New | Food Preparation | Natural Gas | Steamer | E8 |  | Baseline Forecast | 0 | 0 | 0 | 0 | 0 | 0 | 0 | 0 | 0 | 0 | 0 | 0 | 0 | 0 | 0 | 0 | 0 | 0 | 0 | 0 | 0 | 0 | 0 | 0 | 0 | 0 | 0
Commercial_Retail (WA)_New_Food Preparation_Natural Gas_Steamer_E9_Baseline Forecast | Commercial | Retail (WA) | New | Food Preparation | Natural Gas | Steamer | E9 |  | Baseline Forecast | 0 | 0 | 0 | 0 | 0 | 0 | 0 | 0 | 0 | 0 | 0 | 0 | 0 | 0 | 0 | 0 | 0 | 0 | 0 | 0 | 0 | 0 | 0 | 0 | 0 | 0 | 0
Commercial_Retail (WA)_New_Food Preparation_Natural Gas_Steamer_E10_Baseline Forecast | Commercial | Retail (WA) | New | Food Preparation | Natural Gas | Steamer | E10 |  | Baseline Forecast | 0 | 0 | 0 | 0 | 0 | 0 | 0 | 0 | 0 | 0 | 0 | 0 | 0 | 0 | 0 | 0 | 0 | 0 | 0 | 0 | 0 | 0 | 0 | 0 | 0 | 0 | 0
Commercial_Retail (WA)_New_Food Preparation_Natural Gas_Food Prep Other_E1_Baseline Forecast | Commercial | Retail (WA) | New | Food Preparation | Natural Gas | Food Prep Other | E1 | Standard | Baseline Forecast | 0 | 0 | 0 | 0 | 0 | 0 | 0 | 0 | 0 | 0 | 0 | 0 | 0 | 0 | 0 | 0 | 0 | 0 | 0 | 0 | 0 | 0 | 0 | 0 | 0 | 0 | 0
Commercial_Retail (WA)_New_Food Preparation_Natural Gas_Food Prep Other_E2_Baseline Forecast | Commercial | Retail (WA) | New | Food Preparation | Natural Gas | Food Prep Other | E2 | ENERGY STAR | Baseline Forecast | 0 | 0 | 0 | 0 | 0 | 0 | 0 | 0 | 0 | 0 | 0 | 0 | 0 | 0 | 0 | 0 | 0 | 0 | 0 | 0 | 0 | 0 | 0 | 0 | 0 | 0 | 0
Commercial_Retail (WA)_New_Food Preparation_Natural Gas_Food Prep Other_E3_Baseline Forecast | Commercial | Retail (WA) | New | Food Preparation | Natural Gas | Food Prep Other | E3 |  | Baseline Forecast | 0 | 0 | 0 | 0 | 0 | 0 | 0 | 0 | 0 | 0 | 0 | 0 | 0 | 0 | 0 | 0 | 0 | 0 | 0 | 0 | 0 | 0 | 0 | 0 | 0 | 0 | 0
Commercial_Retail (WA)_New_Food Preparation_Natural Gas_Food Prep Other_E4_Baseline Forecast | Commercial | Retail (WA) | New | Food Preparation | Natural Gas | Food Prep Other | E4 |  | Baseline Forecast | 0 | 0 | 0 | 0 | 0 | 0 | 0 | 0 | 0 | 0 | 0 | 0 | 0 | 0 | 0 | 0 | 0 | 0 | 0 | 0 | 0 | 0 | 0 | 0 | 0 | 0 | 0
Commercial_Retail (WA)_New_Food Preparation_Natural Gas_Food Prep Other_E5_Baseline Forecast | Commercial | Retail (WA) | New | Food Preparation | Natural Gas | Food Prep Other | E5 |  | Baseline Forecast | 0 | 0 | 0 | 0 | 0 | 0 | 0 | 0 | 0 | 0 | 0 | 0 | 0 | 0 | 0 | 0 | 0 | 0 | 0 | 0 | 0 | 0 | 0 | 0 | 0 | 0 | 0
Commercial_Retail (WA)_New_Food Preparation_Natural Gas_Food Prep Other_E6_Baseline Forecast | Commercial | Retail (WA) | New | Food Preparation | Natural Gas | Food Prep Other | E6 |  | Baseline Forecast | 0 | 0 | 0 | 0 | 0 | 0 | 0 | 0 | 0 | 0 | 0 | 0 | 0 | 0 | 0 | 0 | 0 | 0 | 0 | 0 | 0 | 0 | 0 | 0 | 0 | 0 | 0
Commercial_Retail (WA)_New_Food Preparation_Natural Gas_Food Prep Other_E7_Baseline Forecast | Commercial | Retail (WA) | New | Food Preparation | Natural Gas | Food Prep Other | E7 |  | Baseline Forecast | 0 | 0 | 0 | 0 | 0 | 0 | 0 | 0 | 0 | 0 | 0 | 0 | 0 | 0 | 0 | 0 | 0 | 0 | 0 | 0 | 0 | 0 | 0 | 0 | 0 | 0 | 0
Commercial_Retail (WA)_New_Food Preparation_Natural Gas_Food Prep Other_E8_Baseline Forecast | Commercial | Retail (WA) | New | Food Preparation | Natural Gas | Food Prep Other | E8 |  | Baseline Forecast | 0 | 0 | 0 | 0 | 0 | 0 | 0 | 0 | 0 | 0 | 0 | 0 | 0 | 0 | 0 | 0 | 0 | 0 | 0 | 0 | 0 | 0 | 0 | 0 | 0 | 0 | 0
Commercial_Retail (WA)_New_Food Preparation_Natural Gas_Food Prep Other_E9_Baseline Forecast | Commercial | Retail (WA) | New | Food Preparation | Natural Gas | Food Prep Other | E9 |  | Baseline Forecast | 0 | 0 | 0 | 0 | 0 | 0 | 0 | 0 | 0 | 0 | 0 | 0 | 0 | 0 | 0 | 0 | 0 | 0 | 0 | 0 | 0 | 0 | 0 | 0 | 0 | 0 | 0
Commercial_Retail (WA)_New_Food Preparation_Natural Gas_Food Prep Other_E10_Baseline Forecast | Commercial | Retail (WA) | New | Food Preparation | Natural Gas | Food Prep Other | E10 |  | Baseline Forecast | 0 | 0 | 0 | 0 | 0 | 0 | 0 | 0 | 0 | 0 | 0 | 0 | 0 | 0 | 0 | 0 | 0 | 0 | 0 | 0 | 0 | 0 | 0 | 0 | 0 | 0 | 0
Commercial_Retail (WA)_New_Miscellaneous_Natural Gas_Pool Heater_E1_Baseline Forecast | Commercial | Retail (WA) | New | Miscellaneous | Natural Gas | Pool Heater | E1 | Standard (EF .82) | Baseline Forecast | 0 | 0 | 0 | 0 | 0 | 0 | 0 | 0 | 0 | 0 | 0 | 0 | 0 | 0 | 0 | 0 | 0 | 0 | 0 | 0 | 0 | 0 | 0 | 0 | 0 | 0 | 0
Commercial_Retail (WA)_New_Miscellaneous_Natural Gas_Pool Heater_E2_Baseline Forecast | Commercial | Retail (WA) | New | Miscellaneous | Natural Gas | Pool Heater | E2 | Condensing (EF .90) | Baseline Forecast | 0 | 0 | 0 | 0 | 0 | 0 | 0 | 0 | 0 | 0 | 0 | 0 | 0 | 0 | 0 | 0 | 0 | 0 | 0 | 0 | 0 | 0 | 0 | 0 | 0 | 0 | 0
Commercial_Retail (WA)_New_Miscellaneous_Natural Gas_Pool Heater_E3_Baseline Forecast | Commercial | Retail (WA) | New | Miscellaneous | Natural Gas | Pool Heater | E3 |  | Baseline Forecast | 0 | 0 | 0 | 0 | 0 | 0 | 0 | 0 | 0 | 0 | 0 | 0 | 0 | 0 | 0 | 0 | 0 | 0 | 0 | 0 | 0 | 0 | 0 | 0 | 0 | 0 | 0
Commercial_Retail (WA)_New_Miscellaneous_Natural Gas_Pool Heater_E4_Baseline Forecast | Commercial | Retail (WA) | New | Miscellaneous | Natural Gas | Pool Heater | E4 |  | Baseline Forecast | 0 | 0 | 0 | 0 | 0 | 0 | 0 | 0 | 0 | 0 | 0 | 0 | 0 | 0 | 0 | 0 | 0 | 0 | 0 | 0 | 0 | 0 | 0 | 0 | 0 | 0 | 0
Commercial_Retail (WA)_New_Miscellaneous_Natural Gas_Pool Heater_E5_Baseline Forecast | Commercial | Retail (WA) | New | Miscellaneous | Natural Gas | Pool Heater | E5 |  | Baseline Forecast | 0 | 0 | 0 | 0 | 0 | 0 | 0 | 0 | 0 | 0 | 0 | 0 | 0 | 0 | 0 | 0 | 0 | 0 | 0 | 0 | 0 | 0 | 0 | 0 | 0 | 0 | 0
Commercial_Retail (WA)_New_Miscellaneous_Natural Gas_Pool Heater_E6_Baseline Forecast | Commercial | Retail (WA) | New | Miscellaneous | Natural Gas | Pool Heater | E6 |  | Baseline Forecast | 0 | 0 | 0 | 0 | 0 | 0 | 0 | 0 | 0 | 0 | 0 | 0 | 0 | 0 | 0 | 0 | 0 | 0 | 0 | 0 | 0 | 0 | 0 | 0 | 0 | 0 | 0
Commercial_Retail (WA)_New_Miscellaneous_Natural Gas_Pool Heater_E7_Baseline Forecast | Commercial | Retail (WA) | New | Miscellaneous | Natural Gas | Pool Heater | E7 |  | Baseline Forecast | 0 | 0 | 0 | 0 | 0 | 0 | 0 | 0 | 0 | 0 | 0 | 0 | 0 | 0 | 0 | 0 | 0 | 0 | 0 | 0 | 0 | 0 | 0 | 0 | 0 | 0 | 0
Commercial_Retail (WA)_New_Miscellaneous_Natural Gas_Pool Heater_E8_Baseline Forecast | Commercial | Retail (WA) | New | Miscellaneous | Natural Gas | Pool Heater | E8 |  | Baseline Forecast | 0 | 0 | 0 | 0 | 0 | 0 | 0 | 0 | 0 | 0 | 0 | 0 | 0 | 0 | 0 | 0 | 0 | 0 | 0 | 0 | 0 | 0 | 0 | 0 | 0 | 0 | 0
Commercial_Retail (WA)_New_Miscellaneous_Natural Gas_Pool Heater_E9_Baseline Forecast | Commercial | Retail (WA) | New | Miscellaneous | Natural Gas | Pool Heater | E9 |  | Baseline Forecast | 0 | 0 | 0 | 0 | 0 | 0 | 0 | 0 | 0 | 0 | 0 | 0 | 0 | 0 | 0 | 0 | 0 | 0 | 0 | 0 | 0 | 0 | 0 | 0 | 0 | 0 | 0
Commercial_Retail (WA)_New_Miscellaneous_Natural Gas_Pool Heater_E10_Baseline Forecast | Commercial | Retail (WA) | New | Miscellaneous | Natural Gas | Pool Heater | E10 |  | Baseline Forecast | 0 | 0 | 0 | 0 | 0 | 0 | 0 | 0 | 0 | 0 | 0 | 0 | 0 | 0 | 0 | 0 | 0 | 0 | 0 | 0 | 0 | 0 | 0 | 0 | 0 | 0 | 0
Commercial_Retail (WA)_New_Miscellaneous_Natural Gas_Miscellaneous_E1_Baseline Forecast | Commercial | Retail (WA) | New | Miscellaneous | Natural Gas | Miscellaneous | E1 | Standard | Baseline Forecast | 0 | 272463.7922 | 253800.6998 | 256355.0489 | 295690.9362 | 321543.0166 | 344204.1078 | 367803.4358 | 392349.8587 | 416237.1462 | 439497.3807 | 537620.0931 | 543998.9839 | 558312.2116 | 594196.2418 | 621359.6791 | 646521.0078 | 672456.417 | 698282.629 | 723246.3078 | 748354.1989 | 797713.3551 | 813566.8753 | 832832.6819 | 862566.8497 | 888060.9262 | 894907.091
Commercial_Retail (WA)_New_Miscellaneous_Natural Gas_Miscellaneous_E2_Baseline Forecast | Commercial | Retail (WA) | New | Miscellaneous | Natural Gas | Miscellaneous | E2 |  | Baseline Forecast | 0 | 0 | 0 | 0 | 0 | 0 | 0 | 0 | 0 | 0 | 0 | 0 | 0 | 0 | 0 | 0 | 0 | 0 | 0 | 0 | 0 | 0 | 0 | 0 | 0 | 0 | 0
Commercial_Retail (WA)_New_Miscellaneous_Natural Gas_Miscellaneous_E3_Baseline Forecast | Commercial | Retail (WA) | New | Miscellaneous | Natural Gas | Miscellaneous | E3 |  | Baseline Forecast | 0 | 0 | 0 | 0 | 0 | 0 | 0 | 0 | 0 | 0 | 0 | 0 | 0 | 0 | 0 | 0 | 0 | 0 | 0 | 0 | 0 | 0 | 0 | 0 | 0 | 0 | 0
Commercial_Retail (WA)_New_Miscellaneous_Natural Gas_Miscellaneous_E4_Baseline Forecast | Commercial | Retail (WA) | New | Miscellaneous | Natural Gas | Miscellaneous | E4 |  | Baseline Forecast | 0 | 0 | 0 | 0 | 0 | 0 | 0 | 0 | 0 | 0 | 0 | 0 | 0 | 0 | 0 | 0 | 0 | 0 | 0 | 0 | 0 | 0 | 0 | 0 | 0 | 0 | 0
Commercial_Retail (WA)_New_Miscellaneous_Natural Gas_Miscellaneous_E5_Baseline Forecast | Commercial | Retail (WA) | New | Miscellaneous | Natural Gas | Miscellaneous | E5 |  | Baseline Forecast | 0 | 0 | 0 | 0 | 0 | 0 | 0 | 0 | 0 | 0 | 0 | 0 | 0 | 0 | 0 | 0 | 0 | 0 | 0 | 0 | 0 | 0 | 0 | 0 | 0 | 0 | 0
Commercial_Retail (WA)_New_Miscellaneous_Natural Gas_Miscellaneous_E6_Baseline Forecast | Commercial | Retail (WA) | New | Miscellaneous | Natural Gas | Miscellaneous | E6 |  | Baseline Forecast | 0 | 0 | 0 | 0 | 0 | 0 | 0 | 0 | 0 | 0 | 0 | 0 | 0 | 0 | 0 | 0 | 0 | 0 | 0 | 0 | 0 | 0 | 0 | 0 | 0 | 0 | 0
Commercial_Retail (WA)_New_Miscellaneous_Natural Gas_Miscellaneous_E7_Baseline Forecast | Commercial | Retail (WA) | New | Miscellaneous | Natural Gas | Miscellaneous | E7 |  | Baseline Forecast | 0 | 0 | 0 | 0 | 0 | 0 | 0 | 0 | 0 | 0 | 0 | 0 | 0 | 0 | 0 | 0 | 0 | 0 | 0 | 0 | 0 | 0 | 0 | 0 | 0 | 0 | 0
Commercial_Retail (WA)_New_Miscellaneous_Natural Gas_Miscellaneous_E8_Baseline Forecast | Commercial | Retail (WA) | New | Miscellaneous | Natural Gas | Miscellaneous | E8 |  | Baseline Forecast | 0 | 0 | 0 | 0 | 0 | 0 | 0 | 0 | 0 | 0 | 0 | 0 | 0 | 0 | 0 | 0 | 0 | 0 | 0 | 0 | 0 | 0 | 0 | 0 | 0 | 0 | 0
Commercial_Retail (WA)_New_Miscellaneous_Natural Gas_Miscellaneous_E9_Baseline Forecast | Commercial | Retail (WA) | New | Miscellaneous | Natural Gas | Miscellaneous | E9 |  | Baseline Forecast | 0 | 0 | 0 | 0 | 0 | 0 | 0 | 0 | 0 | 0 | 0 | 0 | 0 | 0 | 0 | 0 | 0 | 0 | 0 | 0 | 0 | 0 | 0 | 0 | 0 | 0 | 0
Commercial_Retail (WA)_New_Miscellaneous_Natural Gas_Miscellaneous_E10_Baseline Forecast | Commercial | Retail (WA) | New | Miscellaneous | Natural Gas | Miscellaneous | E10 |  | Baseline Forecast | 0 | 0 | 0 | 0 | 0 | 0 | 0 | 0 | 0 | 0 | 0 | 0 | 0 | 0 | 0 | 0 | 0 | 0 | 0 | 0 | 0 | 0 | 0 | 0 | 0 | 0 | 0
Commercial_Grocery (WA)_Existing_Space Heating_Natural Gas_Furnace_E1_Baseline Forecast | Commercial | Grocery (WA) | Existing | Space Heating | Natural Gas | Furnace | E1 | AFUE 80% (Standard) | Baseline Forecast | 0 | 102405.5556 | 103971.2603 | 105140.2406 | 105959.2744 | 106470.0385 | 106709.6576 | 106711.1953 | 106504.0911 | 106114.5518 | 105565.8993 | 83891.315 | 80963.7727 | 78443.8036 | 76264.043 | 74367.1437 | 72704.3963 | 71234.5308 | 69922.6761 | 68739.457 | 67660.2119 | 66664.3143 | 65734.5872 | 82118.3115 | 79706.9608 | 77330.0562 | 75011.6461
Commercial_Grocery (WA)_Existing_Space Heating_Natural Gas_Furnace_E2_Baseline Forecast | Commercial | Grocery (WA) | Existing | Space Heating | Natural Gas | Furnace | E2 | AFUE 90% | Baseline Forecast | 0 | 0 | 0 | 0 | 0 | 0 | 0 | 0 | 0 | 0 | 0 | 20987.5672 | 20255.1673 | 19624.7323 | 19079.4092 | 18604.8511 | 18188.8722 | 17821.1475 | 17492.9534 | 17196.9408 | 16926.9399 | 16677.7905 | 16445.1954 | 20544.0048 | 19940.7435 | 19346.0998 | 18766.09
Commercial_Grocery (WA)_Existing_Space Heating_Natural Gas_Furnace_E3_Baseline Forecast | Commercial | Grocery (WA) | Existing | Space Heating | Natural Gas | Furnace | E3 | AFUE 96% | Baseline Forecast | 0 | 0 | 0 | 0 | 0 | 0 | 0 | 0 | 0 | 0 | 0 | 0 | 0 | 0 | 0 | 0 | 0 | 0 | 0 | 0 | 0 | 0 | 0 | 0 | 0 | 0 | 0
Commercial_Grocery (WA)_Existing_Space Heating_Natural Gas_Furnace_E4_Baseline Forecast | Commercial | Grocery (WA) | Existing | Space Heating | Natural Gas | Furnace | E4 |  | Baseline Forecast | 0 | 0 | 0 | 0 | 0 | 0 | 0 | 0 | 0 | 0 | 0 | 0 | 0 | 0 | 0 | 0 | 0 | 0 | 0 | 0 | 0 | 0 | 0 | 0 | 0 | 0 | 0
Commercial_Grocery (WA)_Existing_Space Heating_Natural Gas_Furnace_E5_Baseline Forecast | Commercial | Grocery (WA) | Existing | Space Heating | Natural Gas | Furnace | E5 |  | Baseline Forecast | 0 | 0 | 0 | 0 | 0 | 0 | 0 | 0 | 0 | 0 | 0 | 0 | 0 | 0 | 0 | 0 | 0 | 0 | 0 | 0 | 0 | 0 | 0 | 0 | 0 | 0 | 0
Commercial_Grocery (WA)_Existing_Space Heating_Natural Gas_Furnace_E6_Baseline Forecast | Commercial | Grocery (WA) | Existing | Space Heating | Natural Gas | Furnace | E6 |  | Baseline Forecast | 0 | 0 | 0 | 0 | 0 | 0 | 0 | 0 | 0 | 0 | 0 | 0 | 0 | 0 | 0 | 0 | 0 | 0 | 0 | 0 | 0 | 0 | 0 | 0 | 0 | 0 | 0
Commercial_Grocery (WA)_Existing_Space Heating_Natural Gas_Furnace_E7_Baseline Forecast | Commercial | Grocery (WA) | Existing | Space Heating | Natural Gas | Furnace | E7 |  | Baseline Forecast | 0 | 0 | 0 | 0 | 0 | 0 | 0 | 0 | 0 | 0 | 0 | 0 | 0 | 0 | 0 | 0 | 0 | 0 | 0 | 0 | 0 | 0 | 0 | 0 | 0 | 0 | 0
Commercial_Grocery (WA)_Existing_Space Heating_Natural Gas_Furnace_E8_Baseline Forecast | Commercial | Grocery (WA) | Existing | Space Heating | Natural Gas | Furnace | E8 |  | Baseline Forecast | 0 | 0 | 0 | 0 | 0 | 0 | 0 | 0 | 0 | 0 | 0 | 0 | 0 | 0 | 0 | 0 | 0 | 0 | 0 | 0 | 0 | 0 | 0 | 0 | 0 | 0 | 0
Commercial_Grocery (WA)_Existing_Space Heating_Natural Gas_Furnace_E9_Baseline Forecast | Commercial | Grocery (WA) | Existing | Space Heating | Natural Gas | Furnace | E9 |  | Baseline Forecast | 0 | 0 | 0 | 0 | 0 | 0 | 0 | 0 | 0 | 0 | 0 | 0 | 0 | 0 | 0 | 0 | 0 | 0 | 0 | 0 | 0 | 0 | 0 | 0 | 0 | 0 | 0
Commercial_Grocery (WA)_Existing_Space Heating_Natural Gas_Furnace_E10_Baseline Forecast | Commercial | Grocery (WA) | Existing | Space Heating | Natural Gas | Furnace | E10 |  | Baseline Forecast | 0 | 0 | 0 | 0 | 0 | 0 | 0 | 0 | 0 | 0 | 0 | 0 | 0 | 0 | 0 | 0 | 0 | 0 | 0 | 0 | 0 | 0 | 0 | 0 | 0 | 0 | 0
Commercial_Grocery (WA)_Existing_Space Heating_Natural Gas_Boiler_E1_Baseline Forecast | Commercial | Grocery (WA) | Existing | Space Heating | Natural Gas | Boiler | E1 | AFUE 80% (Standard) | Baseline Forecast | 0 | 138.677 | 122.8206 | 131.3703 | 138.606 | 144.6762 | 149.7131 | 153.8346 | 157.146 | 159.7408 | 161.7028 | 163.1062 | 164.0175 | 164.4956 | 164.5933 | 164.3575 | 163.8297 | 163.0471 | 162.0429 | 160.8463 | 159.4834 | 157.9776 | 156.3494 | 154.6171 | 152.7971 | 150.9036 | 148.9495
Commercial_Grocery (WA)_Existing_Space Heating_Natural Gas_Boiler_E2_Baseline Forecast | Commercial | Grocery (WA) | Existing | Space Heating | Natural Gas | Boiler | E2 | AFUE 85% | Baseline Forecast | 0 | 0 | 0 | 0 | 0 | 0 | 0 | 0 | 0 | 0 | 0 | 0 | 0 | 0 | 0 | 0 | 0 | 0 | 0 | 0 | 0 | 0 | 0 | 0 | 0 | 0 | 0
Commercial_Grocery (WA)_Existing_Space Heating_Natural Gas_Boiler_E3_Baseline Forecast | Commercial | Grocery (WA) | Existing | Space Heating | Natural Gas | Boiler | E3 | AFUE 97% | Baseline Forecast | 0 | 117.6653 | 156.3171 | 167.1985 | 176.4077 | 184.1333 | 190.5439 | 195.7895 | 200.004 | 203.3065 | 205.8035 | 207.5897 | 208.7495 | 209.3581 | 209.4824 | 209.1822 | 208.5105 | 207.5145 | 206.2364 | 204.7134 | 202.9789 | 201.0624 | 198.9901 | 196.7854 | 194.469 | 192.0591 | 189.5721
Commercial_Grocery (WA)_Existing_Space Heating_Natural Gas_Boiler_E4_Baseline Forecast | Commercial | Grocery (WA) | Existing | Space Heating | Natural Gas | Boiler | E4 | Convert to NG Air Source Heat Pump | Baseline Forecast | 0 | 0 | 0 | 0 | 0 | 0 | 0 | 0 | 0 | 0 | 0 | 0 | 0 | 0 | 0 | 0 | 0 | 0 | 0 | 0 | 0 | 0 | 0 | 0 | 0 | 0 | 0
Commercial_Grocery (WA)_Existing_Space Heating_Natural Gas_Boiler_E5_Baseline Forecast | Commercial | Grocery (WA) | Existing | Space Heating | Natural Gas | Boiler | E5 |  | Baseline Forecast | 0 | 0 | 0 | 0 | 0 | 0 | 0 | 0 | 0 | 0 | 0 | 0 | 0 | 0 | 0 | 0 | 0 | 0 | 0 | 0 | 0 | 0 | 0 | 0 | 0 | 0 | 0
Commercial_Grocery (WA)_Existing_Space Heating_Natural Gas_Boiler_E6_Baseline Forecast | Commercial | Grocery (WA) | Existing | Space Heating | Natural Gas | Boiler | E6 |  | Baseline Forecast | 0 | 0 | 0 | 0 | 0 | 0 | 0 | 0 | 0 | 0 | 0 | 0 | 0 | 0 | 0 | 0 | 0 | 0 | 0 | 0 | 0 | 0 | 0 | 0 | 0 | 0 | 0
Commercial_Grocery (WA)_Existing_Space Heating_Natural Gas_Boiler_E7_Baseline Forecast | Commercial | Grocery (WA) | Existing | Space Heating | Natural Gas | Boiler | E7 |  | Baseline Forecast | 0 | 0 | 0 | 0 | 0 | 0 | 0 | 0 | 0 | 0 | 0 | 0 | 0 | 0 | 0 | 0 | 0 | 0 | 0 | 0 | 0 | 0 | 0 | 0 | 0 | 0 | 0
Commercial_Grocery (WA)_Existing_Space Heating_Natural Gas_Boiler_E8_Baseline Forecast | Commercial | Grocery (WA) | Existing | Space Heating | Natural Gas | Boiler | E8 |  | Baseline Forecast | 0 | 0 | 0 | 0 | 0 | 0 | 0 | 0 | 0 | 0 | 0 | 0 | 0 | 0 | 0 | 0 | 0 | 0 | 0 | 0 | 0 | 0 | 0 | 0 | 0 | 0 | 0
Commercial_Grocery (WA)_Existing_Space Heating_Natural Gas_Boiler_E9_Baseline Forecast | Commercial | Grocery (WA) | Existing | Space Heating | Natural Gas | Boiler | E9 |  | Baseline Forecast | 0 | 0 | 0 | 0 | 0 | 0 | 0 | 0 | 0 | 0 | 0 | 0 | 0 | 0 | 0 | 0 | 0 | 0 | 0 | 0 | 0 | 0 | 0 | 0 | 0 | 0 | 0
Commercial_Grocery (WA)_Existing_Space Heating_Natural Gas_Boiler_E10_Baseline Forecast | Commercial | Grocery (WA) | Existing | Space Heating | Natural Gas | Boiler | E10 |  | Baseline Forecast | 0 | 0 | 0 | 0 | 0 | 0 | 0 | 0 | 0 | 0 | 0 | 0 | 0 | 0 | 0 | 0 | 0 | 0 | 0 | 0 | 0 | 0 | 0 | 0 | 0 | 0 | 0
Commercial_Grocery (WA)_Existing_Space Heating_Natural Gas_Unit Heater_E1_Baseline Forecast | Commercial | Grocery (WA) | Existing | Space Heating | Natural Gas | Unit Heater | E1 | Standard | Baseline Forecast | 0 | 0 | 0 | 0 | 0 | 0 | 0 | 0 | 0 | 0 | 0 | 0 | 0 | 0 | 0 | 0 | 0 | 0 | 0 | 0 | 0 | 0 | 0 | 0 | 0 | 0 | 0
Commercial_Grocery (WA)_Existing_Space Heating_Natural Gas_Unit Heater_E2_Baseline Forecast | Commercial | Grocery (WA) | Existing | Space Heating | Natural Gas | Unit Heater | E2 | Condensing | Baseline Forecast | 0 | 0 | 0 | 0 | 0 | 0 | 0 | 0 | 0 | 0 | 0 | 0 | 0 | 0 | 0 | 0 | 0 | 0 | 0 | 0 | 0 | 0 | 0 | 0 | 0 | 0 | 0
Commercial_Grocery (WA)_Existing_Space Heating_Natural Gas_Unit Heater_E3_Baseline Forecast | Commercial | Grocery (WA) | Existing | Space Heating | Natural Gas | Unit Heater | E3 | Infrared Radiant | Baseline Forecast | 0 | 0 | 0 | 0 | 0 | 0 | 0 | 0 | 0 | 0 | 0 | 0 | 0 | 0 | 0 | 0 | 0 | 0 | 0 | 0 | 0 | 0 | 0 | 0 | 0 | 0 | 0
Commercial_Grocery (WA)_Existing_Space Heating_Natural Gas_Unit Heater_E4_Baseline Forecast | Commercial | Grocery (WA) | Existing | Space Heating | Natural Gas | Unit Heater | E4 |  | Baseline Forecast | 0 | 0 | 0 | 0 | 0 | 0 | 0 | 0 | 0 | 0 | 0 | 0 | 0 | 0 | 0 | 0 | 0 | 0 | 0 | 0 | 0 | 0 | 0 | 0 | 0 | 0 | 0
Commercial_Grocery (WA)_Existing_Space Heating_Natural Gas_Unit Heater_E5_Baseline Forecast | Commercial | Grocery (WA) | Existing | Space Heating | Natural Gas | Unit Heater | E5 |  | Baseline Forecast | 0 | 0 | 0 | 0 | 0 | 0 | 0 | 0 | 0 | 0 | 0 | 0 | 0 | 0 | 0 | 0 | 0 | 0 | 0 | 0 | 0 | 0 | 0 | 0 | 0 | 0 | 0
Commercial_Grocery (WA)_Existing_Space Heating_Natural Gas_Unit Heater_E6_Baseline Forecast | Commercial | Grocery (WA) | Existing | Space Heating | Natural Gas | Unit Heater | E6 |  | Baseline Forecast | 0 | 0 | 0 | 0 | 0 | 0 | 0 | 0 | 0 | 0 | 0 | 0 | 0 | 0 | 0 | 0 | 0 | 0 | 0 | 0 | 0 | 0 | 0 | 0 | 0 | 0 | 0
Commercial_Grocery (WA)_Existing_Space Heating_Natural Gas_Unit Heater_E7_Baseline Forecast | Commercial | Grocery (WA) | Existing | Space Heating | Natural Gas | Unit Heater | E7 |  | Baseline Forecast | 0 | 0 | 0 | 0 | 0 | 0 | 0 | 0 | 0 | 0 | 0 | 0 | 0 | 0 | 0 | 0 | 0 | 0 | 0 | 0 | 0 | 0 | 0 | 0 | 0 | 0 | 0
Commercial_Grocery (WA)_Existing_Space Heating_Natural Gas_Unit Heater_E8_Baseline Forecast | Commercial | Grocery (WA) | Existing | Space Heating | Natural Gas | Unit Heater | E8 |  | Baseline Forecast | 0 | 0 | 0 | 0 | 0 | 0 | 0 | 0 | 0 | 0 | 0 | 0 | 0 | 0 | 0 | 0 | 0 | 0 | 0 | 0 | 0 | 0 | 0 | 0 | 0 | 0 | 0
Commercial_Grocery (WA)_Existing_Space Heating_Natural Gas_Unit Heater_E9_Baseline Forecast | Commercial | Grocery (WA) | Existing | Space Heating | Natural Gas | Unit Heater | E9 |  | Baseline Forecast | 0 | 0 | 0 | 0 | 0 | 0 | 0 | 0 | 0 | 0 | 0 | 0 | 0 | 0 | 0 | 0 | 0 | 0 | 0 | 0 | 0 | 0 | 0 | 0 | 0 | 0 | 0
Commercial_Grocery (WA)_Existing_Space Heating_Natural Gas_Unit Heater_E10_Baseline Forecast | Commercial | Grocery (WA) | Existing | Space Heating | Natural Gas | Unit Heater | E10 |  | Baseline Forecast | 0 | 0 | 0 | 0 | 0 | 0 | 0 | 0 | 0 | 0 | 0 | 0 | 0 | 0 | 0 | 0 | 0 | 0 | 0 | 0 | 0 | 0 | 0 | 0 | 0 | 0 | 0
Commercial_Grocery (WA)_Existing_Water Heating_Natural Gas_Water Heater_E1_Baseline Forecast | Commercial | Grocery (WA) | Existing | Water Heating | Natural Gas | Water Heater | E1 | TE 0.80 | Baseline Forecast | 0 | 26715.309 | 29090.9844 | 31116.0417 | 32829.8847 | 34267.6524 | 35460.6775 | 36436.8959 | 37221.2123 | 37835.8266 | 38300.5245 | 38632.9379 | 36467.0576 | 34710.3717 | 33292.8686 | 32154.9862 | 31246.1719 | 30523.6326 | 29951.2478 | 29498.6282 | 29140.2989 | 28854.9917 | 28625.0333 | 33943.8849 | 33484.6733 | 32904.0677 | 32242.9132
Commercial_Grocery (WA)_Existing_Water Heating_Natural Gas_Water Heater_E2_Baseline Forecast | Commercial | Grocery (WA) | Existing | Water Heating | Natural Gas | Water Heater | E2 | TE 0.90 | Baseline Forecast | 0 | 0 | 0 | 0 | 0 | 0 | 0 | 0 | 0 | 0 | 0 | 0 | 0 | 0 | 0 | 0 | 0 | 0 | 0 | 0 | 0 | 0 | 0 | 0 | 0 | 0 | 0
Commercial_Grocery (WA)_Existing_Water Heating_Natural Gas_Water Heater_E3_Baseline Forecast | Commercial | Grocery (WA) | Existing | Water Heating | Natural Gas | Water Heater | E3 | TE 0.94 | Baseline Forecast | 0 | 30125.7739 | 32804.7271 | 35088.3023 | 37020.9338 | 38642.2463 | 39987.5725 | 41088.4145 | 41972.8565 | 42665.9321 | 43189.9532 | 43564.8023 | 41122.4267 | 39141.483 | 37543.0221 | 36259.8781 | 35235.045 | 34420.2665 | 33774.8113 | 33264.4106 | 32860.3371 | 32538.6076 | 32279.2929 | 38277.1468 | 37759.3124 | 37104.587 | 36359.0298
Commercial_Grocery (WA)_Existing_Water Heating_Natural Gas_Water Heater_E4_Baseline Forecast | Commercial | Grocery (WA) | Existing | Water Heating | Natural Gas | Water Heater | E4 | Instantaneous TE 0.94 | Baseline Forecast | 0 | 0 | 0 | 0 | 0 | 0 | 0 | 0 | 0 | 0 | 0 | 0 | 0 | 0 | 0 | 0 | 0 | 0 | 0 | 0 | 0 | 0 | 0 | 0 | 0 | 0 | 0
Commercial_Grocery (WA)_Existing_Water Heating_Natural Gas_Water Heater_E5_Baseline Forecast | Commercial | Grocery (WA) | Existing | Water Heating | Natural Gas | Water Heater | E5 | Gas-Fired Absorption HPWH | Baseline Forecast | 0 | 0 | 0 | 0 | 0 | 0 | 0 | 0 | 0 | 0 | 0 | 0 | 0 | 0 | 0 | 0 | 0 | 0 | 0 | 0 | 0 | 0 | 0 | 0 | 0 | 0 | 0
Commercial_Grocery (WA)_Existing_Water Heating_Natural Gas_Water Heater_E6_Baseline Forecast | Commercial | Grocery (WA) | Existing | Water Heating | Natural Gas | Water Heater | E6 |  | Baseline Forecast | 0 | 0 | 0 | 0 | 0 | 0 | 0 | 0 | 0 | 0 | 0 | 0 | 0 | 0 | 0 | 0 | 0 | 0 | 0 | 0 | 0 | 0 | 0 | 0 | 0 | 0 | 0
Commercial_Grocery (WA)_Existing_Water Heating_Natural Gas_Water Heater_E7_Baseline Forecast | Commercial | Grocery (WA) | Existing | Water Heating | Natural Gas | Water Heater | E7 |  | Baseline Forecast | 0 | 0 | 0 | 0 | 0 | 0 | 0 | 0 | 0 | 0 | 0 | 0 | 0 | 0 | 0 | 0 | 0 | 0 | 0 | 0 | 0 | 0 | 0 | 0 | 0 | 0 | 0
Commercial_Grocery (WA)_Existing_Water Heating_Natural Gas_Water Heater_E8_Baseline Forecast | Commercial | Grocery (WA) | Existing | Water Heating | Natural Gas | Water Heater | E8 |  | Baseline Forecast | 0 | 0 | 0 | 0 | 0 | 0 | 0 | 0 | 0 | 0 | 0 | 0 | 0 | 0 | 0 | 0 | 0 | 0 | 0 | 0 | 0 | 0 | 0 | 0 | 0 | 0 | 0
Commercial_Grocery (WA)_Existing_Water Heating_Natural Gas_Water Heater_E9_Baseline Forecast | Commercial | Grocery (WA) | Existing | Water Heating | Natural Gas | Water Heater | E9 |  | Baseline Forecast | 0 | 0 | 0 | 0 | 0 | 0 | 0 | 0 | 0 | 0 | 0 | 0 | 0 | 0 | 0 | 0 | 0 | 0 | 0 | 0 | 0 | 0 | 0 | 0 | 0 | 0 | 0
Commercial_Grocery (WA)_Existing_Water Heating_Natural Gas_Water Heater_E10_Baseline Forecast | Commercial | Grocery (WA) | Existing | Water Heating | Natural Gas | Water Heater | E10 |  | Baseline Forecast | 0 | 0 | 0 | 0 | 0 | 0 | 0 | 0 | 0 | 0 | 0 | 0 | 0 | 0 | 0 | 0 | 0 | 0 | 0 | 0 | 0 | 0 | 0 | 0 | 0 | 0 | 0
Commercial_Grocery (WA)_Existing_Food Preparation_Natural Gas_Oven_E1_Baseline Forecast | Commercial | Grocery (WA) | Existing | Food Preparation | Natural Gas | Oven | E1 | Standard | Baseline Forecast | 0 | 6268.5319 | 8000.9261 | 9305.6925 | 10275.594 | 10983.4731 | 11486.526 | 11829.6602 | 12048.1308 | 12169.6119 | 10621.5355 | 9699.3273 | 9196.2039 | 8965.4746 | 8904.2714 | 10212.4799 | 10401.5755 | 10506.8262 | 10547.0075 | 10266.5333 | 9850.9487 | 9408.6489 | 8998.1099 | 8646.4129 | 8253.9179 | 8098.8849 | 8076.5317
Commercial_Grocery (WA)_Existing_Food Preparation_Natural Gas_Oven_E2_Baseline Forecast | Commercial | Grocery (WA) | Existing | Food Preparation | Natural Gas | Oven | E2 | ENERGY STAR (>42% Baking Efficiency) | Baseline Forecast | 0 | 9020.5703 | 11513.5279 | 13391.1185 | 14786.8304 | 15805.4856 | 16529.3911 | 17023.1696 | 17337.5541 | 17512.3683 | 15284.6487 | 13957.5686 | 13233.5617 | 12901.5366 | 12813.4637 | 14696.0077 | 14968.1208 | 15119.5792 | 15177.401 | 14773.7918 | 14175.7554 | 13539.2752 | 12948.4995 | 12442.3991 | 11877.5892 | 11654.4929 | 11622.3261
Commercial_Grocery (WA)_Existing_Food Preparation_Natural Gas_Oven_E3_Baseline Forecast | Commercial | Grocery (WA) | Existing | Food Preparation | Natural Gas | Oven | E3 |  | Baseline Forecast | 0 | 0 | 0 | 0 | 0 | 0 | 0 | 0 | 0 | 0 | 0 | 0 | 0 | 0 | 0 | 0 | 0 | 0 | 0 | 0 | 0 | 0 | 0 | 0 | 0 | 0 | 0
Commercial_Grocery (WA)_Existing_Food Preparation_Natural Gas_Oven_E4_Baseline Forecast | Commercial | Grocery (WA) | Existing | Food Preparation | Natural Gas | Oven | E4 |  | Baseline Forecast | 0 | 0 | 0 | 0 | 0 | 0 | 0 | 0 | 0 | 0 | 0 | 0 | 0 | 0 | 0 | 0 | 0 | 0 | 0 | 0 | 0 | 0 | 0 | 0 | 0 | 0 | 0
Commercial_Grocery (WA)_Existing_Food Preparation_Natural Gas_Oven_E5_Baseline Forecast | Commercial | Grocery (WA) | Existing | Food Preparation | Natural Gas | Oven | E5 |  | Baseline Forecast | 0 | 0 | 0 | 0 | 0 | 0 | 0 | 0 | 0 | 0 | 0 | 0 | 0 | 0 | 0 | 0 | 0 | 0 | 0 | 0 | 0 | 0 | 0 | 0 | 0 | 0 | 0
Commercial_Grocery (WA)_Existing_Food Preparation_Natural Gas_Oven_E6_Baseline Forecast | Commercial | Grocery (WA) | Existing | Food Preparation | Natural Gas | Oven | E6 |  | Baseline Forecast | 0 | 0 | 0 | 0 | 0 | 0 | 0 | 0 | 0 | 0 | 0 | 0 | 0 | 0 | 0 | 0 | 0 | 0 | 0 | 0 | 0 | 0 | 0 | 0 | 0 | 0 | 0
Commercial_Grocery (WA)_Existing_Food Preparation_Natural Gas_Oven_E7_Baseline Forecast | Commercial | Grocery (WA) | Existing | Food Preparation | Natural Gas | Oven | E7 |  | Baseline Forecast | 0 | 0 | 0 | 0 | 0 | 0 | 0 | 0 | 0 | 0 | 0 | 0 | 0 | 0 | 0 | 0 | 0 | 0 | 0 | 0 | 0 | 0 | 0 | 0 | 0 | 0 | 0
Commercial_Grocery (WA)_Existing_Food Preparation_Natural Gas_Oven_E8_Baseline Forecast | Commercial | Grocery (WA) | Existing | Food Preparation | Natural Gas | Oven | E8 |  | Baseline Forecast | 0 | 0 | 0 | 0 | 0 | 0 | 0 | 0 | 0 | 0 | 0 | 0 | 0 | 0 | 0 | 0 | 0 | 0 | 0 | 0 | 0 | 0 | 0 | 0 | 0 | 0 | 0
Commercial_Grocery (WA)_Existing_Food Preparation_Natural Gas_Oven_E9_Baseline Forecast | Commercial | Grocery (WA) | Existing | Food Preparation | Natural Gas | Oven | E9 |  | Baseline Forecast | 0 | 0 | 0 | 0 | 0 | 0 | 0 | 0 | 0 | 0 | 0 | 0 | 0 | 0 | 0 | 0 | 0 | 0 | 0 | 0 | 0 | 0 | 0 | 0 | 0 | 0 | 0
Commercial_Grocery (WA)_Existing_Food Preparation_Natural Gas_Oven_E10_Baseline Forecast | Commercial | Grocery (WA) | Existing | Food Preparation | Natural Gas | Oven | E10 |  | Baseline Forecast | 0 | 0 | 0 | 0 | 0 | 0 | 0 | 0 | 0 | 0 | 0 | 0 | 0 | 0 | 0 | 0 | 0 | 0 | 0 | 0 | 0 | 0 | 0 | 0 | 0 | 0 | 0
Commercial_Grocery (WA)_Existing_Food Preparation_Natural Gas_Conveyor Oven_E1_Baseline Forecast | Commercial | Grocery (WA) | Existing | Food Preparation | Natural Gas | Conveyor Oven | E1 | Standard | Baseline Forecast | 0 | 0 | 0 | 0 | 0 | 291.2461 | 800.662 | 1471.1385 | 2258.1006 | 3126.8117 | 3784.5417 | 4277.0028 | 4640.0919 | 4901.9964 | 5084.8484 | 5206.024 | 5279.1635 | 4146.543 | 3256.921 | 2558.1634 | 2009.3211 | 1621.6601 | 1393.1326 | 1313.6141 | 1368.5053 | 1541.1595 | 1826.7842
Commercial_Grocery (WA)_Existing_Food Preparation_Natural Gas_Conveyor Oven_E2_Baseline Forecast | Commercial | Grocery (WA) | Existing | Food Preparation | Natural Gas | Conveyor Oven | E2 | ENERGY STAR (>42% Baking Efficiency) | Baseline Forecast | 0 | 0 | 0 | 0 | 0 | 419.1102 | 1152.1722 | 2117.0041 | 3249.4618 | 4499.5583 | 5446.0478 | 6154.7113 | 6677.2054 | 7054.0924 | 7317.2209 | 7491.5954 | 7596.8451 | 5966.9765 | 4686.7888 | 3681.2596 | 2891.4621 | 2333.6085 | 2004.7518 | 1890.3227 | 1969.3125 | 2217.7661 | 2628.7871
Commercial_Grocery (WA)_Existing_Food Preparation_Natural Gas_Conveyor Oven_E3_Baseline Forecast | Commercial | Grocery (WA) | Existing | Food Preparation | Natural Gas | Conveyor Oven | E3 |  | Baseline Forecast | 0 | 0 | 0 | 0 | 0 | 0 | 0 | 0 | 0 | 0 | 0 | 0 | 0 | 0 | 0 | 0 | 0 | 0 | 0 | 0 | 0 | 0 | 0 | 0 | 0 | 0 | 0
Commercial_Grocery (WA)_Existing_Food Preparation_Natural Gas_Conveyor Oven_E4_Baseline Forecast | Commercial | Grocery (WA) | Existing | Food Preparation | Natural Gas | Conveyor Oven | E4 |  | Baseline Forecast | 0 | 0 | 0 | 0 | 0 | 0 | 0 | 0 | 0 | 0 | 0 | 0 | 0 | 0 | 0 | 0 | 0 | 0 | 0 | 0 | 0 | 0 | 0 | 0 | 0 | 0 | 0
Commercial_Grocery (WA)_Existing_Food Preparation_Natural Gas_Conveyor Oven_E5_Baseline Forecast | Commercial | Grocery (WA) | Existing | Food Preparation | Natural Gas | Conveyor Oven | E5 |  | Baseline Forecast | 0 | 0 | 0 | 0 | 0 | 0 | 0 | 0 | 0 | 0 | 0 | 0 | 0 | 0 | 0 | 0 | 0 | 0 | 0 | 0 | 0 | 0 | 0 | 0 | 0 | 0 | 0
Commercial_Grocery (WA)_Existing_Food Preparation_Natural Gas_Conveyor Oven_E6_Baseline Forecast | Commercial | Grocery (WA) | Existing | Food Preparation | Natural Gas | Conveyor Oven | E6 |  | Baseline Forecast | 0 | 0 | 0 | 0 | 0 | 0 | 0 | 0 | 0 | 0 | 0 | 0 | 0 | 0 | 0 | 0 | 0 | 0 | 0 | 0 | 0 | 0 | 0 | 0 | 0 | 0 | 0
Commercial_Grocery (WA)_Existing_Food Preparation_Natural Gas_Conveyor Oven_E7_Baseline Forecast | Commercial | Grocery (WA) | Existing | Food Preparation | Natural Gas | Conveyor Oven | E7 |  | Baseline Forecast | 0 | 0 | 0 | 0 | 0 | 0 | 0 | 0 | 0 | 0 | 0 | 0 | 0 | 0 | 0 | 0 | 0 | 0 | 0 | 0 | 0 | 0 | 0 | 0 | 0 | 0 | 0
Commercial_Grocery (WA)_Existing_Food Preparation_Natural Gas_Conveyor Oven_E8_Baseline Forecast | Commercial | Grocery (WA) | Existing | Food Preparation | Natural Gas | Conveyor Oven | E8 |  | Baseline Forecast | 0 | 0 | 0 | 0 | 0 | 0 | 0 | 0 | 0 | 0 | 0 | 0 | 0 | 0 | 0 | 0 | 0 | 0 | 0 | 0 | 0 | 0 | 0 | 0 | 0 | 0 | 0
Commercial_Grocery (WA)_Existing_Food Preparation_Natural Gas_Conveyor Oven_E9_Baseline Forecast | Commercial | Grocery (WA) | Existing | Food Preparation | Natural Gas | Conveyor Oven | E9 |  | Baseline Forecast | 0 | 0 | 0 | 0 | 0 | 0 | 0 | 0 | 0 | 0 | 0 | 0 | 0 | 0 | 0 | 0 | 0 | 0 | 0 | 0 | 0 | 0 | 0 | 0 | 0 | 0 | 0
Commercial_Grocery (WA)_Existing_Food Preparation_Natural Gas_Conveyor Oven_E10_Baseline Forecast | Commercial | Grocery (WA) | Existing | Food Preparation | Natural Gas | Conveyor Oven | E10 |  | Baseline Forecast | 0 | 0 | 0 | 0 | 0 | 0 | 0 | 0 | 0 | 0 | 0 | 0 | 0 | 0 | 0 | 0 | 0 | 0 | 0 | 0 | 0 | 0 | 0 | 0 | 0 | 0 | 0
Commercial_Grocery (WA)_Existing_Food Preparation_Natural Gas_Double Rack Oven_E1_Baseline Forecast | Commercial | Grocery (WA) | Existing | Food Preparation | Natural Gas | Double Rack Oven | E1 | Standard | Baseline Forecast | 0 | 1741.2589 | 2374.4439 | 2911.4999 | 3364.9441 | 3745.6955 | 4063.2782 | 4325.9993 | 4541.1038 | 4714.9098 | 4278.8517 | 3957.9361 | 3728.4534 | 3570.8906 | 3469.247 | 3410.4551 | 3383.8934 | 3380.9744 | 3394.799 | 3751.176 | 3793.7272 | 3790.5183 | 3756.5316 | 3703.0317 | 3638.3541 | 3568.5419 | 3497.8583
Commercial_Grocery (WA)_Existing_Food Preparation_Natural Gas_Double Rack Oven_E2_Baseline Forecast | Commercial | Grocery (WA) | Existing | Food Preparation | Natural Gas | Double Rack Oven | E2 | FTSC Qualified (>50% Cooking Efficiency) | Baseline Forecast | 0 | 2505.714 | 3416.8827 | 4189.7194 | 4842.2367 | 5390.1471 | 5847.1564 | 6225.2184 | 6534.7591 | 6784.8701 | 6157.372 | 5695.5666 | 5365.3353 | 5138.5987 | 4992.331 | 4907.7281 | 4869.5051 | 4865.3047 | 4885.1986 | 5398.0338 | 5459.266 | 5454.6483 | 5405.7405 | 5328.7529 | 5235.6803 | 5135.2188 | 5033.5033
Commercial_Grocery (WA)_Existing_Food Preparation_Natural Gas_Double Rack Oven_E3_Baseline Forecast | Commercial | Grocery (WA) | Existing | Food Preparation | Natural Gas | Double Rack Oven | E3 |  | Baseline Forecast | 0 | 0 | 0 | 0 | 0 | 0 | 0 | 0 | 0 | 0 | 0 | 0 | 0 | 0 | 0 | 0 | 0 | 0 | 0 | 0 | 0 | 0 | 0 | 0 | 0 | 0 | 0
Commercial_Grocery (WA)_Existing_Food Preparation_Natural Gas_Double Rack Oven_E4_Baseline Forecast | Commercial | Grocery (WA) | Existing | Food Preparation | Natural Gas | Double Rack Oven | E4 |  | Baseline Forecast | 0 | 0 | 0 | 0 | 0 | 0 | 0 | 0 | 0 | 0 | 0 | 0 | 0 | 0 | 0 | 0 | 0 | 0 | 0 | 0 | 0 | 0 | 0 | 0 | 0 | 0 | 0
Commercial_Grocery (WA)_Existing_Food Preparation_Natural Gas_Double Rack Oven_E5_Baseline Forecast | Commercial | Grocery (WA) | Existing | Food Preparation | Natural Gas | Double Rack Oven | E5 |  | Baseline Forecast | 0 | 0 | 0 | 0 | 0 | 0 | 0 | 0 | 0 | 0 | 0 | 0 | 0 | 0 | 0 | 0 | 0 | 0 | 0 | 0 | 0 | 0 | 0 | 0 | 0 | 0 | 0
Commercial_Grocery (WA)_Existing_Food Preparation_Natural Gas_Double Rack Oven_E6_Baseline Forecast | Commercial | Grocery (WA) | Existing | Food Preparation | Natural Gas | Double Rack Oven | E6 |  | Baseline Forecast | 0 | 0 | 0 | 0 | 0 | 0 | 0 | 0 | 0 | 0 | 0 | 0 | 0 | 0 | 0 | 0 | 0 | 0 | 0 | 0 | 0 | 0 | 0 | 0 | 0 | 0 | 0
Commercial_Grocery (WA)_Existing_Food Preparation_Natural Gas_Double Rack Oven_E7_Baseline Forecast | Commercial | Grocery (WA) | Existing | Food Preparation | Natural Gas | Double Rack Oven | E7 |  | Baseline Forecast | 0 | 0 | 0 | 0 | 0 | 0 | 0 | 0 | 0 | 0 | 0 | 0 | 0 | 0 | 0 | 0 | 0 | 0 | 0 | 0 | 0 | 0 | 0 | 0 | 0 | 0 | 0
Commercial_Grocery (WA)_Existing_Food Preparation_Natural Gas_Double Rack Oven_E8_Baseline Forecast | Commercial | Grocery (WA) | Existing | Food Preparation | Natural Gas | Double Rack Oven | E8 |  | Baseline Forecast | 0 | 0 | 0 | 0 | 0 | 0 | 0 | 0 | 0 | 0 | 0 | 0 | 0 | 0 | 0 | 0 | 0 | 0 | 0 | 0 | 0 | 0 | 0 | 0 | 0 | 0 | 0
Commercial_Grocery (WA)_Existing_Food Preparation_Natural Gas_Double Rack Oven_E9_Baseline Forecast | Commercial | Grocery (WA) | Existing | Food Preparation | Natural Gas | Double Rack Oven | E9 |  | Baseline Forecast | 0 | 0 | 0 | 0 | 0 | 0 | 0 | 0 | 0 | 0 | 0 | 0 | 0 | 0 | 0 | 0 | 0 | 0 | 0 | 0 | 0 | 0 | 0 | 0 | 0 | 0 | 0
Commercial_Grocery (WA)_Existing_Food Preparation_Natural Gas_Double Rack Oven_E10_Baseline Forecast | Commercial | Grocery (WA) | Existing | Food Preparation | Natural Gas | Double Rack Oven | E10 |  | Baseline Forecast | 0 | 0 | 0 | 0 | 0 | 0 | 0 | 0 | 0 | 0 | 0 | 0 | 0 | 0 | 0 | 0 | 0 | 0 | 0 | 0 | 0 | 0 | 0 | 0 | 0 | 0 | 0
Commercial_Grocery (WA)_Existing_Food Preparation_Natural Gas_Fryer_E1_Baseline Forecast | Commercial | Grocery (WA) | Existing | Food Preparation | Natural Gas | Fryer | E1 | Standard | Baseline Forecast | 0 | 17142.3266 | 18666.7186 | 19966.1307 | 21065.8468 | 21988.4146 | 22753.9392 | 23380.3461 | 23883.616 | 24277.9935 | 24576.1747 | 24789.4734 | 23399.6999 | 22272.4929 | 21362.9282 | 20632.7869 | 20049.6309 | 19586.0014 | 19218.7211 | 18928.2902 | 18698.3621 | 18515.29 | 18367.7333 | 21780.6638 | 21486.0029 | 21113.4476 | 20689.2067
Commercial_Grocery (WA)_Existing_Food Preparation_Natural Gas_Fryer_E2_Baseline Forecast | Commercial | Grocery (WA) | Existing | Food Preparation | Natural Gas | Fryer | E2 | ENERGY STAR | Baseline Forecast | 0 | 6022.9796 | 6558.5768 | 7015.127 | 7401.5138 | 7725.6592 | 7994.6273 | 8214.7162 | 8391.5407 | 8530.1058 | 8634.8722 | 8709.815 | 8221.5162 | 7825.4705 | 7505.8937 | 7249.3575 | 7044.4649 | 6881.5681 | 6752.5236 | 6650.4803 | 6569.6948 | 6505.3722 | 6453.5279 | 7652.6657 | 7549.1362 | 7418.2384 | 7269.1807
Commercial_Grocery (WA)_Existing_Food Preparation_Natural Gas_Fryer_E3_Baseline Forecast | Commercial | Grocery (WA) | Existing | Food Preparation | Natural Gas | Fryer | E3 |  | Baseline Forecast | 0 | 0 | 0 | 0 | 0 | 0 | 0 | 0 | 0 | 0 | 0 | 0 | 0 | 0 | 0 | 0 | 0 | 0 | 0 | 0 | 0 | 0 | 0 | 0 | 0 | 0 | 0
Commercial_Grocery (WA)_Existing_Food Preparation_Natural Gas_Fryer_E4_Baseline Forecast | Commercial | Grocery (WA) | Existing | Food Preparation | Natural Gas | Fryer | E4 |  | Baseline Forecast | 0 | 0 | 0 | 0 | 0 | 0 | 0 | 0 | 0 | 0 | 0 | 0 | 0 | 0 | 0 | 0 | 0 | 0 | 0 | 0 | 0 | 0 | 0 | 0 | 0 | 0 | 0
Commercial_Grocery (WA)_Existing_Food Preparation_Natural Gas_Fryer_E5_Baseline Forecast | Commercial | Grocery (WA) | Existing | Food Preparation | Natural Gas | Fryer | E5 |  | Baseline Forecast | 0 | 0 | 0 | 0 | 0 | 0 | 0 | 0 | 0 | 0 | 0 | 0 | 0 | 0 | 0 | 0 | 0 | 0 | 0 | 0 | 0 | 0 | 0 | 0 | 0 | 0 | 0
Commercial_Grocery (WA)_Existing_Food Preparation_Natural Gas_Fryer_E6_Baseline Forecast | Commercial | Grocery (WA) | Existing | Food Preparation | Natural Gas | Fryer | E6 |  | Baseline Forecast | 0 | 0 | 0 | 0 | 0 | 0 | 0 | 0 | 0 | 0 | 0 | 0 | 0 | 0 | 0 | 0 | 0 | 0 | 0 | 0 | 0 | 0 | 0 | 0 | 0 | 0 | 0
Commercial_Grocery (WA)_Existing_Food Preparation_Natural Gas_Fryer_E7_Baseline Forecast | Commercial | Grocery (WA) | Existing | Food Preparation | Natural Gas | Fryer | E7 |  | Baseline Forecast | 0 | 0 | 0 | 0 | 0 | 0 | 0 | 0 | 0 | 0 | 0 | 0 | 0 | 0 | 0 | 0 | 0 | 0 | 0 | 0 | 0 | 0 | 0 | 0 | 0 | 0 | 0
Commercial_Grocery (WA)_Existing_Food Preparation_Natural Gas_Fryer_E8_Baseline Forecast | Commercial | Grocery (WA) | Existing | Food Preparation | Natural Gas | Fryer | E8 |  | Baseline Forecast | 0 | 0 | 0 | 0 | 0 | 0 | 0 | 0 | 0 | 0 | 0 | 0 | 0 | 0 | 0 | 0 | 0 | 0 | 0 | 0 | 0 | 0 | 0 | 0 | 0 | 0 | 0
Commercial_Grocery (WA)_Existing_Food Preparation_Natural Gas_Fryer_E9_Baseline Forecast | Commercial | Grocery (WA) | Existing | Food Preparation | Natural Gas | Fryer | E9 |  | Baseline Forecast | 0 | 0 | 0 | 0 | 0 | 0 | 0 | 0 | 0 | 0 | 0 | 0 | 0 | 0 | 0 | 0 | 0 | 0 | 0 | 0 | 0 | 0 | 0 | 0 | 0 | 0 | 0
Commercial_Grocery (WA)_Existing_Food Preparation_Natural Gas_Fryer_E10_Baseline Forecast | Commercial | Grocery (WA) | Existing | Food Preparation | Natural Gas | Fryer | E10 |  | Baseline Forecast | 0 | 0 | 0 | 0 | 0 | 0 | 0 | 0 | 0 | 0 | 0 | 0 | 0 | 0 | 0 | 0 | 0 | 0 | 0 | 0 | 0 | 0 | 0 | 0 | 0 | 0 | 0
Commercial_Grocery (WA)_Existing_Food Preparation_Natural Gas_Broiler_E1_Baseline Forecast | Commercial | Grocery (WA) | Existing | Food Preparation | Natural Gas | Broiler | E1 | Standard | Baseline Forecast | 0 | 0 | 0 | 0 | 0 | 0 | 0 | 0 | 0 | 0 | 0 | 0 | 0 | 0 | 0 | 0 | 0 | 0 | 0 | 0 | 0 | 0 | 0 | 0 | 0 | 0 | 0
Commercial_Grocery (WA)_Existing_Food Preparation_Natural Gas_Broiler_E2_Baseline Forecast | Commercial | Grocery (WA) | Existing | Food Preparation | Natural Gas | Broiler | E2 | Infrared Burners | Baseline Forecast | 0 | 0 | 0 | 0 | 0 | 0 | 0 | 0 | 0 | 0 | 0 | 0 | 0 | 0 | 0 | 0 | 0 | 0 | 0 | 0 | 0 | 0 | 0 | 0 | 0 | 0 | 0
Commercial_Grocery (WA)_Existing_Food Preparation_Natural Gas_Broiler_E3_Baseline Forecast | Commercial | Grocery (WA) | Existing | Food Preparation | Natural Gas | Broiler | E3 |  | Baseline Forecast | 0 | 0 | 0 | 0 | 0 | 0 | 0 | 0 | 0 | 0 | 0 | 0 | 0 | 0 | 0 | 0 | 0 | 0 | 0 | 0 | 0 | 0 | 0 | 0 | 0 | 0 | 0
Commercial_Grocery (WA)_Existing_Food Preparation_Natural Gas_Broiler_E4_Baseline Forecast | Commercial | Grocery (WA) | Existing | Food Preparation | Natural Gas | Broiler | E4 |  | Baseline Forecast | 0 | 0 | 0 | 0 | 0 | 0 | 0 | 0 | 0 | 0 | 0 | 0 | 0 | 0 | 0 | 0 | 0 | 0 | 0 | 0 | 0 | 0 | 0 | 0 | 0 | 0 | 0
Commercial_Grocery (WA)_Existing_Food Preparation_Natural Gas_Broiler_E5_Baseline Forecast | Commercial | Grocery (WA) | Existing | Food Preparation | Natural Gas | Broiler | E5 |  | Baseline Forecast | 0 | 0 | 0 | 0 | 0 | 0 | 0 | 0 | 0 | 0 | 0 | 0 | 0 | 0 | 0 | 0 | 0 | 0 | 0 | 0 | 0 | 0 | 0 | 0 | 0 | 0 | 0
Commercial_Grocery (WA)_Existing_Food Preparation_Natural Gas_Broiler_E6_Baseline Forecast | Commercial | Grocery (WA) | Existing | Food Preparation | Natural Gas | Broiler | E6 |  | Baseline Forecast | 0 | 0 | 0 | 0 | 0 | 0 | 0 | 0 | 0 | 0 | 0 | 0 | 0 | 0 | 0 | 0 | 0 | 0 | 0 | 0 | 0 | 0 | 0 | 0 | 0 | 0 | 0
Commercial_Grocery (WA)_Existing_Food Preparation_Natural Gas_Broiler_E7_Baseline Forecast | Commercial | Grocery (WA) | Existing | Food Preparation | Natural Gas | Broiler | E7 |  | Baseline Forecast | 0 | 0 | 0 | 0 | 0 | 0 | 0 | 0 | 0 | 0 | 0 | 0 | 0 | 0 | 0 | 0 | 0 | 0 | 0 | 0 | 0 | 0 | 0 | 0 | 0 | 0 | 0
Commercial_Grocery (WA)_Existing_Food Preparation_Natural Gas_Broiler_E8_Baseline Forecast | Commercial | Grocery (WA) | Existing | Food Preparation | Natural Gas | Broiler | E8 |  | Baseline Forecast | 0 | 0 | 0 | 0 | 0 | 0 | 0 | 0 | 0 | 0 | 0 | 0 | 0 | 0 | 0 | 0 | 0 | 0 | 0 | 0 | 0 | 0 | 0 | 0 | 0 | 0 | 0
Commercial_Grocery (WA)_Existing_Food Preparation_Natural Gas_Broiler_E9_Baseline Forecast | Commercial | Grocery (WA) | Existing | Food Preparation | Natural Gas | Broiler | E9 |  | Baseline Forecast | 0 | 0 | 0 | 0 | 0 | 0 | 0 | 0 | 0 | 0 | 0 | 0 | 0 | 0 | 0 | 0 | 0 | 0 | 0 | 0 | 0 | 0 | 0 | 0 | 0 | 0 | 0
Commercial_Grocery (WA)_Existing_Food Preparation_Natural Gas_Broiler_E10_Baseline Forecast | Commercial | Grocery (WA) | Existing | Food Preparation | Natural Gas | Broiler | E10 |  | Baseline Forecast | 0 | 0 | 0 | 0 | 0 | 0 | 0 | 0 | 0 | 0 | 0 | 0 | 0 | 0 | 0 | 0 | 0 | 0 | 0 | 0 | 0 | 0 | 0 | 0 | 0 | 0 | 0
Commercial_Grocery (WA)_Existing_Food Preparation_Natural Gas_Griddle_E1_Baseline Forecast | Commercial | Grocery (WA) | Existing | Food Preparation | Natural Gas | Griddle | E1 | Standard | Baseline Forecast | 0 | 20102.338 | 22478.0688 | 24461.721 | 26104.8266 | 27452.3294 | 28543.4239 | 29412.2877 | 30088.7205 | 30598.7015 | 28597.9014 | 27075.5354 | 25933.7792 | 25092.113 | 24484.4988 | 24056.9951 | 23765.7453 | 23575.2816 | 23457.0975 | 27614.672 | 27257.2192 | 26760.493 | 26180.3145 | 25557.9286 | 24923.1584 | 24296.9474 | 23693.4011
Commercial_Grocery (WA)_Existing_Food Preparation_Natural Gas_Griddle_E2_Baseline Forecast | Commercial | Grocery (WA) | Existing | Food Preparation | Natural Gas | Griddle | E2 | ENERGY STAR | Baseline Forecast | 0 | 8210.8141 | 9181.183 | 9991.4072 | 10662.5348 | 11212.9233 | 11658.5816 | 12013.4696 | 12289.7591 | 12498.0612 | 11680.833 | 11059.0215 | 10592.6704 | 10248.8912 | 10000.7108 | 9826.0966 | 9707.1354 | 9629.3404 | 9581.068 | 11279.2322 | 11133.2304 | 10930.3422 | 10693.3679 | 10439.1539 | 10179.8816 | 9924.1053 | 9677.5864
Commercial_Grocery (WA)_Existing_Food Preparation_Natural Gas_Griddle_E3_Baseline Forecast | Commercial | Grocery (WA) | Existing | Food Preparation | Natural Gas | Griddle | E3 |  | Baseline Forecast | 0 | 0 | 0 | 0 | 0 | 0 | 0 | 0 | 0 | 0 | 0 | 0 | 0 | 0 | 0 | 0 | 0 | 0 | 0 | 0 | 0 | 0 | 0 | 0 | 0 | 0 | 0
Commercial_Grocery (WA)_Existing_Food Preparation_Natural Gas_Griddle_E4_Baseline Forecast | Commercial | Grocery (WA) | Existing | Food Preparation | Natural Gas | Griddle | E4 |  | Baseline Forecast | 0 | 0 | 0 | 0 | 0 | 0 | 0 | 0 | 0 | 0 | 0 | 0 | 0 | 0 | 0 | 0 | 0 | 0 | 0 | 0 | 0 | 0 | 0 | 0 | 0 | 0 | 0
Commercial_Grocery (WA)_Existing_Food Preparation_Natural Gas_Griddle_E5_Baseline Forecast | Commercial | Grocery (WA) | Existing | Food Preparation | Natural Gas | Griddle | E5 |  | Baseline Forecast | 0 | 0 | 0 | 0 | 0 | 0 | 0 | 0 | 0 | 0 | 0 | 0 | 0 | 0 | 0 | 0 | 0 | 0 | 0 | 0 | 0 | 0 | 0 | 0 | 0 | 0 | 0
Commercial_Grocery (WA)_Existing_Food Preparation_Natural Gas_Griddle_E6_Baseline Forecast | Commercial | Grocery (WA) | Existing | Food Preparation | Natural Gas | Griddle | E6 |  | Baseline Forecast | 0 | 0 | 0 | 0 | 0 | 0 | 0 | 0 | 0 | 0 | 0 | 0 | 0 | 0 | 0 | 0 | 0 | 0 | 0 | 0 | 0 | 0 | 0 | 0 | 0 | 0 | 0
Commercial_Grocery (WA)_Existing_Food Preparation_Natural Gas_Griddle_E7_Baseline Forecast | Commercial | Grocery (WA) | Existing | Food Preparation | Natural Gas | Griddle | E7 |  | Baseline Forecast | 0 | 0 | 0 | 0 | 0 | 0 | 0 | 0 | 0 | 0 | 0 | 0 | 0 | 0 | 0 | 0 | 0 | 0 | 0 | 0 | 0 | 0 | 0 | 0 | 0 | 0 | 0
Commercial_Grocery (WA)_Existing_Food Preparation_Natural Gas_Griddle_E8_Baseline Forecast | Commercial | Grocery (WA) | Existing | Food Preparation | Natural Gas | Griddle | E8 |  | Baseline Forecast | 0 | 0 | 0 | 0 | 0 | 0 | 0 | 0 | 0 | 0 | 0 | 0 | 0 | 0 | 0 | 0 | 0 | 0 | 0 | 0 | 0 | 0 | 0 | 0 | 0 | 0 | 0
Commercial_Grocery (WA)_Existing_Food Preparation_Natural Gas_Griddle_E9_Baseline Forecast | Commercial | Grocery (WA) | Existing | Food Preparation | Natural Gas | Griddle | E9 |  | Baseline Forecast | 0 | 0 | 0 | 0 | 0 | 0 | 0 | 0 | 0 | 0 | 0 | 0 | 0 | 0 | 0 | 0 | 0 | 0 | 0 | 0 | 0 | 0 | 0 | 0 | 0 | 0 | 0
Commercial_Grocery (WA)_Existing_Food Preparation_Natural Gas_Griddle_E10_Baseline Forecast | Commercial | Grocery (WA) | Existing | Food Preparation | Natural Gas | Griddle | E10 |  | Baseline Forecast | 0 | 0 | 0 | 0 | 0 | 0 | 0 | 0 | 0 | 0 | 0 | 0 | 0 | 0 | 0 | 0 | 0 | 0 | 0 | 0 | 0 | 0 | 0 | 0 | 0 | 0 | 0
Commercial_Grocery (WA)_Existing_Food Preparation_Natural Gas_Range_E1_Baseline Forecast | Commercial | Grocery (WA) | Existing | Food Preparation | Natural Gas | Range | E1 | Standard | Baseline Forecast | 0 | 12537.0637 | 16001.8523 | 18611.3851 | 20551.188 | 21966.9461 | 22973.0521 | 23659.3205 | 24096.2616 | 24339.2238 | 21243.071 | 19398.6547 | 18392.4078 | 17930.9492 | 17808.5428 | 20424.9599 | 20803.1509 | 21013.6524 | 21094.0149 | 20533.0666 | 19701.8974 | 18817.2978 | 17996.2197 | 17292.8259 | 16507.8359 | 16197.7698 | 16153.0634
Commercial_Grocery (WA)_Existing_Food Preparation_Natural Gas_Range_E2_Baseline Forecast | Commercial | Grocery (WA) | Existing | Food Preparation | Natural Gas | Range | E2 | High Efficiency | Baseline Forecast | 0 | 18041.1405 | 23027.0557 | 26782.2371 | 29573.6608 | 31610.9712 | 33058.7823 | 34046.3392 | 34675.1082 | 35024.7366 | 30569.2973 | 27915.1372 | 26467.1235 | 25803.0733 | 25626.9274 | 29392.0154 | 29936.2416 | 30239.1583 | 30354.802 | 29547.5836 | 28351.5109 | 27078.5504 | 25896.9991 | 24884.7982 | 23755.1785 | 23308.9858 | 23244.6522
Commercial_Grocery (WA)_Existing_Food Preparation_Natural Gas_Range_E3_Baseline Forecast | Commercial | Grocery (WA) | Existing | Food Preparation | Natural Gas | Range | E3 |  | Baseline Forecast | 0 | 0 | 0 | 0 | 0 | 0 | 0 | 0 | 0 | 0 | 0 | 0 | 0 | 0 | 0 | 0 | 0 | 0 | 0 | 0 | 0 | 0 | 0 | 0 | 0 | 0 | 0
Commercial_Grocery (WA)_Existing_Food Preparation_Natural Gas_Range_E4_Baseline Forecast | Commercial | Grocery (WA) | Existing | Food Preparation | Natural Gas | Range | E4 |  | Baseline Forecast | 0 | 0 | 0 | 0 | 0 | 0 | 0 | 0 | 0 | 0 | 0 | 0 | 0 | 0 | 0 | 0 | 0 | 0 | 0 | 0 | 0 | 0 | 0 | 0 | 0 | 0 | 0
Commercial_Grocery (WA)_Existing_Food Preparation_Natural Gas_Range_E5_Baseline Forecast | Commercial | Grocery (WA) | Existing | Food Preparation | Natural Gas | Range | E5 |  | Baseline Forecast | 0 | 0 | 0 | 0 | 0 | 0 | 0 | 0 | 0 | 0 | 0 | 0 | 0 | 0 | 0 | 0 | 0 | 0 | 0 | 0 | 0 | 0 | 0 | 0 | 0 | 0 | 0
Commercial_Grocery (WA)_Existing_Food Preparation_Natural Gas_Range_E6_Baseline Forecast | Commercial | Grocery (WA) | Existing | Food Preparation | Natural Gas | Range | E6 |  | Baseline Forecast | 0 | 0 | 0 | 0 | 0 | 0 | 0 | 0 | 0 | 0 | 0 | 0 | 0 | 0 | 0 | 0 | 0 | 0 | 0 | 0 | 0 | 0 | 0 | 0 | 0 | 0 | 0
Commercial_Grocery (WA)_Existing_Food Preparation_Natural Gas_Range_E7_Baseline Forecast | Commercial | Grocery (WA) | Existing | Food Preparation | Natural Gas | Range | E7 |  | Baseline Forecast | 0 | 0 | 0 | 0 | 0 | 0 | 0 | 0 | 0 | 0 | 0 | 0 | 0 | 0 | 0 | 0 | 0 | 0 | 0 | 0 | 0 | 0 | 0 | 0 | 0 | 0 | 0
Commercial_Grocery (WA)_Existing_Food Preparation_Natural Gas_Range_E8_Baseline Forecast | Commercial | Grocery (WA) | Existing | Food Preparation | Natural Gas | Range | E8 |  | Baseline Forecast | 0 | 0 | 0 | 0 | 0 | 0 | 0 | 0 | 0 | 0 | 0 | 0 | 0 | 0 | 0 | 0 | 0 | 0 | 0 | 0 | 0 | 0 | 0 | 0 | 0 | 0 | 0
Commercial_Grocery (WA)_Existing_Food Preparation_Natural Gas_Range_E9_Baseline Forecast | Commercial | Grocery (WA) | Existing | Food Preparation | Natural Gas | Range | E9 |  | Baseline Forecast | 0 | 0 | 0 | 0 | 0 | 0 | 0 | 0 | 0 | 0 | 0 | 0 | 0 | 0 | 0 | 0 | 0 | 0 | 0 | 0 | 0 | 0 | 0 | 0 | 0 | 0 | 0
Commercial_Grocery (WA)_Existing_Food Preparation_Natural Gas_Range_E10_Baseline Forecast | Commercial | Grocery (WA) | Existing | Food Preparation | Natural Gas | Range | E10 |  | Baseline Forecast | 0 | 0 | 0 | 0 | 0 | 0 | 0 | 0 | 0 | 0 | 0 | 0 | 0 | 0 | 0 | 0 | 0 | 0 | 0 | 0 | 0 | 0 | 0 | 0 | 0 | 0 | 0
Commercial_Grocery (WA)_Existing_Food Preparation_Natural Gas_Steamer_E1_Baseline Forecast | Commercial | Grocery (WA) | Existing | Food Preparation | Natural Gas | Steamer | E1 | Standard | Baseline Forecast | 0 | 695.6438 | 777.8562 | 846.5008 | 903.3606 | 949.9911 | 987.7486 | 1017.8157 | 1041.2238 | 1058.8717 | 989.6338 | 936.9521 | 897.4415 | 868.3156 | 847.289 | 832.4952 | 822.4164 | 815.8254 | 811.7357 | 955.609 | 943.2393 | 926.05 | 905.9729 | 884.4352 | 862.4689 | 840.7988 | 819.913
Commercial_Grocery (WA)_Existing_Food Preparation_Natural Gas_Steamer_E2_Baseline Forecast | Commercial | Grocery (WA) | Existing | Food Preparation | Natural Gas | Steamer | E2 | ENERGY STAR | Baseline Forecast | 0 | 695.6438 | 777.8562 | 846.5008 | 903.3606 | 949.9911 | 987.7486 | 1017.8157 | 1041.2238 | 1058.8717 | 989.6338 | 936.9521 | 897.4415 | 868.3156 | 847.289 | 832.4952 | 822.4164 | 815.8254 | 811.7357 | 955.609 | 943.2393 | 926.05 | 905.9729 | 884.4352 | 862.4689 | 840.7988 | 819.913
Commercial_Grocery (WA)_Existing_Food Preparation_Natural Gas_Steamer_E3_Baseline Forecast | Commercial | Grocery (WA) | Existing | Food Preparation | Natural Gas | Steamer | E3 |  | Baseline Forecast | 0 | 0 | 0 | 0 | 0 | 0 | 0 | 0 | 0 | 0 | 0 | 0 | 0 | 0 | 0 | 0 | 0 | 0 | 0 | 0 | 0 | 0 | 0 | 0 | 0 | 0 | 0
Commercial_Grocery (WA)_Existing_Food Preparation_Natural Gas_Steamer_E4_Baseline Forecast | Commercial | Grocery (WA) | Existing | Food Preparation | Natural Gas | Steamer | E4 |  | Baseline Forecast | 0 | 0 | 0 | 0 | 0 | 0 | 0 | 0 | 0 | 0 | 0 | 0 | 0 | 0 | 0 | 0 | 0 | 0 | 0 | 0 | 0 | 0 | 0 | 0 | 0 | 0 | 0
Commercial_Grocery (WA)_Existing_Food Preparation_Natural Gas_Steamer_E5_Baseline Forecast | Commercial | Grocery (WA) | Existing | Food Preparation | Natural Gas | Steamer | E5 |  | Baseline Forecast | 0 | 0 | 0 | 0 | 0 | 0 | 0 | 0 | 0 | 0 | 0 | 0 | 0 | 0 | 0 | 0 | 0 | 0 | 0 | 0 | 0 | 0 | 0 | 0 | 0 | 0 | 0
Commercial_Grocery (WA)_Existing_Food Preparation_Natural Gas_Steamer_E6_Baseline Forecast | Commercial | Grocery (WA) | Existing | Food Preparation | Natural Gas | Steamer | E6 |  | Baseline Forecast | 0 | 0 | 0 | 0 | 0 | 0 | 0 | 0 | 0 | 0 | 0 | 0 | 0 | 0 | 0 | 0 | 0 | 0 | 0 | 0 | 0 | 0 | 0 | 0 | 0 | 0 | 0
Commercial_Grocery (WA)_Existing_Food Preparation_Natural Gas_Steamer_E7_Baseline Forecast | Commercial | Grocery (WA) | Existing | Food Preparation | Natural Gas | Steamer | E7 |  | Baseline Forecast | 0 | 0 | 0 | 0 | 0 | 0 | 0 | 0 | 0 | 0 | 0 | 0 | 0 | 0 | 0 | 0 | 0 | 0 | 0 | 0 | 0 | 0 | 0 | 0 | 0 | 0 | 0
Commercial_Grocery (WA)_Existing_Food Preparation_Natural Gas_Steamer_E8_Baseline Forecast | Commercial | Grocery (WA) | Existing | Food Preparation | Natural Gas | Steamer | E8 |  | Baseline Forecast | 0 | 0 | 0 | 0 | 0 | 0 | 0 | 0 | 0 | 0 | 0 | 0 | 0 | 0 | 0 | 0 | 0 | 0 | 0 | 0 | 0 | 0 | 0 | 0 | 0 | 0 | 0
Commercial_Grocery (WA)_Existing_Food Preparation_Natural Gas_Steamer_E9_Baseline Forecast | Commercial | Grocery (WA) | Existing | Food Preparation | Natural Gas | Steamer | E9 |  | Baseline Forecast | 0 | 0 | 0 | 0 | 0 | 0 | 0 | 0 | 0 | 0 | 0 | 0 | 0 | 0 | 0 | 0 | 0 | 0 | 0 | 0 | 0 | 0 | 0 | 0 | 0 | 0 | 0
Commercial_Grocery (WA)_Existing_Food Preparation_Natural Gas_Steamer_E10_Baseline Forecast | Commercial | Grocery (WA) | Existing | Food Preparation | Natural Gas | Steamer | E10 |  | Baseline Forecast | 0 | 0 | 0 | 0 | 0 | 0 | 0 | 0 | 0 | 0 | 0 | 0 | 0 | 0 | 0 | 0 | 0 | 0 | 0 | 0 | 0 | 0 | 0 | 0 | 0 | 0 | 0
Commercial_Grocery (WA)_Existing_Food Preparation_Natural Gas_Food Prep Other_E1_Baseline Forecast | Commercial | Grocery (WA) | Existing | Food Preparation | Natural Gas | Food Prep Other | E1 | Standard | Baseline Forecast | 0 | 0 | 0 | 0 | 0 | 0 | 0 | 0 | 0 | 0 | 0 | 0 | 0 | 0 | 0 | 0 | 0 | 0 | 0 | 0 | 0 | 0 | 0 | 0 | 0 | 0 | 0
Commercial_Grocery (WA)_Existing_Food Preparation_Natural Gas_Food Prep Other_E2_Baseline Forecast | Commercial | Grocery (WA) | Existing | Food Preparation | Natural Gas | Food Prep Other | E2 | ENERGY STAR | Baseline Forecast | 0 | 0 | 0 | 0 | 0 | 0 | 0 | 0 | 0 | 0 | 0 | 0 | 0 | 0 | 0 | 0 | 0 | 0 | 0 | 0 | 0 | 0 | 0 | 0 | 0 | 0 | 0
Commercial_Grocery (WA)_Existing_Food Preparation_Natural Gas_Food Prep Other_E3_Baseline Forecast | Commercial | Grocery (WA) | Existing | Food Preparation | Natural Gas | Food Prep Other | E3 |  | Baseline Forecast | 0 | 0 | 0 | 0 | 0 | 0 | 0 | 0 | 0 | 0 | 0 | 0 | 0 | 0 | 0 | 0 | 0 | 0 | 0 | 0 | 0 | 0 | 0 | 0 | 0 | 0 | 0
Commercial_Grocery (WA)_Existing_Food Preparation_Natural Gas_Food Prep Other_E4_Baseline Forecast | Commercial | Grocery (WA) | Existing | Food Preparation | Natural Gas | Food Prep Other | E4 |  | Baseline Forecast | 0 | 0 | 0 | 0 | 0 | 0 | 0 | 0 | 0 | 0 | 0 | 0 | 0 | 0 | 0 | 0 | 0 | 0 | 0 | 0 | 0 | 0 | 0 | 0 | 0 | 0 | 0
Commercial_Grocery (WA)_Existing_Food Preparation_Natural Gas_Food Prep Other_E5_Baseline Forecast | Commercial | Grocery (WA) | Existing | Food Preparation | Natural Gas | Food Prep Other | E5 |  | Baseline Forecast | 0 | 0 | 0 | 0 | 0 | 0 | 0 | 0 | 0 | 0 | 0 | 0 | 0 | 0 | 0 | 0 | 0 | 0 | 0 | 0 | 0 | 0 | 0 | 0 | 0 | 0 | 0
Commercial_Grocery (WA)_Existing_Food Preparation_Natural Gas_Food Prep Other_E6_Baseline Forecast | Commercial | Grocery (WA) | Existing | Food Preparation | Natural Gas | Food Prep Other | E6 |  | Baseline Forecast | 0 | 0 | 0 | 0 | 0 | 0 | 0 | 0 | 0 | 0 | 0 | 0 | 0 | 0 | 0 | 0 | 0 | 0 | 0 | 0 | 0 | 0 | 0 | 0 | 0 | 0 | 0
Commercial_Grocery (WA)_Existing_Food Preparation_Natural Gas_Food Prep Other_E7_Baseline Forecast | Commercial | Grocery (WA) | Existing | Food Preparation | Natural Gas | Food Prep Other | E7 |  | Baseline Forecast | 0 | 0 | 0 | 0 | 0 | 0 | 0 | 0 | 0 | 0 | 0 | 0 | 0 | 0 | 0 | 0 | 0 | 0 | 0 | 0 | 0 | 0 | 0 | 0 | 0 | 0 | 0
Commercial_Grocery (WA)_Existing_Food Preparation_Natural Gas_Food Prep Other_E8_Baseline Forecast | Commercial | Grocery (WA) | Existing | Food Preparation | Natural Gas | Food Prep Other | E8 |  | Baseline Forecast | 0 | 0 | 0 | 0 | 0 | 0 | 0 | 0 | 0 | 0 | 0 | 0 | 0 | 0 | 0 | 0 | 0 | 0 | 0 | 0 | 0 | 0 | 0 | 0 | 0 | 0 | 0
Commercial_Grocery (WA)_Existing_Food Preparation_Natural Gas_Food Prep Other_E9_Baseline Forecast | Commercial | Grocery (WA) | Existing | Food Preparation | Natural Gas | Food Prep Other | E9 |  | Baseline Forecast | 0 | 0 | 0 | 0 | 0 | 0 | 0 | 0 | 0 | 0 | 0 | 0 | 0 | 0 | 0 | 0 | 0 | 0 | 0 | 0 | 0 | 0 | 0 | 0 | 0 | 0 | 0
Commercial_Grocery (WA)_Existing_Food Preparation_Natural Gas_Food Prep Other_E10_Baseline Forecast | Commercial | Grocery (WA) | Existing | Food Preparation | Natural Gas | Food Prep Other | E10 |  | Baseline Forecast | 0 | 0 | 0 | 0 | 0 | 0 | 0 | 0 | 0 | 0 | 0 | 0 | 0 | 0 | 0 | 0 | 0 | 0 | 0 | 0 | 0 | 0 | 0 | 0 | 0 | 0 | 0
Commercial_Grocery (WA)_Existing_Miscellaneous_Natural Gas_Pool Heater_E1_Baseline Forecast | Commercial | Grocery (WA) | Existing | Miscellaneous | Natural Gas | Pool Heater | E1 | Standard (EF .82) | Baseline Forecast | 0 | 0 | 0 | 0 | 0 | 0 | 0 | 0 | 0 | 0 | 0 | 0 | 0 | 0 | 0 | 0 | 0 | 0 | 0 | 0 | 0 | 0 | 0 | 0 | 0 | 0 | 0
Commercial_Grocery (WA)_Existing_Miscellaneous_Natural Gas_Pool Heater_E2_Baseline Forecast | Commercial | Grocery (WA) | Existing | Miscellaneous | Natural Gas | Pool Heater | E2 | Condensing (EF .90) | Baseline Forecast | 0 | 0 | 0 | 0 | 0 | 0 | 0 | 0 | 0 | 0 | 0 | 0 | 0 | 0 | 0 | 0 | 0 | 0 | 0 | 0 | 0 | 0 | 0 | 0 | 0 | 0 | 0
Commercial_Grocery (WA)_Existing_Miscellaneous_Natural Gas_Pool Heater_E3_Baseline Forecast | Commercial | Grocery (WA) | Existing | Miscellaneous | Natural Gas | Pool Heater | E3 |  | Baseline Forecast | 0 | 0 | 0 | 0 | 0 | 0 | 0 | 0 | 0 | 0 | 0 | 0 | 0 | 0 | 0 | 0 | 0 | 0 | 0 | 0 | 0 | 0 | 0 | 0 | 0 | 0 | 0
Commercial_Grocery (WA)_Existing_Miscellaneous_Natural Gas_Pool Heater_E4_Baseline Forecast | Commercial | Grocery (WA) | Existing | Miscellaneous | Natural Gas | Pool Heater | E4 |  | Baseline Forecast | 0 | 0 | 0 | 0 | 0 | 0 | 0 | 0 | 0 | 0 | 0 | 0 | 0 | 0 | 0 | 0 | 0 | 0 | 0 | 0 | 0 | 0 | 0 | 0 | 0 | 0 | 0
Commercial_Grocery (WA)_Existing_Miscellaneous_Natural Gas_Pool Heater_E5_Baseline Forecast | Commercial | Grocery (WA) | Existing | Miscellaneous | Natural Gas | Pool Heater | E5 |  | Baseline Forecast | 0 | 0 | 0 | 0 | 0 | 0 | 0 | 0 | 0 | 0 | 0 | 0 | 0 | 0 | 0 | 0 | 0 | 0 | 0 | 0 | 0 | 0 | 0 | 0 | 0 | 0 | 0
Commercial_Grocery (WA)_Existing_Miscellaneous_Natural Gas_Pool Heater_E6_Baseline Forecast | Commercial | Grocery (WA) | Existing | Miscellaneous | Natural Gas | Pool Heater | E6 |  | Baseline Forecast | 0 | 0 | 0 | 0 | 0 | 0 | 0 | 0 | 0 | 0 | 0 | 0 | 0 | 0 | 0 | 0 | 0 | 0 | 0 | 0 | 0 | 0 | 0 | 0 | 0 | 0 | 0
Commercial_Grocery (WA)_Existing_Miscellaneous_Natural Gas_Pool Heater_E7_Baseline Forecast | Commercial | Grocery (WA) | Existing | Miscellaneous | Natural Gas | Pool Heater | E7 |  | Baseline Forecast | 0 | 0 | 0 | 0 | 0 | 0 | 0 | 0 | 0 | 0 | 0 | 0 | 0 | 0 | 0 | 0 | 0 | 0 | 0 | 0 | 0 | 0 | 0 | 0 | 0 | 0 | 0
Commercial_Grocery (WA)_Existing_Miscellaneous_Natural Gas_Pool Heater_E8_Baseline Forecast | Commercial | Grocery (WA) | Existing | Miscellaneous | Natural Gas | Pool Heater | E8 |  | Baseline Forecast | 0 | 0 | 0 | 0 | 0 | 0 | 0 | 0 | 0 | 0 | 0 | 0 | 0 | 0 | 0 | 0 | 0 | 0 | 0 | 0 | 0 | 0 | 0 | 0 | 0 | 0 | 0
Commercial_Grocery (WA)_Existing_Miscellaneous_Natural Gas_Pool Heater_E9_Baseline Forecast | Commercial | Grocery (WA) | Existing | Miscellaneous | Natural Gas | Pool Heater | E9 |  | Baseline Forecast | 0 | 0 | 0 | 0 | 0 | 0 | 0 | 0 | 0 | 0 | 0 | 0 | 0 | 0 | 0 | 0 | 0 | 0 | 0 | 0 | 0 | 0 | 0 | 0 | 0 | 0 | 0
Commercial_Grocery (WA)_Existing_Miscellaneous_Natural Gas_Pool Heater_E10_Baseline Forecast | Commercial | Grocery (WA) | Existing | Miscellaneous | Natural Gas | Pool Heater | E10 |  | Baseline Forecast | 0 | 0 | 0 | 0 | 0 | 0 | 0 | 0 | 0 | 0 | 0 | 0 | 0 | 0 | 0 | 0 | 0 | 0 | 0 | 0 | 0 | 0 | 0 | 0 | 0 | 0 | 0
Commercial_Grocery (WA)_Existing_Miscellaneous_Natural Gas_Miscellaneous_E1_Baseline Forecast | Commercial | Grocery (WA) | Existing | Miscellaneous | Natural Gas | Miscellaneous | E1 | Standard | Baseline Forecast | 0 | 228761.7536 | 267383.8678 | 298525.4071 | 282156.4815 | 273603.006 | 270615.2718 | 265887.7459 | 260752.7775 | 256027.4427 | 251411.6085 | 302310.7102 | 299403.5961 | 294689.158 | 286218.9064 | 280520.8141 | 276400.171 | 271352.0848 | 266213.7548 | 261409.115 | 256688.9194 | 265464.6503 | 259376.0094 | 253162.7454 | 248188.8258 | 243814.7011 | 239650.9788
Commercial_Grocery (WA)_Existing_Miscellaneous_Natural Gas_Miscellaneous_E2_Baseline Forecast | Commercial | Grocery (WA) | Existing | Miscellaneous | Natural Gas | Miscellaneous | E2 |  | Baseline Forecast | 0 | 0 | 0 | 0 | 0 | 0 | 0 | 0 | 0 | 0 | 0 | 0 | 0 | 0 | 0 | 0 | 0 | 0 | 0 | 0 | 0 | 0 | 0 | 0 | 0 | 0 | 0
Commercial_Grocery (WA)_Existing_Miscellaneous_Natural Gas_Miscellaneous_E3_Baseline Forecast | Commercial | Grocery (WA) | Existing | Miscellaneous | Natural Gas | Miscellaneous | E3 |  | Baseline Forecast | 0 | 0 | 0 | 0 | 0 | 0 | 0 | 0 | 0 | 0 | 0 | 0 | 0 | 0 | 0 | 0 | 0 | 0 | 0 | 0 | 0 | 0 | 0 | 0 | 0 | 0 | 0
Commercial_Grocery (WA)_Existing_Miscellaneous_Natural Gas_Miscellaneous_E4_Baseline Forecast | Commercial | Grocery (WA) | Existing | Miscellaneous | Natural Gas | Miscellaneous | E4 |  | Baseline Forecast | 0 | 0 | 0 | 0 | 0 | 0 | 0 | 0 | 0 | 0 | 0 | 0 | 0 | 0 | 0 | 0 | 0 | 0 | 0 | 0 | 0 | 0 | 0 | 0 | 0 | 0 | 0
Commercial_Grocery (WA)_Existing_Miscellaneous_Natural Gas_Miscellaneous_E5_Baseline Forecast | Commercial | Grocery (WA) | Existing | Miscellaneous | Natural Gas | Miscellaneous | E5 |  | Baseline Forecast | 0 | 0 | 0 | 0 | 0 | 0 | 0 | 0 | 0 | 0 | 0 | 0 | 0 | 0 | 0 | 0 | 0 | 0 | 0 | 0 | 0 | 0 | 0 | 0 | 0 | 0 | 0
Commercial_Grocery (WA)_Existing_Miscellaneous_Natural Gas_Miscellaneous_E6_Baseline Forecast | Commercial | Grocery (WA) | Existing | Miscellaneous | Natural Gas | Miscellaneous | E6 |  | Baseline Forecast | 0 | 0 | 0 | 0 | 0 | 0 | 0 | 0 | 0 | 0 | 0 | 0 | 0 | 0 | 0 | 0 | 0 | 0 | 0 | 0 | 0 | 0 | 0 | 0 | 0 | 0 | 0
Commercial_Grocery (WA)_Existing_Miscellaneous_Natural Gas_Miscellaneous_E7_Baseline Forecast | Commercial | Grocery (WA) | Existing | Miscellaneous | Natural Gas | Miscellaneous | E7 |  | Baseline Forecast | 0 | 0 | 0 | 0 | 0 | 0 | 0 | 0 | 0 | 0 | 0 | 0 | 0 | 0 | 0 | 0 | 0 | 0 | 0 | 0 | 0 | 0 | 0 | 0 | 0 | 0 | 0
Commercial_Grocery (WA)_Existing_Miscellaneous_Natural Gas_Miscellaneous_E8_Baseline Forecast | Commercial | Grocery (WA) | Existing | Miscellaneous | Natural Gas | Miscellaneous | E8 |  | Baseline Forecast | 0 | 0 | 0 | 0 | 0 | 0 | 0 | 0 | 0 | 0 | 0 | 0 | 0 | 0 | 0 | 0 | 0 | 0 | 0 | 0 | 0 | 0 | 0 | 0 | 0 | 0 | 0
Commercial_Grocery (WA)_Existing_Miscellaneous_Natural Gas_Miscellaneous_E9_Baseline Forecast | Commercial | Grocery (WA) | Existing | Miscellaneous | Natural Gas | Miscellaneous | E9 |  | Baseline Forecast | 0 | 0 | 0 | 0 | 0 | 0 | 0 | 0 | 0 | 0 | 0 | 0 | 0 | 0 | 0 | 0 | 0 | 0 | 0 | 0 | 0 | 0 | 0 | 0 | 0 | 0 | 0
Commercial_Grocery (WA)_Existing_Miscellaneous_Natural Gas_Miscellaneous_E10_Baseline Forecast | Commercial | Grocery (WA) | Existing | Miscellaneous | Natural Gas | Miscellaneous | E10 |  | Baseline Forecast | 0 | 0 | 0 | 0 | 0 | 0 | 0 | 0 | 0 | 0 | 0 | 0 | 0 | 0 | 0 | 0 | 0 | 0 | 0 | 0 | 0 | 0 | 0 | 0 | 0 | 0 | 0
Commercial_Grocery (WA)_New_Space Heating_Natural Gas_Furnace_E1_Baseline Forecast | Commercial | Grocery (WA) | New | Space Heating | Natural Gas | Furnace | E1 | AFUE 80% (Standard) | Baseline Forecast | 0 | 60693.5298 | 56717.3362 | 57059.5221 | 56970.8256 | 55817.7724 | 54837.7035 | 53684.9715 | 52805.4306 | 51954.179 | 51087.7915 | 39682.1551 | 43522.8628 | 46633.9917 | 49324.552 | 51695.619 | 53917.9093 | 55713.3639 | 57190.8892 | 58397.9352 | 59486.964 | 60813.1581 | 61350.2915 | 77717.7767 | 76320.1011 | 76464.4916 | 73906.9805
Commercial_Grocery (WA)_New_Space Heating_Natural Gas_Furnace_E2_Baseline Forecast | Commercial | Grocery (WA) | New | Space Heating | Natural Gas | Furnace | E2 | AFUE 90% | Baseline Forecast | 0 | 0 | 0 | 0 | 0 | 0 | 0 | 0 | 0 | 0 | 0 | 9689.1956 | 10626.9816 | 11386.6262 | 12043.5806 | 12622.5243 | 13165.1411 | 13603.5374 | 13964.3049 | 14259.0294 | 14524.9377 | 14848.7546 | 14979.9066 | 18976.357 | 18635.0864 | 18670.3422 | 18045.8745
Commercial_Grocery (WA)_New_Space Heating_Natural Gas_Furnace_E3_Baseline Forecast | Commercial | Grocery (WA) | New | Space Heating | Natural Gas | Furnace | E3 | AFUE 96% | Baseline Forecast | 0 | 0 | 0 | 0 | 0 | 0 | 0 | 0 | 0 | 0 | 0 | 0 | 0 | 0 | 0 | 0 | 0 | 0 | 0 | 0 | 0 | 0 | 0 | 0 | 0 | 0 | 0
Commercial_Grocery (WA)_New_Space Heating_Natural Gas_Furnace_E4_Baseline Forecast | Commercial | Grocery (WA) | New | Space Heating | Natural Gas | Furnace | E4 |  | Baseline Forecast | 0 | 0 | 0 | 0 | 0 | 0 | 0 | 0 | 0 | 0 | 0 | 0 | 0 | 0 | 0 | 0 | 0 | 0 | 0 | 0 | 0 | 0 | 0 | 0 | 0 | 0 | 0
Commercial_Grocery (WA)_New_Space Heating_Natural Gas_Furnace_E5_Baseline Forecast | Commercial | Grocery (WA) | New | Space Heating | Natural Gas | Furnace | E5 |  | Baseline Forecast | 0 | 0 | 0 | 0 | 0 | 0 | 0 | 0 | 0 | 0 | 0 | 0 | 0 | 0 | 0 | 0 | 0 | 0 | 0 | 0 | 0 | 0 | 0 | 0 | 0 | 0 | 0
Commercial_Grocery (WA)_New_Space Heating_Natural Gas_Furnace_E6_Baseline Forecast | Commercial | Grocery (WA) | New | Space Heating | Natural Gas | Furnace | E6 |  | Baseline Forecast | 0 | 0 | 0 | 0 | 0 | 0 | 0 | 0 | 0 | 0 | 0 | 0 | 0 | 0 | 0 | 0 | 0 | 0 | 0 | 0 | 0 | 0 | 0 | 0 | 0 | 0 | 0
Commercial_Grocery (WA)_New_Space Heating_Natural Gas_Furnace_E7_Baseline Forecast | Commercial | Grocery (WA) | New | Space Heating | Natural Gas | Furnace | E7 |  | Baseline Forecast | 0 | 0 | 0 | 0 | 0 | 0 | 0 | 0 | 0 | 0 | 0 | 0 | 0 | 0 | 0 | 0 | 0 | 0 | 0 | 0 | 0 | 0 | 0 | 0 | 0 | 0 | 0
Commercial_Grocery (WA)_New_Space Heating_Natural Gas_Furnace_E8_Baseline Forecast | Commercial | Grocery (WA) | New | Space Heating | Natural Gas | Furnace | E8 |  | Baseline Forecast | 0 | 0 | 0 | 0 | 0 | 0 | 0 | 0 | 0 | 0 | 0 | 0 | 0 | 0 | 0 | 0 | 0 | 0 | 0 | 0 | 0 | 0 | 0 | 0 | 0 | 0 | 0
Commercial_Grocery (WA)_New_Space Heating_Natural Gas_Furnace_E9_Baseline Forecast | Commercial | Grocery (WA) | New | Space Heating | Natural Gas | Furnace | E9 |  | Baseline Forecast | 0 | 0 | 0 | 0 | 0 | 0 | 0 | 0 | 0 | 0 | 0 | 0 | 0 | 0 | 0 | 0 | 0 | 0 | 0 | 0 | 0 | 0 | 0 | 0 | 0 | 0 | 0
Commercial_Grocery (WA)_New_Space Heating_Natural Gas_Furnace_E10_Baseline Forecast | Commercial | Grocery (WA) | New | Space Heating | Natural Gas | Furnace | E10 |  | Baseline Forecast | 0 | 0 | 0 | 0 | 0 | 0 | 0 | 0 | 0 | 0 | 0 | 0 | 0 | 0 | 0 | 0 | 0 | 0 | 0 | 0 | 0 | 0 | 0 | 0 | 0 | 0 | 0
Commercial_Grocery (WA)_New_Space Heating_Natural Gas_Boiler_E1_Baseline Forecast | Commercial | Grocery (WA) | New | Space Heating | Natural Gas | Boiler | E1 | AFUE 80% (Standard) | Baseline Forecast | 0 | 178.2627 | 166.5843 | 167.5893 | 167.3288 | 163.9422 | 161.0636 | 157.6779 | 155.0946 | 152.5944 | 150.0498 | 145.0084 | 142.8376 | 140.5356 | 137.8483 | 135.1552 | 133.2588 | 130.975 | 128.6413 | 286.9478 | 124.2865 | 123.9549 | 276.5203 | 271.6848 | 267.304 | 263.8569 | 237.5189
Commercial_Grocery (WA)_New_Space Heating_Natural Gas_Boiler_E2_Baseline Forecast | Commercial | Grocery (WA) | New | Space Heating | Natural Gas | Boiler | E2 | AFUE 85% | Baseline Forecast | 0 | 0 | 0 | 0 | 0 | 0 | 0 | 0 | 0 | 0 | 0 | 0 | 0 | 0 | 0 | 0 | 0 | 0 | 0 | 0 | 0 | 0 | 0 | 0 | 0 | 0 | 0
Commercial_Grocery (WA)_New_Space Heating_Natural Gas_Boiler_E3_Baseline Forecast | Commercial | Grocery (WA) | New | Space Heating | Natural Gas | Boiler | E3 | AFUE 97% | Baseline Forecast | 0 | 226.8798 | 212.0163 | 213.2955 | 212.9639 | 208.6537 | 204.99 | 200.681 | 197.3932 | 194.2111 | 190.9724 | 184.5561 | 181.7933 | 178.8636 | 175.4433 | 172.0157 | 169.6022 | 166.6955 | 163.7253 | 0 | 158.1829 | 157.7608 | 0 | 0 | 0 | 0 | 0
Commercial_Grocery (WA)_New_Space Heating_Natural Gas_Boiler_E4_Baseline Forecast | Commercial | Grocery (WA) | New | Space Heating | Natural Gas | Boiler | E4 | Convert to NG Air Source Heat Pump | Baseline Forecast | 0 | 0 | 0 | 0 | 0 | 0 | 0 | 0 | 0 | 0 | 0 | 0 | 0 | 0 | 0 | 0 | 0 | 0 | 0 | 0 | 0 | 0 | 0 | 0 | 0 | 0 | 0
Commercial_Grocery (WA)_New_Space Heating_Natural Gas_Boiler_E5_Baseline Forecast | Commercial | Grocery (WA) | New | Space Heating | Natural Gas | Boiler | E5 |  | Baseline Forecast | 0 | 0 | 0 | 0 | 0 | 0 | 0 | 0 | 0 | 0 | 0 | 0 | 0 | 0 | 0 | 0 | 0 | 0 | 0 | 0 | 0 | 0 | 0 | 0 | 0 | 0 | 0
Commercial_Grocery (WA)_New_Space Heating_Natural Gas_Boiler_E6_Baseline Forecast | Commercial | Grocery (WA) | New | Space Heating | Natural Gas | Boiler | E6 |  | Baseline Forecast | 0 | 0 | 0 | 0 | 0 | 0 | 0 | 0 | 0 | 0 | 0 | 0 | 0 | 0 | 0 | 0 | 0 | 0 | 0 | 0 | 0 | 0 | 0 | 0 | 0 | 0 | 0
Commercial_Grocery (WA)_New_Space Heating_Natural Gas_Boiler_E7_Baseline Forecast | Commercial | Grocery (WA) | New | Space Heating | Natural Gas | Boiler | E7 |  | Baseline Forecast | 0 | 0 | 0 | 0 | 0 | 0 | 0 | 0 | 0 | 0 | 0 | 0 | 0 | 0 | 0 | 0 | 0 | 0 | 0 | 0 | 0 | 0 | 0 | 0 | 0 | 0 | 0
Commercial_Grocery (WA)_New_Space Heating_Natural Gas_Boiler_E8_Baseline Forecast | Commercial | Grocery (WA) | New | Space Heating | Natural Gas | Boiler | E8 |  | Baseline Forecast | 0 | 0 | 0 | 0 | 0 | 0 | 0 | 0 | 0 | 0 | 0 | 0 | 0 | 0 | 0 | 0 | 0 | 0 | 0 | 0 | 0 | 0 | 0 | 0 | 0 | 0 | 0
Commercial_Grocery (WA)_New_Space Heating_Natural Gas_Boiler_E9_Baseline Forecast | Commercial | Grocery (WA) | New | Space Heating | Natural Gas | Boiler | E9 |  | Baseline Forecast | 0 | 0 | 0 | 0 | 0 | 0 | 0 | 0 | 0 | 0 | 0 | 0 | 0 | 0 | 0 | 0 | 0 | 0 | 0 | 0 | 0 | 0 | 0 | 0 | 0 | 0 | 0
Commercial_Grocery (WA)_New_Space Heating_Natural Gas_Boiler_E10_Baseline Forecast | Commercial | Grocery (WA) | New | Space Heating | Natural Gas | Boiler | E10 |  | Baseline Forecast | 0 | 0 | 0 | 0 | 0 | 0 | 0 | 0 | 0 | 0 | 0 | 0 | 0 | 0 | 0 | 0 | 0 | 0 | 0 | 0 | 0 | 0 | 0 | 0 | 0 | 0 | 0
Commercial_Grocery (WA)_New_Space Heating_Natural Gas_Unit Heater_E1_Baseline Forecast | Commercial | Grocery (WA) | New | Space Heating | Natural Gas | Unit Heater | E1 | Standard | Baseline Forecast | 0 | 0 | 0 | 0 | 0 | 0 | 0 | 0 | 0 | 0 | 0 | 0 | 0 | 0 | 0 | 0 | 0 | 0 | 0 | 0 | 0 | 0 | 0 | 0 | 0 | 0 | 0
Commercial_Grocery (WA)_New_Space Heating_Natural Gas_Unit Heater_E2_Baseline Forecast | Commercial | Grocery (WA) | New | Space Heating | Natural Gas | Unit Heater | E2 | Condensing | Baseline Forecast | 0 | 0 | 0 | 0 | 0 | 0 | 0 | 0 | 0 | 0 | 0 | 0 | 0 | 0 | 0 | 0 | 0 | 0 | 0 | 0 | 0 | 0 | 0 | 0 | 0 | 0 | 0
Commercial_Grocery (WA)_New_Space Heating_Natural Gas_Unit Heater_E3_Baseline Forecast | Commercial | Grocery (WA) | New | Space Heating | Natural Gas | Unit Heater | E3 | Infrared Radiant | Baseline Forecast | 0 | 0 | 0 | 0 | 0 | 0 | 0 | 0 | 0 | 0 | 0 | 0 | 0 | 0 | 0 | 0 | 0 | 0 | 0 | 0 | 0 | 0 | 0 | 0 | 0 | 0 | 0
Commercial_Grocery (WA)_New_Space Heating_Natural Gas_Unit Heater_E4_Baseline Forecast | Commercial | Grocery (WA) | New | Space Heating | Natural Gas | Unit Heater | E4 |  | Baseline Forecast | 0 | 0 | 0 | 0 | 0 | 0 | 0 | 0 | 0 | 0 | 0 | 0 | 0 | 0 | 0 | 0 | 0 | 0 | 0 | 0 | 0 | 0 | 0 | 0 | 0 | 0 | 0
Commercial_Grocery (WA)_New_Space Heating_Natural Gas_Unit Heater_E5_Baseline Forecast | Commercial | Grocery (WA) | New | Space Heating | Natural Gas | Unit Heater | E5 |  | Baseline Forecast | 0 | 0 | 0 | 0 | 0 | 0 | 0 | 0 | 0 | 0 | 0 | 0 | 0 | 0 | 0 | 0 | 0 | 0 | 0 | 0 | 0 | 0 | 0 | 0 | 0 | 0 | 0
Commercial_Grocery (WA)_New_Space Heating_Natural Gas_Unit Heater_E6_Baseline Forecast | Commercial | Grocery (WA) | New | Space Heating | Natural Gas | Unit Heater | E6 |  | Baseline Forecast | 0 | 0 | 0 | 0 | 0 | 0 | 0 | 0 | 0 | 0 | 0 | 0 | 0 | 0 | 0 | 0 | 0 | 0 | 0 | 0 | 0 | 0 | 0 | 0 | 0 | 0 | 0
Commercial_Grocery (WA)_New_Space Heating_Natural Gas_Unit Heater_E7_Baseline Forecast | Commercial | Grocery (WA) | New | Space Heating | Natural Gas | Unit Heater | E7 |  | Baseline Forecast | 0 | 0 | 0 | 0 | 0 | 0 | 0 | 0 | 0 | 0 | 0 | 0 | 0 | 0 | 0 | 0 | 0 | 0 | 0 | 0 | 0 | 0 | 0 | 0 | 0 | 0 | 0
Commercial_Grocery (WA)_New_Space Heating_Natural Gas_Unit Heater_E8_Baseline Forecast | Commercial | Grocery (WA) | New | Space Heating | Natural Gas | Unit Heater | E8 |  | Baseline Forecast | 0 | 0 | 0 | 0 | 0 | 0 | 0 | 0 | 0 | 0 | 0 | 0 | 0 | 0 | 0 | 0 | 0 | 0 | 0 | 0 | 0 | 0 | 0 | 0 | 0 | 0 | 0
Commercial_Grocery (WA)_New_Space Heating_Natural Gas_Unit Heater_E9_Baseline Forecast | Commercial | Grocery (WA) | New | Space Heating | Natural Gas | Unit Heater | E9 |  | Baseline Forecast | 0 | 0 | 0 | 0 | 0 | 0 | 0 | 0 | 0 | 0 | 0 | 0 | 0 | 0 | 0 | 0 | 0 | 0 | 0 | 0 | 0 | 0 | 0 | 0 | 0 | 0 | 0
Commercial_Grocery (WA)_New_Space Heating_Natural Gas_Unit Heater_E10_Baseline Forecast | Commercial | Grocery (WA) | New | Space Heating | Natural Gas | Unit Heater | E10 |  | Baseline Forecast | 0 | 0 | 0 | 0 | 0 | 0 | 0 | 0 | 0 | 0 | 0 | 0 | 0 | 0 | 0 | 0 | 0 | 0 | 0 | 0 | 0 | 0 | 0 | 0 | 0 | 0 | 0
Commercial_Grocery (WA)_New_Water Heating_Natural Gas_Water Heater_E1_Baseline Forecast | Commercial | Grocery (WA) | New | Water Heating | Natural Gas | Water Heater | E1 | TE 0.80 | Baseline Forecast | 0 | 23222.5818 | 21701.2091 | 21832.1363 | 21798.1992 | 21357.0176 | 20982.0232 | 20540.9645 | 20204.4342 | 19878.728 | 19547.2305 | 18890.4852 | 20718.8343 | 22199.8712 | 23480.6985 | 24609.4328 | 25667.3426 | 26522.0595 | 27225.4278 | 27800.0358 | 28318.4623 | 28949.7902 | 29205.4898 | 36997.1467 | 36331.7905 | 36400.5268 | 35183.0368
Commercial_Grocery (WA)_New_Water Heating_Natural Gas_Water Heater_E2_Baseline Forecast | Commercial | Grocery (WA) | New | Water Heating | Natural Gas | Water Heater | E2 | TE 0.90 | Baseline Forecast | 0 | 0 | 0 | 0 | 0 | 0 | 0 | 0 | 0 | 0 | 0 | 0 | 0 | 0 | 0 | 0 | 0 | 0 | 0 | 0 | 0 | 0 | 0 | 0 | 0 | 0 | 0
Commercial_Grocery (WA)_New_Water Heating_Natural Gas_Water Heater_E3_Baseline Forecast | Commercial | Grocery (WA) | New | Water Heating | Natural Gas | Water Heater | E3 | TE 0.94 | Baseline Forecast | 0 | 26187.1667 | 24471.5762 | 24619.2176 | 24580.9481 | 24083.4454 | 23660.5794 | 23163.2153 | 22783.7237 | 22416.438 | 22042.6216 | 21302.0365 | 23363.7919 | 25033.8973 | 26478.2345 | 27751.0625 | 28944.0247 | 29907.8543 | 30701.0143 | 31348.9766 | 31933.5852 | 32645.5081 | 32933.8502 | 41720.1867 | 40969.8914 | 41047.4025 | 39674.4883
Commercial_Grocery (WA)_New_Water Heating_Natural Gas_Water Heater_E4_Baseline Forecast | Commercial | Grocery (WA) | New | Water Heating | Natural Gas | Water Heater | E4 | Instantaneous TE 0.94 | Baseline Forecast | 0 | 0 | 0 | 0 | 0 | 0 | 0 | 0 | 0 | 0 | 0 | 0 | 0 | 0 | 0 | 0 | 0 | 0 | 0 | 0 | 0 | 0 | 0 | 0 | 0 | 0 | 0
Commercial_Grocery (WA)_New_Water Heating_Natural Gas_Water Heater_E5_Baseline Forecast | Commercial | Grocery (WA) | New | Water Heating | Natural Gas | Water Heater | E5 | Gas-Fired Absorption HPWH | Baseline Forecast | 0 | 0 | 0 | 0 | 0 | 0 | 0 | 0 | 0 | 0 | 0 | 0 | 0 | 0 | 0 | 0 | 0 | 0 | 0 | 0 | 0 | 0 | 0 | 0 | 0 | 0 | 0
Commercial_Grocery (WA)_New_Water Heating_Natural Gas_Water Heater_E6_Baseline Forecast | Commercial | Grocery (WA) | New | Water Heating | Natural Gas | Water Heater | E6 |  | Baseline Forecast | 0 | 0 | 0 | 0 | 0 | 0 | 0 | 0 | 0 | 0 | 0 | 0 | 0 | 0 | 0 | 0 | 0 | 0 | 0 | 0 | 0 | 0 | 0 | 0 | 0 | 0 | 0
Commercial_Grocery (WA)_New_Water Heating_Natural Gas_Water Heater_E7_Baseline Forecast | Commercial | Grocery (WA) | New | Water Heating | Natural Gas | Water Heater | E7 |  | Baseline Forecast | 0 | 0 | 0 | 0 | 0 | 0 | 0 | 0 | 0 | 0 | 0 | 0 | 0 | 0 | 0 | 0 | 0 | 0 | 0 | 0 | 0 | 0 | 0 | 0 | 0 | 0 | 0
Commercial_Grocery (WA)_New_Water Heating_Natural Gas_Water Heater_E8_Baseline Forecast | Commercial | Grocery (WA) | New | Water Heating | Natural Gas | Water Heater | E8 |  | Baseline Forecast | 0 | 0 | 0 | 0 | 0 | 0 | 0 | 0 | 0 | 0 | 0 | 0 | 0 | 0 | 0 | 0 | 0 | 0 | 0 | 0 | 0 | 0 | 0 | 0 | 0 | 0 | 0
Commercial_Grocery (WA)_New_Water Heating_Natural Gas_Water Heater_E9_Baseline Forecast | Commercial | Grocery (WA) | New | Water Heating | Natural Gas | Water Heater | E9 |  | Baseline Forecast | 0 | 0 | 0 | 0 | 0 | 0 | 0 | 0 | 0 | 0 | 0 | 0 | 0 | 0 | 0 | 0 | 0 | 0 | 0 | 0 | 0 | 0 | 0 | 0 | 0 | 0 | 0
Commercial_Grocery (WA)_New_Water Heating_Natural Gas_Water Heater_E10_Baseline Forecast | Commercial | Grocery (WA) | New | Water Heating | Natural Gas | Water Heater | E10 |  | Baseline Forecast | 0 | 0 | 0 | 0 | 0 | 0 | 0 | 0 | 0 | 0 | 0 | 0 | 0 | 0 | 0 | 0 | 0 | 0 | 0 | 0 | 0 | 0 | 0 | 0 | 0 | 0 | 0
Commercial_Grocery (WA)_New_Food Preparation_Natural Gas_Oven_E1_Baseline Forecast | Commercial | Grocery (WA) | New | Food Preparation | Natural Gas | Oven | E1 | Standard | Baseline Forecast | 0 | 3752.749 | 3506.8965 | 3528.0543 | 3522.5701 | 3451.2755 | 3390.6767 | 3319.402 | 3265.019 | 3212.3852 | 3909.3653 | 4354.5051 | 4754.0528 | 5060.6935 | 5273.9412 | 6404.7454 | 6252.3577 | 6173.4258 | 6082.1029 | 6120.2986 | 6241.3589 | 6441.5235 | 6624.8715 | 6808.3671 | 7373.085 | 7728.8966 | 7767.3882
Commercial_Grocery (WA)_New_Food Preparation_Natural Gas_Oven_E2_Baseline Forecast | Commercial | Grocery (WA) | New | Food Preparation | Natural Gas | Oven | E2 | ENERGY STAR (>42% Baking Efficiency) | Baseline Forecast | 0 | 5400.2974 | 5046.5096 | 5076.9561 | 5069.0642 | 4966.4696 | 4879.2665 | 4776.7005 | 4698.442 | 4622.7006 | 5625.672 | 6266.2391 | 6841.1979 | 7282.4614 | 7589.33 | 9216.5848 | 8997.2953 | 8883.7103 | 8752.2944 | 8807.259 | 8981.4677 | 9269.5094 | 9533.3516 | 9797.4063 | 10610.0491 | 11122.0707 | 11177.461
Commercial_Grocery (WA)_New_Food Preparation_Natural Gas_Oven_E3_Baseline Forecast | Commercial | Grocery (WA) | New | Food Preparation | Natural Gas | Oven | E3 |  | Baseline Forecast | 0 | 0 | 0 | 0 | 0 | 0 | 0 | 0 | 0 | 0 | 0 | 0 | 0 | 0 | 0 | 0 | 0 | 0 | 0 | 0 | 0 | 0 | 0 | 0 | 0 | 0 | 0
Commercial_Grocery (WA)_New_Food Preparation_Natural Gas_Oven_E4_Baseline Forecast | Commercial | Grocery (WA) | New | Food Preparation | Natural Gas | Oven | E4 |  | Baseline Forecast | 0 | 0 | 0 | 0 | 0 | 0 | 0 | 0 | 0 | 0 | 0 | 0 | 0 | 0 | 0 | 0 | 0 | 0 | 0 | 0 | 0 | 0 | 0 | 0 | 0 | 0 | 0
Commercial_Grocery (WA)_New_Food Preparation_Natural Gas_Oven_E5_Baseline Forecast | Commercial | Grocery (WA) | New | Food Preparation | Natural Gas | Oven | E5 |  | Baseline Forecast | 0 | 0 | 0 | 0 | 0 | 0 | 0 | 0 | 0 | 0 | 0 | 0 | 0 | 0 | 0 | 0 | 0 | 0 | 0 | 0 | 0 | 0 | 0 | 0 | 0 | 0 | 0
Commercial_Grocery (WA)_New_Food Preparation_Natural Gas_Oven_E6_Baseline Forecast | Commercial | Grocery (WA) | New | Food Preparation | Natural Gas | Oven | E6 |  | Baseline Forecast | 0 | 0 | 0 | 0 | 0 | 0 | 0 | 0 | 0 | 0 | 0 | 0 | 0 | 0 | 0 | 0 | 0 | 0 | 0 | 0 | 0 | 0 | 0 | 0 | 0 | 0 | 0
Commercial_Grocery (WA)_New_Food Preparation_Natural Gas_Oven_E7_Baseline Forecast | Commercial | Grocery (WA) | New | Food Preparation | Natural Gas | Oven | E7 |  | Baseline Forecast | 0 | 0 | 0 | 0 | 0 | 0 | 0 | 0 | 0 | 0 | 0 | 0 | 0 | 0 | 0 | 0 | 0 | 0 | 0 | 0 | 0 | 0 | 0 | 0 | 0 | 0 | 0
Commercial_Grocery (WA)_New_Food Preparation_Natural Gas_Oven_E8_Baseline Forecast | Commercial | Grocery (WA) | New | Food Preparation | Natural Gas | Oven | E8 |  | Baseline Forecast | 0 | 0 | 0 | 0 | 0 | 0 | 0 | 0 | 0 | 0 | 0 | 0 | 0 | 0 | 0 | 0 | 0 | 0 | 0 | 0 | 0 | 0 | 0 | 0 | 0 | 0 | 0
Commercial_Grocery (WA)_New_Food Preparation_Natural Gas_Oven_E9_Baseline Forecast | Commercial | Grocery (WA) | New | Food Preparation | Natural Gas | Oven | E9 |  | Baseline Forecast | 0 | 0 | 0 | 0 | 0 | 0 | 0 | 0 | 0 | 0 | 0 | 0 | 0 | 0 | 0 | 0 | 0 | 0 | 0 | 0 | 0 | 0 | 0 | 0 | 0 | 0 | 0
Commercial_Grocery (WA)_New_Food Preparation_Natural Gas_Oven_E10_Baseline Forecast | Commercial | Grocery (WA) | New | Food Preparation | Natural Gas | Oven | E10 |  | Baseline Forecast | 0 | 0 | 0 | 0 | 0 | 0 | 0 | 0 | 0 | 0 | 0 | 0 | 0 | 0 | 0 | 0 | 0 | 0 | 0 | 0 | 0 | 0 | 0 | 0 | 0 | 0 | 0
Commercial_Grocery (WA)_New_Food Preparation_Natural Gas_Conveyor Oven_E1_Baseline Forecast | Commercial | Grocery (WA) | New | Food Preparation | Natural Gas | Conveyor Oven | E1 | Standard | Baseline Forecast | 0 | 1876.3745 | 1753.4483 | 1764.0271 | 1761.285 | 1725.6377 | 1695.3384 | 1659.701 | 1632.5095 | 1606.1926 | 1579.4077 | 1526.343 | 1503.4933 | 1479.2633 | 1450.9763 | 1422.6292 | 1402.6683 | 1753.9043 | 2004.9745 | 2202.5014 | 2359.3104 | 2490.7309 | 3060.4178 | 2981.7897 | 2946.0734 | 2909.0116 | 2756.1694
Commercial_Grocery (WA)_New_Food Preparation_Natural Gas_Conveyor Oven_E2_Baseline Forecast | Commercial | Grocery (WA) | New | Food Preparation | Natural Gas | Conveyor Oven | E2 | ENERGY STAR (>42% Baking Efficiency) | Baseline Forecast | 0 | 2700.1487 | 2523.2548 | 2538.4781 | 2534.5321 | 2483.2348 | 2439.6332 | 2388.3502 | 2349.221 | 2311.3503 | 2272.8062 | 2196.4448 | 2163.5635 | 2128.6959 | 2087.9902 | 2047.1981 | 2018.4739 | 2523.911 | 2885.2072 | 3169.4532 | 3395.1052 | 3584.2225 | 4404.0158 | 4290.8681 | 4239.4715 | 4186.1386 | 3966.195
Commercial_Grocery (WA)_New_Food Preparation_Natural Gas_Conveyor Oven_E3_Baseline Forecast | Commercial | Grocery (WA) | New | Food Preparation | Natural Gas | Conveyor Oven | E3 |  | Baseline Forecast | 0 | 0 | 0 | 0 | 0 | 0 | 0 | 0 | 0 | 0 | 0 | 0 | 0 | 0 | 0 | 0 | 0 | 0 | 0 | 0 | 0 | 0 | 0 | 0 | 0 | 0 | 0
Commercial_Grocery (WA)_New_Food Preparation_Natural Gas_Conveyor Oven_E4_Baseline Forecast | Commercial | Grocery (WA) | New | Food Preparation | Natural Gas | Conveyor Oven | E4 |  | Baseline Forecast | 0 | 0 | 0 | 0 | 0 | 0 | 0 | 0 | 0 | 0 | 0 | 0 | 0 | 0 | 0 | 0 | 0 | 0 | 0 | 0 | 0 | 0 | 0 | 0 | 0 | 0 | 0
Commercial_Grocery (WA)_New_Food Preparation_Natural Gas_Conveyor Oven_E5_Baseline Forecast | Commercial | Grocery (WA) | New | Food Preparation | Natural Gas | Conveyor Oven | E5 |  | Baseline Forecast | 0 | 0 | 0 | 0 | 0 | 0 | 0 | 0 | 0 | 0 | 0 | 0 | 0 | 0 | 0 | 0 | 0 | 0 | 0 | 0 | 0 | 0 | 0 | 0 | 0 | 0 | 0
Commercial_Grocery (WA)_New_Food Preparation_Natural Gas_Conveyor Oven_E6_Baseline Forecast | Commercial | Grocery (WA) | New | Food Preparation | Natural Gas | Conveyor Oven | E6 |  | Baseline Forecast | 0 | 0 | 0 | 0 | 0 | 0 | 0 | 0 | 0 | 0 | 0 | 0 | 0 | 0 | 0 | 0 | 0 | 0 | 0 | 0 | 0 | 0 | 0 | 0 | 0 | 0 | 0
Commercial_Grocery (WA)_New_Food Preparation_Natural Gas_Conveyor Oven_E7_Baseline Forecast | Commercial | Grocery (WA) | New | Food Preparation | Natural Gas | Conveyor Oven | E7 |  | Baseline Forecast | 0 | 0 | 0 | 0 | 0 | 0 | 0 | 0 | 0 | 0 | 0 | 0 | 0 | 0 | 0 | 0 | 0 | 0 | 0 | 0 | 0 | 0 | 0 | 0 | 0 | 0 | 0
Commercial_Grocery (WA)_New_Food Preparation_Natural Gas_Conveyor Oven_E8_Baseline Forecast | Commercial | Grocery (WA) | New | Food Preparation | Natural Gas | Conveyor Oven | E8 |  | Baseline Forecast | 0 | 0 | 0 | 0 | 0 | 0 | 0 | 0 | 0 | 0 | 0 | 0 | 0 | 0 | 0 | 0 | 0 | 0 | 0 | 0 | 0 | 0 | 0 | 0 | 0 | 0 | 0
Commercial_Grocery (WA)_New_Food Preparation_Natural Gas_Conveyor Oven_E9_Baseline Forecast | Commercial | Grocery (WA) | New | Food Preparation | Natural Gas | Conveyor Oven | E9 |  | Baseline Forecast | 0 | 0 | 0 | 0 | 0 | 0 | 0 | 0 | 0 | 0 | 0 | 0 | 0 | 0 | 0 | 0 | 0 | 0 | 0 | 0 | 0 | 0 | 0 | 0 | 0 | 0 | 0
Commercial_Grocery (WA)_New_Food Preparation_Natural Gas_Conveyor Oven_E10_Baseline Forecast | Commercial | Grocery (WA) | New | Food Preparation | Natural Gas | Conveyor Oven | E10 |  | Baseline Forecast | 0 | 0 | 0 | 0 | 0 | 0 | 0 | 0 | 0 | 0 | 0 | 0 | 0 | 0 | 0 | 0 | 0 | 0 | 0 | 0 | 0 | 0 | 0 | 0 | 0 | 0 | 0
Commercial_Grocery (WA)_New_Food Preparation_Natural Gas_Double Rack Oven_E1_Baseline Forecast | Commercial | Grocery (WA) | New | Food Preparation | Natural Gas | Double Rack Oven | E1 | Standard | Baseline Forecast | 0 | 1876.3745 | 1753.4483 | 1764.0271 | 1761.285 | 1725.6377 | 1695.3384 | 1659.701 | 1632.5095 | 1606.1926 | 1787.8938 | 1906.4915 | 2037.4061 | 2149.5508 | 2238.5249 | 2311.0434 | 2376.781 | 2425.8973 | 2463.4355 | 3091.5527 | 3048.9463 | 3081.6789 | 3098.1732 | 3111.5812 | 3132.8215 | 3159.4322 | 3083.3537
Commercial_Grocery (WA)_New_Food Preparation_Natural Gas_Double Rack Oven_E2_Baseline Forecast | Commercial | Grocery (WA) | New | Food Preparation | Natural Gas | Double Rack Oven | E2 | FTSC Qualified (>50% Cooking Efficiency) | Baseline Forecast | 0 | 2700.1487 | 2523.2548 | 2538.4781 | 2534.5321 | 2483.2348 | 2439.6332 | 2388.3502 | 2349.221 | 2311.3503 | 2572.8228 | 2743.4878 | 2931.8771 | 3093.256 | 3221.2919 | 3325.6478 | 3420.2458 | 3490.9253 | 3544.9438 | 4448.8197 | 4387.5081 | 4434.6111 | 4458.3468 | 4477.6413 | 4508.2065 | 4546.5 | 4437.0212
Commercial_Grocery (WA)_New_Food Preparation_Natural Gas_Double Rack Oven_E3_Baseline Forecast | Commercial | Grocery (WA) | New | Food Preparation | Natural Gas | Double Rack Oven | E3 |  | Baseline Forecast | 0 | 0 | 0 | 0 | 0 | 0 | 0 | 0 | 0 | 0 | 0 | 0 | 0 | 0 | 0 | 0 | 0 | 0 | 0 | 0 | 0 | 0 | 0 | 0 | 0 | 0 | 0
Commercial_Grocery (WA)_New_Food Preparation_Natural Gas_Double Rack Oven_E4_Baseline Forecast | Commercial | Grocery (WA) | New | Food Preparation | Natural Gas | Double Rack Oven | E4 |  | Baseline Forecast | 0 | 0 | 0 | 0 | 0 | 0 | 0 | 0 | 0 | 0 | 0 | 0 | 0 | 0 | 0 | 0 | 0 | 0 | 0 | 0 | 0 | 0 | 0 | 0 | 0 | 0 | 0
Commercial_Grocery (WA)_New_Food Preparation_Natural Gas_Double Rack Oven_E5_Baseline Forecast | Commercial | Grocery (WA) | New | Food Preparation | Natural Gas | Double Rack Oven | E5 |  | Baseline Forecast | 0 | 0 | 0 | 0 | 0 | 0 | 0 | 0 | 0 | 0 | 0 | 0 | 0 | 0 | 0 | 0 | 0 | 0 | 0 | 0 | 0 | 0 | 0 | 0 | 0 | 0 | 0
Commercial_Grocery (WA)_New_Food Preparation_Natural Gas_Double Rack Oven_E6_Baseline Forecast | Commercial | Grocery (WA) | New | Food Preparation | Natural Gas | Double Rack Oven | E6 |  | Baseline Forecast | 0 | 0 | 0 | 0 | 0 | 0 | 0 | 0 | 0 | 0 | 0 | 0 | 0 | 0 | 0 | 0 | 0 | 0 | 0 | 0 | 0 | 0 | 0 | 0 | 0 | 0 | 0
Commercial_Grocery (WA)_New_Food Preparation_Natural Gas_Double Rack Oven_E7_Baseline Forecast | Commercial | Grocery (WA) | New | Food Preparation | Natural Gas | Double Rack Oven | E7 |  | Baseline Forecast | 0 | 0 | 0 | 0 | 0 | 0 | 0 | 0 | 0 | 0 | 0 | 0 | 0 | 0 | 0 | 0 | 0 | 0 | 0 | 0 | 0 | 0 | 0 | 0 | 0 | 0 | 0
Commercial_Grocery (WA)_New_Food Preparation_Natural Gas_Double Rack Oven_E8_Baseline Forecast | Commercial | Grocery (WA) | New | Food Preparation | Natural Gas | Double Rack Oven | E8 |  | Baseline Forecast | 0 | 0 | 0 | 0 | 0 | 0 | 0 | 0 | 0 | 0 | 0 | 0 | 0 | 0 | 0 | 0 | 0 | 0 | 0 | 0 | 0 | 0 | 0 | 0 | 0 | 0 | 0
Commercial_Grocery (WA)_New_Food Preparation_Natural Gas_Double Rack Oven_E9_Baseline Forecast | Commercial | Grocery (WA) | New | Food Preparation | Natural Gas | Double Rack Oven | E9 |  | Baseline Forecast | 0 | 0 | 0 | 0 | 0 | 0 | 0 | 0 | 0 | 0 | 0 | 0 | 0 | 0 | 0 | 0 | 0 | 0 | 0 | 0 | 0 | 0 | 0 | 0 | 0 | 0 | 0
Commercial_Grocery (WA)_New_Food Preparation_Natural Gas_Double Rack Oven_E10_Baseline Forecast | Commercial | Grocery (WA) | New | Food Preparation | Natural Gas | Double Rack Oven | E10 |  | Baseline Forecast | 0 | 0 | 0 | 0 | 0 | 0 | 0 | 0 | 0 | 0 | 0 | 0 | 0 | 0 | 0 | 0 | 0 | 0 | 0 | 0 | 0 | 0 | 0 | 0 | 0 | 0 | 0
Commercial_Grocery (WA)_New_Food Preparation_Natural Gas_Fryer_E1_Baseline Forecast | Commercial | Grocery (WA) | New | Food Preparation | Natural Gas | Fryer | E1 | Standard | Baseline Forecast | 0 | 13546.5087 | 12659.0411 | 12735.4154 | 12715.6187 | 12458.2627 | 12239.516 | 11982.2316 | 11785.9223 | 11595.9269 | 11402.5533 | 11019.4519 | 12085.9891 | 12949.9274 | 13697.0768 | 14355.5053 | 14972.6195 | 15471.2044 | 15881.5027 | 16216.6907 | 16519.1063 | 16887.3809 | 17036.5391 | 21581.6732 | 21193.5486 | 21233.6448 | 20523.4422
Commercial_Grocery (WA)_New_Food Preparation_Natural Gas_Fryer_E2_Baseline Forecast | Commercial | Grocery (WA) | New | Food Preparation | Natural Gas | Fryer | E2 | ENERGY STAR | Baseline Forecast | 0 | 4759.5841 | 4447.7712 | 4474.6054 | 4467.6498 | 4377.2274 | 4300.3705 | 4209.9733 | 4140.9997 | 4074.2446 | 4006.3025 | 3871.6993 | 4246.4286 | 4549.9745 | 4812.4865 | 5043.8262 | 5260.6501 | 5435.8286 | 5579.9874 | 5697.7562 | 5804.0103 | 5933.4041 | 5985.811 | 7582.75 | 7446.3819 | 7460.4698 | 7210.9391
Commercial_Grocery (WA)_New_Food Preparation_Natural Gas_Fryer_E3_Baseline Forecast | Commercial | Grocery (WA) | New | Food Preparation | Natural Gas | Fryer | E3 |  | Baseline Forecast | 0 | 0 | 0 | 0 | 0 | 0 | 0 | 0 | 0 | 0 | 0 | 0 | 0 | 0 | 0 | 0 | 0 | 0 | 0 | 0 | 0 | 0 | 0 | 0 | 0 | 0 | 0
Commercial_Grocery (WA)_New_Food Preparation_Natural Gas_Fryer_E4_Baseline Forecast | Commercial | Grocery (WA) | New | Food Preparation | Natural Gas | Fryer | E4 |  | Baseline Forecast | 0 | 0 | 0 | 0 | 0 | 0 | 0 | 0 | 0 | 0 | 0 | 0 | 0 | 0 | 0 | 0 | 0 | 0 | 0 | 0 | 0 | 0 | 0 | 0 | 0 | 0 | 0
Commercial_Grocery (WA)_New_Food Preparation_Natural Gas_Fryer_E5_Baseline Forecast | Commercial | Grocery (WA) | New | Food Preparation | Natural Gas | Fryer | E5 |  | Baseline Forecast | 0 | 0 | 0 | 0 | 0 | 0 | 0 | 0 | 0 | 0 | 0 | 0 | 0 | 0 | 0 | 0 | 0 | 0 | 0 | 0 | 0 | 0 | 0 | 0 | 0 | 0 | 0
Commercial_Grocery (WA)_New_Food Preparation_Natural Gas_Fryer_E6_Baseline Forecast | Commercial | Grocery (WA) | New | Food Preparation | Natural Gas | Fryer | E6 |  | Baseline Forecast | 0 | 0 | 0 | 0 | 0 | 0 | 0 | 0 | 0 | 0 | 0 | 0 | 0 | 0 | 0 | 0 | 0 | 0 | 0 | 0 | 0 | 0 | 0 | 0 | 0 | 0 | 0
Commercial_Grocery (WA)_New_Food Preparation_Natural Gas_Fryer_E7_Baseline Forecast | Commercial | Grocery (WA) | New | Food Preparation | Natural Gas | Fryer | E7 |  | Baseline Forecast | 0 | 0 | 0 | 0 | 0 | 0 | 0 | 0 | 0 | 0 | 0 | 0 | 0 | 0 | 0 | 0 | 0 | 0 | 0 | 0 | 0 | 0 | 0 | 0 | 0 | 0 | 0
Commercial_Grocery (WA)_New_Food Preparation_Natural Gas_Fryer_E8_Baseline Forecast | Commercial | Grocery (WA) | New | Food Preparation | Natural Gas | Fryer | E8 |  | Baseline Forecast | 0 | 0 | 0 | 0 | 0 | 0 | 0 | 0 | 0 | 0 | 0 | 0 | 0 | 0 | 0 | 0 | 0 | 0 | 0 | 0 | 0 | 0 | 0 | 0 | 0 | 0 | 0
Commercial_Grocery (WA)_New_Food Preparation_Natural Gas_Fryer_E9_Baseline Forecast | Commercial | Grocery (WA) | New | Food Preparation | Natural Gas | Fryer | E9 |  | Baseline Forecast | 0 | 0 | 0 | 0 | 0 | 0 | 0 | 0 | 0 | 0 | 0 | 0 | 0 | 0 | 0 | 0 | 0 | 0 | 0 | 0 | 0 | 0 | 0 | 0 | 0 | 0 | 0
Commercial_Grocery (WA)_New_Food Preparation_Natural Gas_Fryer_E10_Baseline Forecast | Commercial | Grocery (WA) | New | Food Preparation | Natural Gas | Fryer | E10 |  | Baseline Forecast | 0 | 0 | 0 | 0 | 0 | 0 | 0 | 0 | 0 | 0 | 0 | 0 | 0 | 0 | 0 | 0 | 0 | 0 | 0 | 0 | 0 | 0 | 0 | 0 | 0 | 0 | 0
Commercial_Grocery (WA)_New_Food Preparation_Natural Gas_Broiler_E1_Baseline Forecast | Commercial | Grocery (WA) | New | Food Preparation | Natural Gas | Broiler | E1 | Standard | Baseline Forecast | 0 | 0 | 0 | 0 | 0 | 0 | 0 | 0 | 0 | 0 | 0 | 0 | 0 | 0 | 0 | 0 | 0 | 0 | 0 | 0 | 0 | 0 | 0 | 0 | 0 | 0 | 0
Commercial_Grocery (WA)_New_Food Preparation_Natural Gas_Broiler_E2_Baseline Forecast | Commercial | Grocery (WA) | New | Food Preparation | Natural Gas | Broiler | E2 | Infrared Burners | Baseline Forecast | 0 | 0 | 0 | 0 | 0 | 0 | 0 | 0 | 0 | 0 | 0 | 0 | 0 | 0 | 0 | 0 | 0 | 0 | 0 | 0 | 0 | 0 | 0 | 0 | 0 | 0 | 0
Commercial_Grocery (WA)_New_Food Preparation_Natural Gas_Broiler_E3_Baseline Forecast | Commercial | Grocery (WA) | New | Food Preparation | Natural Gas | Broiler | E3 |  | Baseline Forecast | 0 | 0 | 0 | 0 | 0 | 0 | 0 | 0 | 0 | 0 | 0 | 0 | 0 | 0 | 0 | 0 | 0 | 0 | 0 | 0 | 0 | 0 | 0 | 0 | 0 | 0 | 0
Commercial_Grocery (WA)_New_Food Preparation_Natural Gas_Broiler_E4_Baseline Forecast | Commercial | Grocery (WA) | New | Food Preparation | Natural Gas | Broiler | E4 |  | Baseline Forecast | 0 | 0 | 0 | 0 | 0 | 0 | 0 | 0 | 0 | 0 | 0 | 0 | 0 | 0 | 0 | 0 | 0 | 0 | 0 | 0 | 0 | 0 | 0 | 0 | 0 | 0 | 0
Commercial_Grocery (WA)_New_Food Preparation_Natural Gas_Broiler_E5_Baseline Forecast | Commercial | Grocery (WA) | New | Food Preparation | Natural Gas | Broiler | E5 |  | Baseline Forecast | 0 | 0 | 0 | 0 | 0 | 0 | 0 | 0 | 0 | 0 | 0 | 0 | 0 | 0 | 0 | 0 | 0 | 0 | 0 | 0 | 0 | 0 | 0 | 0 | 0 | 0 | 0
Commercial_Grocery (WA)_New_Food Preparation_Natural Gas_Broiler_E6_Baseline Forecast | Commercial | Grocery (WA) | New | Food Preparation | Natural Gas | Broiler | E6 |  | Baseline Forecast | 0 | 0 | 0 | 0 | 0 | 0 | 0 | 0 | 0 | 0 | 0 | 0 | 0 | 0 | 0 | 0 | 0 | 0 | 0 | 0 | 0 | 0 | 0 | 0 | 0 | 0 | 0
Commercial_Grocery (WA)_New_Food Preparation_Natural Gas_Broiler_E7_Baseline Forecast | Commercial | Grocery (WA) | New | Food Preparation | Natural Gas | Broiler | E7 |  | Baseline Forecast | 0 | 0 | 0 | 0 | 0 | 0 | 0 | 0 | 0 | 0 | 0 | 0 | 0 | 0 | 0 | 0 | 0 | 0 | 0 | 0 | 0 | 0 | 0 | 0 | 0 | 0 | 0
Commercial_Grocery (WA)_New_Food Preparation_Natural Gas_Broiler_E8_Baseline Forecast | Commercial | Grocery (WA) | New | Food Preparation | Natural Gas | Broiler | E8 |  | Baseline Forecast | 0 | 0 | 0 | 0 | 0 | 0 | 0 | 0 | 0 | 0 | 0 | 0 | 0 | 0 | 0 | 0 | 0 | 0 | 0 | 0 | 0 | 0 | 0 | 0 | 0 | 0 | 0
Commercial_Grocery (WA)_New_Food Preparation_Natural Gas_Broiler_E9_Baseline Forecast | Commercial | Grocery (WA) | New | Food Preparation | Natural Gas | Broiler | E9 |  | Baseline Forecast | 0 | 0 | 0 | 0 | 0 | 0 | 0 | 0 | 0 | 0 | 0 | 0 | 0 | 0 | 0 | 0 | 0 | 0 | 0 | 0 | 0 | 0 | 0 | 0 | 0 | 0 | 0
Commercial_Grocery (WA)_New_Food Preparation_Natural Gas_Broiler_E10_Baseline Forecast | Commercial | Grocery (WA) | New | Food Preparation | Natural Gas | Broiler | E10 |  | Baseline Forecast | 0 | 0 | 0 | 0 | 0 | 0 | 0 | 0 | 0 | 0 | 0 | 0 | 0 | 0 | 0 | 0 | 0 | 0 | 0 | 0 | 0 | 0 | 0 | 0 | 0 | 0 | 0
Commercial_Grocery (WA)_New_Food Preparation_Natural Gas_Griddle_E1_Baseline Forecast | Commercial | Grocery (WA) | New | Food Preparation | Natural Gas | Griddle | E1 | Standard | Baseline Forecast | 0 | 12997.3259 | 12145.8367 | 12219.1147 | 12200.1207 | 11953.198 | 11743.3194 | 11496.4655 | 11308.1146 | 11125.8218 | 12384.435 | 13205.9413 | 14112.7644 | 14889.5713 | 15505.8798 | 16008.203 | 16463.5561 | 16803.7761 | 17063.7974 | 21414.6576 | 21119.5307 | 21346.2634 | 21460.5166 | 21553.3918 | 21700.5196 | 21884.8476 | 21357.8649
Commercial_Grocery (WA)_New_Food Preparation_Natural Gas_Griddle_E2_Baseline Forecast | Commercial | Grocery (WA) | New | Food Preparation | Natural Gas | Griddle | E2 | ENERGY STAR | Baseline Forecast | 0 | 5308.7669 | 4960.9756 | 4990.906 | 4983.1479 | 4882.2921 | 4796.5671 | 4695.7394 | 4618.8074 | 4544.3498 | 5058.4312 | 5393.976 | 5764.3685 | 6081.6559 | 6333.3875 | 6538.5618 | 6724.5511 | 6863.5142 | 6969.7201 | 8746.832 | 8626.2872 | 8718.8963 | 8765.5631 | 8803.4981 | 8863.5925 | 8938.8814 | 8723.6349
Commercial_Grocery (WA)_New_Food Preparation_Natural Gas_Griddle_E3_Baseline Forecast | Commercial | Grocery (WA) | New | Food Preparation | Natural Gas | Griddle | E3 |  | Baseline Forecast | 0 | 0 | 0 | 0 | 0 | 0 | 0 | 0 | 0 | 0 | 0 | 0 | 0 | 0 | 0 | 0 | 0 | 0 | 0 | 0 | 0 | 0 | 0 | 0 | 0 | 0 | 0
Commercial_Grocery (WA)_New_Food Preparation_Natural Gas_Griddle_E4_Baseline Forecast | Commercial | Grocery (WA) | New | Food Preparation | Natural Gas | Griddle | E4 |  | Baseline Forecast | 0 | 0 | 0 | 0 | 0 | 0 | 0 | 0 | 0 | 0 | 0 | 0 | 0 | 0 | 0 | 0 | 0 | 0 | 0 | 0 | 0 | 0 | 0 | 0 | 0 | 0 | 0
Commercial_Grocery (WA)_New_Food Preparation_Natural Gas_Griddle_E5_Baseline Forecast | Commercial | Grocery (WA) | New | Food Preparation | Natural Gas | Griddle | E5 |  | Baseline Forecast | 0 | 0 | 0 | 0 | 0 | 0 | 0 | 0 | 0 | 0 | 0 | 0 | 0 | 0 | 0 | 0 | 0 | 0 | 0 | 0 | 0 | 0 | 0 | 0 | 0 | 0 | 0
Commercial_Grocery (WA)_New_Food Preparation_Natural Gas_Griddle_E6_Baseline Forecast | Commercial | Grocery (WA) | New | Food Preparation | Natural Gas | Griddle | E6 |  | Baseline Forecast | 0 | 0 | 0 | 0 | 0 | 0 | 0 | 0 | 0 | 0 | 0 | 0 | 0 | 0 | 0 | 0 | 0 | 0 | 0 | 0 | 0 | 0 | 0 | 0 | 0 | 0 | 0
Commercial_Grocery (WA)_New_Food Preparation_Natural Gas_Griddle_E7_Baseline Forecast | Commercial | Grocery (WA) | New | Food Preparation | Natural Gas | Griddle | E7 |  | Baseline Forecast | 0 | 0 | 0 | 0 | 0 | 0 | 0 | 0 | 0 | 0 | 0 | 0 | 0 | 0 | 0 | 0 | 0 | 0 | 0 | 0 | 0 | 0 | 0 | 0 | 0 | 0 | 0
Commercial_Grocery (WA)_New_Food Preparation_Natural Gas_Griddle_E8_Baseline Forecast | Commercial | Grocery (WA) | New | Food Preparation | Natural Gas | Griddle | E8 |  | Baseline Forecast | 0 | 0 | 0 | 0 | 0 | 0 | 0 | 0 | 0 | 0 | 0 | 0 | 0 | 0 | 0 | 0 | 0 | 0 | 0 | 0 | 0 | 0 | 0 | 0 | 0 | 0 | 0
Commercial_Grocery (WA)_New_Food Preparation_Natural Gas_Griddle_E9_Baseline Forecast | Commercial | Grocery (WA) | New | Food Preparation | Natural Gas | Griddle | E9 |  | Baseline Forecast | 0 | 0 | 0 | 0 | 0 | 0 | 0 | 0 | 0 | 0 | 0 | 0 | 0 | 0 | 0 | 0 | 0 | 0 | 0 | 0 | 0 | 0 | 0 | 0 | 0 | 0 | 0
Commercial_Grocery (WA)_New_Food Preparation_Natural Gas_Griddle_E10_Baseline Forecast | Commercial | Grocery (WA) | New | Food Preparation | Natural Gas | Griddle | E10 |  | Baseline Forecast | 0 | 0 | 0 | 0 | 0 | 0 | 0 | 0 | 0 | 0 | 0 | 0 | 0 | 0 | 0 | 0 | 0 | 0 | 0 | 0 | 0 | 0 | 0 | 0 | 0 | 0 | 0
Commercial_Grocery (WA)_New_Food Preparation_Natural Gas_Range_E1_Baseline Forecast | Commercial | Grocery (WA) | New | Food Preparation | Natural Gas | Range | E1 | Standard | Baseline Forecast | 0 | 7505.4981 | 7013.793 | 7056.1085 | 7045.1401 | 6902.551 | 6781.3534 | 6638.804 | 6530.038 | 6424.7703 | 7818.7305 | 8709.0103 | 9508.1056 | 10121.387 | 10547.8824 | 12809.4907 | 12504.7155 | 12346.8516 | 12164.2057 | 12240.5972 | 12482.7178 | 12883.0469 | 13249.7429 | 13616.7342 | 14746.17 | 15457.7932 | 15534.7764
Commercial_Grocery (WA)_New_Food Preparation_Natural Gas_Range_E2_Baseline Forecast | Commercial | Grocery (WA) | New | Food Preparation | Natural Gas | Range | E2 | High Efficiency | Baseline Forecast | 0 | 10800.5948 | 10093.0193 | 10153.9123 | 10138.1284 | 9932.9392 | 9758.533 | 9553.4009 | 9396.884 | 9245.4012 | 11251.3439 | 12532.4782 | 13682.3958 | 14564.9228 | 15178.66 | 18433.1695 | 17994.5906 | 17767.4207 | 17504.5887 | 17614.518 | 17962.9354 | 18539.0188 | 19066.7033 | 19594.8127 | 21220.0983 | 22244.1414 | 22354.9221
Commercial_Grocery (WA)_New_Food Preparation_Natural Gas_Range_E3_Baseline Forecast | Commercial | Grocery (WA) | New | Food Preparation | Natural Gas | Range | E3 |  | Baseline Forecast | 0 | 0 | 0 | 0 | 0 | 0 | 0 | 0 | 0 | 0 | 0 | 0 | 0 | 0 | 0 | 0 | 0 | 0 | 0 | 0 | 0 | 0 | 0 | 0 | 0 | 0 | 0
Commercial_Grocery (WA)_New_Food Preparation_Natural Gas_Range_E4_Baseline Forecast | Commercial | Grocery (WA) | New | Food Preparation | Natural Gas | Range | E4 |  | Baseline Forecast | 0 | 0 | 0 | 0 | 0 | 0 | 0 | 0 | 0 | 0 | 0 | 0 | 0 | 0 | 0 | 0 | 0 | 0 | 0 | 0 | 0 | 0 | 0 | 0 | 0 | 0 | 0
Commercial_Grocery (WA)_New_Food Preparation_Natural Gas_Range_E5_Baseline Forecast | Commercial | Grocery (WA) | New | Food Preparation | Natural Gas | Range | E5 |  | Baseline Forecast | 0 | 0 | 0 | 0 | 0 | 0 | 0 | 0 | 0 | 0 | 0 | 0 | 0 | 0 | 0 | 0 | 0 | 0 | 0 | 0 | 0 | 0 | 0 | 0 | 0 | 0 | 0
Commercial_Grocery (WA)_New_Food Preparation_Natural Gas_Range_E6_Baseline Forecast | Commercial | Grocery (WA) | New | Food Preparation | Natural Gas | Range | E6 |  | Baseline Forecast | 0 | 0 | 0 | 0 | 0 | 0 | 0 | 0 | 0 | 0 | 0 | 0 | 0 | 0 | 0 | 0 | 0 | 0 | 0 | 0 | 0 | 0 | 0 | 0 | 0 | 0 | 0
Commercial_Grocery (WA)_New_Food Preparation_Natural Gas_Range_E7_Baseline Forecast | Commercial | Grocery (WA) | New | Food Preparation | Natural Gas | Range | E7 |  | Baseline Forecast | 0 | 0 | 0 | 0 | 0 | 0 | 0 | 0 | 0 | 0 | 0 | 0 | 0 | 0 | 0 | 0 | 0 | 0 | 0 | 0 | 0 | 0 | 0 | 0 | 0 | 0 | 0
Commercial_Grocery (WA)_New_Food Preparation_Natural Gas_Range_E8_Baseline Forecast | Commercial | Grocery (WA) | New | Food Preparation | Natural Gas | Range | E8 |  | Baseline Forecast | 0 | 0 | 0 | 0 | 0 | 0 | 0 | 0 | 0 | 0 | 0 | 0 | 0 | 0 | 0 | 0 | 0 | 0 | 0 | 0 | 0 | 0 | 0 | 0 | 0 | 0 | 0
Commercial_Grocery (WA)_New_Food Preparation_Natural Gas_Range_E9_Baseline Forecast | Commercial | Grocery (WA) | New | Food Preparation | Natural Gas | Range | E9 |  | Baseline Forecast | 0 | 0 | 0 | 0 | 0 | 0 | 0 | 0 | 0 | 0 | 0 | 0 | 0 | 0 | 0 | 0 | 0 | 0 | 0 | 0 | 0 | 0 | 0 | 0 | 0 | 0 | 0
Commercial_Grocery (WA)_New_Food Preparation_Natural Gas_Range_E10_Baseline Forecast | Commercial | Grocery (WA) | New | Food Preparation | Natural Gas | Range | E10 |  | Baseline Forecast | 0 | 0 | 0 | 0 | 0 | 0 | 0 | 0 | 0 | 0 | 0 | 0 | 0 | 0 | 0 | 0 | 0 | 0 | 0 | 0 | 0 | 0 | 0 | 0 | 0 | 0 | 0
Commercial_Grocery (WA)_New_Food Preparation_Natural Gas_Steamer_E1_Baseline Forecast | Commercial | Grocery (WA) | New | Food Preparation | Natural Gas | Steamer | E1 | Standard | Baseline Forecast | 0 | 449.774 | 420.3081 | 422.8439 | 422.1866 | 413.6418 | 406.379 | 397.8366 | 391.3187 | 385.0104 | 428.5648 | 456.9932 | 488.3739 | 515.2554 | 536.5828 | 553.9658 | 569.7233 | 581.4967 | 590.4947 | 741.0568 | 730.8439 | 738.69 | 742.6437 | 745.8577 | 750.9491 | 757.3278 | 739.0915
Commercial_Grocery (WA)_New_Food Preparation_Natural Gas_Steamer_E2_Baseline Forecast | Commercial | Grocery (WA) | New | Food Preparation | Natural Gas | Steamer | E2 | ENERGY STAR | Baseline Forecast | 0 | 449.774 | 420.3081 | 422.8439 | 422.1866 | 413.6418 | 406.379 | 397.8366 | 391.3187 | 385.0104 | 428.5648 | 456.9932 | 488.3739 | 515.2554 | 536.5828 | 553.9658 | 569.7233 | 581.4967 | 590.4947 | 741.0568 | 730.8439 | 738.69 | 742.6437 | 745.8577 | 750.9491 | 757.3278 | 739.0915
Commercial_Grocery (WA)_New_Food Preparation_Natural Gas_Steamer_E3_Baseline Forecast | Commercial | Grocery (WA) | New | Food Preparation | Natural Gas | Steamer | E3 |  | Baseline Forecast | 0 | 0 | 0 | 0 | 0 | 0 | 0 | 0 | 0 | 0 | 0 | 0 | 0 | 0 | 0 | 0 | 0 | 0 | 0 | 0 | 0 | 0 | 0 | 0 | 0 | 0 | 0
Commercial_Grocery (WA)_New_Food Preparation_Natural Gas_Steamer_E4_Baseline Forecast | Commercial | Grocery (WA) | New | Food Preparation | Natural Gas | Steamer | E4 |  | Baseline Forecast | 0 | 0 | 0 | 0 | 0 | 0 | 0 | 0 | 0 | 0 | 0 | 0 | 0 | 0 | 0 | 0 | 0 | 0 | 0 | 0 | 0 | 0 | 0 | 0 | 0 | 0 | 0
Commercial_Grocery (WA)_New_Food Preparation_Natural Gas_Steamer_E5_Baseline Forecast | Commercial | Grocery (WA) | New | Food Preparation | Natural Gas | Steamer | E5 |  | Baseline Forecast | 0 | 0 | 0 | 0 | 0 | 0 | 0 | 0 | 0 | 0 | 0 | 0 | 0 | 0 | 0 | 0 | 0 | 0 | 0 | 0 | 0 | 0 | 0 | 0 | 0 | 0 | 0
Commercial_Grocery (WA)_New_Food Preparation_Natural Gas_Steamer_E6_Baseline Forecast | Commercial | Grocery (WA) | New | Food Preparation | Natural Gas | Steamer | E6 |  | Baseline Forecast | 0 | 0 | 0 | 0 | 0 | 0 | 0 | 0 | 0 | 0 | 0 | 0 | 0 | 0 | 0 | 0 | 0 | 0 | 0 | 0 | 0 | 0 | 0 | 0 | 0 | 0 | 0
Commercial_Grocery (WA)_New_Food Preparation_Natural Gas_Steamer_E7_Baseline Forecast | Commercial | Grocery (WA) | New | Food Preparation | Natural Gas | Steamer | E7 |  | Baseline Forecast | 0 | 0 | 0 | 0 | 0 | 0 | 0 | 0 | 0 | 0 | 0 | 0 | 0 | 0 | 0 | 0 | 0 | 0 | 0 | 0 | 0 | 0 | 0 | 0 | 0 | 0 | 0
Commercial_Grocery (WA)_New_Food Preparation_Natural Gas_Steamer_E8_Baseline Forecast | Commercial | Grocery (WA) | New | Food Preparation | Natural Gas | Steamer | E8 |  | Baseline Forecast | 0 | 0 | 0 | 0 | 0 | 0 | 0 | 0 | 0 | 0 | 0 | 0 | 0 | 0 | 0 | 0 | 0 | 0 | 0 | 0 | 0 | 0 | 0 | 0 | 0 | 0 | 0
Commercial_Grocery (WA)_New_Food Preparation_Natural Gas_Steamer_E9_Baseline Forecast | Commercial | Grocery (WA) | New | Food Preparation | Natural Gas | Steamer | E9 |  | Baseline Forecast | 0 | 0 | 0 | 0 | 0 | 0 | 0 | 0 | 0 | 0 | 0 | 0 | 0 | 0 | 0 | 0 | 0 | 0 | 0 | 0 | 0 | 0 | 0 | 0 | 0 | 0 | 0
Commercial_Grocery (WA)_New_Food Preparation_Natural Gas_Steamer_E10_Baseline Forecast | Commercial | Grocery (WA) | New | Food Preparation | Natural Gas | Steamer | E10 |  | Baseline Forecast | 0 | 0 | 0 | 0 | 0 | 0 | 0 | 0 | 0 | 0 | 0 | 0 | 0 | 0 | 0 | 0 | 0 | 0 | 0 | 0 | 0 | 0 | 0 | 0 | 0 | 0 | 0
Commercial_Grocery (WA)_New_Food Preparation_Natural Gas_Food Prep Other_E1_Baseline Forecast | Commercial | Grocery (WA) | New | Food Preparation | Natural Gas | Food Prep Other | E1 | Standard | Baseline Forecast | 0 | 0 | 0 | 0 | 0 | 0 | 0 | 0 | 0 | 0 | 0 | 0 | 0 | 0 | 0 | 0 | 0 | 0 | 0 | 0 | 0 | 0 | 0 | 0 | 0 | 0 | 0
Commercial_Grocery (WA)_New_Food Preparation_Natural Gas_Food Prep Other_E2_Baseline Forecast | Commercial | Grocery (WA) | New | Food Preparation | Natural Gas | Food Prep Other | E2 | ENERGY STAR | Baseline Forecast | 0 | 0 | 0 | 0 | 0 | 0 | 0 | 0 | 0 | 0 | 0 | 0 | 0 | 0 | 0 | 0 | 0 | 0 | 0 | 0 | 0 | 0 | 0 | 0 | 0 | 0 | 0
Commercial_Grocery (WA)_New_Food Preparation_Natural Gas_Food Prep Other_E3_Baseline Forecast | Commercial | Grocery (WA) | New | Food Preparation | Natural Gas | Food Prep Other | E3 |  | Baseline Forecast | 0 | 0 | 0 | 0 | 0 | 0 | 0 | 0 | 0 | 0 | 0 | 0 | 0 | 0 | 0 | 0 | 0 | 0 | 0 | 0 | 0 | 0 | 0 | 0 | 0 | 0 | 0
Commercial_Grocery (WA)_New_Food Preparation_Natural Gas_Food Prep Other_E4_Baseline Forecast | Commercial | Grocery (WA) | New | Food Preparation | Natural Gas | Food Prep Other | E4 |  | Baseline Forecast | 0 | 0 | 0 | 0 | 0 | 0 | 0 | 0 | 0 | 0 | 0 | 0 | 0 | 0 | 0 | 0 | 0 | 0 | 0 | 0 | 0 | 0 | 0 | 0 | 0 | 0 | 0
Commercial_Grocery (WA)_New_Food Preparation_Natural Gas_Food Prep Other_E5_Baseline Forecast | Commercial | Grocery (WA) | New | Food Preparation | Natural Gas | Food Prep Other | E5 |  | Baseline Forecast | 0 | 0 | 0 | 0 | 0 | 0 | 0 | 0 | 0 | 0 | 0 | 0 | 0 | 0 | 0 | 0 | 0 | 0 | 0 | 0 | 0 | 0 | 0 | 0 | 0 | 0 | 0
Commercial_Grocery (WA)_New_Food Preparation_Natural Gas_Food Prep Other_E6_Baseline Forecast | Commercial | Grocery (WA) | New | Food Preparation | Natural Gas | Food Prep Other | E6 |  | Baseline Forecast | 0 | 0 | 0 | 0 | 0 | 0 | 0 | 0 | 0 | 0 | 0 | 0 | 0 | 0 | 0 | 0 | 0 | 0 | 0 | 0 | 0 | 0 | 0 | 0 | 0 | 0 | 0
Commercial_Grocery (WA)_New_Food Preparation_Natural Gas_Food Prep Other_E7_Baseline Forecast | Commercial | Grocery (WA) | New | Food Preparation | Natural Gas | Food Prep Other | E7 |  | Baseline Forecast | 0 | 0 | 0 | 0 | 0 | 0 | 0 | 0 | 0 | 0 | 0 | 0 | 0 | 0 | 0 | 0 | 0 | 0 | 0 | 0 | 0 | 0 | 0 | 0 | 0 | 0 | 0
Commercial_Grocery (WA)_New_Food Preparation_Natural Gas_Food Prep Other_E8_Baseline Forecast | Commercial | Grocery (WA) | New | Food Preparation | Natural Gas | Food Prep Other | E8 |  | Baseline Forecast | 0 | 0 | 0 | 0 | 0 | 0 | 0 | 0 | 0 | 0 | 0 | 0 | 0 | 0 | 0 | 0 | 0 | 0 | 0 | 0 | 0 | 0 | 0 | 0 | 0 | 0 | 0
Commercial_Grocery (WA)_New_Food Preparation_Natural Gas_Food Prep Other_E9_Baseline Forecast | Commercial | Grocery (WA) | New | Food Preparation | Natural Gas | Food Prep Other | E9 |  | Baseline Forecast | 0 | 0 | 0 | 0 | 0 | 0 | 0 | 0 | 0 | 0 | 0 | 0 | 0 | 0 | 0 | 0 | 0 | 0 | 0 | 0 | 0 | 0 | 0 | 0 | 0 | 0 | 0
Commercial_Grocery (WA)_New_Food Preparation_Natural Gas_Food Prep Other_E10_Baseline Forecast | Commercial | Grocery (WA) | New | Food Preparation | Natural Gas | Food Prep Other | E10 |  | Baseline Forecast | 0 | 0 | 0 | 0 | 0 | 0 | 0 | 0 | 0 | 0 | 0 | 0 | 0 | 0 | 0 | 0 | 0 | 0 | 0 | 0 | 0 | 0 | 0 | 0 | 0 | 0 | 0
Commercial_Grocery (WA)_New_Miscellaneous_Natural Gas_Pool Heater_E1_Baseline Forecast | Commercial | Grocery (WA) | New | Miscellaneous | Natural Gas | Pool Heater | E1 | Standard (EF .82) | Baseline Forecast | 0 | 0 | 0 | 0 | 0 | 0 | 0 | 0 | 0 | 0 | 0 | 0 | 0 | 0 | 0 | 0 | 0 | 0 | 0 | 0 | 0 | 0 | 0 | 0 | 0 | 0 | 0
Commercial_Grocery (WA)_New_Miscellaneous_Natural Gas_Pool Heater_E2_Baseline Forecast | Commercial | Grocery (WA) | New | Miscellaneous | Natural Gas | Pool Heater | E2 | Condensing (EF .90) | Baseline Forecast | 0 | 0 | 0 | 0 | 0 | 0 | 0 | 0 | 0 | 0 | 0 | 0 | 0 | 0 | 0 | 0 | 0 | 0 | 0 | 0 | 0 | 0 | 0 | 0 | 0 | 0 | 0
Commercial_Grocery (WA)_New_Miscellaneous_Natural Gas_Pool Heater_E3_Baseline Forecast | Commercial | Grocery (WA) | New | Miscellaneous | Natural Gas | Pool Heater | E3 |  | Baseline Forecast | 0 | 0 | 0 | 0 | 0 | 0 | 0 | 0 | 0 | 0 | 0 | 0 | 0 | 0 | 0 | 0 | 0 | 0 | 0 | 0 | 0 | 0 | 0 | 0 | 0 | 0 | 0
Commercial_Grocery (WA)_New_Miscellaneous_Natural Gas_Pool Heater_E4_Baseline Forecast | Commercial | Grocery (WA) | New | Miscellaneous | Natural Gas | Pool Heater | E4 |  | Baseline Forecast | 0 | 0 | 0 | 0 | 0 | 0 | 0 | 0 | 0 | 0 | 0 | 0 | 0 | 0 | 0 | 0 | 0 | 0 | 0 | 0 | 0 | 0 | 0 | 0 | 0 | 0 | 0
Commercial_Grocery (WA)_New_Miscellaneous_Natural Gas_Pool Heater_E5_Baseline Forecast | Commercial | Grocery (WA) | New | Miscellaneous | Natural Gas | Pool Heater | E5 |  | Baseline Forecast | 0 | 0 | 0 | 0 | 0 | 0 | 0 | 0 | 0 | 0 | 0 | 0 | 0 | 0 | 0 | 0 | 0 | 0 | 0 | 0 | 0 | 0 | 0 | 0 | 0 | 0 | 0
Commercial_Grocery (WA)_New_Miscellaneous_Natural Gas_Pool Heater_E6_Baseline Forecast | Commercial | Grocery (WA) | New | Miscellaneous | Natural Gas | Pool Heater | E6 |  | Baseline Forecast | 0 | 0 | 0 | 0 | 0 | 0 | 0 | 0 | 0 | 0 | 0 | 0 | 0 | 0 | 0 | 0 | 0 | 0 | 0 | 0 | 0 | 0 | 0 | 0 | 0 | 0 | 0
Commercial_Grocery (WA)_New_Miscellaneous_Natural Gas_Pool Heater_E7_Baseline Forecast | Commercial | Grocery (WA) | New | Miscellaneous | Natural Gas | Pool Heater | E7 |  | Baseline Forecast | 0 | 0 | 0 | 0 | 0 | 0 | 0 | 0 | 0 | 0 | 0 | 0 | 0 | 0 | 0 | 0 | 0 | 0 | 0 | 0 | 0 | 0 | 0 | 0 | 0 | 0 | 0
Commercial_Grocery (WA)_New_Miscellaneous_Natural Gas_Pool Heater_E8_Baseline Forecast | Commercial | Grocery (WA) | New | Miscellaneous | Natural Gas | Pool Heater | E8 |  | Baseline Forecast | 0 | 0 | 0 | 0 | 0 | 0 | 0 | 0 | 0 | 0 | 0 | 0 | 0 | 0 | 0 | 0 | 0 | 0 | 0 | 0 | 0 | 0 | 0 | 0 | 0 | 0 | 0
Commercial_Grocery (WA)_New_Miscellaneous_Natural Gas_Pool Heater_E9_Baseline Forecast | Commercial | Grocery (WA) | New | Miscellaneous | Natural Gas | Pool Heater | E9 |  | Baseline Forecast | 0 | 0 | 0 | 0 | 0 | 0 | 0 | 0 | 0 | 0 | 0 | 0 | 0 | 0 | 0 | 0 | 0 | 0 | 0 | 0 | 0 | 0 | 0 | 0 | 0 | 0 | 0
Commercial_Grocery (WA)_New_Miscellaneous_Natural Gas_Pool Heater_E10_Baseline Forecast | Commercial | Grocery (WA) | New | Miscellaneous | Natural Gas | Pool Heater | E10 |  | Baseline Forecast | 0 | 0 | 0 | 0 | 0 | 0 | 0 | 0 | 0 | 0 | 0 | 0 | 0 | 0 | 0 | 0 | 0 | 0 | 0 | 0 | 0 | 0 | 0 | 0 | 0 | 0 | 0
Commercial_Grocery (WA)_New_Miscellaneous_Natural Gas_Miscellaneous_E1_Baseline Forecast | Commercial | Grocery (WA) | New | Miscellaneous | Natural Gas | Miscellaneous | E1 | Standard | Baseline Forecast | 0 | 63910.7451 | 59723.7833 | 60084.1076 | 69120.8159 | 75134.3103 | 80348.9094 | 85780.2771 | 91409.073 | 96876.1777 | 102194.1854 | 125152.0012 | 126541.3338 | 129658.5922 | 137882.059 | 144108.702 | 149806.0888 | 155691.4753 | 161548.2655 | 167197.522 | 172863.2984 | 184182.5053 | 187689.9105 | 191948.7962 | 198666.7871 | 204392.9046 | 206066.5191
Commercial_Grocery (WA)_New_Miscellaneous_Natural Gas_Miscellaneous_E2_Baseline Forecast | Commercial | Grocery (WA) | New | Miscellaneous | Natural Gas | Miscellaneous | E2 |  | Baseline Forecast | 0 | 0 | 0 | 0 | 0 | 0 | 0 | 0 | 0 | 0 | 0 | 0 | 0 | 0 | 0 | 0 | 0 | 0 | 0 | 0 | 0 | 0 | 0 | 0 | 0 | 0 | 0
Commercial_Grocery (WA)_New_Miscellaneous_Natural Gas_Miscellaneous_E3_Baseline Forecast | Commercial | Grocery (WA) | New | Miscellaneous | Natural Gas | Miscellaneous | E3 |  | Baseline Forecast | 0 | 0 | 0 | 0 | 0 | 0 | 0 | 0 | 0 | 0 | 0 | 0 | 0 | 0 | 0 | 0 | 0 | 0 | 0 | 0 | 0 | 0 | 0 | 0 | 0 | 0 | 0
Commercial_Grocery (WA)_New_Miscellaneous_Natural Gas_Miscellaneous_E4_Baseline Forecast | Commercial | Grocery (WA) | New | Miscellaneous | Natural Gas | Miscellaneous | E4 |  | Baseline Forecast | 0 | 0 | 0 | 0 | 0 | 0 | 0 | 0 | 0 | 0 | 0 | 0 | 0 | 0 | 0 | 0 | 0 | 0 | 0 | 0 | 0 | 0 | 0 | 0 | 0 | 0 | 0
Commercial_Grocery (WA)_New_Miscellaneous_Natural Gas_Miscellaneous_E5_Baseline Forecast | Commercial | Grocery (WA) | New | Miscellaneous | Natural Gas | Miscellaneous | E5 |  | Baseline Forecast | 0 | 0 | 0 | 0 | 0 | 0 | 0 | 0 | 0 | 0 | 0 | 0 | 0 | 0 | 0 | 0 | 0 | 0 | 0 | 0 | 0 | 0 | 0 | 0 | 0 | 0 | 0
Commercial_Grocery (WA)_New_Miscellaneous_Natural Gas_Miscellaneous_E6_Baseline Forecast | Commercial | Grocery (WA) | New | Miscellaneous | Natural Gas | Miscellaneous | E6 |  | Baseline Forecast | 0 | 0 | 0 | 0 | 0 | 0 | 0 | 0 | 0 | 0 | 0 | 0 | 0 | 0 | 0 | 0 | 0 | 0 | 0 | 0 | 0 | 0 | 0 | 0 | 0 | 0 | 0
Commercial_Grocery (WA)_New_Miscellaneous_Natural Gas_Miscellaneous_E7_Baseline Forecast | Commercial | Grocery (WA) | New | Miscellaneous | Natural Gas | Miscellaneous | E7 |  | Baseline Forecast | 0 | 0 | 0 | 0 | 0 | 0 | 0 | 0 | 0 | 0 | 0 | 0 | 0 | 0 | 0 | 0 | 0 | 0 | 0 | 0 | 0 | 0 | 0 | 0 | 0 | 0 | 0
Commercial_Grocery (WA)_New_Miscellaneous_Natural Gas_Miscellaneous_E8_Baseline Forecast | Commercial | Grocery (WA) | New | Miscellaneous | Natural Gas | Miscellaneous | E8 |  | Baseline Forecast | 0 | 0 | 0 | 0 | 0 | 0 | 0 | 0 | 0 | 0 | 0 | 0 | 0 | 0 | 0 | 0 | 0 | 0 | 0 | 0 | 0 | 0 | 0 | 0 | 0 | 0 | 0
Commercial_Grocery (WA)_New_Miscellaneous_Natural Gas_Miscellaneous_E9_Baseline Forecast | Commercial | Grocery (WA) | New | Miscellaneous | Natural Gas | Miscellaneous | E9 |  | Baseline Forecast | 0 | 0 | 0 | 0 | 0 | 0 | 0 | 0 | 0 | 0 | 0 | 0 | 0 | 0 | 0 | 0 | 0 | 0 | 0 | 0 | 0 | 0 | 0 | 0 | 0 | 0 | 0
Commercial_Grocery (WA)_New_Miscellaneous_Natural Gas_Miscellaneous_E10_Baseline Forecast | Commercial | Grocery (WA) | New | Miscellaneous | Natural Gas | Miscellaneous | E10 |  | Baseline Forecast | 0 | 0 | 0 | 0 | 0 | 0 | 0 | 0 | 0 | 0 | 0 | 0 | 0 | 0 | 0 | 0 | 0 | 0 | 0 | 0 | 0 | 0 | 0 | 0 | 0 | 0 | 0
Commercial_School (WA)_Existing_Space Heating_Natural Gas_Furnace_E1_Baseline Forecast | Commercial | School (WA) | Existing | Space Heating | Natural Gas | Furnace | E1 | AFUE 80% (Standard) | Baseline Forecast | 0 | 74350.3346 | 75487.0959 | 76335.8201 | 76930.4699 | 77301.304 | 77475.2766 | 77476.393 | 77326.0276 | 77043.2072 | 76644.8645 | 76146.064 | 73488.8065 | 71201.4931 | 69222.9786 | 67501.2101 | 65991.9756 | 64657.8151 | 63467.0772 | 62393.0986 | 61413.4946 | 60509.5431 | 59665.6529 | 74536.7527 | 72348.0295 | 70190.5722 | 68086.209
Commercial_School (WA)_Existing_Space Heating_Natural Gas_Furnace_E2_Baseline Forecast | Commercial | School (WA) | Existing | Space Heating | Natural Gas | Furnace | E2 | AFUE 90% | Baseline Forecast | 0 | 0 | 0 | 0 | 0 | 0 | 0 | 0 | 0 | 0 | 0 | 0 | 0 | 0 | 0 | 0 | 0 | 0 | 0 | 0 | 0 | 0 | 0 | 0 | 0 | 0 | 0
Commercial_School (WA)_Existing_Space Heating_Natural Gas_Furnace_E3_Baseline Forecast | Commercial | School (WA) | Existing | Space Heating | Natural Gas | Furnace | E3 | AFUE 96% | Baseline Forecast | 0 | 0 | 0 | 0 | 0 | 0 | 0 | 0 | 0 | 0 | 0 | 0 | 0 | 0 | 0 | 0 | 0 | 0 | 0 | 0 | 0 | 0 | 0 | 0 | 0 | 0 | 0
Commercial_School (WA)_Existing_Space Heating_Natural Gas_Furnace_E4_Baseline Forecast | Commercial | School (WA) | Existing | Space Heating | Natural Gas | Furnace | E4 |  | Baseline Forecast | 0 | 0 | 0 | 0 | 0 | 0 | 0 | 0 | 0 | 0 | 0 | 0 | 0 | 0 | 0 | 0 | 0 | 0 | 0 | 0 | 0 | 0 | 0 | 0 | 0 | 0 | 0
Commercial_School (WA)_Existing_Space Heating_Natural Gas_Furnace_E5_Baseline Forecast | Commercial | School (WA) | Existing | Space Heating | Natural Gas | Furnace | E5 |  | Baseline Forecast | 0 | 0 | 0 | 0 | 0 | 0 | 0 | 0 | 0 | 0 | 0 | 0 | 0 | 0 | 0 | 0 | 0 | 0 | 0 | 0 | 0 | 0 | 0 | 0 | 0 | 0 | 0
Commercial_School (WA)_Existing_Space Heating_Natural Gas_Furnace_E6_Baseline Forecast | Commercial | School (WA) | Existing | Space Heating | Natural Gas | Furnace | E6 |  | Baseline Forecast | 0 | 0 | 0 | 0 | 0 | 0 | 0 | 0 | 0 | 0 | 0 | 0 | 0 | 0 | 0 | 0 | 0 | 0 | 0 | 0 | 0 | 0 | 0 | 0 | 0 | 0 | 0
Commercial_School (WA)_Existing_Space Heating_Natural Gas_Furnace_E7_Baseline Forecast | Commercial | School (WA) | Existing | Space Heating | Natural Gas | Furnace | E7 |  | Baseline Forecast | 0 | 0 | 0 | 0 | 0 | 0 | 0 | 0 | 0 | 0 | 0 | 0 | 0 | 0 | 0 | 0 | 0 | 0 | 0 | 0 | 0 | 0 | 0 | 0 | 0 | 0 | 0
Commercial_School (WA)_Existing_Space Heating_Natural Gas_Furnace_E8_Baseline Forecast | Commercial | School (WA) | Existing | Space Heating | Natural Gas | Furnace | E8 |  | Baseline Forecast | 0 | 0 | 0 | 0 | 0 | 0 | 0 | 0 | 0 | 0 | 0 | 0 | 0 | 0 | 0 | 0 | 0 | 0 | 0 | 0 | 0 | 0 | 0 | 0 | 0 | 0 | 0
Commercial_School (WA)_Existing_Space Heating_Natural Gas_Furnace_E9_Baseline Forecast | Commercial | School (WA) | Existing | Space Heating | Natural Gas | Furnace | E9 |  | Baseline Forecast | 0 | 0 | 0 | 0 | 0 | 0 | 0 | 0 | 0 | 0 | 0 | 0 | 0 | 0 | 0 | 0 | 0 | 0 | 0 | 0 | 0 | 0 | 0 | 0 | 0 | 0 | 0
Commercial_School (WA)_Existing_Space Heating_Natural Gas_Furnace_E10_Baseline Forecast | Commercial | School (WA) | Existing | Space Heating | Natural Gas | Furnace | E10 |  | Baseline Forecast | 0 | 0 | 0 | 0 | 0 | 0 | 0 | 0 | 0 | 0 | 0 | 0 | 0 | 0 | 0 | 0 | 0 | 0 | 0 | 0 | 0 | 0 | 0 | 0 | 0 | 0 | 0
Commercial_School (WA)_Existing_Space Heating_Natural Gas_Boiler_E1_Baseline Forecast | Commercial | School (WA) | Existing | Space Heating | Natural Gas | Boiler | E1 | AFUE 80% (Standard) | Baseline Forecast | 0 | 44165.4804 | 47428.9182 | 51714.9735 | 53753.4977 | 56107.6042 | 59309.4609 | 59964.5441 | 61255.3011 | 61187.0069 | 63424.2552 | 63974.7195 | 63108.8469 | 65020.1227 | 65058.7445 | 63598.6892 | 63394.463 | 61622.3168 | 64686.1315 | 62697.6684 | 60275.4453 | 63063.3117 | 60944.7965 | 60269.561 | 59560.0977 | 58822.0254 | 58060.3239
Commercial_School (WA)_Existing_Space Heating_Natural Gas_Boiler_E2_Baseline Forecast | Commercial | School (WA) | Existing | Space Heating | Natural Gas | Boiler | E2 | AFUE 85% | Baseline Forecast | 0 | 0 | 0 | 0 | 0 | 0 | 0 | 0 | 0 | 0 | 0 | 0 | 0 | 0 | 0 | 0 | 0 | 0 | 0 | 0 | 0 | 0 | 0 | 0 | 0 | 0 | 0
Commercial_School (WA)_Existing_Space Heating_Natural Gas_Boiler_E3_Baseline Forecast | Commercial | School (WA) | Existing | Space Heating | Natural Gas | Boiler | E3 | AFUE 97% | Baseline Forecast | 0 | 23781.4125 | 26560.1942 | 27424.6072 | 29745.0185 | 31047.6861 | 30880.1326 | 32707.9331 | 33411.9824 | 35043.4676 | 33988.1176 | 34283.1033 | 35697.9336 | 34074.7167 | 34094.957 | 35412.9065 | 35299.1896 | 36599.9215 | 32931.1215 | 34198.7282 | 35799.9615 | 32104.9587 | 33242.6163 | 32874.306 | 32487.326 | 32084.7412 | 31669.2676
Commercial_School (WA)_Existing_Space Heating_Natural Gas_Boiler_E4_Baseline Forecast | Commercial | School (WA) | Existing | Space Heating | Natural Gas | Boiler | E4 | Convert to NG Air Source Heat Pump | Baseline Forecast | 0 | 0 | 0 | 0 | 0 | 0 | 0 | 0 | 0 | 0 | 0 | 0 | 0 | 0 | 0 | 0 | 0 | 0 | 0 | 0 | 0 | 0 | 0 | 0 | 0 | 0 | 0
Commercial_School (WA)_Existing_Space Heating_Natural Gas_Boiler_E5_Baseline Forecast | Commercial | School (WA) | Existing | Space Heating | Natural Gas | Boiler | E5 |  | Baseline Forecast | 0 | 0 | 0 | 0 | 0 | 0 | 0 | 0 | 0 | 0 | 0 | 0 | 0 | 0 | 0 | 0 | 0 | 0 | 0 | 0 | 0 | 0 | 0 | 0 | 0 | 0 | 0
Commercial_School (WA)_Existing_Space Heating_Natural Gas_Boiler_E6_Baseline Forecast | Commercial | School (WA) | Existing | Space Heating | Natural Gas | Boiler | E6 |  | Baseline Forecast | 0 | 0 | 0 | 0 | 0 | 0 | 0 | 0 | 0 | 0 | 0 | 0 | 0 | 0 | 0 | 0 | 0 | 0 | 0 | 0 | 0 | 0 | 0 | 0 | 0 | 0 | 0
Commercial_School (WA)_Existing_Space Heating_Natural Gas_Boiler_E7_Baseline Forecast | Commercial | School (WA) | Existing | Space Heating | Natural Gas | Boiler | E7 |  | Baseline Forecast | 0 | 0 | 0 | 0 | 0 | 0 | 0 | 0 | 0 | 0 | 0 | 0 | 0 | 0 | 0 | 0 | 0 | 0 | 0 | 0 | 0 | 0 | 0 | 0 | 0 | 0 | 0
Commercial_School (WA)_Existing_Space Heating_Natural Gas_Boiler_E8_Baseline Forecast | Commercial | School (WA) | Existing | Space Heating | Natural Gas | Boiler | E8 |  | Baseline Forecast | 0 | 0 | 0 | 0 | 0 | 0 | 0 | 0 | 0 | 0 | 0 | 0 | 0 | 0 | 0 | 0 | 0 | 0 | 0 | 0 | 0 | 0 | 0 | 0 | 0 | 0 | 0
Commercial_School (WA)_Existing_Space Heating_Natural Gas_Boiler_E9_Baseline Forecast | Commercial | School (WA) | Existing | Space Heating | Natural Gas | Boiler | E9 |  | Baseline Forecast | 0 | 0 | 0 | 0 | 0 | 0 | 0 | 0 | 0 | 0 | 0 | 0 | 0 | 0 | 0 | 0 | 0 | 0 | 0 | 0 | 0 | 0 | 0 | 0 | 0 | 0 | 0
Commercial_School (WA)_Existing_Space Heating_Natural Gas_Boiler_E10_Baseline Forecast | Commercial | School (WA) | Existing | Space Heating | Natural Gas | Boiler | E10 |  | Baseline Forecast | 0 | 0 | 0 | 0 | 0 | 0 | 0 | 0 | 0 | 0 | 0 | 0 | 0 | 0 | 0 | 0 | 0 | 0 | 0 | 0 | 0 | 0 | 0 | 0 | 0 | 0 | 0
Commercial_School (WA)_Existing_Space Heating_Natural Gas_Unit Heater_E1_Baseline Forecast | Commercial | School (WA) | Existing | Space Heating | Natural Gas | Unit Heater | E1 | Standard | Baseline Forecast | 0 | 258.3599 | 737.927 | 1405.7967 | 2232.8494 | 3193.3382 | 4264.52 | 5426.328 | 6661.0773 | 7953.2043 | 9070.0028 | 10030.9732 | 10853.5092 | 11553.1237 | 12143.6512 | 12637.4287 | 13045.4564 | 11661.3902 | 10458.5306 | 9430.1723 | 8568.3568 | 7864.2355 | 7308.3687 | 6890.971 | 6602.1096 | 6431.8638 | 6355.6059
Commercial_School (WA)_Existing_Space Heating_Natural Gas_Unit Heater_E2_Baseline Forecast | Commercial | School (WA) | Existing | Space Heating | Natural Gas | Unit Heater | E2 | Condensing | Baseline Forecast | 0 | 0 | 0 | 0 | 0 | 0 | 0 | 0 | 0 | 0 | 0 | 0 | 0 | 0 | 0 | 0 | 0 | 0 | 0 | 0 | 0 | 0 | 0 | 0 | 0 | 0 | 0
Commercial_School (WA)_Existing_Space Heating_Natural Gas_Unit Heater_E3_Baseline Forecast | Commercial | School (WA) | Existing | Space Heating | Natural Gas | Unit Heater | E3 | Infrared Radiant | Baseline Forecast | 0 | 0 | 0 | 0 | 0 | 0 | 0 | 0 | 0 | 0 | 0 | 0 | 0 | 0 | 0 | 0 | 0 | 0 | 0 | 0 | 0 | 0 | 0 | 0 | 0 | 0 | 0
Commercial_School (WA)_Existing_Space Heating_Natural Gas_Unit Heater_E4_Baseline Forecast | Commercial | School (WA) | Existing | Space Heating | Natural Gas | Unit Heater | E4 |  | Baseline Forecast | 0 | 0 | 0 | 0 | 0 | 0 | 0 | 0 | 0 | 0 | 0 | 0 | 0 | 0 | 0 | 0 | 0 | 0 | 0 | 0 | 0 | 0 | 0 | 0 | 0 | 0 | 0
Commercial_School (WA)_Existing_Space Heating_Natural Gas_Unit Heater_E5_Baseline Forecast | Commercial | School (WA) | Existing | Space Heating | Natural Gas | Unit Heater | E5 |  | Baseline Forecast | 0 | 0 | 0 | 0 | 0 | 0 | 0 | 0 | 0 | 0 | 0 | 0 | 0 | 0 | 0 | 0 | 0 | 0 | 0 | 0 | 0 | 0 | 0 | 0 | 0 | 0 | 0
Commercial_School (WA)_Existing_Space Heating_Natural Gas_Unit Heater_E6_Baseline Forecast | Commercial | School (WA) | Existing | Space Heating | Natural Gas | Unit Heater | E6 |  | Baseline Forecast | 0 | 0 | 0 | 0 | 0 | 0 | 0 | 0 | 0 | 0 | 0 | 0 | 0 | 0 | 0 | 0 | 0 | 0 | 0 | 0 | 0 | 0 | 0 | 0 | 0 | 0 | 0
Commercial_School (WA)_Existing_Space Heating_Natural Gas_Unit Heater_E7_Baseline Forecast | Commercial | School (WA) | Existing | Space Heating | Natural Gas | Unit Heater | E7 |  | Baseline Forecast | 0 | 0 | 0 | 0 | 0 | 0 | 0 | 0 | 0 | 0 | 0 | 0 | 0 | 0 | 0 | 0 | 0 | 0 | 0 | 0 | 0 | 0 | 0 | 0 | 0 | 0 | 0
Commercial_School (WA)_Existing_Space Heating_Natural Gas_Unit Heater_E8_Baseline Forecast | Commercial | School (WA) | Existing | Space Heating | Natural Gas | Unit Heater | E8 |  | Baseline Forecast | 0 | 0 | 0 | 0 | 0 | 0 | 0 | 0 | 0 | 0 | 0 | 0 | 0 | 0 | 0 | 0 | 0 | 0 | 0 | 0 | 0 | 0 | 0 | 0 | 0 | 0 | 0
Commercial_School (WA)_Existing_Space Heating_Natural Gas_Unit Heater_E9_Baseline Forecast | Commercial | School (WA) | Existing | Space Heating | Natural Gas | Unit Heater | E9 |  | Baseline Forecast | 0 | 0 | 0 | 0 | 0 | 0 | 0 | 0 | 0 | 0 | 0 | 0 | 0 | 0 | 0 | 0 | 0 | 0 | 0 | 0 | 0 | 0 | 0 | 0 | 0 | 0 | 0
Commercial_School (WA)_Existing_Space Heating_Natural Gas_Unit Heater_E10_Baseline Forecast | Commercial | School (WA) | Existing | Space Heating | Natural Gas | Unit Heater | E10 |  | Baseline Forecast | 0 | 0 | 0 | 0 | 0 | 0 | 0 | 0 | 0 | 0 | 0 | 0 | 0 | 0 | 0 | 0 | 0 | 0 | 0 | 0 | 0 | 0 | 0 | 0 | 0 | 0 | 0
Commercial_School (WA)_Existing_Water Heating_Natural Gas_Water Heater_E1_Baseline Forecast | Commercial | School (WA) | Existing | Water Heating | Natural Gas | Water Heater | E1 | TE 0.80 | Baseline Forecast | 0 | 77999.4561 | 84935.606 | 90848.0724 | 95851.901 | 100049.6851 | 103532.9054 | 106383.1253 | 108673.0579 | 110467.5188 | 111824.2758 | 112794.808 | 106471.187 | 101342.2722 | 97203.6539 | 93881.4309 | 91228.0079 | 89118.4429 | 87447.2774 | 86125.785 | 85079.5874 | 84246.589 | 83575.1903 | 99104.3961 | 97763.6569 | 96068.4898 | 94138.1473
Commercial_School (WA)_Existing_Water Heating_Natural Gas_Water Heater_E2_Baseline Forecast | Commercial | School (WA) | Existing | Water Heating | Natural Gas | Water Heater | E2 | TE 0.90 | Baseline Forecast | 0 | 0 | 0 | 0 | 0 | 0 | 0 | 0 | 0 | 0 | 0 | 0 | 0 | 0 | 0 | 0 | 0 | 0 | 0 | 0 | 0 | 0 | 0 | 0 | 0 | 0 | 0
Commercial_School (WA)_Existing_Water Heating_Natural Gas_Water Heater_E3_Baseline Forecast | Commercial | School (WA) | Existing | Water Heating | Natural Gas | Water Heater | E3 | TE 0.94 | Baseline Forecast | 0 | 87956.8334 | 95778.4494 | 102445.6987 | 108088.3139 | 112821.9853 | 116749.8721 | 119963.9498 | 122546.2142 | 124569.7552 | 126099.7153 | 127194.1452 | 120063.2535 | 114279.5835 | 109612.6309 | 105866.2944 | 102874.1365 | 100495.2654 | 98610.7596 | 97120.5661 | 95940.8113 | 95001.4727 | 94244.3635 | 111756.0211 | 110244.1238 | 108332.5523 | 106155.7831
Commercial_School (WA)_Existing_Water Heating_Natural Gas_Water Heater_E4_Baseline Forecast | Commercial | School (WA) | Existing | Water Heating | Natural Gas | Water Heater | E4 | Instantaneous TE 0.94 | Baseline Forecast | 0 | 0 | 0 | 0 | 0 | 0 | 0 | 0 | 0 | 0 | 0 | 0 | 0 | 0 | 0 | 0 | 0 | 0 | 0 | 0 | 0 | 0 | 0 | 0 | 0 | 0 | 0
Commercial_School (WA)_Existing_Water Heating_Natural Gas_Water Heater_E5_Baseline Forecast | Commercial | School (WA) | Existing | Water Heating | Natural Gas | Water Heater | E5 | Gas-Fired Absorption HPWH | Baseline Forecast | 0 | 0 | 0 | 0 | 0 | 0 | 0 | 0 | 0 | 0 | 0 | 0 | 0 | 0 | 0 | 0 | 0 | 0 | 0 | 0 | 0 | 0 | 0 | 0 | 0 | 0 | 0
Commercial_School (WA)_Existing_Water Heating_Natural Gas_Water Heater_E6_Baseline Forecast | Commercial | School (WA) | Existing | Water Heating | Natural Gas | Water Heater | E6 |  | Baseline Forecast | 0 | 0 | 0 | 0 | 0 | 0 | 0 | 0 | 0 | 0 | 0 | 0 | 0 | 0 | 0 | 0 | 0 | 0 | 0 | 0 | 0 | 0 | 0 | 0 | 0 | 0 | 0
Commercial_School (WA)_Existing_Water Heating_Natural Gas_Water Heater_E7_Baseline Forecast | Commercial | School (WA) | Existing | Water Heating | Natural Gas | Water Heater | E7 |  | Baseline Forecast | 0 | 0 | 0 | 0 | 0 | 0 | 0 | 0 | 0 | 0 | 0 | 0 | 0 | 0 | 0 | 0 | 0 | 0 | 0 | 0 | 0 | 0 | 0 | 0 | 0 | 0 | 0
Commercial_School (WA)_Existing_Water Heating_Natural Gas_Water Heater_E8_Baseline Forecast | Commercial | School (WA) | Existing | Water Heating | Natural Gas | Water Heater | E8 |  | Baseline Forecast | 0 | 0 | 0 | 0 | 0 | 0 | 0 | 0 | 0 | 0 | 0 | 0 | 0 | 0 | 0 | 0 | 0 | 0 | 0 | 0 | 0 | 0 | 0 | 0 | 0 | 0 | 0
Commercial_School (WA)_Existing_Water Heating_Natural Gas_Water Heater_E9_Baseline Forecast | Commercial | School (WA) | Existing | Water Heating | Natural Gas | Water Heater | E9 |  | Baseline Forecast | 0 | 0 | 0 | 0 | 0 | 0 | 0 | 0 | 0 | 0 | 0 | 0 | 0 | 0 | 0 | 0 | 0 | 0 | 0 | 0 | 0 | 0 | 0 | 0 | 0 | 0 | 0
Commercial_School (WA)_Existing_Water Heating_Natural Gas_Water Heater_E10_Baseline Forecast | Commercial | School (WA) | Existing | Water Heating | Natural Gas | Water Heater | E10 |  | Baseline Forecast | 0 | 0 | 0 | 0 | 0 | 0 | 0 | 0 | 0 | 0 | 0 | 0 | 0 | 0 | 0 | 0 | 0 | 0 | 0 | 0 | 0 | 0 | 0 | 0 | 0 | 0 | 0
Commercial_School (WA)_Existing_Food Preparation_Natural Gas_Oven_E1_Baseline Forecast | Commercial | School (WA) | Existing | Food Preparation | Natural Gas | Oven | E1 | Standard | Baseline Forecast | 0 | 9862.1456 | 12587.684 | 14640.4448 | 16166.3698 | 17280.0606 | 18071.5029 | 18611.3486 | 18955.0636 | 19146.1871 | 16710.6321 | 15259.7419 | 14468.1887 | 14105.1873 | 14008.8976 | 16067.0738 | 16364.5737 | 16530.1624 | 16593.3787 | 16152.1148 | 15498.2845 | 14802.4238 | 14156.5316 | 13603.2145 | 12985.7106 | 12741.8004 | 12706.6326
Commercial_School (WA)_Existing_Food Preparation_Natural Gas_Oven_E2_Baseline Forecast | Commercial | School (WA) | Existing | Food Preparation | Natural Gas | Oven | E2 | ENERGY STAR (>42% Baking Efficiency) | Baseline Forecast | 0 | 14191.8681 | 18113.9843 | 21067.9571 | 23263.8004 | 24866.4286 | 26005.3335 | 26782.1845 | 27276.7989 | 27551.8303 | 24047.0071 | 21959.1408 | 20820.0764 | 20297.7085 | 20159.1453 | 23120.911 | 23549.0207 | 23787.3068 | 23878.2767 | 23243.2871 | 22302.4094 | 21301.0488 | 20371.5942 | 19575.3574 | 18686.7542 | 18335.7616 | 18285.1543
Commercial_School (WA)_Existing_Food Preparation_Natural Gas_Oven_E3_Baseline Forecast | Commercial | School (WA) | Existing | Food Preparation | Natural Gas | Oven | E3 |  | Baseline Forecast | 0 | 0 | 0 | 0 | 0 | 0 | 0 | 0 | 0 | 0 | 0 | 0 | 0 | 0 | 0 | 0 | 0 | 0 | 0 | 0 | 0 | 0 | 0 | 0 | 0 | 0 | 0
Commercial_School (WA)_Existing_Food Preparation_Natural Gas_Oven_E4_Baseline Forecast | Commercial | School (WA) | Existing | Food Preparation | Natural Gas | Oven | E4 |  | Baseline Forecast | 0 | 0 | 0 | 0 | 0 | 0 | 0 | 0 | 0 | 0 | 0 | 0 | 0 | 0 | 0 | 0 | 0 | 0 | 0 | 0 | 0 | 0 | 0 | 0 | 0 | 0 | 0
Commercial_School (WA)_Existing_Food Preparation_Natural Gas_Oven_E5_Baseline Forecast | Commercial | School (WA) | Existing | Food Preparation | Natural Gas | Oven | E5 |  | Baseline Forecast | 0 | 0 | 0 | 0 | 0 | 0 | 0 | 0 | 0 | 0 | 0 | 0 | 0 | 0 | 0 | 0 | 0 | 0 | 0 | 0 | 0 | 0 | 0 | 0 | 0 | 0 | 0
Commercial_School (WA)_Existing_Food Preparation_Natural Gas_Oven_E6_Baseline Forecast | Commercial | School (WA) | Existing | Food Preparation | Natural Gas | Oven | E6 |  | Baseline Forecast | 0 | 0 | 0 | 0 | 0 | 0 | 0 | 0 | 0 | 0 | 0 | 0 | 0 | 0 | 0 | 0 | 0 | 0 | 0 | 0 | 0 | 0 | 0 | 0 | 0 | 0 | 0
Commercial_School (WA)_Existing_Food Preparation_Natural Gas_Oven_E7_Baseline Forecast | Commercial | School (WA) | Existing | Food Preparation | Natural Gas | Oven | E7 |  | Baseline Forecast | 0 | 0 | 0 | 0 | 0 | 0 | 0 | 0 | 0 | 0 | 0 | 0 | 0 | 0 | 0 | 0 | 0 | 0 | 0 | 0 | 0 | 0 | 0 | 0 | 0 | 0 | 0
Commercial_School (WA)_Existing_Food Preparation_Natural Gas_Oven_E8_Baseline Forecast | Commercial | School (WA) | Existing | Food Preparation | Natural Gas | Oven | E8 |  | Baseline Forecast | 0 | 0 | 0 | 0 | 0 | 0 | 0 | 0 | 0 | 0 | 0 | 0 | 0 | 0 | 0 | 0 | 0 | 0 | 0 | 0 | 0 | 0 | 0 | 0 | 0 | 0 | 0
Commercial_School (WA)_Existing_Food Preparation_Natural Gas_Oven_E9_Baseline Forecast | Commercial | School (WA) | Existing | Food Preparation | Natural Gas | Oven | E9 |  | Baseline Forecast | 0 | 0 | 0 | 0 | 0 | 0 | 0 | 0 | 0 | 0 | 0 | 0 | 0 | 0 | 0 | 0 | 0 | 0 | 0 | 0 | 0 | 0 | 0 | 0 | 0 | 0 | 0
Commercial_School (WA)_Existing_Food Preparation_Natural Gas_Oven_E10_Baseline Forecast | Commercial | School (WA) | Existing | Food Preparation | Natural Gas | Oven | E10 |  | Baseline Forecast | 0 | 0 | 0 | 0 | 0 | 0 | 0 | 0 | 0 | 0 | 0 | 0 | 0 | 0 | 0 | 0 | 0 | 0 | 0 | 0 | 0 | 0 | 0 | 0 | 0 | 0 | 0
Commercial_School (WA)_Existing_Food Preparation_Natural Gas_Conveyor Oven_E1_Baseline Forecast | Commercial | School (WA) | Existing | Food Preparation | Natural Gas | Conveyor Oven | E1 | Standard | Baseline Forecast | 0 | 0 | 0 | 0 | 0 | 458.2112 | 1259.6642 | 2314.5103 | 3552.6208 | 4919.3453 | 5954.1375 | 6728.9159 | 7300.1562 | 7712.2049 | 7999.882 | 8190.5249 | 8305.5938 | 6523.6664 | 5124.0434 | 4024.7032 | 3161.2214 | 2551.3228 | 2191.7854 | 2066.6806 | 2153.0398 | 2424.6728 | 2874.0401
Commercial_School (WA)_Existing_Food Preparation_Natural Gas_Conveyor Oven_E2_Baseline Forecast | Commercial | School (WA) | Existing | Food Preparation | Natural Gas | Conveyor Oven | E2 | ENERGY STAR (>42% Baking Efficiency) | Baseline Forecast | 0 | 0 | 0 | 0 | 0 | 659.3771 | 1812.6876 | 3330.6368 | 5112.3079 | 7079.0578 | 8568.1491 | 9683.0741 | 10505.1028 | 11098.051 | 11512.0254 | 11786.3651 | 11951.952 | 9387.715 | 7373.6234 | 5791.6461 | 4549.0747 | 3671.4157 | 3154.0327 | 2974.0038 | 3098.2768 | 3489.1634 | 4135.8139
Commercial_School (WA)_Existing_Food Preparation_Natural Gas_Conveyor Oven_E3_Baseline Forecast | Commercial | School (WA) | Existing | Food Preparation | Natural Gas | Conveyor Oven | E3 |  | Baseline Forecast | 0 | 0 | 0 | 0 | 0 | 0 | 0 | 0 | 0 | 0 | 0 | 0 | 0 | 0 | 0 | 0 | 0 | 0 | 0 | 0 | 0 | 0 | 0 | 0 | 0 | 0 | 0
Commercial_School (WA)_Existing_Food Preparation_Natural Gas_Conveyor Oven_E4_Baseline Forecast | Commercial | School (WA) | Existing | Food Preparation | Natural Gas | Conveyor Oven | E4 |  | Baseline Forecast | 0 | 0 | 0 | 0 | 0 | 0 | 0 | 0 | 0 | 0 | 0 | 0 | 0 | 0 | 0 | 0 | 0 | 0 | 0 | 0 | 0 | 0 | 0 | 0 | 0 | 0 | 0
Commercial_School (WA)_Existing_Food Preparation_Natural Gas_Conveyor Oven_E5_Baseline Forecast | Commercial | School (WA) | Existing | Food Preparation | Natural Gas | Conveyor Oven | E5 |  | Baseline Forecast | 0 | 0 | 0 | 0 | 0 | 0 | 0 | 0 | 0 | 0 | 0 | 0 | 0 | 0 | 0 | 0 | 0 | 0 | 0 | 0 | 0 | 0 | 0 | 0 | 0 | 0 | 0
Commercial_School (WA)_Existing_Food Preparation_Natural Gas_Conveyor Oven_E6_Baseline Forecast | Commercial | School (WA) | Existing | Food Preparation | Natural Gas | Conveyor Oven | E6 |  | Baseline Forecast | 0 | 0 | 0 | 0 | 0 | 0 | 0 | 0 | 0 | 0 | 0 | 0 | 0 | 0 | 0 | 0 | 0 | 0 | 0 | 0 | 0 | 0 | 0 | 0 | 0 | 0 | 0
Commercial_School (WA)_Existing_Food Preparation_Natural Gas_Conveyor Oven_E7_Baseline Forecast | Commercial | School (WA) | Existing | Food Preparation | Natural Gas | Conveyor Oven | E7 |  | Baseline Forecast | 0 | 0 | 0 | 0 | 0 | 0 | 0 | 0 | 0 | 0 | 0 | 0 | 0 | 0 | 0 | 0 | 0 | 0 | 0 | 0 | 0 | 0 | 0 | 0 | 0 | 0 | 0
Commercial_School (WA)_Existing_Food Preparation_Natural Gas_Conveyor Oven_E8_Baseline Forecast | Commercial | School (WA) | Existing | Food Preparation | Natural Gas | Conveyor Oven | E8 |  | Baseline Forecast | 0 | 0 | 0 | 0 | 0 | 0 | 0 | 0 | 0 | 0 | 0 | 0 | 0 | 0 | 0 | 0 | 0 | 0 | 0 | 0 | 0 | 0 | 0 | 0 | 0 | 0 | 0
Commercial_School (WA)_Existing_Food Preparation_Natural Gas_Conveyor Oven_E9_Baseline Forecast | Commercial | School (WA) | Existing | Food Preparation | Natural Gas | Conveyor Oven | E9 |  | Baseline Forecast | 0 | 0 | 0 | 0 | 0 | 0 | 0 | 0 | 0 | 0 | 0 | 0 | 0 | 0 | 0 | 0 | 0 | 0 | 0 | 0 | 0 | 0 | 0 | 0 | 0 | 0 | 0
Commercial_School (WA)_Existing_Food Preparation_Natural Gas_Conveyor Oven_E10_Baseline Forecast | Commercial | School (WA) | Existing | Food Preparation | Natural Gas | Conveyor Oven | E10 |  | Baseline Forecast | 0 | 0 | 0 | 0 | 0 | 0 | 0 | 0 | 0 | 0 | 0 | 0 | 0 | 0 | 0 | 0 | 0 | 0 | 0 | 0 | 0 | 0 | 0 | 0 | 0 | 0 | 0
Commercial_School (WA)_Existing_Food Preparation_Natural Gas_Double Rack Oven_E1_Baseline Forecast | Commercial | School (WA) | Existing | Food Preparation | Natural Gas | Double Rack Oven | E1 | Standard | Baseline Forecast | 0 | 2739.4849 | 3735.6612 | 4580.5999 | 5293.9938 | 5893.0217 | 6392.6676 | 6806.0011 | 7144.4203 | 7417.8655 | 6731.8248 | 6226.9353 | 5865.895 | 5618.005 | 5458.0912 | 5365.5952 | 5323.8062 | 5319.2139 | 5340.9638 | 5901.6441 | 5968.589 | 5963.5405 | 5910.0698 | 5825.8996 | 5724.1438 | 5614.3097 | 5503.1047
Commercial_School (WA)_Existing_Food Preparation_Natural Gas_Double Rack Oven_E2_Baseline Forecast | Commercial | School (WA) | Existing | Food Preparation | Natural Gas | Double Rack Oven | E2 | FTSC Qualified (>50% Cooking Efficiency) | Baseline Forecast | 0 | 3942.1856 | 5375.7076 | 6591.5949 | 7618.1862 | 8480.2019 | 9199.2046 | 9794.0015 | 10280.9951 | 10674.4894 | 9687.2601 | 8960.7117 | 8441.166 | 8084.4462 | 7854.3264 | 7721.2224 | 7661.087 | 7654.4786 | 7685.7772 | 8492.6098 | 8588.9451 | 8581.6803 | 8504.7347 | 8383.6117 | 8237.1826 | 8079.1286 | 7919.1019
Commercial_School (WA)_Existing_Food Preparation_Natural Gas_Double Rack Oven_E3_Baseline Forecast | Commercial | School (WA) | Existing | Food Preparation | Natural Gas | Double Rack Oven | E3 |  | Baseline Forecast | 0 | 0 | 0 | 0 | 0 | 0 | 0 | 0 | 0 | 0 | 0 | 0 | 0 | 0 | 0 | 0 | 0 | 0 | 0 | 0 | 0 | 0 | 0 | 0 | 0 | 0 | 0
Commercial_School (WA)_Existing_Food Preparation_Natural Gas_Double Rack Oven_E4_Baseline Forecast | Commercial | School (WA) | Existing | Food Preparation | Natural Gas | Double Rack Oven | E4 |  | Baseline Forecast | 0 | 0 | 0 | 0 | 0 | 0 | 0 | 0 | 0 | 0 | 0 | 0 | 0 | 0 | 0 | 0 | 0 | 0 | 0 | 0 | 0 | 0 | 0 | 0 | 0 | 0 | 0
Commercial_School (WA)_Existing_Food Preparation_Natural Gas_Double Rack Oven_E5_Baseline Forecast | Commercial | School (WA) | Existing | Food Preparation | Natural Gas | Double Rack Oven | E5 |  | Baseline Forecast | 0 | 0 | 0 | 0 | 0 | 0 | 0 | 0 | 0 | 0 | 0 | 0 | 0 | 0 | 0 | 0 | 0 | 0 | 0 | 0 | 0 | 0 | 0 | 0 | 0 | 0 | 0
Commercial_School (WA)_Existing_Food Preparation_Natural Gas_Double Rack Oven_E6_Baseline Forecast | Commercial | School (WA) | Existing | Food Preparation | Natural Gas | Double Rack Oven | E6 |  | Baseline Forecast | 0 | 0 | 0 | 0 | 0 | 0 | 0 | 0 | 0 | 0 | 0 | 0 | 0 | 0 | 0 | 0 | 0 | 0 | 0 | 0 | 0 | 0 | 0 | 0 | 0 | 0 | 0
Commercial_School (WA)_Existing_Food Preparation_Natural Gas_Double Rack Oven_E7_Baseline Forecast | Commercial | School (WA) | Existing | Food Preparation | Natural Gas | Double Rack Oven | E7 |  | Baseline Forecast | 0 | 0 | 0 | 0 | 0 | 0 | 0 | 0 | 0 | 0 | 0 | 0 | 0 | 0 | 0 | 0 | 0 | 0 | 0 | 0 | 0 | 0 | 0 | 0 | 0 | 0 | 0
Commercial_School (WA)_Existing_Food Preparation_Natural Gas_Double Rack Oven_E8_Baseline Forecast | Commercial | School (WA) | Existing | Food Preparation | Natural Gas | Double Rack Oven | E8 |  | Baseline Forecast | 0 | 0 | 0 | 0 | 0 | 0 | 0 | 0 | 0 | 0 | 0 | 0 | 0 | 0 | 0 | 0 | 0 | 0 | 0 | 0 | 0 | 0 | 0 | 0 | 0 | 0 | 0
Commercial_School (WA)_Existing_Food Preparation_Natural Gas_Double Rack Oven_E9_Baseline Forecast | Commercial | School (WA) | Existing | Food Preparation | Natural Gas | Double Rack Oven | E9 |  | Baseline Forecast | 0 | 0 | 0 | 0 | 0 | 0 | 0 | 0 | 0 | 0 | 0 | 0 | 0 | 0 | 0 | 0 | 0 | 0 | 0 | 0 | 0 | 0 | 0 | 0 | 0 | 0 | 0
Commercial_School (WA)_Existing_Food Preparation_Natural Gas_Double Rack Oven_E10_Baseline Forecast | Commercial | School (WA) | Existing | Food Preparation | Natural Gas | Double Rack Oven | E10 |  | Baseline Forecast | 0 | 0 | 0 | 0 | 0 | 0 | 0 | 0 | 0 | 0 | 0 | 0 | 0 | 0 | 0 | 0 | 0 | 0 | 0 | 0 | 0 | 0 | 0 | 0 | 0 | 0 | 0
Commercial_School (WA)_Existing_Food Preparation_Natural Gas_Fryer_E1_Baseline Forecast | Commercial | School (WA) | Existing | Food Preparation | Natural Gas | Fryer | E1 | Standard | Baseline Forecast | 0 | 17450.9511 | 19002.7877 | 20325.5939 | 21445.109 | 22384.2864 | 23163.5932 | 23801.2777 | 24313.6082 | 24715.086 | 25018.6356 | 25235.7744 | 23820.9799 | 22673.4791 | 21747.5389 | 21004.2524 | 20410.5975 | 19938.6209 | 19564.7282 | 19269.0685 | 19035.0009 | 18848.6328 | 18698.4196 | 22172.7952 | 21872.8294 | 21493.5667 | 21061.6879
Commercial_School (WA)_Existing_Food Preparation_Natural Gas_Fryer_E2_Baseline Forecast | Commercial | School (WA) | Existing | Food Preparation | Natural Gas | Fryer | E2 | ENERGY STAR | Baseline Forecast | 0 | 6131.4152 | 6676.6551 | 7141.4249 | 7534.768 | 7864.7493 | 8138.5598 | 8362.6111 | 8542.6191 | 8683.6789 | 8790.3314 | 8866.6234 | 8369.5335 | 7966.3575 | 7641.0272 | 7379.8724 | 7171.291 | 7005.4614 | 6874.0937 | 6770.2133 | 6687.9733 | 6622.4926 | 6569.715 | 7790.4416 | 7685.0482 | 7551.7937 | 7400.0525
Commercial_School (WA)_Existing_Food Preparation_Natural Gas_Fryer_E3_Baseline Forecast | Commercial | School (WA) | Existing | Food Preparation | Natural Gas | Fryer | E3 |  | Baseline Forecast | 0 | 0 | 0 | 0 | 0 | 0 | 0 | 0 | 0 | 0 | 0 | 0 | 0 | 0 | 0 | 0 | 0 | 0 | 0 | 0 | 0 | 0 | 0 | 0 | 0 | 0 | 0
Commercial_School (WA)_Existing_Food Preparation_Natural Gas_Fryer_E4_Baseline Forecast | Commercial | School (WA) | Existing | Food Preparation | Natural Gas | Fryer | E4 |  | Baseline Forecast | 0 | 0 | 0 | 0 | 0 | 0 | 0 | 0 | 0 | 0 | 0 | 0 | 0 | 0 | 0 | 0 | 0 | 0 | 0 | 0 | 0 | 0 | 0 | 0 | 0 | 0 | 0
Commercial_School (WA)_Existing_Food Preparation_Natural Gas_Fryer_E5_Baseline Forecast | Commercial | School (WA) | Existing | Food Preparation | Natural Gas | Fryer | E5 |  | Baseline Forecast | 0 | 0 | 0 | 0 | 0 | 0 | 0 | 0 | 0 | 0 | 0 | 0 | 0 | 0 | 0 | 0 | 0 | 0 | 0 | 0 | 0 | 0 | 0 | 0 | 0 | 0 | 0
Commercial_School (WA)_Existing_Food Preparation_Natural Gas_Fryer_E6_Baseline Forecast | Commercial | School (WA) | Existing | Food Preparation | Natural Gas | Fryer | E6 |  | Baseline Forecast | 0 | 0 | 0 | 0 | 0 | 0 | 0 | 0 | 0 | 0 | 0 | 0 | 0 | 0 | 0 | 0 | 0 | 0 | 0 | 0 | 0 | 0 | 0 | 0 | 0 | 0 | 0
Commercial_School (WA)_Existing_Food Preparation_Natural Gas_Fryer_E7_Baseline Forecast | Commercial | School (WA) | Existing | Food Preparation | Natural Gas | Fryer | E7 |  | Baseline Forecast | 0 | 0 | 0 | 0 | 0 | 0 | 0 | 0 | 0 | 0 | 0 | 0 | 0 | 0 | 0 | 0 | 0 | 0 | 0 | 0 | 0 | 0 | 0 | 0 | 0 | 0 | 0
Commercial_School (WA)_Existing_Food Preparation_Natural Gas_Fryer_E8_Baseline Forecast | Commercial | School (WA) | Existing | Food Preparation | Natural Gas | Fryer | E8 |  | Baseline Forecast | 0 | 0 | 0 | 0 | 0 | 0 | 0 | 0 | 0 | 0 | 0 | 0 | 0 | 0 | 0 | 0 | 0 | 0 | 0 | 0 | 0 | 0 | 0 | 0 | 0 | 0 | 0
Commercial_School (WA)_Existing_Food Preparation_Natural Gas_Fryer_E9_Baseline Forecast | Commercial | School (WA) | Existing | Food Preparation | Natural Gas | Fryer | E9 |  | Baseline Forecast | 0 | 0 | 0 | 0 | 0 | 0 | 0 | 0 | 0 | 0 | 0 | 0 | 0 | 0 | 0 | 0 | 0 | 0 | 0 | 0 | 0 | 0 | 0 | 0 | 0 | 0 | 0
Commercial_School (WA)_Existing_Food Preparation_Natural Gas_Fryer_E10_Baseline Forecast | Commercial | School (WA) | Existing | Food Preparation | Natural Gas | Fryer | E10 |  | Baseline Forecast | 0 | 0 | 0 | 0 | 0 | 0 | 0 | 0 | 0 | 0 | 0 | 0 | 0 | 0 | 0 | 0 | 0 | 0 | 0 | 0 | 0 | 0 | 0 | 0 | 0 | 0 | 0
Commercial_School (WA)_Existing_Food Preparation_Natural Gas_Broiler_E1_Baseline Forecast | Commercial | School (WA) | Existing | Food Preparation | Natural Gas | Broiler | E1 | Standard | Baseline Forecast | 0 | 32962.9076 | 36858.5239 | 40111.2274 | 42805.5179 | 45015.0922 | 46804.2198 | 48228.9435 | 49338.1274 | 50174.3713 | 46893.5496 | 44397.2424 | 42525.042 | 41144.9158 | 40148.5773 | 39447.576 | 38969.9978 | 38657.684 | 38463.8909 | 45281.2943 | 44695.1593 | 43880.6501 | 42929.2995 | 41908.7392 | 40867.8717 | 39841.039 | 38851.371
Commercial_School (WA)_Existing_Food Preparation_Natural Gas_Broiler_E2_Baseline Forecast | Commercial | School (WA) | Existing | Food Preparation | Natural Gas | Broiler | E2 | Infrared Burners | Baseline Forecast | 0 | 11581.5621 | 12950.2922 | 14093.1339 | 15039.7766 | 15816.1135 | 16444.7259 | 16945.3045 | 17335.0177 | 17628.8332 | 16476.112 | 15599.0311 | 14941.231 | 14456.3218 | 14106.2569 | 13859.9591 | 13692.1614 | 13582.4295 | 13514.3401 | 15909.644 | 15703.7046 | 15417.5257 | 15083.2674 | 14724.6922 | 14358.9819 | 13998.2029 | 13650.4817
Commercial_School (WA)_Existing_Food Preparation_Natural Gas_Broiler_E3_Baseline Forecast | Commercial | School (WA) | Existing | Food Preparation | Natural Gas | Broiler | E3 |  | Baseline Forecast | 0 | 0 | 0 | 0 | 0 | 0 | 0 | 0 | 0 | 0 | 0 | 0 | 0 | 0 | 0 | 0 | 0 | 0 | 0 | 0 | 0 | 0 | 0 | 0 | 0 | 0 | 0
Commercial_School (WA)_Existing_Food Preparation_Natural Gas_Broiler_E4_Baseline Forecast | Commercial | School (WA) | Existing | Food Preparation | Natural Gas | Broiler | E4 |  | Baseline Forecast | 0 | 0 | 0 | 0 | 0 | 0 | 0 | 0 | 0 | 0 | 0 | 0 | 0 | 0 | 0 | 0 | 0 | 0 | 0 | 0 | 0 | 0 | 0 | 0 | 0 | 0 | 0
Commercial_School (WA)_Existing_Food Preparation_Natural Gas_Broiler_E5_Baseline Forecast | Commercial | School (WA) | Existing | Food Preparation | Natural Gas | Broiler | E5 |  | Baseline Forecast | 0 | 0 | 0 | 0 | 0 | 0 | 0 | 0 | 0 | 0 | 0 | 0 | 0 | 0 | 0 | 0 | 0 | 0 | 0 | 0 | 0 | 0 | 0 | 0 | 0 | 0 | 0
Commercial_School (WA)_Existing_Food Preparation_Natural Gas_Broiler_E6_Baseline Forecast | Commercial | School (WA) | Existing | Food Preparation | Natural Gas | Broiler | E6 |  | Baseline Forecast | 0 | 0 | 0 | 0 | 0 | 0 | 0 | 0 | 0 | 0 | 0 | 0 | 0 | 0 | 0 | 0 | 0 | 0 | 0 | 0 | 0 | 0 | 0 | 0 | 0 | 0 | 0
Commercial_School (WA)_Existing_Food Preparation_Natural Gas_Broiler_E7_Baseline Forecast | Commercial | School (WA) | Existing | Food Preparation | Natural Gas | Broiler | E7 |  | Baseline Forecast | 0 | 0 | 0 | 0 | 0 | 0 | 0 | 0 | 0 | 0 | 0 | 0 | 0 | 0 | 0 | 0 | 0 | 0 | 0 | 0 | 0 | 0 | 0 | 0 | 0 | 0 | 0
Commercial_School (WA)_Existing_Food Preparation_Natural Gas_Broiler_E8_Baseline Forecast | Commercial | School (WA) | Existing | Food Preparation | Natural Gas | Broiler | E8 |  | Baseline Forecast | 0 | 0 | 0 | 0 | 0 | 0 | 0 | 0 | 0 | 0 | 0 | 0 | 0 | 0 | 0 | 0 | 0 | 0 | 0 | 0 | 0 | 0 | 0 | 0 | 0 | 0 | 0
Commercial_School (WA)_Existing_Food Preparation_Natural Gas_Broiler_E9_Baseline Forecast | Commercial | School (WA) | Existing | Food Preparation | Natural Gas | Broiler | E9 |  | Baseline Forecast | 0 | 0 | 0 | 0 | 0 | 0 | 0 | 0 | 0 | 0 | 0 | 0 | 0 | 0 | 0 | 0 | 0 | 0 | 0 | 0 | 0 | 0 | 0 | 0 | 0 | 0 | 0
Commercial_School (WA)_Existing_Food Preparation_Natural Gas_Broiler_E10_Baseline Forecast | Commercial | School (WA) | Existing | Food Preparation | Natural Gas | Broiler | E10 |  | Baseline Forecast | 0 | 0 | 0 | 0 | 0 | 0 | 0 | 0 | 0 | 0 | 0 | 0 | 0 | 0 | 0 | 0 | 0 | 0 | 0 | 0 | 0 | 0 | 0 | 0 | 0 | 0 | 0
Commercial_School (WA)_Existing_Food Preparation_Natural Gas_Griddle_E1_Baseline Forecast | Commercial | School (WA) | Existing | Food Preparation | Natural Gas | Griddle | E1 | Standard | Baseline Forecast | 0 | 44649.2802 | 49926.0134 | 54331.901 | 57981.401 | 60974.3379 | 63397.7667 | 65327.5992 | 66830.0231 | 67962.7414 | 63518.7667 | 60137.4413 | 57601.4878 | 55732.064 | 54382.4926 | 53432.9646 | 52786.0701 | 52363.0314 | 52100.5327 | 61334.917 | 60540.9788 | 59437.7009 | 58149.067 | 56766.6865 | 55356.7991 | 53965.9225 | 52625.3865
Commercial_School (WA)_Existing_Food Preparation_Natural Gas_Griddle_E2_Baseline Forecast | Commercial | School (WA) | Existing | Food Preparation | Natural Gas | Griddle | E2 | ENERGY STAR | Baseline Forecast | 0 | 18237.03 | 20392.3153 | 22191.9032 | 23682.5441 | 24905.0113 | 25894.8625 | 26683.1039 | 27296.77 | 27759.4296 | 25944.285 | 24563.1802 | 23527.3683 | 22763.8008 | 22212.5674 | 21824.732 | 21560.5075 | 21387.7171 | 21280.4993 | 25052.29 | 24728.0054 | 24277.3708 | 23751.0274 | 23186.3931 | 22610.5236 | 22042.4191 | 21494.8762
Commercial_School (WA)_Existing_Food Preparation_Natural Gas_Griddle_E3_Baseline Forecast | Commercial | School (WA) | Existing | Food Preparation | Natural Gas | Griddle | E3 |  | Baseline Forecast | 0 | 0 | 0 | 0 | 0 | 0 | 0 | 0 | 0 | 0 | 0 | 0 | 0 | 0 | 0 | 0 | 0 | 0 | 0 | 0 | 0 | 0 | 0 | 0 | 0 | 0 | 0
Commercial_School (WA)_Existing_Food Preparation_Natural Gas_Griddle_E4_Baseline Forecast | Commercial | School (WA) | Existing | Food Preparation | Natural Gas | Griddle | E4 |  | Baseline Forecast | 0 | 0 | 0 | 0 | 0 | 0 | 0 | 0 | 0 | 0 | 0 | 0 | 0 | 0 | 0 | 0 | 0 | 0 | 0 | 0 | 0 | 0 | 0 | 0 | 0 | 0 | 0
Commercial_School (WA)_Existing_Food Preparation_Natural Gas_Griddle_E5_Baseline Forecast | Commercial | School (WA) | Existing | Food Preparation | Natural Gas | Griddle | E5 |  | Baseline Forecast | 0 | 0 | 0 | 0 | 0 | 0 | 0 | 0 | 0 | 0 | 0 | 0 | 0 | 0 | 0 | 0 | 0 | 0 | 0 | 0 | 0 | 0 | 0 | 0 | 0 | 0 | 0
Commercial_School (WA)_Existing_Food Preparation_Natural Gas_Griddle_E6_Baseline Forecast | Commercial | School (WA) | Existing | Food Preparation | Natural Gas | Griddle | E6 |  | Baseline Forecast | 0 | 0 | 0 | 0 | 0 | 0 | 0 | 0 | 0 | 0 | 0 | 0 | 0 | 0 | 0 | 0 | 0 | 0 | 0 | 0 | 0 | 0 | 0 | 0 | 0 | 0 | 0
Commercial_School (WA)_Existing_Food Preparation_Natural Gas_Griddle_E7_Baseline Forecast | Commercial | School (WA) | Existing | Food Preparation | Natural Gas | Griddle | E7 |  | Baseline Forecast | 0 | 0 | 0 | 0 | 0 | 0 | 0 | 0 | 0 | 0 | 0 | 0 | 0 | 0 | 0 | 0 | 0 | 0 | 0 | 0 | 0 | 0 | 0 | 0 | 0 | 0 | 0
Commercial_School (WA)_Existing_Food Preparation_Natural Gas_Griddle_E8_Baseline Forecast | Commercial | School (WA) | Existing | Food Preparation | Natural Gas | Griddle | E8 |  | Baseline Forecast | 0 | 0 | 0 | 0 | 0 | 0 | 0 | 0 | 0 | 0 | 0 | 0 | 0 | 0 | 0 | 0 | 0 | 0 | 0 | 0 | 0 | 0 | 0 | 0 | 0 | 0 | 0
Commercial_School (WA)_Existing_Food Preparation_Natural Gas_Griddle_E9_Baseline Forecast | Commercial | School (WA) | Existing | Food Preparation | Natural Gas | Griddle | E9 |  | Baseline Forecast | 0 | 0 | 0 | 0 | 0 | 0 | 0 | 0 | 0 | 0 | 0 | 0 | 0 | 0 | 0 | 0 | 0 | 0 | 0 | 0 | 0 | 0 | 0 | 0 | 0 | 0 | 0
Commercial_School (WA)_Existing_Food Preparation_Natural Gas_Griddle_E10_Baseline Forecast | Commercial | School (WA) | Existing | Food Preparation | Natural Gas | Griddle | E10 |  | Baseline Forecast | 0 | 0 | 0 | 0 | 0 | 0 | 0 | 0 | 0 | 0 | 0 | 0 | 0 | 0 | 0 | 0 | 0 | 0 | 0 | 0 | 0 | 0 | 0 | 0 | 0 | 0 | 0
Commercial_School (WA)_Existing_Food Preparation_Natural Gas_Range_E1_Baseline Forecast | Commercial | School (WA) | Existing | Food Preparation | Natural Gas | Range | E1 | Standard | Baseline Forecast | 0 | 34420.8219 | 43933.4854 | 51098.023 | 56423.8004 | 60310.7997 | 63073.0887 | 64957.2558 | 66156.8887 | 66823.9473 | 58323.3825 | 53259.4913 | 50496.8154 | 49229.8693 | 48893.7993 | 56077.2379 | 57115.5709 | 57693.5079 | 57914.1453 | 56374.0476 | 54092.0517 | 51663.3614 | 49409.071 | 47477.8858 | 45322.676 | 44471.3819 | 44348.6394
Commercial_School (WA)_Existing_Food Preparation_Natural Gas_Range_E2_Baseline Forecast | Commercial | School (WA) | Existing | Food Preparation | Natural Gas | Range | E2 | High Efficiency | Baseline Forecast | 0 | 49532.4022 | 63221.357 | 73531.3014 | 81195.225 | 86788.7117 | 90763.713 | 93475.0755 | 95201.3764 | 96161.29 | 83928.77 | 76641.707 | 72666.1491 | 70842.9826 | 70359.3698 | 80696.513 | 82190.6996 | 83022.3651 | 83339.8677 | 81123.6295 | 77839.7817 | 74344.8371 | 71100.8583 | 68321.8356 | 65220.4363 | 63995.4032 | 63818.7738
Commercial_School (WA)_Existing_Food Preparation_Natural Gas_Range_E3_Baseline Forecast | Commercial | School (WA) | Existing | Food Preparation | Natural Gas | Range | E3 |  | Baseline Forecast | 0 | 0 | 0 | 0 | 0 | 0 | 0 | 0 | 0 | 0 | 0 | 0 | 0 | 0 | 0 | 0 | 0 | 0 | 0 | 0 | 0 | 0 | 0 | 0 | 0 | 0 | 0
Commercial_School (WA)_Existing_Food Preparation_Natural Gas_Range_E4_Baseline Forecast | Commercial | School (WA) | Existing | Food Preparation | Natural Gas | Range | E4 |  | Baseline Forecast | 0 | 0 | 0 | 0 | 0 | 0 | 0 | 0 | 0 | 0 | 0 | 0 | 0 | 0 | 0 | 0 | 0 | 0 | 0 | 0 | 0 | 0 | 0 | 0 | 0 | 0 | 0
Commercial_School (WA)_Existing_Food Preparation_Natural Gas_Range_E5_Baseline Forecast | Commercial | School (WA) | Existing | Food Preparation | Natural Gas | Range | E5 |  | Baseline Forecast | 0 | 0 | 0 | 0 | 0 | 0 | 0 | 0 | 0 | 0 | 0 | 0 | 0 | 0 | 0 | 0 | 0 | 0 | 0 | 0 | 0 | 0 | 0 | 0 | 0 | 0 | 0
Commercial_School (WA)_Existing_Food Preparation_Natural Gas_Range_E6_Baseline Forecast | Commercial | School (WA) | Existing | Food Preparation | Natural Gas | Range | E6 |  | Baseline Forecast | 0 | 0 | 0 | 0 | 0 | 0 | 0 | 0 | 0 | 0 | 0 | 0 | 0 | 0 | 0 | 0 | 0 | 0 | 0 | 0 | 0 | 0 | 0 | 0 | 0 | 0 | 0
Commercial_School (WA)_Existing_Food Preparation_Natural Gas_Range_E7_Baseline Forecast | Commercial | School (WA) | Existing | Food Preparation | Natural Gas | Range | E7 |  | Baseline Forecast | 0 | 0 | 0 | 0 | 0 | 0 | 0 | 0 | 0 | 0 | 0 | 0 | 0 | 0 | 0 | 0 | 0 | 0 | 0 | 0 | 0 | 0 | 0 | 0 | 0 | 0 | 0
Commercial_School (WA)_Existing_Food Preparation_Natural Gas_Range_E8_Baseline Forecast | Commercial | School (WA) | Existing | Food Preparation | Natural Gas | Range | E8 |  | Baseline Forecast | 0 | 0 | 0 | 0 | 0 | 0 | 0 | 0 | 0 | 0 | 0 | 0 | 0 | 0 | 0 | 0 | 0 | 0 | 0 | 0 | 0 | 0 | 0 | 0 | 0 | 0 | 0
Commercial_School (WA)_Existing_Food Preparation_Natural Gas_Range_E9_Baseline Forecast | Commercial | School (WA) | Existing | Food Preparation | Natural Gas | Range | E9 |  | Baseline Forecast | 0 | 0 | 0 | 0 | 0 | 0 | 0 | 0 | 0 | 0 | 0 | 0 | 0 | 0 | 0 | 0 | 0 | 0 | 0 | 0 | 0 | 0 | 0 | 0 | 0 | 0 | 0
Commercial_School (WA)_Existing_Food Preparation_Natural Gas_Range_E10_Baseline Forecast | Commercial | School (WA) | Existing | Food Preparation | Natural Gas | Range | E10 |  | Baseline Forecast | 0 | 0 | 0 | 0 | 0 | 0 | 0 | 0 | 0 | 0 | 0 | 0 | 0 | 0 | 0 | 0 | 0 | 0 | 0 | 0 | 0 | 0 | 0 | 0 | 0 | 0 | 0
Commercial_School (WA)_Existing_Food Preparation_Natural Gas_Steamer_E1_Baseline Forecast | Commercial | School (WA) | Existing | Food Preparation | Natural Gas | Steamer | E1 | Standard | Baseline Forecast | 0 | 13974.7356 | 15626.2953 | 17005.2898 | 18147.5434 | 19084.2998 | 19842.8065 | 20446.8229 | 20917.0651 | 21271.5935 | 19880.6781 | 18822.3603 | 18028.6347 | 17443.5255 | 17021.1245 | 16723.9326 | 16521.4617 | 16389.0552 | 16306.896 | 19197.1571 | 18948.6632 | 18603.3493 | 18200.021 | 17767.351 | 17326.0717 | 16890.7426 | 16471.1695
Commercial_School (WA)_Existing_Food Preparation_Natural Gas_Steamer_E2_Baseline Forecast | Commercial | School (WA) | Existing | Food Preparation | Natural Gas | Steamer | E2 | ENERGY STAR | Baseline Forecast | 0 | 13974.7356 | 15626.2953 | 17005.2898 | 18147.5434 | 19084.2998 | 19842.8065 | 20446.8229 | 20917.0651 | 21271.5935 | 19880.6781 | 18822.3603 | 18028.6347 | 17443.5255 | 17021.1245 | 16723.9326 | 16521.4617 | 16389.0552 | 16306.896 | 19197.1571 | 18948.6632 | 18603.3493 | 18200.021 | 17767.351 | 17326.0717 | 16890.7426 | 16471.1695
Commercial_School (WA)_Existing_Food Preparation_Natural Gas_Steamer_E3_Baseline Forecast | Commercial | School (WA) | Existing | Food Preparation | Natural Gas | Steamer | E3 |  | Baseline Forecast | 0 | 0 | 0 | 0 | 0 | 0 | 0 | 0 | 0 | 0 | 0 | 0 | 0 | 0 | 0 | 0 | 0 | 0 | 0 | 0 | 0 | 0 | 0 | 0 | 0 | 0 | 0
Commercial_School (WA)_Existing_Food Preparation_Natural Gas_Steamer_E4_Baseline Forecast | Commercial | School (WA) | Existing | Food Preparation | Natural Gas | Steamer | E4 |  | Baseline Forecast | 0 | 0 | 0 | 0 | 0 | 0 | 0 | 0 | 0 | 0 | 0 | 0 | 0 | 0 | 0 | 0 | 0 | 0 | 0 | 0 | 0 | 0 | 0 | 0 | 0 | 0 | 0
Commercial_School (WA)_Existing_Food Preparation_Natural Gas_Steamer_E5_Baseline Forecast | Commercial | School (WA) | Existing | Food Preparation | Natural Gas | Steamer | E5 |  | Baseline Forecast | 0 | 0 | 0 | 0 | 0 | 0 | 0 | 0 | 0 | 0 | 0 | 0 | 0 | 0 | 0 | 0 | 0 | 0 | 0 | 0 | 0 | 0 | 0 | 0 | 0 | 0 | 0
Commercial_School (WA)_Existing_Food Preparation_Natural Gas_Steamer_E6_Baseline Forecast | Commercial | School (WA) | Existing | Food Preparation | Natural Gas | Steamer | E6 |  | Baseline Forecast | 0 | 0 | 0 | 0 | 0 | 0 | 0 | 0 | 0 | 0 | 0 | 0 | 0 | 0 | 0 | 0 | 0 | 0 | 0 | 0 | 0 | 0 | 0 | 0 | 0 | 0 | 0
Commercial_School (WA)_Existing_Food Preparation_Natural Gas_Steamer_E7_Baseline Forecast | Commercial | School (WA) | Existing | Food Preparation | Natural Gas | Steamer | E7 |  | Baseline Forecast | 0 | 0 | 0 | 0 | 0 | 0 | 0 | 0 | 0 | 0 | 0 | 0 | 0 | 0 | 0 | 0 | 0 | 0 | 0 | 0 | 0 | 0 | 0 | 0 | 0 | 0 | 0
Commercial_School (WA)_Existing_Food Preparation_Natural Gas_Steamer_E8_Baseline Forecast | Commercial | School (WA) | Existing | Food Preparation | Natural Gas | Steamer | E8 |  | Baseline Forecast | 0 | 0 | 0 | 0 | 0 | 0 | 0 | 0 | 0 | 0 | 0 | 0 | 0 | 0 | 0 | 0 | 0 | 0 | 0 | 0 | 0 | 0 | 0 | 0 | 0 | 0 | 0
Commercial_School (WA)_Existing_Food Preparation_Natural Gas_Steamer_E9_Baseline Forecast | Commercial | School (WA) | Existing | Food Preparation | Natural Gas | Steamer | E9 |  | Baseline Forecast | 0 | 0 | 0 | 0 | 0 | 0 | 0 | 0 | 0 | 0 | 0 | 0 | 0 | 0 | 0 | 0 | 0 | 0 | 0 | 0 | 0 | 0 | 0 | 0 | 0 | 0 | 0
Commercial_School (WA)_Existing_Food Preparation_Natural Gas_Steamer_E10_Baseline Forecast | Commercial | School (WA) | Existing | Food Preparation | Natural Gas | Steamer | E10 |  | Baseline Forecast | 0 | 0 | 0 | 0 | 0 | 0 | 0 | 0 | 0 | 0 | 0 | 0 | 0 | 0 | 0 | 0 | 0 | 0 | 0 | 0 | 0 | 0 | 0 | 0 | 0 | 0 | 0
Commercial_School (WA)_Existing_Food Preparation_Natural Gas_Food Prep Other_E1_Baseline Forecast | Commercial | School (WA) | Existing | Food Preparation | Natural Gas | Food Prep Other | E1 | Standard | Baseline Forecast | 0 | 2792.1522 | 3563.8015 | 4144.9753 | 4576.9923 | 4892.2984 | 5116.37 | 5269.2101 | 5366.5221 | 5420.6326 | 4731.0828 | 4320.3095 | 4096.2065 | 3993.4342 | 3966.1728 | 4548.8798 | 4633.1074 | 4679.9886 | 4697.8863 | 4572.9565 | 4387.8452 | 4190.8345 | 4007.9707 | 3851.3166 | 3676.49 | 3607.4346 | 3597.478
Commercial_School (WA)_Existing_Food Preparation_Natural Gas_Food Prep Other_E2_Baseline Forecast | Commercial | School (WA) | Existing | Food Preparation | Natural Gas | Food Prep Other | E2 | ENERGY STAR | Baseline Forecast | 0 | 981.0264 | 1252.1465 | 1456.3427 | 1608.1324 | 1718.9156 | 1797.6435 | 1851.3441 | 1885.5348 | 1904.5466 | 1662.2723 | 1517.9466 | 1439.2077 | 1403.0985 | 1393.5202 | 1598.2551 | 1627.8486 | 1644.3203 | 1650.6087 | 1606.7144 | 1541.6754 | 1472.4554 | 1408.2059 | 1353.1653 | 1291.7397 | 1267.477 | 1263.9788
Commercial_School (WA)_Existing_Food Preparation_Natural Gas_Food Prep Other_E3_Baseline Forecast | Commercial | School (WA) | Existing | Food Preparation | Natural Gas | Food Prep Other | E3 |  | Baseline Forecast | 0 | 0 | 0 | 0 | 0 | 0 | 0 | 0 | 0 | 0 | 0 | 0 | 0 | 0 | 0 | 0 | 0 | 0 | 0 | 0 | 0 | 0 | 0 | 0 | 0 | 0 | 0
Commercial_School (WA)_Existing_Food Preparation_Natural Gas_Food Prep Other_E4_Baseline Forecast | Commercial | School (WA) | Existing | Food Preparation | Natural Gas | Food Prep Other | E4 |  | Baseline Forecast | 0 | 0 | 0 | 0 | 0 | 0 | 0 | 0 | 0 | 0 | 0 | 0 | 0 | 0 | 0 | 0 | 0 | 0 | 0 | 0 | 0 | 0 | 0 | 0 | 0 | 0 | 0
Commercial_School (WA)_Existing_Food Preparation_Natural Gas_Food Prep Other_E5_Baseline Forecast | Commercial | School (WA) | Existing | Food Preparation | Natural Gas | Food Prep Other | E5 |  | Baseline Forecast | 0 | 0 | 0 | 0 | 0 | 0 | 0 | 0 | 0 | 0 | 0 | 0 | 0 | 0 | 0 | 0 | 0 | 0 | 0 | 0 | 0 | 0 | 0 | 0 | 0 | 0 | 0
Commercial_School (WA)_Existing_Food Preparation_Natural Gas_Food Prep Other_E6_Baseline Forecast | Commercial | School (WA) | Existing | Food Preparation | Natural Gas | Food Prep Other | E6 |  | Baseline Forecast | 0 | 0 | 0 | 0 | 0 | 0 | 0 | 0 | 0 | 0 | 0 | 0 | 0 | 0 | 0 | 0 | 0 | 0 | 0 | 0 | 0 | 0 | 0 | 0 | 0 | 0 | 0
Commercial_School (WA)_Existing_Food Preparation_Natural Gas_Food Prep Other_E7_Baseline Forecast | Commercial | School (WA) | Existing | Food Preparation | Natural Gas | Food Prep Other | E7 |  | Baseline Forecast | 0 | 0 | 0 | 0 | 0 | 0 | 0 | 0 | 0 | 0 | 0 | 0 | 0 | 0 | 0 | 0 | 0 | 0 | 0 | 0 | 0 | 0 | 0 | 0 | 0 | 0 | 0
Commercial_School (WA)_Existing_Food Preparation_Natural Gas_Food Prep Other_E8_Baseline Forecast | Commercial | School (WA) | Existing | Food Preparation | Natural Gas | Food Prep Other | E8 |  | Baseline Forecast | 0 | 0 | 0 | 0 | 0 | 0 | 0 | 0 | 0 | 0 | 0 | 0 | 0 | 0 | 0 | 0 | 0 | 0 | 0 | 0 | 0 | 0 | 0 | 0 | 0 | 0 | 0
Commercial_School (WA)_Existing_Food Preparation_Natural Gas_Food Prep Other_E9_Baseline Forecast | Commercial | School (WA) | Existing | Food Preparation | Natural Gas | Food Prep Other | E9 |  | Baseline Forecast | 0 | 0 | 0 | 0 | 0 | 0 | 0 | 0 | 0 | 0 | 0 | 0 | 0 | 0 | 0 | 0 | 0 | 0 | 0 | 0 | 0 | 0 | 0 | 0 | 0 | 0 | 0
Commercial_School (WA)_Existing_Food Preparation_Natural Gas_Food Prep Other_E10_Baseline Forecast | Commercial | School (WA) | Existing | Food Preparation | Natural Gas | Food Prep Other | E10 |  | Baseline Forecast | 0 | 0 | 0 | 0 | 0 | 0 | 0 | 0 | 0 | 0 | 0 | 0 | 0 | 0 | 0 | 0 | 0 | 0 | 0 | 0 | 0 | 0 | 0 | 0 | 0 | 0 | 0
Commercial_School (WA)_Existing_Miscellaneous_Natural Gas_Pool Heater_E1_Baseline Forecast | Commercial | School (WA) | Existing | Miscellaneous | Natural Gas | Pool Heater | E1 | Standard (EF .82) | Baseline Forecast | 0 | 2359.3178 | 2239.2071 | 2137.8461 | 2051.3398 | 1976.6266 | 1983.049 | 1966.1772 | 1934.4301 | 1893.7096 | 1848.0928 | 2328.233 | 2170.6365 | 2044.6735 | 1941.1443 | 1853.7332 | 1890.0929 | 1884.8384 | 1854.4143 | 1809.543 | 1757.119 | 1837.1149 | 1761.7413 | 1703.2645 | 1653.5413 | 1608.0266 | 1613.5332
Commercial_School (WA)_Existing_Miscellaneous_Natural Gas_Pool Heater_E2_Baseline Forecast | Commercial | School (WA) | Existing | Miscellaneous | Natural Gas | Pool Heater | E2 | Condensing (EF .90) | Baseline Forecast | 0 | 262.1464 | 248.8008 | 237.5385 | 227.9266 | 219.6252 | 220.3388 | 218.4641 | 214.9367 | 210.4122 | 205.3436 | 258.6926 | 241.1818 | 227.1859 | 215.6827 | 205.9704 | 210.0103 | 209.4265 | 206.046 | 201.0603 | 195.2354 | 204.1239 | 195.749 | 189.2516 | 183.7268 | 178.6696 | 179.2815
Commercial_School (WA)_Existing_Miscellaneous_Natural Gas_Pool Heater_E3_Baseline Forecast | Commercial | School (WA) | Existing | Miscellaneous | Natural Gas | Pool Heater | E3 |  | Baseline Forecast | 0 | 0 | 0 | 0 | 0 | 0 | 0 | 0 | 0 | 0 | 0 | 0 | 0 | 0 | 0 | 0 | 0 | 0 | 0 | 0 | 0 | 0 | 0 | 0 | 0 | 0 | 0
Commercial_School (WA)_Existing_Miscellaneous_Natural Gas_Pool Heater_E4_Baseline Forecast | Commercial | School (WA) | Existing | Miscellaneous | Natural Gas | Pool Heater | E4 |  | Baseline Forecast | 0 | 0 | 0 | 0 | 0 | 0 | 0 | 0 | 0 | 0 | 0 | 0 | 0 | 0 | 0 | 0 | 0 | 0 | 0 | 0 | 0 | 0 | 0 | 0 | 0 | 0 | 0
Commercial_School (WA)_Existing_Miscellaneous_Natural Gas_Pool Heater_E5_Baseline Forecast | Commercial | School (WA) | Existing | Miscellaneous | Natural Gas | Pool Heater | E5 |  | Baseline Forecast | 0 | 0 | 0 | 0 | 0 | 0 | 0 | 0 | 0 | 0 | 0 | 0 | 0 | 0 | 0 | 0 | 0 | 0 | 0 | 0 | 0 | 0 | 0 | 0 | 0 | 0 | 0
Commercial_School (WA)_Existing_Miscellaneous_Natural Gas_Pool Heater_E6_Baseline Forecast | Commercial | School (WA) | Existing | Miscellaneous | Natural Gas | Pool Heater | E6 |  | Baseline Forecast | 0 | 0 | 0 | 0 | 0 | 0 | 0 | 0 | 0 | 0 | 0 | 0 | 0 | 0 | 0 | 0 | 0 | 0 | 0 | 0 | 0 | 0 | 0 | 0 | 0 | 0 | 0
Commercial_School (WA)_Existing_Miscellaneous_Natural Gas_Pool Heater_E7_Baseline Forecast | Commercial | School (WA) | Existing | Miscellaneous | Natural Gas | Pool Heater | E7 |  | Baseline Forecast | 0 | 0 | 0 | 0 | 0 | 0 | 0 | 0 | 0 | 0 | 0 | 0 | 0 | 0 | 0 | 0 | 0 | 0 | 0 | 0 | 0 | 0 | 0 | 0 | 0 | 0 | 0
Commercial_School (WA)_Existing_Miscellaneous_Natural Gas_Pool Heater_E8_Baseline Forecast | Commercial | School (WA) | Existing | Miscellaneous | Natural Gas | Pool Heater | E8 |  | Baseline Forecast | 0 | 0 | 0 | 0 | 0 | 0 | 0 | 0 | 0 | 0 | 0 | 0 | 0 | 0 | 0 | 0 | 0 | 0 | 0 | 0 | 0 | 0 | 0 | 0 | 0 | 0 | 0
Commercial_School (WA)_Existing_Miscellaneous_Natural Gas_Pool Heater_E9_Baseline Forecast | Commercial | School (WA) | Existing | Miscellaneous | Natural Gas | Pool Heater | E9 |  | Baseline Forecast | 0 | 0 | 0 | 0 | 0 | 0 | 0 | 0 | 0 | 0 | 0 | 0 | 0 | 0 | 0 | 0 | 0 | 0 | 0 | 0 | 0 | 0 | 0 | 0 | 0 | 0 | 0
Commercial_School (WA)_Existing_Miscellaneous_Natural Gas_Pool Heater_E10_Baseline Forecast | Commercial | School (WA) | Existing | Miscellaneous | Natural Gas | Pool Heater | E10 |  | Baseline Forecast | 0 | 0 | 0 | 0 | 0 | 0 | 0 | 0 | 0 | 0 | 0 | 0 | 0 | 0 | 0 | 0 | 0 | 0 | 0 | 0 | 0 | 0 | 0 | 0 | 0 | 0 | 0
Commercial_School (WA)_Existing_Miscellaneous_Natural Gas_Miscellaneous_E1_Baseline Forecast | Commercial | School (WA) | Existing | Miscellaneous | Natural Gas | Miscellaneous | E1 | Standard | Baseline Forecast | 0 | 616510.4339 | 720596.6111 | 804522.7203 | 760408.6441 | 737357.1208 | 729305.2096 | 716564.5789 | 702725.895 | 689991.169 | 677551.5463 | 814724.0709 | 806889.43 | 794184.0708 | 771356.8349 | 756000.5383 | 744895.4499 | 731290.9127 | 717443.1692 | 704494.7174 | 691773.8417 | 715424.3407 | 699015.52 | 682270.841 | 668866.182 | 657077.9636 | 645856.7772
Commercial_School (WA)_Existing_Miscellaneous_Natural Gas_Miscellaneous_E2_Baseline Forecast | Commercial | School (WA) | Existing | Miscellaneous | Natural Gas | Miscellaneous | E2 |  | Baseline Forecast | 0 | 0 | 0 | 0 | 0 | 0 | 0 | 0 | 0 | 0 | 0 | 0 | 0 | 0 | 0 | 0 | 0 | 0 | 0 | 0 | 0 | 0 | 0 | 0 | 0 | 0 | 0
Commercial_School (WA)_Existing_Miscellaneous_Natural Gas_Miscellaneous_E3_Baseline Forecast | Commercial | School (WA) | Existing | Miscellaneous | Natural Gas | Miscellaneous | E3 |  | Baseline Forecast | 0 | 0 | 0 | 0 | 0 | 0 | 0 | 0 | 0 | 0 | 0 | 0 | 0 | 0 | 0 | 0 | 0 | 0 | 0 | 0 | 0 | 0 | 0 | 0 | 0 | 0 | 0
Commercial_School (WA)_Existing_Miscellaneous_Natural Gas_Miscellaneous_E4_Baseline Forecast | Commercial | School (WA) | Existing | Miscellaneous | Natural Gas | Miscellaneous | E4 |  | Baseline Forecast | 0 | 0 | 0 | 0 | 0 | 0 | 0 | 0 | 0 | 0 | 0 | 0 | 0 | 0 | 0 | 0 | 0 | 0 | 0 | 0 | 0 | 0 | 0 | 0 | 0 | 0 | 0
Commercial_School (WA)_Existing_Miscellaneous_Natural Gas_Miscellaneous_E5_Baseline Forecast | Commercial | School (WA) | Existing | Miscellaneous | Natural Gas | Miscellaneous | E5 |  | Baseline Forecast | 0 | 0 | 0 | 0 | 0 | 0 | 0 | 0 | 0 | 0 | 0 | 0 | 0 | 0 | 0 | 0 | 0 | 0 | 0 | 0 | 0 | 0 | 0 | 0 | 0 | 0 | 0
Commercial_School (WA)_Existing_Miscellaneous_Natural Gas_Miscellaneous_E6_Baseline Forecast | Commercial | School (WA) | Existing | Miscellaneous | Natural Gas | Miscellaneous | E6 |  | Baseline Forecast | 0 | 0 | 0 | 0 | 0 | 0 | 0 | 0 | 0 | 0 | 0 | 0 | 0 | 0 | 0 | 0 | 0 | 0 | 0 | 0 | 0 | 0 | 0 | 0 | 0 | 0 | 0
Commercial_School (WA)_Existing_Miscellaneous_Natural Gas_Miscellaneous_E7_Baseline Forecast | Commercial | School (WA) | Existing | Miscellaneous | Natural Gas | Miscellaneous | E7 |  | Baseline Forecast | 0 | 0 | 0 | 0 | 0 | 0 | 0 | 0 | 0 | 0 | 0 | 0 | 0 | 0 | 0 | 0 | 0 | 0 | 0 | 0 | 0 | 0 | 0 | 0 | 0 | 0 | 0
Commercial_School (WA)_Existing_Miscellaneous_Natural Gas_Miscellaneous_E8_Baseline Forecast | Commercial | School (WA) | Existing | Miscellaneous | Natural Gas | Miscellaneous | E8 |  | Baseline Forecast | 0 | 0 | 0 | 0 | 0 | 0 | 0 | 0 | 0 | 0 | 0 | 0 | 0 | 0 | 0 | 0 | 0 | 0 | 0 | 0 | 0 | 0 | 0 | 0 | 0 | 0 | 0
Commercial_School (WA)_Existing_Miscellaneous_Natural Gas_Miscellaneous_E9_Baseline Forecast | Commercial | School (WA) | Existing | Miscellaneous | Natural Gas | Miscellaneous | E9 |  | Baseline Forecast | 0 | 0 | 0 | 0 | 0 | 0 | 0 | 0 | 0 | 0 | 0 | 0 | 0 | 0 | 0 | 0 | 0 | 0 | 0 | 0 | 0 | 0 | 0 | 0 | 0 | 0 | 0
Commercial_School (WA)_Existing_Miscellaneous_Natural Gas_Miscellaneous_E10_Baseline Forecast | Commercial | School (WA) | Existing | Miscellaneous | Natural Gas | Miscellaneous | E10 |  | Baseline Forecast | 0 | 0 | 0 | 0 | 0 | 0 | 0 | 0 | 0 | 0 | 0 | 0 | 0 | 0 | 0 | 0 | 0 | 0 | 0 | 0 | 0 | 0 | 0 | 0 | 0 | 0 | 0
Commercial_School (WA)_New_Space Heating_Natural Gas_Furnace_E1_Baseline Forecast | Commercial | School (WA) | New | Space Heating | Natural Gas | Furnace | E1 | AFUE 80% (Standard) | Baseline Forecast | 0 | 44065.8148 | 41178.9468 | 41427.3868 | 41362.9897 | 40525.8292 | 39814.2618 | 38977.3345 | 38338.7543 | 37720.7132 | 37091.6828 | 35845.4815 | 39314.8499 | 42125.179 | 44555.6021 | 46697.4223 | 48704.8502 | 50326.7111 | 51661.3817 | 52751.7243 | 53735.4602 | 54933.431 | 55418.6317 | 70203.6247 | 68941.0836 | 69071.5136 | 66761.2758
Commercial_School (WA)_New_Space Heating_Natural Gas_Furnace_E2_Baseline Forecast | Commercial | School (WA) | New | Space Heating | Natural Gas | Furnace | E2 | AFUE 90% | Baseline Forecast | 0 | 0 | 0 | 0 | 0 | 0 | 0 | 0 | 0 | 0 | 0 | 0 | 0 | 0 | 0 | 0 | 0 | 0 | 0 | 0 | 0 | 0 | 0 | 0 | 0 | 0 | 0
Commercial_School (WA)_New_Space Heating_Natural Gas_Furnace_E3_Baseline Forecast | Commercial | School (WA) | New | Space Heating | Natural Gas | Furnace | E3 | AFUE 96% | Baseline Forecast | 0 | 0 | 0 | 0 | 0 | 0 | 0 | 0 | 0 | 0 | 0 | 0 | 0 | 0 | 0 | 0 | 0 | 0 | 0 | 0 | 0 | 0 | 0 | 0 | 0 | 0 | 0
Commercial_School (WA)_New_Space Heating_Natural Gas_Furnace_E4_Baseline Forecast | Commercial | School (WA) | New | Space Heating | Natural Gas | Furnace | E4 |  | Baseline Forecast | 0 | 0 | 0 | 0 | 0 | 0 | 0 | 0 | 0 | 0 | 0 | 0 | 0 | 0 | 0 | 0 | 0 | 0 | 0 | 0 | 0 | 0 | 0 | 0 | 0 | 0 | 0
Commercial_School (WA)_New_Space Heating_Natural Gas_Furnace_E5_Baseline Forecast | Commercial | School (WA) | New | Space Heating | Natural Gas | Furnace | E5 |  | Baseline Forecast | 0 | 0 | 0 | 0 | 0 | 0 | 0 | 0 | 0 | 0 | 0 | 0 | 0 | 0 | 0 | 0 | 0 | 0 | 0 | 0 | 0 | 0 | 0 | 0 | 0 | 0 | 0
Commercial_School (WA)_New_Space Heating_Natural Gas_Furnace_E6_Baseline Forecast | Commercial | School (WA) | New | Space Heating | Natural Gas | Furnace | E6 |  | Baseline Forecast | 0 | 0 | 0 | 0 | 0 | 0 | 0 | 0 | 0 | 0 | 0 | 0 | 0 | 0 | 0 | 0 | 0 | 0 | 0 | 0 | 0 | 0 | 0 | 0 | 0 | 0 | 0
Commercial_School (WA)_New_Space Heating_Natural Gas_Furnace_E7_Baseline Forecast | Commercial | School (WA) | New | Space Heating | Natural Gas | Furnace | E7 |  | Baseline Forecast | 0 | 0 | 0 | 0 | 0 | 0 | 0 | 0 | 0 | 0 | 0 | 0 | 0 | 0 | 0 | 0 | 0 | 0 | 0 | 0 | 0 | 0 | 0 | 0 | 0 | 0 | 0
Commercial_School (WA)_New_Space Heating_Natural Gas_Furnace_E8_Baseline Forecast | Commercial | School (WA) | New | Space Heating | Natural Gas | Furnace | E8 |  | Baseline Forecast | 0 | 0 | 0 | 0 | 0 | 0 | 0 | 0 | 0 | 0 | 0 | 0 | 0 | 0 | 0 | 0 | 0 | 0 | 0 | 0 | 0 | 0 | 0 | 0 | 0 | 0 | 0
Commercial_School (WA)_New_Space Heating_Natural Gas_Furnace_E9_Baseline Forecast | Commercial | School (WA) | New | Space Heating | Natural Gas | Furnace | E9 |  | Baseline Forecast | 0 | 0 | 0 | 0 | 0 | 0 | 0 | 0 | 0 | 0 | 0 | 0 | 0 | 0 | 0 | 0 | 0 | 0 | 0 | 0 | 0 | 0 | 0 | 0 | 0 | 0 | 0
Commercial_School (WA)_New_Space Heating_Natural Gas_Furnace_E10_Baseline Forecast | Commercial | School (WA) | New | Space Heating | Natural Gas | Furnace | E10 |  | Baseline Forecast | 0 | 0 | 0 | 0 | 0 | 0 | 0 | 0 | 0 | 0 | 0 | 0 | 0 | 0 | 0 | 0 | 0 | 0 | 0 | 0 | 0 | 0 | 0 | 0 | 0 | 0 | 0
Commercial_School (WA)_New_Space Heating_Natural Gas_Boiler_E1_Baseline Forecast | Commercial | School (WA) | New | Space Heating | Natural Gas | Boiler | E1 | AFUE 80% (Standard) | Baseline Forecast | 0 | 107388.3604 | 100353.0651 | 100958.5131 | 100801.5775 | 98761.4179 | 68125.5712 | 66693.5178 | 65600.853 | 64543.3324 | 63467.0082 | 53383.8639 | 52584.6958 | 51737.2504 | 50747.9115 | 49756.4734 | 49058.3395 | 48217.5776 | 47358.4352 | 46480.6807 | 45755.2512 | 45633.1757 | 44791.5991 | 44008.3272 | 43298.7092 | 42740.3396 | 38474.0301
Commercial_School (WA)_New_Space Heating_Natural Gas_Boiler_E2_Baseline Forecast | Commercial | School (WA) | New | Space Heating | Natural Gas | Boiler | E2 | AFUE 85% | Baseline Forecast | 0 | 0 | 0 | 0 | 0 | 0 | 0 | 0 | 0 | 0 | 0 | 0 | 0 | 0 | 0 | 0 | 0 | 0 | 0 | 0 | 0 | 0 | 0 | 0 | 0 | 0 | 0
Commercial_School (WA)_New_Space Heating_Natural Gas_Boiler_E3_Baseline Forecast | Commercial | School (WA) | New | Space Heating | Natural Gas | Boiler | E3 | AFUE 97% | Baseline Forecast | 0 | 0 | 0 | 0 | 0 | 0 | 28901.7575 | 28294.2197 | 27830.6649 | 27382.0198 | 26925.3974 | 33971.5498 | 33462.9882 | 32923.7048 | 32294.1255 | 31663.2103 | 31218.9433 | 30683.913 | 30137.186 | 29578.615 | 29116.978 | 29039.2936 | 28503.7449 | 28005.2991 | 27553.724 | 27198.3979 | 24483.4737
Commercial_School (WA)_New_Space Heating_Natural Gas_Boiler_E4_Baseline Forecast | Commercial | School (WA) | New | Space Heating | Natural Gas | Boiler | E4 | Convert to NG Air Source Heat Pump | Baseline Forecast | 0 | 0 | 0 | 0 | 0 | 0 | 0 | 0 | 0 | 0 | 0 | 0 | 0 | 0 | 0 | 0 | 0 | 0 | 0 | 0 | 0 | 0 | 0 | 0 | 0 | 0 | 0
Commercial_School (WA)_New_Space Heating_Natural Gas_Boiler_E5_Baseline Forecast | Commercial | School (WA) | New | Space Heating | Natural Gas | Boiler | E5 |  | Baseline Forecast | 0 | 0 | 0 | 0 | 0 | 0 | 0 | 0 | 0 | 0 | 0 | 0 | 0 | 0 | 0 | 0 | 0 | 0 | 0 | 0 | 0 | 0 | 0 | 0 | 0 | 0 | 0
Commercial_School (WA)_New_Space Heating_Natural Gas_Boiler_E6_Baseline Forecast | Commercial | School (WA) | New | Space Heating | Natural Gas | Boiler | E6 |  | Baseline Forecast | 0 | 0 | 0 | 0 | 0 | 0 | 0 | 0 | 0 | 0 | 0 | 0 | 0 | 0 | 0 | 0 | 0 | 0 | 0 | 0 | 0 | 0 | 0 | 0 | 0 | 0 | 0
Commercial_School (WA)_New_Space Heating_Natural Gas_Boiler_E7_Baseline Forecast | Commercial | School (WA) | New | Space Heating | Natural Gas | Boiler | E7 |  | Baseline Forecast | 0 | 0 | 0 | 0 | 0 | 0 | 0 | 0 | 0 | 0 | 0 | 0 | 0 | 0 | 0 | 0 | 0 | 0 | 0 | 0 | 0 | 0 | 0 | 0 | 0 | 0 | 0
Commercial_School (WA)_New_Space Heating_Natural Gas_Boiler_E8_Baseline Forecast | Commercial | School (WA) | New | Space Heating | Natural Gas | Boiler | E8 |  | Baseline Forecast | 0 | 0 | 0 | 0 | 0 | 0 | 0 | 0 | 0 | 0 | 0 | 0 | 0 | 0 | 0 | 0 | 0 | 0 | 0 | 0 | 0 | 0 | 0 | 0 | 0 | 0 | 0
Commercial_School (WA)_New_Space Heating_Natural Gas_Boiler_E9_Baseline Forecast | Commercial | School (WA) | New | Space Heating | Natural Gas | Boiler | E9 |  | Baseline Forecast | 0 | 0 | 0 | 0 | 0 | 0 | 0 | 0 | 0 | 0 | 0 | 0 | 0 | 0 | 0 | 0 | 0 | 0 | 0 | 0 | 0 | 0 | 0 | 0 | 0 | 0 | 0
Commercial_School (WA)_New_Space Heating_Natural Gas_Boiler_E10_Baseline Forecast | Commercial | School (WA) | New | Space Heating | Natural Gas | Boiler | E10 |  | Baseline Forecast | 0 | 0 | 0 | 0 | 0 | 0 | 0 | 0 | 0 | 0 | 0 | 0 | 0 | 0 | 0 | 0 | 0 | 0 | 0 | 0 | 0 | 0 | 0 | 0 | 0 | 0 | 0
Commercial_School (WA)_New_Space Heating_Natural Gas_Unit Heater_E1_Baseline Forecast | Commercial | School (WA) | New | Space Heating | Natural Gas | Unit Heater | E1 | Standard | Baseline Forecast | 0 | 7349.9633 | 6868.4478 | 6909.8863 | 6899.1452 | 6759.5109 | 6640.8249 | 6501.2295 | 6394.7175 | 6291.6312 | 6186.712 | 5978.8517 | 5889.347 | 5794.4353 | 5683.632 | 5572.5936 | 5494.4044 | 6068.4198 | 6535.8589 | 6953.7388 | 7340.7763 | 7740.1225 | 8010.5497 | 8241.6636 | 8442.3583 | 8625.1509 | 8360.8233
Commercial_School (WA)_New_Space Heating_Natural Gas_Unit Heater_E2_Baseline Forecast | Commercial | School (WA) | New | Space Heating | Natural Gas | Unit Heater | E2 | Condensing | Baseline Forecast | 0 | 0 | 0 | 0 | 0 | 0 | 0 | 0 | 0 | 0 | 0 | 0 | 0 | 0 | 0 | 0 | 0 | 0 | 0 | 0 | 0 | 0 | 0 | 0 | 0 | 0 | 0
Commercial_School (WA)_New_Space Heating_Natural Gas_Unit Heater_E3_Baseline Forecast | Commercial | School (WA) | New | Space Heating | Natural Gas | Unit Heater | E3 | Infrared Radiant | Baseline Forecast | 0 | 0 | 0 | 0 | 0 | 0 | 0 | 0 | 0 | 0 | 0 | 0 | 0 | 0 | 0 | 0 | 0 | 0 | 0 | 0 | 0 | 0 | 0 | 0 | 0 | 0 | 0
Commercial_School (WA)_New_Space Heating_Natural Gas_Unit Heater_E4_Baseline Forecast | Commercial | School (WA) | New | Space Heating | Natural Gas | Unit Heater | E4 |  | Baseline Forecast | 0 | 0 | 0 | 0 | 0 | 0 | 0 | 0 | 0 | 0 | 0 | 0 | 0 | 0 | 0 | 0 | 0 | 0 | 0 | 0 | 0 | 0 | 0 | 0 | 0 | 0 | 0
Commercial_School (WA)_New_Space Heating_Natural Gas_Unit Heater_E5_Baseline Forecast | Commercial | School (WA) | New | Space Heating | Natural Gas | Unit Heater | E5 |  | Baseline Forecast | 0 | 0 | 0 | 0 | 0 | 0 | 0 | 0 | 0 | 0 | 0 | 0 | 0 | 0 | 0 | 0 | 0 | 0 | 0 | 0 | 0 | 0 | 0 | 0 | 0 | 0 | 0
Commercial_School (WA)_New_Space Heating_Natural Gas_Unit Heater_E6_Baseline Forecast | Commercial | School (WA) | New | Space Heating | Natural Gas | Unit Heater | E6 |  | Baseline Forecast | 0 | 0 | 0 | 0 | 0 | 0 | 0 | 0 | 0 | 0 | 0 | 0 | 0 | 0 | 0 | 0 | 0 | 0 | 0 | 0 | 0 | 0 | 0 | 0 | 0 | 0 | 0
Commercial_School (WA)_New_Space Heating_Natural Gas_Unit Heater_E7_Baseline Forecast | Commercial | School (WA) | New | Space Heating | Natural Gas | Unit Heater | E7 |  | Baseline Forecast | 0 | 0 | 0 | 0 | 0 | 0 | 0 | 0 | 0 | 0 | 0 | 0 | 0 | 0 | 0 | 0 | 0 | 0 | 0 | 0 | 0 | 0 | 0 | 0 | 0 | 0 | 0
Commercial_School (WA)_New_Space Heating_Natural Gas_Unit Heater_E8_Baseline Forecast | Commercial | School (WA) | New | Space Heating | Natural Gas | Unit Heater | E8 |  | Baseline Forecast | 0 | 0 | 0 | 0 | 0 | 0 | 0 | 0 | 0 | 0 | 0 | 0 | 0 | 0 | 0 | 0 | 0 | 0 | 0 | 0 | 0 | 0 | 0 | 0 | 0 | 0 | 0
Commercial_School (WA)_New_Space Heating_Natural Gas_Unit Heater_E9_Baseline Forecast | Commercial | School (WA) | New | Space Heating | Natural Gas | Unit Heater | E9 |  | Baseline Forecast | 0 | 0 | 0 | 0 | 0 | 0 | 0 | 0 | 0 | 0 | 0 | 0 | 0 | 0 | 0 | 0 | 0 | 0 | 0 | 0 | 0 | 0 | 0 | 0 | 0 | 0 | 0
Commercial_School (WA)_New_Space Heating_Natural Gas_Unit Heater_E10_Baseline Forecast | Commercial | School (WA) | New | Space Heating | Natural Gas | Unit Heater | E10 |  | Baseline Forecast | 0 | 0 | 0 | 0 | 0 | 0 | 0 | 0 | 0 | 0 | 0 | 0 | 0 | 0 | 0 | 0 | 0 | 0 | 0 | 0 | 0 | 0 | 0 | 0 | 0 | 0 | 0
Commercial_School (WA)_New_Water Heating_Natural Gas_Water Heater_E1_Baseline Forecast | Commercial | School (WA) | New | Water Heating | Natural Gas | Water Heater | E1 | TE 0.80 | Baseline Forecast | 0 | 67801.9014 | 63360.0197 | 63742.282 | 63643.1975 | 62355.0997 | 61260.246 | 59972.5071 | 58989.9552 | 58039.0058 | 57071.1477 | 55153.6789 | 60491.8255 | 64815.9406 | 68555.5131 | 71851.0265 | 74939.757 | 77435.2345 | 79488.8265 | 81166.483 | 82680.1091 | 84523.3679 | 85269.9223 | 108018.8638 | 106076.2538 | 106276.9401 | 102722.2908
Commercial_School (WA)_New_Water Heating_Natural Gas_Water Heater_E2_Baseline Forecast | Commercial | School (WA) | New | Water Heating | Natural Gas | Water Heater | E2 | TE 0.90 | Baseline Forecast | 0 | 0 | 0 | 0 | 0 | 0 | 0 | 0 | 0 | 0 | 0 | 0 | 0 | 0 | 0 | 0 | 0 | 0 | 0 | 0 | 0 | 0 | 0 | 0 | 0 | 0 | 0
Commercial_School (WA)_New_Water Heating_Natural Gas_Water Heater_E3_Baseline Forecast | Commercial | School (WA) | New | Water Heating | Natural Gas | Water Heater | E3 | TE 0.94 | Baseline Forecast | 0 | 76457.4633 | 71448.5329 | 71879.5946 | 71767.861 | 70315.3252 | 69080.703 | 67628.5719 | 66520.5878 | 65448.2406 | 64356.8261 | 62194.5741 | 68214.1862 | 73090.316 | 77307.2808 | 81023.4979 | 84506.5345 | 87320.5836 | 89636.3363 | 91528.1617 | 93235.0166 | 95313.5851 | 96155.4443 | 121808.506 | 119617.9032 | 119844.209 | 115835.7747
Commercial_School (WA)_New_Water Heating_Natural Gas_Water Heater_E4_Baseline Forecast | Commercial | School (WA) | New | Water Heating | Natural Gas | Water Heater | E4 | Instantaneous TE 0.94 | Baseline Forecast | 0 | 0 | 0 | 0 | 0 | 0 | 0 | 0 | 0 | 0 | 0 | 0 | 0 | 0 | 0 | 0 | 0 | 0 | 0 | 0 | 0 | 0 | 0 | 0 | 0 | 0 | 0
Commercial_School (WA)_New_Water Heating_Natural Gas_Water Heater_E5_Baseline Forecast | Commercial | School (WA) | New | Water Heating | Natural Gas | Water Heater | E5 | Gas-Fired Absorption HPWH | Baseline Forecast | 0 | 0 | 0 | 0 | 0 | 0 | 0 | 0 | 0 | 0 | 0 | 0 | 0 | 0 | 0 | 0 | 0 | 0 | 0 | 0 | 0 | 0 | 0 | 0 | 0 | 0 | 0
Commercial_School (WA)_New_Water Heating_Natural Gas_Water Heater_E6_Baseline Forecast | Commercial | School (WA) | New | Water Heating | Natural Gas | Water Heater | E6 |  | Baseline Forecast | 0 | 0 | 0 | 0 | 0 | 0 | 0 | 0 | 0 | 0 | 0 | 0 | 0 | 0 | 0 | 0 | 0 | 0 | 0 | 0 | 0 | 0 | 0 | 0 | 0 | 0 | 0
Commercial_School (WA)_New_Water Heating_Natural Gas_Water Heater_E7_Baseline Forecast | Commercial | School (WA) | New | Water Heating | Natural Gas | Water Heater | E7 |  | Baseline Forecast | 0 | 0 | 0 | 0 | 0 | 0 | 0 | 0 | 0 | 0 | 0 | 0 | 0 | 0 | 0 | 0 | 0 | 0 | 0 | 0 | 0 | 0 | 0 | 0 | 0 | 0 | 0
Commercial_School (WA)_New_Water Heating_Natural Gas_Water Heater_E8_Baseline Forecast | Commercial | School (WA) | New | Water Heating | Natural Gas | Water Heater | E8 |  | Baseline Forecast | 0 | 0 | 0 | 0 | 0 | 0 | 0 | 0 | 0 | 0 | 0 | 0 | 0 | 0 | 0 | 0 | 0 | 0 | 0 | 0 | 0 | 0 | 0 | 0 | 0 | 0 | 0
Commercial_School (WA)_New_Water Heating_Natural Gas_Water Heater_E9_Baseline Forecast | Commercial | School (WA) | New | Water Heating | Natural Gas | Water Heater | E9 |  | Baseline Forecast | 0 | 0 | 0 | 0 | 0 | 0 | 0 | 0 | 0 | 0 | 0 | 0 | 0 | 0 | 0 | 0 | 0 | 0 | 0 | 0 | 0 | 0 | 0 | 0 | 0 | 0 | 0
Commercial_School (WA)_New_Water Heating_Natural Gas_Water Heater_E10_Baseline Forecast | Commercial | School (WA) | New | Water Heating | Natural Gas | Water Heater | E10 |  | Baseline Forecast | 0 | 0 | 0 | 0 | 0 | 0 | 0 | 0 | 0 | 0 | 0 | 0 | 0 | 0 | 0 | 0 | 0 | 0 | 0 | 0 | 0 | 0 | 0 | 0 | 0 | 0 | 0
Commercial_School (WA)_New_Food Preparation_Natural Gas_Oven_E1_Baseline Forecast | Commercial | School (WA) | New | Food Preparation | Natural Gas | Oven | E1 | Standard | Baseline Forecast | 0 | 5904.1189 | 5517.3244 | 5550.6114 | 5541.9833 | 5429.8171 | 5334.4783 | 5222.3434 | 5136.7838 | 5053.9761 | 6150.5198 | 6850.8488 | 7479.4484 | 7961.8796 | 8297.3776 | 10076.4473 | 9836.6992 | 9712.5173 | 9568.8409 | 9628.9334 | 9819.3949 | 10134.3095 | 10422.767 | 10711.4567 | 11599.9151 | 12159.7058 | 12220.2638
Commercial_School (WA)_New_Food Preparation_Natural Gas_Oven_E2_Baseline Forecast | Commercial | School (WA) | New | Food Preparation | Natural Gas | Oven | E2 | ENERGY STAR (>42% Baking Efficiency) | Baseline Forecast | 0 | 8496.1711 | 7939.5644 | 7987.4653 | 7975.0491 | 7813.6392 | 7676.4444 | 7515.0795 | 7391.9572 | 7272.7949 | 8850.748 | 9858.5384 | 10763.1087 | 11457.339 | 11940.1287 | 14500.2535 | 14155.2501 | 13976.5493 | 13769.7954 | 13856.27 | 14130.3488 | 14583.5186 | 14998.6159 | 15414.0475 | 16692.5608 | 17498.1133 | 17585.2577
Commercial_School (WA)_New_Food Preparation_Natural Gas_Oven_E3_Baseline Forecast | Commercial | School (WA) | New | Food Preparation | Natural Gas | Oven | E3 |  | Baseline Forecast | 0 | 0 | 0 | 0 | 0 | 0 | 0 | 0 | 0 | 0 | 0 | 0 | 0 | 0 | 0 | 0 | 0 | 0 | 0 | 0 | 0 | 0 | 0 | 0 | 0 | 0 | 0
Commercial_School (WA)_New_Food Preparation_Natural Gas_Oven_E4_Baseline Forecast | Commercial | School (WA) | New | Food Preparation | Natural Gas | Oven | E4 |  | Baseline Forecast | 0 | 0 | 0 | 0 | 0 | 0 | 0 | 0 | 0 | 0 | 0 | 0 | 0 | 0 | 0 | 0 | 0 | 0 | 0 | 0 | 0 | 0 | 0 | 0 | 0 | 0 | 0
Commercial_School (WA)_New_Food Preparation_Natural Gas_Oven_E5_Baseline Forecast | Commercial | School (WA) | New | Food Preparation | Natural Gas | Oven | E5 |  | Baseline Forecast | 0 | 0 | 0 | 0 | 0 | 0 | 0 | 0 | 0 | 0 | 0 | 0 | 0 | 0 | 0 | 0 | 0 | 0 | 0 | 0 | 0 | 0 | 0 | 0 | 0 | 0 | 0
Commercial_School (WA)_New_Food Preparation_Natural Gas_Oven_E6_Baseline Forecast | Commercial | School (WA) | New | Food Preparation | Natural Gas | Oven | E6 |  | Baseline Forecast | 0 | 0 | 0 | 0 | 0 | 0 | 0 | 0 | 0 | 0 | 0 | 0 | 0 | 0 | 0 | 0 | 0 | 0 | 0 | 0 | 0 | 0 | 0 | 0 | 0 | 0 | 0
Commercial_School (WA)_New_Food Preparation_Natural Gas_Oven_E7_Baseline Forecast | Commercial | School (WA) | New | Food Preparation | Natural Gas | Oven | E7 |  | Baseline Forecast | 0 | 0 | 0 | 0 | 0 | 0 | 0 | 0 | 0 | 0 | 0 | 0 | 0 | 0 | 0 | 0 | 0 | 0 | 0 | 0 | 0 | 0 | 0 | 0 | 0 | 0 | 0
Commercial_School (WA)_New_Food Preparation_Natural Gas_Oven_E8_Baseline Forecast | Commercial | School (WA) | New | Food Preparation | Natural Gas | Oven | E8 |  | Baseline Forecast | 0 | 0 | 0 | 0 | 0 | 0 | 0 | 0 | 0 | 0 | 0 | 0 | 0 | 0 | 0 | 0 | 0 | 0 | 0 | 0 | 0 | 0 | 0 | 0 | 0 | 0 | 0
Commercial_School (WA)_New_Food Preparation_Natural Gas_Oven_E9_Baseline Forecast | Commercial | School (WA) | New | Food Preparation | Natural Gas | Oven | E9 |  | Baseline Forecast | 0 | 0 | 0 | 0 | 0 | 0 | 0 | 0 | 0 | 0 | 0 | 0 | 0 | 0 | 0 | 0 | 0 | 0 | 0 | 0 | 0 | 0 | 0 | 0 | 0 | 0 | 0
Commercial_School (WA)_New_Food Preparation_Natural Gas_Oven_E10_Baseline Forecast | Commercial | School (WA) | New | Food Preparation | Natural Gas | Oven | E10 |  | Baseline Forecast | 0 | 0 | 0 | 0 | 0 | 0 | 0 | 0 | 0 | 0 | 0 | 0 | 0 | 0 | 0 | 0 | 0 | 0 | 0 | 0 | 0 | 0 | 0 | 0 | 0 | 0 | 0
Commercial_School (WA)_New_Food Preparation_Natural Gas_Conveyor Oven_E1_Baseline Forecast | Commercial | School (WA) | New | Food Preparation | Natural Gas | Conveyor Oven | E1 | Standard | Baseline Forecast | 0 | 2952.0594 | 2758.6622 | 2775.3057 | 2770.9916 | 2714.9085 | 2667.2392 | 2611.1717 | 2568.3919 | 2526.988 | 2484.848 | 2401.3624 | 2365.4135 | 2327.2929 | 2282.7896 | 2238.1918 | 2206.7877 | 2759.3796 | 3154.383 | 3465.1477 | 3711.852 | 3918.613 | 4814.8891 | 4691.1853 | 4634.9936 | 4576.685 | 4336.2218
Commercial_School (WA)_New_Food Preparation_Natural Gas_Conveyor Oven_E2_Baseline Forecast | Commercial | School (WA) | New | Food Preparation | Natural Gas | Conveyor Oven | E2 | ENERGY STAR (>42% Baking Efficiency) | Baseline Forecast | 0 | 4248.0855 | 3969.7822 | 3993.7326 | 3987.5245 | 3906.8196 | 3838.2222 | 3757.5397 | 3695.9786 | 3636.3974 | 3575.7569 | 3455.6191 | 3403.8877 | 3349.0313 | 3284.9899 | 3220.8126 | 3175.6213 | 3970.8146 | 4539.234 | 4986.4321 | 5341.4455 | 5638.9797 | 6928.7428 | 6750.73 | 6669.8688 | 6585.9613 | 6239.9289
Commercial_School (WA)_New_Food Preparation_Natural Gas_Conveyor Oven_E3_Baseline Forecast | Commercial | School (WA) | New | Food Preparation | Natural Gas | Conveyor Oven | E3 |  | Baseline Forecast | 0 | 0 | 0 | 0 | 0 | 0 | 0 | 0 | 0 | 0 | 0 | 0 | 0 | 0 | 0 | 0 | 0 | 0 | 0 | 0 | 0 | 0 | 0 | 0 | 0 | 0 | 0
Commercial_School (WA)_New_Food Preparation_Natural Gas_Conveyor Oven_E4_Baseline Forecast | Commercial | School (WA) | New | Food Preparation | Natural Gas | Conveyor Oven | E4 |  | Baseline Forecast | 0 | 0 | 0 | 0 | 0 | 0 | 0 | 0 | 0 | 0 | 0 | 0 | 0 | 0 | 0 | 0 | 0 | 0 | 0 | 0 | 0 | 0 | 0 | 0 | 0 | 0 | 0
Commercial_School (WA)_New_Food Preparation_Natural Gas_Conveyor Oven_E5_Baseline Forecast | Commercial | School (WA) | New | Food Preparation | Natural Gas | Conveyor Oven | E5 |  | Baseline Forecast | 0 | 0 | 0 | 0 | 0 | 0 | 0 | 0 | 0 | 0 | 0 | 0 | 0 | 0 | 0 | 0 | 0 | 0 | 0 | 0 | 0 | 0 | 0 | 0 | 0 | 0 | 0
Commercial_School (WA)_New_Food Preparation_Natural Gas_Conveyor Oven_E6_Baseline Forecast | Commercial | School (WA) | New | Food Preparation | Natural Gas | Conveyor Oven | E6 |  | Baseline Forecast | 0 | 0 | 0 | 0 | 0 | 0 | 0 | 0 | 0 | 0 | 0 | 0 | 0 | 0 | 0 | 0 | 0 | 0 | 0 | 0 | 0 | 0 | 0 | 0 | 0 | 0 | 0
Commercial_School (WA)_New_Food Preparation_Natural Gas_Conveyor Oven_E7_Baseline Forecast | Commercial | School (WA) | New | Food Preparation | Natural Gas | Conveyor Oven | E7 |  | Baseline Forecast | 0 | 0 | 0 | 0 | 0 | 0 | 0 | 0 | 0 | 0 | 0 | 0 | 0 | 0 | 0 | 0 | 0 | 0 | 0 | 0 | 0 | 0 | 0 | 0 | 0 | 0 | 0
Commercial_School (WA)_New_Food Preparation_Natural Gas_Conveyor Oven_E8_Baseline Forecast | Commercial | School (WA) | New | Food Preparation | Natural Gas | Conveyor Oven | E8 |  | Baseline Forecast | 0 | 0 | 0 | 0 | 0 | 0 | 0 | 0 | 0 | 0 | 0 | 0 | 0 | 0 | 0 | 0 | 0 | 0 | 0 | 0 | 0 | 0 | 0 | 0 | 0 | 0 | 0
Commercial_School (WA)_New_Food Preparation_Natural Gas_Conveyor Oven_E9_Baseline Forecast | Commercial | School (WA) | New | Food Preparation | Natural Gas | Conveyor Oven | E9 |  | Baseline Forecast | 0 | 0 | 0 | 0 | 0 | 0 | 0 | 0 | 0 | 0 | 0 | 0 | 0 | 0 | 0 | 0 | 0 | 0 | 0 | 0 | 0 | 0 | 0 | 0 | 0 | 0 | 0
Commercial_School (WA)_New_Food Preparation_Natural Gas_Conveyor Oven_E10_Baseline Forecast | Commercial | School (WA) | New | Food Preparation | Natural Gas | Conveyor Oven | E10 |  | Baseline Forecast | 0 | 0 | 0 | 0 | 0 | 0 | 0 | 0 | 0 | 0 | 0 | 0 | 0 | 0 | 0 | 0 | 0 | 0 | 0 | 0 | 0 | 0 | 0 | 0 | 0 | 0 | 0
Commercial_School (WA)_New_Food Preparation_Natural Gas_Double Rack Oven_E1_Baseline Forecast | Commercial | School (WA) | New | Food Preparation | Natural Gas | Double Rack Oven | E1 | Standard | Baseline Forecast | 0 | 2952.0594 | 2758.6622 | 2775.3057 | 2770.9916 | 2714.9085 | 2667.2392 | 2611.1717 | 2568.3919 | 2526.988 | 2812.8546 | 2999.4419 | 3205.407 | 3381.8418 | 3521.8228 | 3635.9146 | 3739.3381 | 3816.6117 | 3875.6698 | 4863.873 | 4796.8413 | 4848.3387 | 4874.2888 | 4895.3834 | 4928.8003 | 4970.6664 | 4850.9737
Commercial_School (WA)_New_Food Preparation_Natural Gas_Double Rack Oven_E2_Baseline Forecast | Commercial | School (WA) | New | Food Preparation | Natural Gas | Double Rack Oven | E2 | FTSC Qualified (>50% Cooking Efficiency) | Baseline Forecast | 0 | 4248.0855 | 3969.7822 | 3993.7326 | 3987.5245 | 3906.8196 | 3838.2222 | 3757.5397 | 3695.9786 | 3636.3974 | 4047.7664 | 4316.27 | 4612.6588 | 4866.5528 | 5067.9889 | 5232.1697 | 5380.9988 | 5492.1973 | 5577.1834 | 6999.2318 | 6902.7716 | 6976.8777 | 7014.2205 | 7044.5761 | 7092.6638 | 7152.9101 | 6980.6695
Commercial_School (WA)_New_Food Preparation_Natural Gas_Double Rack Oven_E3_Baseline Forecast | Commercial | School (WA) | New | Food Preparation | Natural Gas | Double Rack Oven | E3 |  | Baseline Forecast | 0 | 0 | 0 | 0 | 0 | 0 | 0 | 0 | 0 | 0 | 0 | 0 | 0 | 0 | 0 | 0 | 0 | 0 | 0 | 0 | 0 | 0 | 0 | 0 | 0 | 0 | 0
Commercial_School (WA)_New_Food Preparation_Natural Gas_Double Rack Oven_E4_Baseline Forecast | Commercial | School (WA) | New | Food Preparation | Natural Gas | Double Rack Oven | E4 |  | Baseline Forecast | 0 | 0 | 0 | 0 | 0 | 0 | 0 | 0 | 0 | 0 | 0 | 0 | 0 | 0 | 0 | 0 | 0 | 0 | 0 | 0 | 0 | 0 | 0 | 0 | 0 | 0 | 0
Commercial_School (WA)_New_Food Preparation_Natural Gas_Double Rack Oven_E5_Baseline Forecast | Commercial | School (WA) | New | Food Preparation | Natural Gas | Double Rack Oven | E5 |  | Baseline Forecast | 0 | 0 | 0 | 0 | 0 | 0 | 0 | 0 | 0 | 0 | 0 | 0 | 0 | 0 | 0 | 0 | 0 | 0 | 0 | 0 | 0 | 0 | 0 | 0 | 0 | 0 | 0
Commercial_School (WA)_New_Food Preparation_Natural Gas_Double Rack Oven_E6_Baseline Forecast | Commercial | School (WA) | New | Food Preparation | Natural Gas | Double Rack Oven | E6 |  | Baseline Forecast | 0 | 0 | 0 | 0 | 0 | 0 | 0 | 0 | 0 | 0 | 0 | 0 | 0 | 0 | 0 | 0 | 0 | 0 | 0 | 0 | 0 | 0 | 0 | 0 | 0 | 0 | 0
Commercial_School (WA)_New_Food Preparation_Natural Gas_Double Rack Oven_E7_Baseline Forecast | Commercial | School (WA) | New | Food Preparation | Natural Gas | Double Rack Oven | E7 |  | Baseline Forecast | 0 | 0 | 0 | 0 | 0 | 0 | 0 | 0 | 0 | 0 | 0 | 0 | 0 | 0 | 0 | 0 | 0 | 0 | 0 | 0 | 0 | 0 | 0 | 0 | 0 | 0 | 0
Commercial_School (WA)_New_Food Preparation_Natural Gas_Double Rack Oven_E8_Baseline Forecast | Commercial | School (WA) | New | Food Preparation | Natural Gas | Double Rack Oven | E8 |  | Baseline Forecast | 0 | 0 | 0 | 0 | 0 | 0 | 0 | 0 | 0 | 0 | 0 | 0 | 0 | 0 | 0 | 0 | 0 | 0 | 0 | 0 | 0 | 0 | 0 | 0 | 0 | 0 | 0
Commercial_School (WA)_New_Food Preparation_Natural Gas_Double Rack Oven_E9_Baseline Forecast | Commercial | School (WA) | New | Food Preparation | Natural Gas | Double Rack Oven | E9 |  | Baseline Forecast | 0 | 0 | 0 | 0 | 0 | 0 | 0 | 0 | 0 | 0 | 0 | 0 | 0 | 0 | 0 | 0 | 0 | 0 | 0 | 0 | 0 | 0 | 0 | 0 | 0 | 0 | 0
Commercial_School (WA)_New_Food Preparation_Natural Gas_Double Rack Oven_E10_Baseline Forecast | Commercial | School (WA) | New | Food Preparation | Natural Gas | Double Rack Oven | E10 |  | Baseline Forecast | 0 | 0 | 0 | 0 | 0 | 0 | 0 | 0 | 0 | 0 | 0 | 0 | 0 | 0 | 0 | 0 | 0 | 0 | 0 | 0 | 0 | 0 | 0 | 0 | 0 | 0 | 0
Commercial_School (WA)_New_Food Preparation_Natural Gas_Fryer_E1_Baseline Forecast | Commercial | School (WA) | New | Food Preparation | Natural Gas | Fryer | E1 | Standard | Baseline Forecast | 0 | 13790.3953 | 12886.9501 | 12964.6993 | 12944.5463 | 12682.5569 | 12459.8719 | 12197.9556 | 11998.1119 | 11804.696 | 11607.8409 | 11217.8422 | 12303.581 | 13183.0734 | 13943.6742 | 14613.9568 | 15242.1813 | 15749.7426 | 16167.4277 | 16508.6504 | 16816.5105 | 17191.4154 | 17343.259 | 21970.2221 | 21575.1098 | 21615.9279 | 20892.9391
Commercial_School (WA)_New_Food Preparation_Natural Gas_Fryer_E2_Baseline Forecast | Commercial | School (WA) | New | Food Preparation | Natural Gas | Fryer | E2 | ENERGY STAR | Baseline Forecast | 0 | 4845.274 | 4527.8473 | 4555.1646 | 4548.0838 | 4456.0335 | 4377.7928 | 4285.7682 | 4215.5528 | 4147.5959 | 4078.4306 | 3941.404 | 4322.8798 | 4631.8906 | 4899.1288 | 5134.6335 | 5355.361 | 5533.6933 | 5680.4476 | 5800.3366 | 5908.5037 | 6040.227 | 6093.5775 | 7719.2672 | 7580.444 | 7594.7855 | 7340.7624
Commercial_School (WA)_New_Food Preparation_Natural Gas_Fryer_E3_Baseline Forecast | Commercial | School (WA) | New | Food Preparation | Natural Gas | Fryer | E3 |  | Baseline Forecast | 0 | 0 | 0 | 0 | 0 | 0 | 0 | 0 | 0 | 0 | 0 | 0 | 0 | 0 | 0 | 0 | 0 | 0 | 0 | 0 | 0 | 0 | 0 | 0 | 0 | 0 | 0
Commercial_School (WA)_New_Food Preparation_Natural Gas_Fryer_E4_Baseline Forecast | Commercial | School (WA) | New | Food Preparation | Natural Gas | Fryer | E4 |  | Baseline Forecast | 0 | 0 | 0 | 0 | 0 | 0 | 0 | 0 | 0 | 0 | 0 | 0 | 0 | 0 | 0 | 0 | 0 | 0 | 0 | 0 | 0 | 0 | 0 | 0 | 0 | 0 | 0
Commercial_School (WA)_New_Food Preparation_Natural Gas_Fryer_E5_Baseline Forecast | Commercial | School (WA) | New | Food Preparation | Natural Gas | Fryer | E5 |  | Baseline Forecast | 0 | 0 | 0 | 0 | 0 | 0 | 0 | 0 | 0 | 0 | 0 | 0 | 0 | 0 | 0 | 0 | 0 | 0 | 0 | 0 | 0 | 0 | 0 | 0 | 0 | 0 | 0
Commercial_School (WA)_New_Food Preparation_Natural Gas_Fryer_E6_Baseline Forecast | Commercial | School (WA) | New | Food Preparation | Natural Gas | Fryer | E6 |  | Baseline Forecast | 0 | 0 | 0 | 0 | 0 | 0 | 0 | 0 | 0 | 0 | 0 | 0 | 0 | 0 | 0 | 0 | 0 | 0 | 0 | 0 | 0 | 0 | 0 | 0 | 0 | 0 | 0
Commercial_School (WA)_New_Food Preparation_Natural Gas_Fryer_E7_Baseline Forecast | Commercial | School (WA) | New | Food Preparation | Natural Gas | Fryer | E7 |  | Baseline Forecast | 0 | 0 | 0 | 0 | 0 | 0 | 0 | 0 | 0 | 0 | 0 | 0 | 0 | 0 | 0 | 0 | 0 | 0 | 0 | 0 | 0 | 0 | 0 | 0 | 0 | 0 | 0
Commercial_School (WA)_New_Food Preparation_Natural Gas_Fryer_E8_Baseline Forecast | Commercial | School (WA) | New | Food Preparation | Natural Gas | Fryer | E8 |  | Baseline Forecast | 0 | 0 | 0 | 0 | 0 | 0 | 0 | 0 | 0 | 0 | 0 | 0 | 0 | 0 | 0 | 0 | 0 | 0 | 0 | 0 | 0 | 0 | 0 | 0 | 0 | 0 | 0
Commercial_School (WA)_New_Food Preparation_Natural Gas_Fryer_E9_Baseline Forecast | Commercial | School (WA) | New | Food Preparation | Natural Gas | Fryer | E9 |  | Baseline Forecast | 0 | 0 | 0 | 0 | 0 | 0 | 0 | 0 | 0 | 0 | 0 | 0 | 0 | 0 | 0 | 0 | 0 | 0 | 0 | 0 | 0 | 0 | 0 | 0 | 0 | 0 | 0
Commercial_School (WA)_New_Food Preparation_Natural Gas_Fryer_E10_Baseline Forecast | Commercial | School (WA) | New | Food Preparation | Natural Gas | Fryer | E10 |  | Baseline Forecast | 0 | 0 | 0 | 0 | 0 | 0 | 0 | 0 | 0 | 0 | 0 | 0 | 0 | 0 | 0 | 0 | 0 | 0 | 0 | 0 | 0 | 0 | 0 | 0 | 0 | 0 | 0
Commercial_School (WA)_New_Food Preparation_Natural Gas_Broiler_E1_Baseline Forecast | Commercial | School (WA) | New | Food Preparation | Natural Gas | Broiler | E1 | Standard | Baseline Forecast | 0 | 21312.4291 | 19916.1955 | 20036.3535 | 20005.2079 | 19600.3152 | 19256.1657 | 18851.3859 | 18542.5366 | 18243.621 | 20307.4382 | 21654.5072 | 23141.4748 | 24415.2478 | 25425.8427 | 26249.5296 | 26996.1972 | 27554.0746 | 27980.4457 | 35114.7902 | 34630.8543 | 35002.6405 | 35189.9877 | 35342.2803 | 35583.5338 | 35885.7865 | 35021.664
Commercial_School (WA)_New_Food Preparation_Natural Gas_Broiler_E2_Baseline Forecast | Commercial | School (WA) | New | Food Preparation | Natural Gas | Broiler | E2 | Infrared Burners | Baseline Forecast | 0 | 7488.1508 | 6997.5822 | 7039.7999 | 7028.8568 | 6886.5972 | 6765.6798 | 6623.4599 | 6514.9453 | 6409.9209 | 7135.0459 | 7608.3404 | 8130.7884 | 8578.3303 | 8933.4042 | 9222.8077 | 9485.1504 | 9681.1613 | 9830.9674 | 12337.629 | 12167.5975 | 12298.225 | 12364.0497 | 12417.5579 | 12502.3227 | 12608.5196 | 12304.909
Commercial_School (WA)_New_Food Preparation_Natural Gas_Broiler_E3_Baseline Forecast | Commercial | School (WA) | New | Food Preparation | Natural Gas | Broiler | E3 |  | Baseline Forecast | 0 | 0 | 0 | 0 | 0 | 0 | 0 | 0 | 0 | 0 | 0 | 0 | 0 | 0 | 0 | 0 | 0 | 0 | 0 | 0 | 0 | 0 | 0 | 0 | 0 | 0 | 0
Commercial_School (WA)_New_Food Preparation_Natural Gas_Broiler_E4_Baseline Forecast | Commercial | School (WA) | New | Food Preparation | Natural Gas | Broiler | E4 |  | Baseline Forecast | 0 | 0 | 0 | 0 | 0 | 0 | 0 | 0 | 0 | 0 | 0 | 0 | 0 | 0 | 0 | 0 | 0 | 0 | 0 | 0 | 0 | 0 | 0 | 0 | 0 | 0 | 0
Commercial_School (WA)_New_Food Preparation_Natural Gas_Broiler_E5_Baseline Forecast | Commercial | School (WA) | New | Food Preparation | Natural Gas | Broiler | E5 |  | Baseline Forecast | 0 | 0 | 0 | 0 | 0 | 0 | 0 | 0 | 0 | 0 | 0 | 0 | 0 | 0 | 0 | 0 | 0 | 0 | 0 | 0 | 0 | 0 | 0 | 0 | 0 | 0 | 0
Commercial_School (WA)_New_Food Preparation_Natural Gas_Broiler_E6_Baseline Forecast | Commercial | School (WA) | New | Food Preparation | Natural Gas | Broiler | E6 |  | Baseline Forecast | 0 | 0 | 0 | 0 | 0 | 0 | 0 | 0 | 0 | 0 | 0 | 0 | 0 | 0 | 0 | 0 | 0 | 0 | 0 | 0 | 0 | 0 | 0 | 0 | 0 | 0 | 0
Commercial_School (WA)_New_Food Preparation_Natural Gas_Broiler_E7_Baseline Forecast | Commercial | School (WA) | New | Food Preparation | Natural Gas | Broiler | E7 |  | Baseline Forecast | 0 | 0 | 0 | 0 | 0 | 0 | 0 | 0 | 0 | 0 | 0 | 0 | 0 | 0 | 0 | 0 | 0 | 0 | 0 | 0 | 0 | 0 | 0 | 0 | 0 | 0 | 0
Commercial_School (WA)_New_Food Preparation_Natural Gas_Broiler_E8_Baseline Forecast | Commercial | School (WA) | New | Food Preparation | Natural Gas | Broiler | E8 |  | Baseline Forecast | 0 | 0 | 0 | 0 | 0 | 0 | 0 | 0 | 0 | 0 | 0 | 0 | 0 | 0 | 0 | 0 | 0 | 0 | 0 | 0 | 0 | 0 | 0 | 0 | 0 | 0 | 0
Commercial_School (WA)_New_Food Preparation_Natural Gas_Broiler_E9_Baseline Forecast | Commercial | School (WA) | New | Food Preparation | Natural Gas | Broiler | E9 |  | Baseline Forecast | 0 | 0 | 0 | 0 | 0 | 0 | 0 | 0 | 0 | 0 | 0 | 0 | 0 | 0 | 0 | 0 | 0 | 0 | 0 | 0 | 0 | 0 | 0 | 0 | 0 | 0 | 0
Commercial_School (WA)_New_Food Preparation_Natural Gas_Broiler_E10_Baseline Forecast | Commercial | School (WA) | New | Food Preparation | Natural Gas | Broiler | E10 |  | Baseline Forecast | 0 | 0 | 0 | 0 | 0 | 0 | 0 | 0 | 0 | 0 | 0 | 0 | 0 | 0 | 0 | 0 | 0 | 0 | 0 | 0 | 0 | 0 | 0 | 0 | 0 | 0 | 0
Commercial_School (WA)_New_Food Preparation_Natural Gas_Griddle_E1_Baseline Forecast | Commercial | School (WA) | New | Food Preparation | Natural Gas | Griddle | E1 | Standard | Baseline Forecast | 0 | 28868.3459 | 26977.1043 | 27139.862 | 27097.6743 | 26549.2346 | 26083.0734 | 25534.7866 | 25116.4406 | 24711.5503 | 27507.0546 | 29331.7013 | 31345.845 | 33071.2101 | 34440.0922 | 35555.8016 | 36567.186 | 37322.8483 | 37900.3812 | 47564.0719 | 46908.5658 | 47412.1617 | 47665.9292 | 47872.2143 | 48198.9997 | 48608.4103 | 47437.9296
Commercial_School (WA)_New_Food Preparation_Natural Gas_Griddle_E2_Baseline Forecast | Commercial | School (WA) | New | Food Preparation | Natural Gas | Griddle | E2 | ENERGY STAR | Baseline Forecast | 0 | 11791.2962 | 11018.8172 | 11085.2957 | 11068.0641 | 10844.0536 | 10653.6497 | 10429.7016 | 10258.8279 | 10093.4501 | 11235.2758 | 11980.5541 | 12803.2325 | 13507.9591 | 14067.0799 | 14522.7922 | 14935.8929 | 15244.5437 | 15480.4374 | 19427.5787 | 19159.8367 | 19365.5308 | 19469.1824 | 19553.4396 | 19686.9154 | 19854.1394 | 19376.0558
Commercial_School (WA)_New_Food Preparation_Natural Gas_Griddle_E3_Baseline Forecast | Commercial | School (WA) | New | Food Preparation | Natural Gas | Griddle | E3 |  | Baseline Forecast | 0 | 0 | 0 | 0 | 0 | 0 | 0 | 0 | 0 | 0 | 0 | 0 | 0 | 0 | 0 | 0 | 0 | 0 | 0 | 0 | 0 | 0 | 0 | 0 | 0 | 0 | 0
Commercial_School (WA)_New_Food Preparation_Natural Gas_Griddle_E4_Baseline Forecast | Commercial | School (WA) | New | Food Preparation | Natural Gas | Griddle | E4 |  | Baseline Forecast | 0 | 0 | 0 | 0 | 0 | 0 | 0 | 0 | 0 | 0 | 0 | 0 | 0 | 0 | 0 | 0 | 0 | 0 | 0 | 0 | 0 | 0 | 0 | 0 | 0 | 0 | 0
Commercial_School (WA)_New_Food Preparation_Natural Gas_Griddle_E5_Baseline Forecast | Commercial | School (WA) | New | Food Preparation | Natural Gas | Griddle | E5 |  | Baseline Forecast | 0 | 0 | 0 | 0 | 0 | 0 | 0 | 0 | 0 | 0 | 0 | 0 | 0 | 0 | 0 | 0 | 0 | 0 | 0 | 0 | 0 | 0 | 0 | 0 | 0 | 0 | 0
Commercial_School (WA)_New_Food Preparation_Natural Gas_Griddle_E6_Baseline Forecast | Commercial | School (WA) | New | Food Preparation | Natural Gas | Griddle | E6 |  | Baseline Forecast | 0 | 0 | 0 | 0 | 0 | 0 | 0 | 0 | 0 | 0 | 0 | 0 | 0 | 0 | 0 | 0 | 0 | 0 | 0 | 0 | 0 | 0 | 0 | 0 | 0 | 0 | 0
Commercial_School (WA)_New_Food Preparation_Natural Gas_Griddle_E7_Baseline Forecast | Commercial | School (WA) | New | Food Preparation | Natural Gas | Griddle | E7 |  | Baseline Forecast | 0 | 0 | 0 | 0 | 0 | 0 | 0 | 0 | 0 | 0 | 0 | 0 | 0 | 0 | 0 | 0 | 0 | 0 | 0 | 0 | 0 | 0 | 0 | 0 | 0 | 0 | 0
Commercial_School (WA)_New_Food Preparation_Natural Gas_Griddle_E8_Baseline Forecast | Commercial | School (WA) | New | Food Preparation | Natural Gas | Griddle | E8 |  | Baseline Forecast | 0 | 0 | 0 | 0 | 0 | 0 | 0 | 0 | 0 | 0 | 0 | 0 | 0 | 0 | 0 | 0 | 0 | 0 | 0 | 0 | 0 | 0 | 0 | 0 | 0 | 0 | 0
Commercial_School (WA)_New_Food Preparation_Natural Gas_Griddle_E9_Baseline Forecast | Commercial | School (WA) | New | Food Preparation | Natural Gas | Griddle | E9 |  | Baseline Forecast | 0 | 0 | 0 | 0 | 0 | 0 | 0 | 0 | 0 | 0 | 0 | 0 | 0 | 0 | 0 | 0 | 0 | 0 | 0 | 0 | 0 | 0 | 0 | 0 | 0 | 0 | 0
Commercial_School (WA)_New_Food Preparation_Natural Gas_Griddle_E10_Baseline Forecast | Commercial | School (WA) | New | Food Preparation | Natural Gas | Griddle | E10 |  | Baseline Forecast | 0 | 0 | 0 | 0 | 0 | 0 | 0 | 0 | 0 | 0 | 0 | 0 | 0 | 0 | 0 | 0 | 0 | 0 | 0 | 0 | 0 | 0 | 0 | 0 | 0 | 0 | 0
Commercial_School (WA)_New_Food Preparation_Natural Gas_Range_E1_Baseline Forecast | Commercial | School (WA) | New | Food Preparation | Natural Gas | Range | E1 | Standard | Baseline Forecast | 0 | 20606.5325 | 19256.5441 | 19372.7223 | 19342.6083 | 18951.1262 | 18618.3754 | 18227.0024 | 17928.3826 | 17639.3676 | 21466.5201 | 23910.8054 | 26104.7415 | 27788.5211 | 28959.4747 | 35168.7769 | 34332.0089 | 33898.5898 | 33397.1308 | 33606.8656 | 34271.6137 | 35370.7274 | 36377.5004 | 37385.0842 | 40485.9783 | 42439.7577 | 42651.1169
Commercial_School (WA)_New_Food Preparation_Natural Gas_Range_E2_Baseline Forecast | Commercial | School (WA) | New | Food Preparation | Natural Gas | Range | E2 | High Efficiency | Baseline Forecast | 0 | 29653.3029 | 27710.6367 | 27877.8199 | 27834.4851 | 27271.1328 | 26792.2963 | 26229.101 | 25799.3799 | 25383.4801 | 30890.846 | 34408.2322 | 37565.3598 | 39988.3596 | 41673.3904 | 50608.7278 | 49404.5982 | 48780.8976 | 48059.2859 | 48361.0993 | 49317.688 | 50899.3395 | 52348.1104 | 53798.0481 | 58260.3103 | 61071.8464 | 61375.9974
Commercial_School (WA)_New_Food Preparation_Natural Gas_Range_E3_Baseline Forecast | Commercial | School (WA) | New | Food Preparation | Natural Gas | Range | E3 |  | Baseline Forecast | 0 | 0 | 0 | 0 | 0 | 0 | 0 | 0 | 0 | 0 | 0 | 0 | 0 | 0 | 0 | 0 | 0 | 0 | 0 | 0 | 0 | 0 | 0 | 0 | 0 | 0 | 0
Commercial_School (WA)_New_Food Preparation_Natural Gas_Range_E4_Baseline Forecast | Commercial | School (WA) | New | Food Preparation | Natural Gas | Range | E4 |  | Baseline Forecast | 0 | 0 | 0 | 0 | 0 | 0 | 0 | 0 | 0 | 0 | 0 | 0 | 0 | 0 | 0 | 0 | 0 | 0 | 0 | 0 | 0 | 0 | 0 | 0 | 0 | 0 | 0
Commercial_School (WA)_New_Food Preparation_Natural Gas_Range_E5_Baseline Forecast | Commercial | School (WA) | New | Food Preparation | Natural Gas | Range | E5 |  | Baseline Forecast | 0 | 0 | 0 | 0 | 0 | 0 | 0 | 0 | 0 | 0 | 0 | 0 | 0 | 0 | 0 | 0 | 0 | 0 | 0 | 0 | 0 | 0 | 0 | 0 | 0 | 0 | 0
Commercial_School (WA)_New_Food Preparation_Natural Gas_Range_E6_Baseline Forecast | Commercial | School (WA) | New | Food Preparation | Natural Gas | Range | E6 |  | Baseline Forecast | 0 | 0 | 0 | 0 | 0 | 0 | 0 | 0 | 0 | 0 | 0 | 0 | 0 | 0 | 0 | 0 | 0 | 0 | 0 | 0 | 0 | 0 | 0 | 0 | 0 | 0 | 0
Commercial_School (WA)_New_Food Preparation_Natural Gas_Range_E7_Baseline Forecast | Commercial | School (WA) | New | Food Preparation | Natural Gas | Range | E7 |  | Baseline Forecast | 0 | 0 | 0 | 0 | 0 | 0 | 0 | 0 | 0 | 0 | 0 | 0 | 0 | 0 | 0 | 0 | 0 | 0 | 0 | 0 | 0 | 0 | 0 | 0 | 0 | 0 | 0
Commercial_School (WA)_New_Food Preparation_Natural Gas_Range_E8_Baseline Forecast | Commercial | School (WA) | New | Food Preparation | Natural Gas | Range | E8 |  | Baseline Forecast | 0 | 0 | 0 | 0 | 0 | 0 | 0 | 0 | 0 | 0 | 0 | 0 | 0 | 0 | 0 | 0 | 0 | 0 | 0 | 0 | 0 | 0 | 0 | 0 | 0 | 0 | 0
Commercial_School (WA)_New_Food Preparation_Natural Gas_Range_E9_Baseline Forecast | Commercial | School (WA) | New | Food Preparation | Natural Gas | Range | E9 |  | Baseline Forecast | 0 | 0 | 0 | 0 | 0 | 0 | 0 | 0 | 0 | 0 | 0 | 0 | 0 | 0 | 0 | 0 | 0 | 0 | 0 | 0 | 0 | 0 | 0 | 0 | 0 | 0 | 0
Commercial_School (WA)_New_Food Preparation_Natural Gas_Range_E10_Baseline Forecast | Commercial | School (WA) | New | Food Preparation | Natural Gas | Range | E10 |  | Baseline Forecast | 0 | 0 | 0 | 0 | 0 | 0 | 0 | 0 | 0 | 0 | 0 | 0 | 0 | 0 | 0 | 0 | 0 | 0 | 0 | 0 | 0 | 0 | 0 | 0 | 0 | 0 | 0
Commercial_School (WA)_New_Food Preparation_Natural Gas_Steamer_E1_Baseline Forecast | Commercial | School (WA) | New | Food Preparation | Natural Gas | Steamer | E1 | Standard | Baseline Forecast | 0 | 9035.476 | 8443.5381 | 8494.4795 | 8481.2752 | 8309.6196 | 8163.7163 | 7992.1085 | 7861.1708 | 7734.4445 | 8609.4068 | 9180.5012 | 9810.9061 | 10350.9265 | 10779.3716 | 11128.5764 | 11445.1286 | 11681.6426 | 11862.4041 | 14887.0335 | 14681.8672 | 14839.4872 | 14918.9137 | 14983.4787 | 15085.7589 | 15213.8999 | 14847.5523
Commercial_School (WA)_New_Food Preparation_Natural Gas_Steamer_E2_Baseline Forecast | Commercial | School (WA) | New | Food Preparation | Natural Gas | Steamer | E2 | ENERGY STAR | Baseline Forecast | 0 | 9035.476 | 8443.5381 | 8494.4795 | 8481.2752 | 8309.6196 | 8163.7163 | 7992.1085 | 7861.1708 | 7734.4445 | 8609.4068 | 9180.5012 | 9810.9061 | 10350.9265 | 10779.3716 | 11128.5764 | 11445.1286 | 11681.6426 | 11862.4041 | 14887.0335 | 14681.8672 | 14839.4872 | 14918.9137 | 14983.4787 | 15085.7589 | 15213.8999 | 14847.5523
Commercial_School (WA)_New_Food Preparation_Natural Gas_Steamer_E3_Baseline Forecast | Commercial | School (WA) | New | Food Preparation | Natural Gas | Steamer | E3 |  | Baseline Forecast | 0 | 0 | 0 | 0 | 0 | 0 | 0 | 0 | 0 | 0 | 0 | 0 | 0 | 0 | 0 | 0 | 0 | 0 | 0 | 0 | 0 | 0 | 0 | 0 | 0 | 0 | 0
Commercial_School (WA)_New_Food Preparation_Natural Gas_Steamer_E4_Baseline Forecast | Commercial | School (WA) | New | Food Preparation | Natural Gas | Steamer | E4 |  | Baseline Forecast | 0 | 0 | 0 | 0 | 0 | 0 | 0 | 0 | 0 | 0 | 0 | 0 | 0 | 0 | 0 | 0 | 0 | 0 | 0 | 0 | 0 | 0 | 0 | 0 | 0 | 0 | 0
Commercial_School (WA)_New_Food Preparation_Natural Gas_Steamer_E5_Baseline Forecast | Commercial | School (WA) | New | Food Preparation | Natural Gas | Steamer | E5 |  | Baseline Forecast | 0 | 0 | 0 | 0 | 0 | 0 | 0 | 0 | 0 | 0 | 0 | 0 | 0 | 0 | 0 | 0 | 0 | 0 | 0 | 0 | 0 | 0 | 0 | 0 | 0 | 0 | 0
Commercial_School (WA)_New_Food Preparation_Natural Gas_Steamer_E6_Baseline Forecast | Commercial | School (WA) | New | Food Preparation | Natural Gas | Steamer | E6 |  | Baseline Forecast | 0 | 0 | 0 | 0 | 0 | 0 | 0 | 0 | 0 | 0 | 0 | 0 | 0 | 0 | 0 | 0 | 0 | 0 | 0 | 0 | 0 | 0 | 0 | 0 | 0 | 0 | 0
Commercial_School (WA)_New_Food Preparation_Natural Gas_Steamer_E7_Baseline Forecast | Commercial | School (WA) | New | Food Preparation | Natural Gas | Steamer | E7 |  | Baseline Forecast | 0 | 0 | 0 | 0 | 0 | 0 | 0 | 0 | 0 | 0 | 0 | 0 | 0 | 0 | 0 | 0 | 0 | 0 | 0 | 0 | 0 | 0 | 0 | 0 | 0 | 0 | 0
Commercial_School (WA)_New_Food Preparation_Natural Gas_Steamer_E8_Baseline Forecast | Commercial | School (WA) | New | Food Preparation | Natural Gas | Steamer | E8 |  | Baseline Forecast | 0 | 0 | 0 | 0 | 0 | 0 | 0 | 0 | 0 | 0 | 0 | 0 | 0 | 0 | 0 | 0 | 0 | 0 | 0 | 0 | 0 | 0 | 0 | 0 | 0 | 0 | 0
Commercial_School (WA)_New_Food Preparation_Natural Gas_Steamer_E9_Baseline Forecast | Commercial | School (WA) | New | Food Preparation | Natural Gas | Steamer | E9 |  | Baseline Forecast | 0 | 0 | 0 | 0 | 0 | 0 | 0 | 0 | 0 | 0 | 0 | 0 | 0 | 0 | 0 | 0 | 0 | 0 | 0 | 0 | 0 | 0 | 0 | 0 | 0 | 0 | 0
Commercial_School (WA)_New_Food Preparation_Natural Gas_Steamer_E10_Baseline Forecast | Commercial | School (WA) | New | Food Preparation | Natural Gas | Steamer | E10 |  | Baseline Forecast | 0 | 0 | 0 | 0 | 0 | 0 | 0 | 0 | 0 | 0 | 0 | 0 | 0 | 0 | 0 | 0 | 0 | 0 | 0 | 0 | 0 | 0 | 0 | 0 | 0 | 0 | 0
Commercial_School (WA)_New_Food Preparation_Natural Gas_Food Prep Other_E1_Baseline Forecast | Commercial | School (WA) | New | Food Preparation | Natural Gas | Food Prep Other | E1 | Standard | Baseline Forecast | 0 | 1671.5631 | 1562.0546 | 1571.4787 | 1569.0359 | 1537.2796 | 1510.2875 | 1478.5401 | 1454.3166 | 1430.8722 | 1741.3236 | 1939.5995 | 2117.5674 | 2254.1524 | 2349.138 | 2852.8249 | 2784.9478 | 2749.7897 | 2709.1123 | 2726.1256 | 2780.0487 | 2869.2067 | 2950.8742 | 3032.6075 | 3284.1462 | 3442.6331 | 3459.7782
Commercial_School (WA)_New_Food Preparation_Natural Gas_Food Prep Other_E2_Baseline Forecast | Commercial | School (WA) | New | Food Preparation | Natural Gas | Food Prep Other | E2 | ENERGY STAR | Baseline Forecast | 0 | 587.3059 | 548.83 | 552.1412 | 551.2829 | 540.1253 | 530.6416 | 519.4871 | 510.9761 | 502.7389 | 611.8164 | 681.4809 | 744.0102 | 791.9995 | 825.3728 | 1002.3439 | 978.4952 | 966.1423 | 951.8503 | 957.8279 | 976.7739 | 1008.0997 | 1036.7937 | 1065.5108 | 1153.8892 | 1209.5738 | 1215.5977
Commercial_School (WA)_New_Food Preparation_Natural Gas_Food Prep Other_E3_Baseline Forecast | Commercial | School (WA) | New | Food Preparation | Natural Gas | Food Prep Other | E3 |  | Baseline Forecast | 0 | 0 | 0 | 0 | 0 | 0 | 0 | 0 | 0 | 0 | 0 | 0 | 0 | 0 | 0 | 0 | 0 | 0 | 0 | 0 | 0 | 0 | 0 | 0 | 0 | 0 | 0
Commercial_School (WA)_New_Food Preparation_Natural Gas_Food Prep Other_E4_Baseline Forecast | Commercial | School (WA) | New | Food Preparation | Natural Gas | Food Prep Other | E4 |  | Baseline Forecast | 0 | 0 | 0 | 0 | 0 | 0 | 0 | 0 | 0 | 0 | 0 | 0 | 0 | 0 | 0 | 0 | 0 | 0 | 0 | 0 | 0 | 0 | 0 | 0 | 0 | 0 | 0
Commercial_School (WA)_New_Food Preparation_Natural Gas_Food Prep Other_E5_Baseline Forecast | Commercial | School (WA) | New | Food Preparation | Natural Gas | Food Prep Other | E5 |  | Baseline Forecast | 0 | 0 | 0 | 0 | 0 | 0 | 0 | 0 | 0 | 0 | 0 | 0 | 0 | 0 | 0 | 0 | 0 | 0 | 0 | 0 | 0 | 0 | 0 | 0 | 0 | 0 | 0
Commercial_School (WA)_New_Food Preparation_Natural Gas_Food Prep Other_E6_Baseline Forecast | Commercial | School (WA) | New | Food Preparation | Natural Gas | Food Prep Other | E6 |  | Baseline Forecast | 0 | 0 | 0 | 0 | 0 | 0 | 0 | 0 | 0 | 0 | 0 | 0 | 0 | 0 | 0 | 0 | 0 | 0 | 0 | 0 | 0 | 0 | 0 | 0 | 0 | 0 | 0
Commercial_School (WA)_New_Food Preparation_Natural Gas_Food Prep Other_E7_Baseline Forecast | Commercial | School (WA) | New | Food Preparation | Natural Gas | Food Prep Other | E7 |  | Baseline Forecast | 0 | 0 | 0 | 0 | 0 | 0 | 0 | 0 | 0 | 0 | 0 | 0 | 0 | 0 | 0 | 0 | 0 | 0 | 0 | 0 | 0 | 0 | 0 | 0 | 0 | 0 | 0
Commercial_School (WA)_New_Food Preparation_Natural Gas_Food Prep Other_E8_Baseline Forecast | Commercial | School (WA) | New | Food Preparation | Natural Gas | Food Prep Other | E8 |  | Baseline Forecast | 0 | 0 | 0 | 0 | 0 | 0 | 0 | 0 | 0 | 0 | 0 | 0 | 0 | 0 | 0 | 0 | 0 | 0 | 0 | 0 | 0 | 0 | 0 | 0 | 0 | 0 | 0
Commercial_School (WA)_New_Food Preparation_Natural Gas_Food Prep Other_E9_Baseline Forecast | Commercial | School (WA) | New | Food Preparation | Natural Gas | Food Prep Other | E9 |  | Baseline Forecast | 0 | 0 | 0 | 0 | 0 | 0 | 0 | 0 | 0 | 0 | 0 | 0 | 0 | 0 | 0 | 0 | 0 | 0 | 0 | 0 | 0 | 0 | 0 | 0 | 0 | 0 | 0
Commercial_School (WA)_New_Food Preparation_Natural Gas_Food Prep Other_E10_Baseline Forecast | Commercial | School (WA) | New | Food Preparation | Natural Gas | Food Prep Other | E10 |  | Baseline Forecast | 0 | 0 | 0 | 0 | 0 | 0 | 0 | 0 | 0 | 0 | 0 | 0 | 0 | 0 | 0 | 0 | 0 | 0 | 0 | 0 | 0 | 0 | 0 | 0 | 0 | 0 | 0
Commercial_School (WA)_New_Miscellaneous_Natural Gas_Pool Heater_E1_Baseline Forecast | Commercial | School (WA) | New | Miscellaneous | Natural Gas | Pool Heater | E1 | Standard (EF .82) | Baseline Forecast | 0 | 470.8135 | 439.9692 | 442.6236 | 441.9356 | 432.9911 | 519.5512 | 579.7705 | 628.8076 | 666.7546 | 693.8852 | 848.3844 | 857.4396 | 881.7796 | 905.7309 | 926.7191 | 1000.1271 | 1051.7345 | 1093.6188 | 1127.6431 | 1156.0581 | 1230.1483 | 1256.2777 | 1288.7757 | 1320.8815 | 1351.5394 | 1377.2227
Commercial_School (WA)_New_Miscellaneous_Natural Gas_Pool Heater_E2_Baseline Forecast | Commercial | School (WA) | New | Miscellaneous | Natural Gas | Pool Heater | E2 | Condensing (EF .90) | Baseline Forecast | 0 | 52.3126 | 48.8855 | 49.1804 | 49.104 | 48.1101 | 57.7279 | 64.4189 | 69.8675 | 74.0838 | 77.0984 | 94.2649 | 95.2711 | 97.9755 | 100.6368 | 102.9688 | 111.1252 | 116.8594 | 121.5132 | 125.2937 | 128.4509 | 136.6831 | 139.5864 | 143.1973 | 146.7646 | 150.171 | 153.0247
Commercial_School (WA)_New_Miscellaneous_Natural Gas_Pool Heater_E3_Baseline Forecast | Commercial | School (WA) | New | Miscellaneous | Natural Gas | Pool Heater | E3 |  | Baseline Forecast | 0 | 0 | 0 | 0 | 0 | 0 | 0 | 0 | 0 | 0 | 0 | 0 | 0 | 0 | 0 | 0 | 0 | 0 | 0 | 0 | 0 | 0 | 0 | 0 | 0 | 0 | 0
Commercial_School (WA)_New_Miscellaneous_Natural Gas_Pool Heater_E4_Baseline Forecast | Commercial | School (WA) | New | Miscellaneous | Natural Gas | Pool Heater | E4 |  | Baseline Forecast | 0 | 0 | 0 | 0 | 0 | 0 | 0 | 0 | 0 | 0 | 0 | 0 | 0 | 0 | 0 | 0 | 0 | 0 | 0 | 0 | 0 | 0 | 0 | 0 | 0 | 0 | 0
Commercial_School (WA)_New_Miscellaneous_Natural Gas_Pool Heater_E5_Baseline Forecast | Commercial | School (WA) | New | Miscellaneous | Natural Gas | Pool Heater | E5 |  | Baseline Forecast | 0 | 0 | 0 | 0 | 0 | 0 | 0 | 0 | 0 | 0 | 0 | 0 | 0 | 0 | 0 | 0 | 0 | 0 | 0 | 0 | 0 | 0 | 0 | 0 | 0 | 0 | 0
Commercial_School (WA)_New_Miscellaneous_Natural Gas_Pool Heater_E6_Baseline Forecast | Commercial | School (WA) | New | Miscellaneous | Natural Gas | Pool Heater | E6 |  | Baseline Forecast | 0 | 0 | 0 | 0 | 0 | 0 | 0 | 0 | 0 | 0 | 0 | 0 | 0 | 0 | 0 | 0 | 0 | 0 | 0 | 0 | 0 | 0 | 0 | 0 | 0 | 0 | 0
Commercial_School (WA)_New_Miscellaneous_Natural Gas_Pool Heater_E7_Baseline Forecast | Commercial | School (WA) | New | Miscellaneous | Natural Gas | Pool Heater | E7 |  | Baseline Forecast | 0 | 0 | 0 | 0 | 0 | 0 | 0 | 0 | 0 | 0 | 0 | 0 | 0 | 0 | 0 | 0 | 0 | 0 | 0 | 0 | 0 | 0 | 0 | 0 | 0 | 0 | 0
Commercial_School (WA)_New_Miscellaneous_Natural Gas_Pool Heater_E8_Baseline Forecast | Commercial | School (WA) | New | Miscellaneous | Natural Gas | Pool Heater | E8 |  | Baseline Forecast | 0 | 0 | 0 | 0 | 0 | 0 | 0 | 0 | 0 | 0 | 0 | 0 | 0 | 0 | 0 | 0 | 0 | 0 | 0 | 0 | 0 | 0 | 0 | 0 | 0 | 0 | 0
Commercial_School (WA)_New_Miscellaneous_Natural Gas_Pool Heater_E9_Baseline Forecast | Commercial | School (WA) | New | Miscellaneous | Natural Gas | Pool Heater | E9 |  | Baseline Forecast | 0 | 0 | 0 | 0 | 0 | 0 | 0 | 0 | 0 | 0 | 0 | 0 | 0 | 0 | 0 | 0 | 0 | 0 | 0 | 0 | 0 | 0 | 0 | 0 | 0 | 0 | 0
Commercial_School (WA)_New_Miscellaneous_Natural Gas_Pool Heater_E10_Baseline Forecast | Commercial | School (WA) | New | Miscellaneous | Natural Gas | Pool Heater | E10 |  | Baseline Forecast | 0 | 0 | 0 | 0 | 0 | 0 | 0 | 0 | 0 | 0 | 0 | 0 | 0 | 0 | 0 | 0 | 0 | 0 | 0 | 0 | 0 | 0 | 0 | 0 | 0 | 0 | 0
Commercial_School (WA)_New_Miscellaneous_Natural Gas_Miscellaneous_E1_Baseline Forecast | Commercial | School (WA) | New | Miscellaneous | Natural Gas | Miscellaneous | E1 | Standard | Baseline Forecast | 0 | 172238.7619 | 160954.9454 | 161926.0155 | 186279.8459 | 202486.1479 | 216539.4355 | 231176.9124 | 246346.456 | 261080.2436 | 275412.2164 | 337283.28 | 341027.5161 | 349428.4936 | 371590.647 | 388371.3821 | 403725.7775 | 419586.8298 | 435370.8158 | 450595.5005 | 465864.7063 | 496369.8453 | 505822.2644 | 517299.9149 | 535404.827 | 550836.6515 | 555347.0243
Commercial_School (WA)_New_Miscellaneous_Natural Gas_Miscellaneous_E2_Baseline Forecast | Commercial | School (WA) | New | Miscellaneous | Natural Gas | Miscellaneous | E2 |  | Baseline Forecast | 0 | 0 | 0 | 0 | 0 | 0 | 0 | 0 | 0 | 0 | 0 | 0 | 0 | 0 | 0 | 0 | 0 | 0 | 0 | 0 | 0 | 0 | 0 | 0 | 0 | 0 | 0
Commercial_School (WA)_New_Miscellaneous_Natural Gas_Miscellaneous_E3_Baseline Forecast | Commercial | School (WA) | New | Miscellaneous | Natural Gas | Miscellaneous | E3 |  | Baseline Forecast | 0 | 0 | 0 | 0 | 0 | 0 | 0 | 0 | 0 | 0 | 0 | 0 | 0 | 0 | 0 | 0 | 0 | 0 | 0 | 0 | 0 | 0 | 0 | 0 | 0 | 0 | 0
Commercial_School (WA)_New_Miscellaneous_Natural Gas_Miscellaneous_E4_Baseline Forecast | Commercial | School (WA) | New | Miscellaneous | Natural Gas | Miscellaneous | E4 |  | Baseline Forecast | 0 | 0 | 0 | 0 | 0 | 0 | 0 | 0 | 0 | 0 | 0 | 0 | 0 | 0 | 0 | 0 | 0 | 0 | 0 | 0 | 0 | 0 | 0 | 0 | 0 | 0 | 0
Commercial_School (WA)_New_Miscellaneous_Natural Gas_Miscellaneous_E5_Baseline Forecast | Commercial | School (WA) | New | Miscellaneous | Natural Gas | Miscellaneous | E5 |  | Baseline Forecast | 0 | 0 | 0 | 0 | 0 | 0 | 0 | 0 | 0 | 0 | 0 | 0 | 0 | 0 | 0 | 0 | 0 | 0 | 0 | 0 | 0 | 0 | 0 | 0 | 0 | 0 | 0
Commercial_School (WA)_New_Miscellaneous_Natural Gas_Miscellaneous_E6_Baseline Forecast | Commercial | School (WA) | New | Miscellaneous | Natural Gas | Miscellaneous | E6 |  | Baseline Forecast | 0 | 0 | 0 | 0 | 0 | 0 | 0 | 0 | 0 | 0 | 0 | 0 | 0 | 0 | 0 | 0 | 0 | 0 | 0 | 0 | 0 | 0 | 0 | 0 | 0 | 0 | 0
Commercial_School (WA)_New_Miscellaneous_Natural Gas_Miscellaneous_E7_Baseline Forecast | Commercial | School (WA) | New | Miscellaneous | Natural Gas | Miscellaneous | E7 |  | Baseline Forecast | 0 | 0 | 0 | 0 | 0 | 0 | 0 | 0 | 0 | 0 | 0 | 0 | 0 | 0 | 0 | 0 | 0 | 0 | 0 | 0 | 0 | 0 | 0 | 0 | 0 | 0 | 0
Commercial_School (WA)_New_Miscellaneous_Natural Gas_Miscellaneous_E8_Baseline Forecast | Commercial | School (WA) | New | Miscellaneous | Natural Gas | Miscellaneous | E8 |  | Baseline Forecast | 0 | 0 | 0 | 0 | 0 | 0 | 0 | 0 | 0 | 0 | 0 | 0 | 0 | 0 | 0 | 0 | 0 | 0 | 0 | 0 | 0 | 0 | 0 | 0 | 0 | 0 | 0
Commercial_School (WA)_New_Miscellaneous_Natural Gas_Miscellaneous_E9_Baseline Forecast | Commercial | School (WA) | New | Miscellaneous | Natural Gas | Miscellaneous | E9 |  | Baseline Forecast | 0 | 0 | 0 | 0 | 0 | 0 | 0 | 0 | 0 | 0 | 0 | 0 | 0 | 0 | 0 | 0 | 0 | 0 | 0 | 0 | 0 | 0 | 0 | 0 | 0 | 0 | 0
Commercial_School (WA)_New_Miscellaneous_Natural Gas_Miscellaneous_E10_Baseline Forecast | Commercial | School (WA) | New | Miscellaneous | Natural Gas | Miscellaneous | E10 |  | Baseline Forecast | 0 | 0 | 0 | 0 | 0 | 0 | 0 | 0 | 0 | 0 | 0 | 0 | 0 | 0 | 0 | 0 | 0 | 0 | 0 | 0 | 0 | 0 | 0 | 0 | 0 | 0 | 0
Commercial_College (WA)_Existing_Space Heating_Natural Gas_Furnace_E1_Baseline Forecast | Commercial | College (WA) | Existing | Space Heating | Natural Gas | Furnace | E1 | AFUE 80% (Standard) | Baseline Forecast | 0 | 12999.5303 | 13198.2834 | 13346.6757 | 13450.6452 | 13515.4825 | 13545.9001 | 13546.0953 | 13519.8052 | 13470.3564 | 13400.7095 | 13313.4985 | 12848.8994 | 12448.9819 | 12103.0552 | 11802.0185 | 11538.1416 | 11304.8748 | 11096.6843 | 10908.9082 | 10737.6327 | 10579.5844 | 10432.0373 | 13032.1239 | 12649.4441 | 12272.2309 | 11904.3006
Commercial_College (WA)_Existing_Space Heating_Natural Gas_Furnace_E2_Baseline Forecast | Commercial | College (WA) | Existing | Space Heating | Natural Gas | Furnace | E2 | AFUE 90% | Baseline Forecast | 0 | 0 | 0 | 0 | 0 | 0 | 0 | 0 | 0 | 0 | 0 | 0 | 0 | 0 | 0 | 0 | 0 | 0 | 0 | 0 | 0 | 0 | 0 | 0 | 0 | 0 | 0
Commercial_College (WA)_Existing_Space Heating_Natural Gas_Furnace_E3_Baseline Forecast | Commercial | College (WA) | Existing | Space Heating | Natural Gas | Furnace | E3 | AFUE 96% | Baseline Forecast | 0 | 0 | 0 | 0 | 0 | 0 | 0 | 0 | 0 | 0 | 0 | 0 | 0 | 0 | 0 | 0 | 0 | 0 | 0 | 0 | 0 | 0 | 0 | 0 | 0 | 0 | 0
Commercial_College (WA)_Existing_Space Heating_Natural Gas_Furnace_E4_Baseline Forecast | Commercial | College (WA) | Existing | Space Heating | Natural Gas | Furnace | E4 |  | Baseline Forecast | 0 | 0 | 0 | 0 | 0 | 0 | 0 | 0 | 0 | 0 | 0 | 0 | 0 | 0 | 0 | 0 | 0 | 0 | 0 | 0 | 0 | 0 | 0 | 0 | 0 | 0 | 0
Commercial_College (WA)_Existing_Space Heating_Natural Gas_Furnace_E5_Baseline Forecast | Commercial | College (WA) | Existing | Space Heating | Natural Gas | Furnace | E5 |  | Baseline Forecast | 0 | 0 | 0 | 0 | 0 | 0 | 0 | 0 | 0 | 0 | 0 | 0 | 0 | 0 | 0 | 0 | 0 | 0 | 0 | 0 | 0 | 0 | 0 | 0 | 0 | 0 | 0
Commercial_College (WA)_Existing_Space Heating_Natural Gas_Furnace_E6_Baseline Forecast | Commercial | College (WA) | Existing | Space Heating | Natural Gas | Furnace | E6 |  | Baseline Forecast | 0 | 0 | 0 | 0 | 0 | 0 | 0 | 0 | 0 | 0 | 0 | 0 | 0 | 0 | 0 | 0 | 0 | 0 | 0 | 0 | 0 | 0 | 0 | 0 | 0 | 0 | 0
Commercial_College (WA)_Existing_Space Heating_Natural Gas_Furnace_E7_Baseline Forecast | Commercial | College (WA) | Existing | Space Heating | Natural Gas | Furnace | E7 |  | Baseline Forecast | 0 | 0 | 0 | 0 | 0 | 0 | 0 | 0 | 0 | 0 | 0 | 0 | 0 | 0 | 0 | 0 | 0 | 0 | 0 | 0 | 0 | 0 | 0 | 0 | 0 | 0 | 0
Commercial_College (WA)_Existing_Space Heating_Natural Gas_Furnace_E8_Baseline Forecast | Commercial | College (WA) | Existing | Space Heating | Natural Gas | Furnace | E8 |  | Baseline Forecast | 0 | 0 | 0 | 0 | 0 | 0 | 0 | 0 | 0 | 0 | 0 | 0 | 0 | 0 | 0 | 0 | 0 | 0 | 0 | 0 | 0 | 0 | 0 | 0 | 0 | 0 | 0
Commercial_College (WA)_Existing_Space Heating_Natural Gas_Furnace_E9_Baseline Forecast | Commercial | College (WA) | Existing | Space Heating | Natural Gas | Furnace | E9 |  | Baseline Forecast | 0 | 0 | 0 | 0 | 0 | 0 | 0 | 0 | 0 | 0 | 0 | 0 | 0 | 0 | 0 | 0 | 0 | 0 | 0 | 0 | 0 | 0 | 0 | 0 | 0 | 0 | 0
Commercial_College (WA)_Existing_Space Heating_Natural Gas_Furnace_E10_Baseline Forecast | Commercial | College (WA) | Existing | Space Heating | Natural Gas | Furnace | E10 |  | Baseline Forecast | 0 | 0 | 0 | 0 | 0 | 0 | 0 | 0 | 0 | 0 | 0 | 0 | 0 | 0 | 0 | 0 | 0 | 0 | 0 | 0 | 0 | 0 | 0 | 0 | 0 | 0 | 0
Commercial_College (WA)_Existing_Space Heating_Natural Gas_Boiler_E1_Baseline Forecast | Commercial | College (WA) | Existing | Space Heating | Natural Gas | Boiler | E1 | AFUE 80% (Standard) | Baseline Forecast | 0 | 27026.5794 | 29023.6042 | 31646.4086 | 32893.861 | 34334.4305 | 36293.7715 | 36694.6424 | 37484.507 | 37442.7151 | 38811.7745 | 39148.6251 | 38618.7639 | 39788.3481 | 39811.9823 | 38918.5175 | 38793.5435 | 37709.0982 | 39583.9658 | 38367.1478 | 36884.895 | 38590.8992 | 37294.4971 | 36881.2942 | 36447.1459 | 35995.4907 | 35529.3758
Commercial_College (WA)_Existing_Space Heating_Natural Gas_Boiler_E2_Baseline Forecast | Commercial | College (WA) | Existing | Space Heating | Natural Gas | Boiler | E2 | AFUE 85% | Baseline Forecast | 0 | 0 | 0 | 0 | 0 | 0 | 0 | 0 | 0 | 0 | 0 | 0 | 0 | 0 | 0 | 0 | 0 | 0 | 0 | 0 | 0 | 0 | 0 | 0 | 0 | 0 | 0
Commercial_College (WA)_Existing_Space Heating_Natural Gas_Boiler_E3_Baseline Forecast | Commercial | College (WA) | Existing | Space Heating | Natural Gas | Boiler | E3 | AFUE 97% | Baseline Forecast | 0 | 14552.7735 | 16253.2184 | 16782.1864 | 18202.1365 | 18999.2896 | 18896.7571 | 20015.2595 | 20446.0947 | 21444.4641 | 20798.6543 | 20979.1675 | 21844.9574 | 20851.6477 | 20864.0335 | 21670.5382 | 21600.9504 | 22396.9189 | 20151.8371 | 20927.5351 | 21907.3922 | 19646.2759 | 20342.453 | 20117.0695 | 19880.2614 | 19633.904 | 19379.6596
Commercial_College (WA)_Existing_Space Heating_Natural Gas_Boiler_E4_Baseline Forecast | Commercial | College (WA) | Existing | Space Heating | Natural Gas | Boiler | E4 | Convert to NG Air Source Heat Pump | Baseline Forecast | 0 | 0 | 0 | 0 | 0 | 0 | 0 | 0 | 0 | 0 | 0 | 0 | 0 | 0 | 0 | 0 | 0 | 0 | 0 | 0 | 0 | 0 | 0 | 0 | 0 | 0 | 0
Commercial_College (WA)_Existing_Space Heating_Natural Gas_Boiler_E5_Baseline Forecast | Commercial | College (WA) | Existing | Space Heating | Natural Gas | Boiler | E5 |  | Baseline Forecast | 0 | 0 | 0 | 0 | 0 | 0 | 0 | 0 | 0 | 0 | 0 | 0 | 0 | 0 | 0 | 0 | 0 | 0 | 0 | 0 | 0 | 0 | 0 | 0 | 0 | 0 | 0
Commercial_College (WA)_Existing_Space Heating_Natural Gas_Boiler_E6_Baseline Forecast | Commercial | College (WA) | Existing | Space Heating | Natural Gas | Boiler | E6 |  | Baseline Forecast | 0 | 0 | 0 | 0 | 0 | 0 | 0 | 0 | 0 | 0 | 0 | 0 | 0 | 0 | 0 | 0 | 0 | 0 | 0 | 0 | 0 | 0 | 0 | 0 | 0 | 0 | 0
Commercial_College (WA)_Existing_Space Heating_Natural Gas_Boiler_E7_Baseline Forecast | Commercial | College (WA) | Existing | Space Heating | Natural Gas | Boiler | E7 |  | Baseline Forecast | 0 | 0 | 0 | 0 | 0 | 0 | 0 | 0 | 0 | 0 | 0 | 0 | 0 | 0 | 0 | 0 | 0 | 0 | 0 | 0 | 0 | 0 | 0 | 0 | 0 | 0 | 0
Commercial_College (WA)_Existing_Space Heating_Natural Gas_Boiler_E8_Baseline Forecast | Commercial | College (WA) | Existing | Space Heating | Natural Gas | Boiler | E8 |  | Baseline Forecast | 0 | 0 | 0 | 0 | 0 | 0 | 0 | 0 | 0 | 0 | 0 | 0 | 0 | 0 | 0 | 0 | 0 | 0 | 0 | 0 | 0 | 0 | 0 | 0 | 0 | 0 | 0
Commercial_College (WA)_Existing_Space Heating_Natural Gas_Boiler_E9_Baseline Forecast | Commercial | College (WA) | Existing | Space Heating | Natural Gas | Boiler | E9 |  | Baseline Forecast | 0 | 0 | 0 | 0 | 0 | 0 | 0 | 0 | 0 | 0 | 0 | 0 | 0 | 0 | 0 | 0 | 0 | 0 | 0 | 0 | 0 | 0 | 0 | 0 | 0 | 0 | 0
Commercial_College (WA)_Existing_Space Heating_Natural Gas_Boiler_E10_Baseline Forecast | Commercial | College (WA) | Existing | Space Heating | Natural Gas | Boiler | E10 |  | Baseline Forecast | 0 | 0 | 0 | 0 | 0 | 0 | 0 | 0 | 0 | 0 | 0 | 0 | 0 | 0 | 0 | 0 | 0 | 0 | 0 | 0 | 0 | 0 | 0 | 0 | 0 | 0 | 0
Commercial_College (WA)_Existing_Space Heating_Natural Gas_Unit Heater_E1_Baseline Forecast | Commercial | College (WA) | Existing | Space Heating | Natural Gas | Unit Heater | E1 | Standard | Baseline Forecast | 0 | 0 | 0 | 0 | 0 | 0 | 0 | 0 | 0 | 0 | 0 | 0 | 0 | 0 | 0 | 0 | 0 | 0 | 0 | 0 | 0 | 0 | 0 | 0 | 0 | 0 | 0
Commercial_College (WA)_Existing_Space Heating_Natural Gas_Unit Heater_E2_Baseline Forecast | Commercial | College (WA) | Existing | Space Heating | Natural Gas | Unit Heater | E2 | Condensing | Baseline Forecast | 0 | 0 | 0 | 0 | 0 | 0 | 0 | 0 | 0 | 0 | 0 | 0 | 0 | 0 | 0 | 0 | 0 | 0 | 0 | 0 | 0 | 0 | 0 | 0 | 0 | 0 | 0
Commercial_College (WA)_Existing_Space Heating_Natural Gas_Unit Heater_E3_Baseline Forecast | Commercial | College (WA) | Existing | Space Heating | Natural Gas | Unit Heater | E3 | Infrared Radiant | Baseline Forecast | 0 | 0 | 0 | 0 | 0 | 0 | 0 | 0 | 0 | 0 | 0 | 0 | 0 | 0 | 0 | 0 | 0 | 0 | 0 | 0 | 0 | 0 | 0 | 0 | 0 | 0 | 0
Commercial_College (WA)_Existing_Space Heating_Natural Gas_Unit Heater_E4_Baseline Forecast | Commercial | College (WA) | Existing | Space Heating | Natural Gas | Unit Heater | E4 |  | Baseline Forecast | 0 | 0 | 0 | 0 | 0 | 0 | 0 | 0 | 0 | 0 | 0 | 0 | 0 | 0 | 0 | 0 | 0 | 0 | 0 | 0 | 0 | 0 | 0 | 0 | 0 | 0 | 0
Commercial_College (WA)_Existing_Space Heating_Natural Gas_Unit Heater_E5_Baseline Forecast | Commercial | College (WA) | Existing | Space Heating | Natural Gas | Unit Heater | E5 |  | Baseline Forecast | 0 | 0 | 0 | 0 | 0 | 0 | 0 | 0 | 0 | 0 | 0 | 0 | 0 | 0 | 0 | 0 | 0 | 0 | 0 | 0 | 0 | 0 | 0 | 0 | 0 | 0 | 0
Commercial_College (WA)_Existing_Space Heating_Natural Gas_Unit Heater_E6_Baseline Forecast | Commercial | College (WA) | Existing | Space Heating | Natural Gas | Unit Heater | E6 |  | Baseline Forecast | 0 | 0 | 0 | 0 | 0 | 0 | 0 | 0 | 0 | 0 | 0 | 0 | 0 | 0 | 0 | 0 | 0 | 0 | 0 | 0 | 0 | 0 | 0 | 0 | 0 | 0 | 0
Commercial_College (WA)_Existing_Space Heating_Natural Gas_Unit Heater_E7_Baseline Forecast | Commercial | College (WA) | Existing | Space Heating | Natural Gas | Unit Heater | E7 |  | Baseline Forecast | 0 | 0 | 0 | 0 | 0 | 0 | 0 | 0 | 0 | 0 | 0 | 0 | 0 | 0 | 0 | 0 | 0 | 0 | 0 | 0 | 0 | 0 | 0 | 0 | 0 | 0 | 0
Commercial_College (WA)_Existing_Space Heating_Natural Gas_Unit Heater_E8_Baseline Forecast | Commercial | College (WA) | Existing | Space Heating | Natural Gas | Unit Heater | E8 |  | Baseline Forecast | 0 | 0 | 0 | 0 | 0 | 0 | 0 | 0 | 0 | 0 | 0 | 0 | 0 | 0 | 0 | 0 | 0 | 0 | 0 | 0 | 0 | 0 | 0 | 0 | 0 | 0 | 0
Commercial_College (WA)_Existing_Space Heating_Natural Gas_Unit Heater_E9_Baseline Forecast | Commercial | College (WA) | Existing | Space Heating | Natural Gas | Unit Heater | E9 |  | Baseline Forecast | 0 | 0 | 0 | 0 | 0 | 0 | 0 | 0 | 0 | 0 | 0 | 0 | 0 | 0 | 0 | 0 | 0 | 0 | 0 | 0 | 0 | 0 | 0 | 0 | 0 | 0 | 0
Commercial_College (WA)_Existing_Space Heating_Natural Gas_Unit Heater_E10_Baseline Forecast | Commercial | College (WA) | Existing | Space Heating | Natural Gas | Unit Heater | E10 |  | Baseline Forecast | 0 | 0 | 0 | 0 | 0 | 0 | 0 | 0 | 0 | 0 | 0 | 0 | 0 | 0 | 0 | 0 | 0 | 0 | 0 | 0 | 0 | 0 | 0 | 0 | 0 | 0 | 0
Commercial_College (WA)_Existing_Water Heating_Natural Gas_Water Heater_E1_Baseline Forecast | Commercial | College (WA) | Existing | Water Heating | Natural Gas | Water Heater | E1 | TE 0.80 | Baseline Forecast | 0 | 36698.2081 | 39961.619 | 42743.3938 | 45097.6608 | 47072.6894 | 48711.5206 | 50052.5294 | 51129.927 | 51974.2085 | 52612.5534 | 53069.1821 | 50093.9619 | 47680.8427 | 45733.6512 | 44170.5681 | 42922.1508 | 41929.615 | 41143.3431 | 40521.59 | 40029.3613 | 39637.4412 | 39321.5527 | 46627.9374 | 45997.1288 | 45199.5643 | 44291.3514
Commercial_College (WA)_Existing_Water Heating_Natural Gas_Water Heater_E2_Baseline Forecast | Commercial | College (WA) | Existing | Water Heating | Natural Gas | Water Heater | E2 | TE 0.90 | Baseline Forecast | 0 | 0 | 0 | 0 | 0 | 0 | 0 | 0 | 0 | 0 | 0 | 0 | 0 | 0 | 0 | 0 | 0 | 0 | 0 | 0 | 0 | 0 | 0 | 0 | 0 | 0 | 0
Commercial_College (WA)_Existing_Water Heating_Natural Gas_Water Heater_E3_Baseline Forecast | Commercial | College (WA) | Existing | Water Heating | Natural Gas | Water Heater | E3 | TE 0.94 | Baseline Forecast | 0 | 41383.0857 | 45063.1023 | 48199.9973 | 50854.8089 | 53081.9688 | 54930.0126 | 56442.214 | 57657.1517 | 58609.2138 | 59329.0495 | 59843.9713 | 56488.9357 | 53767.7588 | 51571.9897 | 49809.3641 | 48401.5743 | 47282.3318 | 46395.6848 | 45694.559 | 45139.4925 | 44697.5401 | 44341.3254 | 52580.44 | 51869.1027 | 50969.7214 | 49945.5665
Commercial_College (WA)_Existing_Water Heating_Natural Gas_Water Heater_E4_Baseline Forecast | Commercial | College (WA) | Existing | Water Heating | Natural Gas | Water Heater | E4 | Instantaneous TE 0.94 | Baseline Forecast | 0 | 0 | 0 | 0 | 0 | 0 | 0 | 0 | 0 | 0 | 0 | 0 | 0 | 0 | 0 | 0 | 0 | 0 | 0 | 0 | 0 | 0 | 0 | 0 | 0 | 0 | 0
Commercial_College (WA)_Existing_Water Heating_Natural Gas_Water Heater_E5_Baseline Forecast | Commercial | College (WA) | Existing | Water Heating | Natural Gas | Water Heater | E5 | Gas-Fired Absorption HPWH | Baseline Forecast | 0 | 0 | 0 | 0 | 0 | 0 | 0 | 0 | 0 | 0 | 0 | 0 | 0 | 0 | 0 | 0 | 0 | 0 | 0 | 0 | 0 | 0 | 0 | 0 | 0 | 0 | 0
Commercial_College (WA)_Existing_Water Heating_Natural Gas_Water Heater_E6_Baseline Forecast | Commercial | College (WA) | Existing | Water Heating | Natural Gas | Water Heater | E6 |  | Baseline Forecast | 0 | 0 | 0 | 0 | 0 | 0 | 0 | 0 | 0 | 0 | 0 | 0 | 0 | 0 | 0 | 0 | 0 | 0 | 0 | 0 | 0 | 0 | 0 | 0 | 0 | 0 | 0
Commercial_College (WA)_Existing_Water Heating_Natural Gas_Water Heater_E7_Baseline Forecast | Commercial | College (WA) | Existing | Water Heating | Natural Gas | Water Heater | E7 |  | Baseline Forecast | 0 | 0 | 0 | 0 | 0 | 0 | 0 | 0 | 0 | 0 | 0 | 0 | 0 | 0 | 0 | 0 | 0 | 0 | 0 | 0 | 0 | 0 | 0 | 0 | 0 | 0 | 0
Commercial_College (WA)_Existing_Water Heating_Natural Gas_Water Heater_E8_Baseline Forecast | Commercial | College (WA) | Existing | Water Heating | Natural Gas | Water Heater | E8 |  | Baseline Forecast | 0 | 0 | 0 | 0 | 0 | 0 | 0 | 0 | 0 | 0 | 0 | 0 | 0 | 0 | 0 | 0 | 0 | 0 | 0 | 0 | 0 | 0 | 0 | 0 | 0 | 0 | 0
Commercial_College (WA)_Existing_Water Heating_Natural Gas_Water Heater_E9_Baseline Forecast | Commercial | College (WA) | Existing | Water Heating | Natural Gas | Water Heater | E9 |  | Baseline Forecast | 0 | 0 | 0 | 0 | 0 | 0 | 0 | 0 | 0 | 0 | 0 | 0 | 0 | 0 | 0 | 0 | 0 | 0 | 0 | 0 | 0 | 0 | 0 | 0 | 0 | 0 | 0
Commercial_College (WA)_Existing_Water Heating_Natural Gas_Water Heater_E10_Baseline Forecast | Commercial | College (WA) | Existing | Water Heating | Natural Gas | Water Heater | E10 |  | Baseline Forecast | 0 | 0 | 0 | 0 | 0 | 0 | 0 | 0 | 0 | 0 | 0 | 0 | 0 | 0 | 0 | 0 | 0 | 0 | 0 | 0 | 0 | 0 | 0 | 0 | 0 | 0 | 0
Commercial_College (WA)_Existing_Food Preparation_Natural Gas_Oven_E1_Baseline Forecast | Commercial | College (WA) | Existing | Food Preparation | Natural Gas | Oven | E1 | Standard | Baseline Forecast | 0 | 4640.0717 | 5922.4188 | 6888.2287 | 7606.1659 | 8130.1498 | 8502.518 | 8756.5116 | 8918.2272 | 9008.1495 | 7862.2376 | 7179.6037 | 6807.1834 | 6636.3937 | 6591.09 | 7559.4478 | 7699.4195 | 7777.3278 | 7807.0707 | 7599.459 | 7291.8364 | 6964.4387 | 6660.5508 | 6400.2189 | 6109.6876 | 5994.9295 | 5978.3833
Commercial_College (WA)_Existing_Food Preparation_Natural Gas_Oven_E2_Baseline Forecast | Commercial | College (WA) | Existing | Food Preparation | Natural Gas | Oven | E2 | ENERGY STAR (>42% Baking Efficiency) | Baseline Forecast | 0 | 6677.1764 | 8522.5052 | 9912.3291 | 10945.4582 | 11699.4838 | 12235.3307 | 12600.8338 | 12833.5464 | 12962.9468 | 11313.9516 | 10331.6248 | 9795.7029 | 9549.9324 | 9484.7393 | 10878.2298 | 11079.6524 | 11191.7644 | 11234.5651 | 10935.8069 | 10493.1304 | 10021.9971 | 9584.6951 | 9210.0711 | 8791.9895 | 8626.8498 | 8603.0394
Commercial_College (WA)_Existing_Food Preparation_Natural Gas_Oven_E3_Baseline Forecast | Commercial | College (WA) | Existing | Food Preparation | Natural Gas | Oven | E3 |  | Baseline Forecast | 0 | 0 | 0 | 0 | 0 | 0 | 0 | 0 | 0 | 0 | 0 | 0 | 0 | 0 | 0 | 0 | 0 | 0 | 0 | 0 | 0 | 0 | 0 | 0 | 0 | 0 | 0
Commercial_College (WA)_Existing_Food Preparation_Natural Gas_Oven_E4_Baseline Forecast | Commercial | College (WA) | Existing | Food Preparation | Natural Gas | Oven | E4 |  | Baseline Forecast | 0 | 0 | 0 | 0 | 0 | 0 | 0 | 0 | 0 | 0 | 0 | 0 | 0 | 0 | 0 | 0 | 0 | 0 | 0 | 0 | 0 | 0 | 0 | 0 | 0 | 0 | 0
Commercial_College (WA)_Existing_Food Preparation_Natural Gas_Oven_E5_Baseline Forecast | Commercial | College (WA) | Existing | Food Preparation | Natural Gas | Oven | E5 |  | Baseline Forecast | 0 | 0 | 0 | 0 | 0 | 0 | 0 | 0 | 0 | 0 | 0 | 0 | 0 | 0 | 0 | 0 | 0 | 0 | 0 | 0 | 0 | 0 | 0 | 0 | 0 | 0 | 0
Commercial_College (WA)_Existing_Food Preparation_Natural Gas_Oven_E6_Baseline Forecast | Commercial | College (WA) | Existing | Food Preparation | Natural Gas | Oven | E6 |  | Baseline Forecast | 0 | 0 | 0 | 0 | 0 | 0 | 0 | 0 | 0 | 0 | 0 | 0 | 0 | 0 | 0 | 0 | 0 | 0 | 0 | 0 | 0 | 0 | 0 | 0 | 0 | 0 | 0
Commercial_College (WA)_Existing_Food Preparation_Natural Gas_Oven_E7_Baseline Forecast | Commercial | College (WA) | Existing | Food Preparation | Natural Gas | Oven | E7 |  | Baseline Forecast | 0 | 0 | 0 | 0 | 0 | 0 | 0 | 0 | 0 | 0 | 0 | 0 | 0 | 0 | 0 | 0 | 0 | 0 | 0 | 0 | 0 | 0 | 0 | 0 | 0 | 0 | 0
Commercial_College (WA)_Existing_Food Preparation_Natural Gas_Oven_E8_Baseline Forecast | Commercial | College (WA) | Existing | Food Preparation | Natural Gas | Oven | E8 |  | Baseline Forecast | 0 | 0 | 0 | 0 | 0 | 0 | 0 | 0 | 0 | 0 | 0 | 0 | 0 | 0 | 0 | 0 | 0 | 0 | 0 | 0 | 0 | 0 | 0 | 0 | 0 | 0 | 0
Commercial_College (WA)_Existing_Food Preparation_Natural Gas_Oven_E9_Baseline Forecast | Commercial | College (WA) | Existing | Food Preparation | Natural Gas | Oven | E9 |  | Baseline Forecast | 0 | 0 | 0 | 0 | 0 | 0 | 0 | 0 | 0 | 0 | 0 | 0 | 0 | 0 | 0 | 0 | 0 | 0 | 0 | 0 | 0 | 0 | 0 | 0 | 0 | 0 | 0
Commercial_College (WA)_Existing_Food Preparation_Natural Gas_Oven_E10_Baseline Forecast | Commercial | College (WA) | Existing | Food Preparation | Natural Gas | Oven | E10 |  | Baseline Forecast | 0 | 0 | 0 | 0 | 0 | 0 | 0 | 0 | 0 | 0 | 0 | 0 | 0 | 0 | 0 | 0 | 0 | 0 | 0 | 0 | 0 | 0 | 0 | 0 | 0 | 0 | 0
Commercial_College (WA)_Existing_Food Preparation_Natural Gas_Conveyor Oven_E1_Baseline Forecast | Commercial | College (WA) | Existing | Food Preparation | Natural Gas | Conveyor Oven | E1 | Standard | Baseline Forecast | 0 | 0 | 0 | 0 | 0 | 215.5852 | 592.6634 | 1088.9612 | 1671.4837 | 2314.5181 | 2801.3808 | 3165.9087 | 3434.6733 | 3628.5394 | 3763.8895 | 3853.5857 | 3907.7248 | 3069.3402 | 2410.8272 | 1893.5952 | 1487.333 | 1200.3798 | 1031.22 | 972.359 | 1012.9904 | 1140.7919 | 1352.2161
Commercial_College (WA)_Existing_Food Preparation_Natural Gas_Conveyor Oven_E2_Baseline Forecast | Commercial | College (WA) | Existing | Food Preparation | Natural Gas | Conveyor Oven | E2 | ENERGY STAR (>42% Baking Efficiency) | Baseline Forecast | 0 | 0 | 0 | 0 | 0 | 310.2324 | 852.857 | 1567.0417 | 2405.3058 | 3330.6481 | 4031.2553 | 4555.8198 | 4942.5787 | 5221.5567 | 5416.3288 | 5545.4038 | 5623.3113 | 4416.8554 | 3469.2392 | 2724.9297 | 2140.3084 | 1727.3759 | 1483.9507 | 1399.2484 | 1457.7179 | 1641.6274 | 1945.872
Commercial_College (WA)_Existing_Food Preparation_Natural Gas_Conveyor Oven_E3_Baseline Forecast | Commercial | College (WA) | Existing | Food Preparation | Natural Gas | Conveyor Oven | E3 |  | Baseline Forecast | 0 | 0 | 0 | 0 | 0 | 0 | 0 | 0 | 0 | 0 | 0 | 0 | 0 | 0 | 0 | 0 | 0 | 0 | 0 | 0 | 0 | 0 | 0 | 0 | 0 | 0 | 0
Commercial_College (WA)_Existing_Food Preparation_Natural Gas_Conveyor Oven_E4_Baseline Forecast | Commercial | College (WA) | Existing | Food Preparation | Natural Gas | Conveyor Oven | E4 |  | Baseline Forecast | 0 | 0 | 0 | 0 | 0 | 0 | 0 | 0 | 0 | 0 | 0 | 0 | 0 | 0 | 0 | 0 | 0 | 0 | 0 | 0 | 0 | 0 | 0 | 0 | 0 | 0 | 0
Commercial_College (WA)_Existing_Food Preparation_Natural Gas_Conveyor Oven_E5_Baseline Forecast | Commercial | College (WA) | Existing | Food Preparation | Natural Gas | Conveyor Oven | E5 |  | Baseline Forecast | 0 | 0 | 0 | 0 | 0 | 0 | 0 | 0 | 0 | 0 | 0 | 0 | 0 | 0 | 0 | 0 | 0 | 0 | 0 | 0 | 0 | 0 | 0 | 0 | 0 | 0 | 0
Commercial_College (WA)_Existing_Food Preparation_Natural Gas_Conveyor Oven_E6_Baseline Forecast | Commercial | College (WA) | Existing | Food Preparation | Natural Gas | Conveyor Oven | E6 |  | Baseline Forecast | 0 | 0 | 0 | 0 | 0 | 0 | 0 | 0 | 0 | 0 | 0 | 0 | 0 | 0 | 0 | 0 | 0 | 0 | 0 | 0 | 0 | 0 | 0 | 0 | 0 | 0 | 0
Commercial_College (WA)_Existing_Food Preparation_Natural Gas_Conveyor Oven_E7_Baseline Forecast | Commercial | College (WA) | Existing | Food Preparation | Natural Gas | Conveyor Oven | E7 |  | Baseline Forecast | 0 | 0 | 0 | 0 | 0 | 0 | 0 | 0 | 0 | 0 | 0 | 0 | 0 | 0 | 0 | 0 | 0 | 0 | 0 | 0 | 0 | 0 | 0 | 0 | 0 | 0 | 0
Commercial_College (WA)_Existing_Food Preparation_Natural Gas_Conveyor Oven_E8_Baseline Forecast | Commercial | College (WA) | Existing | Food Preparation | Natural Gas | Conveyor Oven | E8 |  | Baseline Forecast | 0 | 0 | 0 | 0 | 0 | 0 | 0 | 0 | 0 | 0 | 0 | 0 | 0 | 0 | 0 | 0 | 0 | 0 | 0 | 0 | 0 | 0 | 0 | 0 | 0 | 0 | 0
Commercial_College (WA)_Existing_Food Preparation_Natural Gas_Conveyor Oven_E9_Baseline Forecast | Commercial | College (WA) | Existing | Food Preparation | Natural Gas | Conveyor Oven | E9 |  | Baseline Forecast | 0 | 0 | 0 | 0 | 0 | 0 | 0 | 0 | 0 | 0 | 0 | 0 | 0 | 0 | 0 | 0 | 0 | 0 | 0 | 0 | 0 | 0 | 0 | 0 | 0 | 0 | 0
Commercial_College (WA)_Existing_Food Preparation_Natural Gas_Conveyor Oven_E10_Baseline Forecast | Commercial | College (WA) | Existing | Food Preparation | Natural Gas | Conveyor Oven | E10 |  | Baseline Forecast | 0 | 0 | 0 | 0 | 0 | 0 | 0 | 0 | 0 | 0 | 0 | 0 | 0 | 0 | 0 | 0 | 0 | 0 | 0 | 0 | 0 | 0 | 0 | 0 | 0 | 0 | 0
Commercial_College (WA)_Existing_Food Preparation_Natural Gas_Double Rack Oven_E1_Baseline Forecast | Commercial | College (WA) | Existing | Food Preparation | Natural Gas | Double Rack Oven | E1 | Standard | Baseline Forecast | 0 | 1288.9088 | 1757.6029 | 2155.1408 | 2490.7877 | 2772.6262 | 3007.7062 | 3202.1767 | 3361.4007 | 3490.0548 | 3167.2773 | 2929.7303 | 2759.8633 | 2643.2327 | 2567.9944 | 2524.4757 | 2504.8143 | 2502.6536 | 2512.8868 | 2776.683 | 2808.1801 | 2805.8048 | 2780.6473 | 2741.0457 | 2693.1703 | 2641.4942 | 2589.173
Commercial_College (WA)_Existing_Food Preparation_Natural Gas_Double Rack Oven_E2_Baseline Forecast | Commercial | College (WA) | Existing | Food Preparation | Natural Gas | Double Rack Oven | E2 | FTSC Qualified (>50% Cooking Efficiency) | Baseline Forecast | 0 | 1854.7712 | 2529.2335 | 3101.3001 | 3584.3043 | 3989.8767 | 4328.1626 | 4608.0104 | 4837.1375 | 5022.2739 | 4557.7893 | 4215.9533 | 3971.5106 | 3803.6764 | 3695.4066 | 3632.7821 | 3604.4888 | 3601.3796 | 3616.1054 | 3995.7145 | 4041.0397 | 4037.6216 | 4001.4192 | 3944.4317 | 3875.5378 | 3801.1745 | 3725.883
Commercial_College (WA)_Existing_Food Preparation_Natural Gas_Double Rack Oven_E3_Baseline Forecast | Commercial | College (WA) | Existing | Food Preparation | Natural Gas | Double Rack Oven | E3 |  | Baseline Forecast | 0 | 0 | 0 | 0 | 0 | 0 | 0 | 0 | 0 | 0 | 0 | 0 | 0 | 0 | 0 | 0 | 0 | 0 | 0 | 0 | 0 | 0 | 0 | 0 | 0 | 0 | 0
Commercial_College (WA)_Existing_Food Preparation_Natural Gas_Double Rack Oven_E4_Baseline Forecast | Commercial | College (WA) | Existing | Food Preparation | Natural Gas | Double Rack Oven | E4 |  | Baseline Forecast | 0 | 0 | 0 | 0 | 0 | 0 | 0 | 0 | 0 | 0 | 0 | 0 | 0 | 0 | 0 | 0 | 0 | 0 | 0 | 0 | 0 | 0 | 0 | 0 | 0 | 0 | 0
Commercial_College (WA)_Existing_Food Preparation_Natural Gas_Double Rack Oven_E5_Baseline Forecast | Commercial | College (WA) | Existing | Food Preparation | Natural Gas | Double Rack Oven | E5 |  | Baseline Forecast | 0 | 0 | 0 | 0 | 0 | 0 | 0 | 0 | 0 | 0 | 0 | 0 | 0 | 0 | 0 | 0 | 0 | 0 | 0 | 0 | 0 | 0 | 0 | 0 | 0 | 0 | 0
Commercial_College (WA)_Existing_Food Preparation_Natural Gas_Double Rack Oven_E6_Baseline Forecast | Commercial | College (WA) | Existing | Food Preparation | Natural Gas | Double Rack Oven | E6 |  | Baseline Forecast | 0 | 0 | 0 | 0 | 0 | 0 | 0 | 0 | 0 | 0 | 0 | 0 | 0 | 0 | 0 | 0 | 0 | 0 | 0 | 0 | 0 | 0 | 0 | 0 | 0 | 0 | 0
Commercial_College (WA)_Existing_Food Preparation_Natural Gas_Double Rack Oven_E7_Baseline Forecast | Commercial | College (WA) | Existing | Food Preparation | Natural Gas | Double Rack Oven | E7 |  | Baseline Forecast | 0 | 0 | 0 | 0 | 0 | 0 | 0 | 0 | 0 | 0 | 0 | 0 | 0 | 0 | 0 | 0 | 0 | 0 | 0 | 0 | 0 | 0 | 0 | 0 | 0 | 0 | 0
Commercial_College (WA)_Existing_Food Preparation_Natural Gas_Double Rack Oven_E8_Baseline Forecast | Commercial | College (WA) | Existing | Food Preparation | Natural Gas | Double Rack Oven | E8 |  | Baseline Forecast | 0 | 0 | 0 | 0 | 0 | 0 | 0 | 0 | 0 | 0 | 0 | 0 | 0 | 0 | 0 | 0 | 0 | 0 | 0 | 0 | 0 | 0 | 0 | 0 | 0 | 0 | 0
Commercial_College (WA)_Existing_Food Preparation_Natural Gas_Double Rack Oven_E9_Baseline Forecast | Commercial | College (WA) | Existing | Food Preparation | Natural Gas | Double Rack Oven | E9 |  | Baseline Forecast | 0 | 0 | 0 | 0 | 0 | 0 | 0 | 0 | 0 | 0 | 0 | 0 | 0 | 0 | 0 | 0 | 0 | 0 | 0 | 0 | 0 | 0 | 0 | 0 | 0 | 0 | 0
Commercial_College (WA)_Existing_Food Preparation_Natural Gas_Double Rack Oven_E10_Baseline Forecast | Commercial | College (WA) | Existing | Food Preparation | Natural Gas | Double Rack Oven | E10 |  | Baseline Forecast | 0 | 0 | 0 | 0 | 0 | 0 | 0 | 0 | 0 | 0 | 0 | 0 | 0 | 0 | 0 | 0 | 0 | 0 | 0 | 0 | 0 | 0 | 0 | 0 | 0 | 0 | 0
Commercial_College (WA)_Existing_Food Preparation_Natural Gas_Fryer_E1_Baseline Forecast | Commercial | College (WA) | Existing | Food Preparation | Natural Gas | Fryer | E1 | Standard | Baseline Forecast | 0 | 8210.5526 | 8940.681 | 9563.0523 | 10089.7764 | 10531.6529 | 10898.3114 | 11198.3376 | 11439.3856 | 11628.2781 | 11771.0961 | 11873.2584 | 11207.6074 | 10667.7161 | 10232.0676 | 9882.3564 | 9603.0459 | 9380.9841 | 9205.0702 | 9065.9643 | 8955.8371 | 8868.1522 | 8797.4779 | 10432.1478 | 10291.0159 | 10112.5755 | 9909.3794
Commercial_College (WA)_Existing_Food Preparation_Natural Gas_Fryer_E2_Baseline Forecast | Commercial | College (WA) | Existing | Food Preparation | Natural Gas | Fryer | E2 | ENERGY STAR | Baseline Forecast | 0 | 2884.7887 | 3141.3204 | 3359.9913 | 3545.0566 | 3700.3105 | 3829.1364 | 3934.5511 | 4019.2436 | 4085.6112 | 4135.7905 | 4171.6854 | 3937.808 | 3748.1165 | 3595.0508 | 3472.1793 | 3374.0431 | 3296.0215 | 3234.2139 | 3185.3388 | 3146.6455 | 3115.8373 | 3091.0058 | 3665.3492 | 3615.7624 | 3553.0671 | 3481.6739
Commercial_College (WA)_Existing_Food Preparation_Natural Gas_Fryer_E3_Baseline Forecast | Commercial | College (WA) | Existing | Food Preparation | Natural Gas | Fryer | E3 |  | Baseline Forecast | 0 | 0 | 0 | 0 | 0 | 0 | 0 | 0 | 0 | 0 | 0 | 0 | 0 | 0 | 0 | 0 | 0 | 0 | 0 | 0 | 0 | 0 | 0 | 0 | 0 | 0 | 0
Commercial_College (WA)_Existing_Food Preparation_Natural Gas_Fryer_E4_Baseline Forecast | Commercial | College (WA) | Existing | Food Preparation | Natural Gas | Fryer | E4 |  | Baseline Forecast | 0 | 0 | 0 | 0 | 0 | 0 | 0 | 0 | 0 | 0 | 0 | 0 | 0 | 0 | 0 | 0 | 0 | 0 | 0 | 0 | 0 | 0 | 0 | 0 | 0 | 0 | 0
Commercial_College (WA)_Existing_Food Preparation_Natural Gas_Fryer_E5_Baseline Forecast | Commercial | College (WA) | Existing | Food Preparation | Natural Gas | Fryer | E5 |  | Baseline Forecast | 0 | 0 | 0 | 0 | 0 | 0 | 0 | 0 | 0 | 0 | 0 | 0 | 0 | 0 | 0 | 0 | 0 | 0 | 0 | 0 | 0 | 0 | 0 | 0 | 0 | 0 | 0
Commercial_College (WA)_Existing_Food Preparation_Natural Gas_Fryer_E6_Baseline Forecast | Commercial | College (WA) | Existing | Food Preparation | Natural Gas | Fryer | E6 |  | Baseline Forecast | 0 | 0 | 0 | 0 | 0 | 0 | 0 | 0 | 0 | 0 | 0 | 0 | 0 | 0 | 0 | 0 | 0 | 0 | 0 | 0 | 0 | 0 | 0 | 0 | 0 | 0 | 0
Commercial_College (WA)_Existing_Food Preparation_Natural Gas_Fryer_E7_Baseline Forecast | Commercial | College (WA) | Existing | Food Preparation | Natural Gas | Fryer | E7 |  | Baseline Forecast | 0 | 0 | 0 | 0 | 0 | 0 | 0 | 0 | 0 | 0 | 0 | 0 | 0 | 0 | 0 | 0 | 0 | 0 | 0 | 0 | 0 | 0 | 0 | 0 | 0 | 0 | 0
Commercial_College (WA)_Existing_Food Preparation_Natural Gas_Fryer_E8_Baseline Forecast | Commercial | College (WA) | Existing | Food Preparation | Natural Gas | Fryer | E8 |  | Baseline Forecast | 0 | 0 | 0 | 0 | 0 | 0 | 0 | 0 | 0 | 0 | 0 | 0 | 0 | 0 | 0 | 0 | 0 | 0 | 0 | 0 | 0 | 0 | 0 | 0 | 0 | 0 | 0
Commercial_College (WA)_Existing_Food Preparation_Natural Gas_Fryer_E9_Baseline Forecast | Commercial | College (WA) | Existing | Food Preparation | Natural Gas | Fryer | E9 |  | Baseline Forecast | 0 | 0 | 0 | 0 | 0 | 0 | 0 | 0 | 0 | 0 | 0 | 0 | 0 | 0 | 0 | 0 | 0 | 0 | 0 | 0 | 0 | 0 | 0 | 0 | 0 | 0 | 0
Commercial_College (WA)_Existing_Food Preparation_Natural Gas_Fryer_E10_Baseline Forecast | Commercial | College (WA) | Existing | Food Preparation | Natural Gas | Fryer | E10 |  | Baseline Forecast | 0 | 0 | 0 | 0 | 0 | 0 | 0 | 0 | 0 | 0 | 0 | 0 | 0 | 0 | 0 | 0 | 0 | 0 | 0 | 0 | 0 | 0 | 0 | 0 | 0 | 0 | 0
Commercial_College (WA)_Existing_Food Preparation_Natural Gas_Broiler_E1_Baseline Forecast | Commercial | College (WA) | Existing | Food Preparation | Natural Gas | Broiler | E1 | Standard | Baseline Forecast | 0 | 15508.8215 | 17341.6822 | 18872.0569 | 20139.702 | 21179.2916 | 22021.0638 | 22691.3865 | 23213.2499 | 23606.6969 | 22063.0929 | 20888.5975 | 20007.7401 | 19358.4002 | 18889.6297 | 18559.8134 | 18335.1162 | 18188.1747 | 18096.9964 | 21304.5378 | 21028.7653 | 20645.5443 | 20197.9404 | 19717.7738 | 19228.0528 | 18744.9351 | 18279.3031
Commercial_College (WA)_Existing_Food Preparation_Natural Gas_Broiler_E2_Baseline Forecast | Commercial | College (WA) | Existing | Food Preparation | Natural Gas | Broiler | E2 | Infrared Burners | Baseline Forecast | 0 | 5449.0454 | 6093.0235 | 6630.7227 | 7076.1115 | 7441.3727 | 7737.1305 | 7972.6493 | 8156.0067 | 8294.2449 | 7751.8975 | 7339.237 | 7029.7465 | 6801.6001 | 6636.8969 | 6521.0155 | 6442.0678 | 6390.4398 | 6358.4041 | 7485.3782 | 7388.4851 | 7253.8399 | 7096.5737 | 6927.8665 | 6755.8023 | 6586.0583 | 6422.4578
Commercial_College (WA)_Existing_Food Preparation_Natural Gas_Broiler_E3_Baseline Forecast | Commercial | College (WA) | Existing | Food Preparation | Natural Gas | Broiler | E3 |  | Baseline Forecast | 0 | 0 | 0 | 0 | 0 | 0 | 0 | 0 | 0 | 0 | 0 | 0 | 0 | 0 | 0 | 0 | 0 | 0 | 0 | 0 | 0 | 0 | 0 | 0 | 0 | 0 | 0
Commercial_College (WA)_Existing_Food Preparation_Natural Gas_Broiler_E4_Baseline Forecast | Commercial | College (WA) | Existing | Food Preparation | Natural Gas | Broiler | E4 |  | Baseline Forecast | 0 | 0 | 0 | 0 | 0 | 0 | 0 | 0 | 0 | 0 | 0 | 0 | 0 | 0 | 0 | 0 | 0 | 0 | 0 | 0 | 0 | 0 | 0 | 0 | 0 | 0 | 0
Commercial_College (WA)_Existing_Food Preparation_Natural Gas_Broiler_E5_Baseline Forecast | Commercial | College (WA) | Existing | Food Preparation | Natural Gas | Broiler | E5 |  | Baseline Forecast | 0 | 0 | 0 | 0 | 0 | 0 | 0 | 0 | 0 | 0 | 0 | 0 | 0 | 0 | 0 | 0 | 0 | 0 | 0 | 0 | 0 | 0 | 0 | 0 | 0 | 0 | 0
Commercial_College (WA)_Existing_Food Preparation_Natural Gas_Broiler_E6_Baseline Forecast | Commercial | College (WA) | Existing | Food Preparation | Natural Gas | Broiler | E6 |  | Baseline Forecast | 0 | 0 | 0 | 0 | 0 | 0 | 0 | 0 | 0 | 0 | 0 | 0 | 0 | 0 | 0 | 0 | 0 | 0 | 0 | 0 | 0 | 0 | 0 | 0 | 0 | 0 | 0
Commercial_College (WA)_Existing_Food Preparation_Natural Gas_Broiler_E7_Baseline Forecast | Commercial | College (WA) | Existing | Food Preparation | Natural Gas | Broiler | E7 |  | Baseline Forecast | 0 | 0 | 0 | 0 | 0 | 0 | 0 | 0 | 0 | 0 | 0 | 0 | 0 | 0 | 0 | 0 | 0 | 0 | 0 | 0 | 0 | 0 | 0 | 0 | 0 | 0 | 0
Commercial_College (WA)_Existing_Food Preparation_Natural Gas_Broiler_E8_Baseline Forecast | Commercial | College (WA) | Existing | Food Preparation | Natural Gas | Broiler | E8 |  | Baseline Forecast | 0 | 0 | 0 | 0 | 0 | 0 | 0 | 0 | 0 | 0 | 0 | 0 | 0 | 0 | 0 | 0 | 0 | 0 | 0 | 0 | 0 | 0 | 0 | 0 | 0 | 0 | 0
Commercial_College (WA)_Existing_Food Preparation_Natural Gas_Broiler_E9_Baseline Forecast | Commercial | College (WA) | Existing | Food Preparation | Natural Gas | Broiler | E9 |  | Baseline Forecast | 0 | 0 | 0 | 0 | 0 | 0 | 0 | 0 | 0 | 0 | 0 | 0 | 0 | 0 | 0 | 0 | 0 | 0 | 0 | 0 | 0 | 0 | 0 | 0 | 0 | 0 | 0
Commercial_College (WA)_Existing_Food Preparation_Natural Gas_Broiler_E10_Baseline Forecast | Commercial | College (WA) | Existing | Food Preparation | Natural Gas | Broiler | E10 |  | Baseline Forecast | 0 | 0 | 0 | 0 | 0 | 0 | 0 | 0 | 0 | 0 | 0 | 0 | 0 | 0 | 0 | 0 | 0 | 0 | 0 | 0 | 0 | 0 | 0 | 0 | 0 | 0 | 0
Commercial_College (WA)_Existing_Food Preparation_Natural Gas_Griddle_E1_Baseline Forecast | Commercial | College (WA) | Existing | Food Preparation | Natural Gas | Griddle | E1 | Standard | Baseline Forecast | 0 | 21007.1795 | 23489.8462 | 25562.7861 | 27279.8508 | 28688.007 | 29828.2136 | 30736.1865 | 31443.0667 | 31976.0028 | 29885.1433 | 28294.2529 | 27101.1042 | 26221.5532 | 25586.5891 | 25139.8427 | 24835.4833 | 24636.4465 | 24512.9426 | 28857.657 | 28484.1145 | 27965.0299 | 27358.7365 | 26708.3359 | 26044.9936 | 25390.5957 | 24759.8827
Commercial_College (WA)_Existing_Food Preparation_Natural Gas_Griddle_E2_Baseline Forecast | Commercial | College (WA) | Existing | Food Preparation | Natural Gas | Griddle | E2 | ENERGY STAR | Baseline Forecast | 0 | 8580.3973 | 9594.4442 | 10441.138 | 11142.4743 | 11717.6367 | 12183.3549 | 12554.217 | 12842.9427 | 13060.6209 | 12206.6078 | 11556.8075 | 11069.4651 | 10710.2119 | 10450.8603 | 10268.3865 | 10144.0706 | 10062.7739 | 10012.3287 | 11786.9303 | 11634.3566 | 11422.3361 | 11174.6952 | 10909.0386 | 10638.096 | 10370.8067 | 10113.1915
Commercial_College (WA)_Existing_Food Preparation_Natural Gas_Griddle_E3_Baseline Forecast | Commercial | College (WA) | Existing | Food Preparation | Natural Gas | Griddle | E3 |  | Baseline Forecast | 0 | 0 | 0 | 0 | 0 | 0 | 0 | 0 | 0 | 0 | 0 | 0 | 0 | 0 | 0 | 0 | 0 | 0 | 0 | 0 | 0 | 0 | 0 | 0 | 0 | 0 | 0
Commercial_College (WA)_Existing_Food Preparation_Natural Gas_Griddle_E4_Baseline Forecast | Commercial | College (WA) | Existing | Food Preparation | Natural Gas | Griddle | E4 |  | Baseline Forecast | 0 | 0 | 0 | 0 | 0 | 0 | 0 | 0 | 0 | 0 | 0 | 0 | 0 | 0 | 0 | 0 | 0 | 0 | 0 | 0 | 0 | 0 | 0 | 0 | 0 | 0 | 0
Commercial_College (WA)_Existing_Food Preparation_Natural Gas_Griddle_E5_Baseline Forecast | Commercial | College (WA) | Existing | Food Preparation | Natural Gas | Griddle | E5 |  | Baseline Forecast | 0 | 0 | 0 | 0 | 0 | 0 | 0 | 0 | 0 | 0 | 0 | 0 | 0 | 0 | 0 | 0 | 0 | 0 | 0 | 0 | 0 | 0 | 0 | 0 | 0 | 0 | 0
Commercial_College (WA)_Existing_Food Preparation_Natural Gas_Griddle_E6_Baseline Forecast | Commercial | College (WA) | Existing | Food Preparation | Natural Gas | Griddle | E6 |  | Baseline Forecast | 0 | 0 | 0 | 0 | 0 | 0 | 0 | 0 | 0 | 0 | 0 | 0 | 0 | 0 | 0 | 0 | 0 | 0 | 0 | 0 | 0 | 0 | 0 | 0 | 0 | 0 | 0
Commercial_College (WA)_Existing_Food Preparation_Natural Gas_Griddle_E7_Baseline Forecast | Commercial | College (WA) | Existing | Food Preparation | Natural Gas | Griddle | E7 |  | Baseline Forecast | 0 | 0 | 0 | 0 | 0 | 0 | 0 | 0 | 0 | 0 | 0 | 0 | 0 | 0 | 0 | 0 | 0 | 0 | 0 | 0 | 0 | 0 | 0 | 0 | 0 | 0 | 0
Commercial_College (WA)_Existing_Food Preparation_Natural Gas_Griddle_E8_Baseline Forecast | Commercial | College (WA) | Existing | Food Preparation | Natural Gas | Griddle | E8 |  | Baseline Forecast | 0 | 0 | 0 | 0 | 0 | 0 | 0 | 0 | 0 | 0 | 0 | 0 | 0 | 0 | 0 | 0 | 0 | 0 | 0 | 0 | 0 | 0 | 0 | 0 | 0 | 0 | 0
Commercial_College (WA)_Existing_Food Preparation_Natural Gas_Griddle_E9_Baseline Forecast | Commercial | College (WA) | Existing | Food Preparation | Natural Gas | Griddle | E9 |  | Baseline Forecast | 0 | 0 | 0 | 0 | 0 | 0 | 0 | 0 | 0 | 0 | 0 | 0 | 0 | 0 | 0 | 0 | 0 | 0 | 0 | 0 | 0 | 0 | 0 | 0 | 0 | 0 | 0
Commercial_College (WA)_Existing_Food Preparation_Natural Gas_Griddle_E10_Baseline Forecast | Commercial | College (WA) | Existing | Food Preparation | Natural Gas | Griddle | E10 |  | Baseline Forecast | 0 | 0 | 0 | 0 | 0 | 0 | 0 | 0 | 0 | 0 | 0 | 0 | 0 | 0 | 0 | 0 | 0 | 0 | 0 | 0 | 0 | 0 | 0 | 0 | 0 | 0 | 0
Commercial_College (WA)_Existing_Food Preparation_Natural Gas_Range_E1_Baseline Forecast | Commercial | College (WA) | Existing | Food Preparation | Natural Gas | Range | E1 | Standard | Baseline Forecast | 0 | 16194.7602 | 20670.403 | 24041.2687 | 26547.0104 | 28375.8168 | 29675.4548 | 30561.9425 | 31126.3615 | 31440.208 | 27440.7507 | 25058.2247 | 23758.4047 | 23162.3152 | 23004.1966 | 26383.9551 | 26872.4836 | 27144.399 | 27248.2074 | 26523.602 | 25449.9386 | 24307.2565 | 23246.6284 | 22338.019 | 21324.0076 | 20923.4796 | 20865.7301
Commercial_College (WA)_Existing_Food Preparation_Natural Gas_Range_E2_Baseline Forecast | Commercial | College (WA) | Existing | Food Preparation | Natural Gas | Range | E2 | High Efficiency | Baseline Forecast | 0 | 23304.6549 | 29745.2141 | 34595.972 | 38201.7954 | 40833.4925 | 42703.7033 | 43979.3807 | 44791.5934 | 45243.2262 | 39487.9096 | 36059.3965 | 34188.9238 | 33331.1365 | 33103.6 | 37967.1549 | 38670.1594 | 39061.4523 | 39210.8351 | 38168.1102 | 36623.0824 | 34978.735 | 33452.4653 | 32144.9542 | 30685.7671 | 30109.3974 | 30026.2945
Commercial_College (WA)_Existing_Food Preparation_Natural Gas_Range_E3_Baseline Forecast | Commercial | College (WA) | Existing | Food Preparation | Natural Gas | Range | E3 |  | Baseline Forecast | 0 | 0 | 0 | 0 | 0 | 0 | 0 | 0 | 0 | 0 | 0 | 0 | 0 | 0 | 0 | 0 | 0 | 0 | 0 | 0 | 0 | 0 | 0 | 0 | 0 | 0 | 0
Commercial_College (WA)_Existing_Food Preparation_Natural Gas_Range_E4_Baseline Forecast | Commercial | College (WA) | Existing | Food Preparation | Natural Gas | Range | E4 |  | Baseline Forecast | 0 | 0 | 0 | 0 | 0 | 0 | 0 | 0 | 0 | 0 | 0 | 0 | 0 | 0 | 0 | 0 | 0 | 0 | 0 | 0 | 0 | 0 | 0 | 0 | 0 | 0 | 0
Commercial_College (WA)_Existing_Food Preparation_Natural Gas_Range_E5_Baseline Forecast | Commercial | College (WA) | Existing | Food Preparation | Natural Gas | Range | E5 |  | Baseline Forecast | 0 | 0 | 0 | 0 | 0 | 0 | 0 | 0 | 0 | 0 | 0 | 0 | 0 | 0 | 0 | 0 | 0 | 0 | 0 | 0 | 0 | 0 | 0 | 0 | 0 | 0 | 0
Commercial_College (WA)_Existing_Food Preparation_Natural Gas_Range_E6_Baseline Forecast | Commercial | College (WA) | Existing | Food Preparation | Natural Gas | Range | E6 |  | Baseline Forecast | 0 | 0 | 0 | 0 | 0 | 0 | 0 | 0 | 0 | 0 | 0 | 0 | 0 | 0 | 0 | 0 | 0 | 0 | 0 | 0 | 0 | 0 | 0 | 0 | 0 | 0 | 0
Commercial_College (WA)_Existing_Food Preparation_Natural Gas_Range_E7_Baseline Forecast | Commercial | College (WA) | Existing | Food Preparation | Natural Gas | Range | E7 |  | Baseline Forecast | 0 | 0 | 0 | 0 | 0 | 0 | 0 | 0 | 0 | 0 | 0 | 0 | 0 | 0 | 0 | 0 | 0 | 0 | 0 | 0 | 0 | 0 | 0 | 0 | 0 | 0 | 0
Commercial_College (WA)_Existing_Food Preparation_Natural Gas_Range_E8_Baseline Forecast | Commercial | College (WA) | Existing | Food Preparation | Natural Gas | Range | E8 |  | Baseline Forecast | 0 | 0 | 0 | 0 | 0 | 0 | 0 | 0 | 0 | 0 | 0 | 0 | 0 | 0 | 0 | 0 | 0 | 0 | 0 | 0 | 0 | 0 | 0 | 0 | 0 | 0 | 0
Commercial_College (WA)_Existing_Food Preparation_Natural Gas_Range_E9_Baseline Forecast | Commercial | College (WA) | Existing | Food Preparation | Natural Gas | Range | E9 |  | Baseline Forecast | 0 | 0 | 0 | 0 | 0 | 0 | 0 | 0 | 0 | 0 | 0 | 0 | 0 | 0 | 0 | 0 | 0 | 0 | 0 | 0 | 0 | 0 | 0 | 0 | 0 | 0 | 0
Commercial_College (WA)_Existing_Food Preparation_Natural Gas_Range_E10_Baseline Forecast | Commercial | College (WA) | Existing | Food Preparation | Natural Gas | Range | E10 |  | Baseline Forecast | 0 | 0 | 0 | 0 | 0 | 0 | 0 | 0 | 0 | 0 | 0 | 0 | 0 | 0 | 0 | 0 | 0 | 0 | 0 | 0 | 0 | 0 | 0 | 0 | 0 | 0 | 0
Commercial_College (WA)_Existing_Food Preparation_Natural Gas_Steamer_E1_Baseline Forecast | Commercial | College (WA) | Existing | Food Preparation | Natural Gas | Steamer | E1 | Standard | Baseline Forecast | 0 | 6575.0171 | 7352.0645 | 8000.872 | 8538.2944 | 8979.0319 | 9335.9041 | 9620.0897 | 9841.3354 | 10008.1386 | 9353.7225 | 8855.7912 | 8482.3487 | 8207.0589 | 8008.3221 | 7868.4954 | 7773.2342 | 7710.9379 | 7672.2825 | 9032.1305 | 8915.2158 | 8752.748 | 8562.9848 | 8359.4166 | 8151.7977 | 7946.9783 | 7749.5721
Commercial_College (WA)_Existing_Food Preparation_Natural Gas_Steamer_E2_Baseline Forecast | Commercial | College (WA) | Existing | Food Preparation | Natural Gas | Steamer | E2 | ENERGY STAR | Baseline Forecast | 0 | 6575.0171 | 7352.0645 | 8000.872 | 8538.2944 | 8979.0319 | 9335.9041 | 9620.0897 | 9841.3354 | 10008.1386 | 9353.7225 | 8855.7912 | 8482.3487 | 8207.0589 | 8008.3221 | 7868.4954 | 7773.2342 | 7710.9379 | 7672.2825 | 9032.1305 | 8915.2158 | 8752.748 | 8562.9848 | 8359.4166 | 8151.7977 | 7946.9783 | 7749.5721
Commercial_College (WA)_Existing_Food Preparation_Natural Gas_Steamer_E3_Baseline Forecast | Commercial | College (WA) | Existing | Food Preparation | Natural Gas | Steamer | E3 |  | Baseline Forecast | 0 | 0 | 0 | 0 | 0 | 0 | 0 | 0 | 0 | 0 | 0 | 0 | 0 | 0 | 0 | 0 | 0 | 0 | 0 | 0 | 0 | 0 | 0 | 0 | 0 | 0 | 0
Commercial_College (WA)_Existing_Food Preparation_Natural Gas_Steamer_E4_Baseline Forecast | Commercial | College (WA) | Existing | Food Preparation | Natural Gas | Steamer | E4 |  | Baseline Forecast | 0 | 0 | 0 | 0 | 0 | 0 | 0 | 0 | 0 | 0 | 0 | 0 | 0 | 0 | 0 | 0 | 0 | 0 | 0 | 0 | 0 | 0 | 0 | 0 | 0 | 0 | 0
Commercial_College (WA)_Existing_Food Preparation_Natural Gas_Steamer_E5_Baseline Forecast | Commercial | College (WA) | Existing | Food Preparation | Natural Gas | Steamer | E5 |  | Baseline Forecast | 0 | 0 | 0 | 0 | 0 | 0 | 0 | 0 | 0 | 0 | 0 | 0 | 0 | 0 | 0 | 0 | 0 | 0 | 0 | 0 | 0 | 0 | 0 | 0 | 0 | 0 | 0
Commercial_College (WA)_Existing_Food Preparation_Natural Gas_Steamer_E6_Baseline Forecast | Commercial | College (WA) | Existing | Food Preparation | Natural Gas | Steamer | E6 |  | Baseline Forecast | 0 | 0 | 0 | 0 | 0 | 0 | 0 | 0 | 0 | 0 | 0 | 0 | 0 | 0 | 0 | 0 | 0 | 0 | 0 | 0 | 0 | 0 | 0 | 0 | 0 | 0 | 0
Commercial_College (WA)_Existing_Food Preparation_Natural Gas_Steamer_E7_Baseline Forecast | Commercial | College (WA) | Existing | Food Preparation | Natural Gas | Steamer | E7 |  | Baseline Forecast | 0 | 0 | 0 | 0 | 0 | 0 | 0 | 0 | 0 | 0 | 0 | 0 | 0 | 0 | 0 | 0 | 0 | 0 | 0 | 0 | 0 | 0 | 0 | 0 | 0 | 0 | 0
Commercial_College (WA)_Existing_Food Preparation_Natural Gas_Steamer_E8_Baseline Forecast | Commercial | College (WA) | Existing | Food Preparation | Natural Gas | Steamer | E8 |  | Baseline Forecast | 0 | 0 | 0 | 0 | 0 | 0 | 0 | 0 | 0 | 0 | 0 | 0 | 0 | 0 | 0 | 0 | 0 | 0 | 0 | 0 | 0 | 0 | 0 | 0 | 0 | 0 | 0
Commercial_College (WA)_Existing_Food Preparation_Natural Gas_Steamer_E9_Baseline Forecast | Commercial | College (WA) | Existing | Food Preparation | Natural Gas | Steamer | E9 |  | Baseline Forecast | 0 | 0 | 0 | 0 | 0 | 0 | 0 | 0 | 0 | 0 | 0 | 0 | 0 | 0 | 0 | 0 | 0 | 0 | 0 | 0 | 0 | 0 | 0 | 0 | 0 | 0 | 0
Commercial_College (WA)_Existing_Food Preparation_Natural Gas_Steamer_E10_Baseline Forecast | Commercial | College (WA) | Existing | Food Preparation | Natural Gas | Steamer | E10 |  | Baseline Forecast | 0 | 0 | 0 | 0 | 0 | 0 | 0 | 0 | 0 | 0 | 0 | 0 | 0 | 0 | 0 | 0 | 0 | 0 | 0 | 0 | 0 | 0 | 0 | 0 | 0 | 0 | 0
Commercial_College (WA)_Existing_Food Preparation_Natural Gas_Food Prep Other_E1_Baseline Forecast | Commercial | College (WA) | Existing | Food Preparation | Natural Gas | Food Prep Other | E1 | Standard | Baseline Forecast | 0 | 1313.6884 | 1676.7441 | 1950.1824 | 2153.4434 | 2301.7928 | 2407.2169 | 2479.1272 | 2524.9118 | 2550.3704 | 2225.942 | 2032.6759 | 1927.237 | 1878.8833 | 1866.0571 | 2140.2167 | 2179.8452 | 2201.9025 | 2210.3232 | 2151.5446 | 2064.451 | 1971.7588 | 1885.7227 | 1812.018 | 1729.7633 | 1697.2732 | 1692.5887
Commercial_College (WA)_Existing_Food Preparation_Natural Gas_Food Prep Other_E2_Baseline Forecast | Commercial | College (WA) | Existing | Food Preparation | Natural Gas | Food Prep Other | E2 | ENERGY STAR | Baseline Forecast | 0 | 461.5662 | 589.1263 | 685.1992 | 756.6153 | 808.738 | 845.7789 | 871.0447 | 887.1312 | 896.0761 | 782.0877 | 714.1834 | 677.1373 | 660.1482 | 655.6417 | 751.968 | 765.8916 | 773.6414 | 776.6 | 755.9481 | 725.3477 | 692.7801 | 662.5512 | 636.655 | 607.7547 | 596.3392 | 594.6933
Commercial_College (WA)_Existing_Food Preparation_Natural Gas_Food Prep Other_E3_Baseline Forecast | Commercial | College (WA) | Existing | Food Preparation | Natural Gas | Food Prep Other | E3 |  | Baseline Forecast | 0 | 0 | 0 | 0 | 0 | 0 | 0 | 0 | 0 | 0 | 0 | 0 | 0 | 0 | 0 | 0 | 0 | 0 | 0 | 0 | 0 | 0 | 0 | 0 | 0 | 0 | 0
Commercial_College (WA)_Existing_Food Preparation_Natural Gas_Food Prep Other_E4_Baseline Forecast | Commercial | College (WA) | Existing | Food Preparation | Natural Gas | Food Prep Other | E4 |  | Baseline Forecast | 0 | 0 | 0 | 0 | 0 | 0 | 0 | 0 | 0 | 0 | 0 | 0 | 0 | 0 | 0 | 0 | 0 | 0 | 0 | 0 | 0 | 0 | 0 | 0 | 0 | 0 | 0
Commercial_College (WA)_Existing_Food Preparation_Natural Gas_Food Prep Other_E5_Baseline Forecast | Commercial | College (WA) | Existing | Food Preparation | Natural Gas | Food Prep Other | E5 |  | Baseline Forecast | 0 | 0 | 0 | 0 | 0 | 0 | 0 | 0 | 0 | 0 | 0 | 0 | 0 | 0 | 0 | 0 | 0 | 0 | 0 | 0 | 0 | 0 | 0 | 0 | 0 | 0 | 0
Commercial_College (WA)_Existing_Food Preparation_Natural Gas_Food Prep Other_E6_Baseline Forecast | Commercial | College (WA) | Existing | Food Preparation | Natural Gas | Food Prep Other | E6 |  | Baseline Forecast | 0 | 0 | 0 | 0 | 0 | 0 | 0 | 0 | 0 | 0 | 0 | 0 | 0 | 0 | 0 | 0 | 0 | 0 | 0 | 0 | 0 | 0 | 0 | 0 | 0 | 0 | 0
Commercial_College (WA)_Existing_Food Preparation_Natural Gas_Food Prep Other_E7_Baseline Forecast | Commercial | College (WA) | Existing | Food Preparation | Natural Gas | Food Prep Other | E7 |  | Baseline Forecast | 0 | 0 | 0 | 0 | 0 | 0 | 0 | 0 | 0 | 0 | 0 | 0 | 0 | 0 | 0 | 0 | 0 | 0 | 0 | 0 | 0 | 0 | 0 | 0 | 0 | 0 | 0
Commercial_College (WA)_Existing_Food Preparation_Natural Gas_Food Prep Other_E8_Baseline Forecast | Commercial | College (WA) | Existing | Food Preparation | Natural Gas | Food Prep Other | E8 |  | Baseline Forecast | 0 | 0 | 0 | 0 | 0 | 0 | 0 | 0 | 0 | 0 | 0 | 0 | 0 | 0 | 0 | 0 | 0 | 0 | 0 | 0 | 0 | 0 | 0 | 0 | 0 | 0 | 0
Commercial_College (WA)_Existing_Food Preparation_Natural Gas_Food Prep Other_E9_Baseline Forecast | Commercial | College (WA) | Existing | Food Preparation | Natural Gas | Food Prep Other | E9 |  | Baseline Forecast | 0 | 0 | 0 | 0 | 0 | 0 | 0 | 0 | 0 | 0 | 0 | 0 | 0 | 0 | 0 | 0 | 0 | 0 | 0 | 0 | 0 | 0 | 0 | 0 | 0 | 0 | 0
Commercial_College (WA)_Existing_Food Preparation_Natural Gas_Food Prep Other_E10_Baseline Forecast | Commercial | College (WA) | Existing | Food Preparation | Natural Gas | Food Prep Other | E10 |  | Baseline Forecast | 0 | 0 | 0 | 0 | 0 | 0 | 0 | 0 | 0 | 0 | 0 | 0 | 0 | 0 | 0 | 0 | 0 | 0 | 0 | 0 | 0 | 0 | 0 | 0 | 0 | 0 | 0
Commercial_College (WA)_Existing_Miscellaneous_Natural Gas_Pool Heater_E1_Baseline Forecast | Commercial | College (WA) | Existing | Miscellaneous | Natural Gas | Pool Heater | E1 | Standard (EF .82) | Baseline Forecast | 0 | 4440.1712 | 4214.1262 | 4023.3676 | 3860.5652 | 3719.9569 | 3732.0436 | 3700.2914 | 3640.5442 | 3563.9094 | 3478.0598 | 4381.6704 | 4085.0783 | 3848.0193 | 3653.1801 | 3488.6749 | 3557.1029 | 3547.214 | 3489.9568 | 3405.5101 | 3306.8496 | 3457.3997 | 3315.5487 | 3205.4969 | 3111.9193 | 3026.2618 | 3036.6252
Commercial_College (WA)_Existing_Miscellaneous_Natural Gas_Pool Heater_E2_Baseline Forecast | Commercial | College (WA) | Existing | Miscellaneous | Natural Gas | Pool Heater | E2 | Condensing (EF .90) | Baseline Forecast | 0 | 493.3524 | 468.2362 | 447.0408 | 428.9517 | 413.3285 | 414.6715 | 411.1435 | 404.5049 | 395.9899 | 386.4511 | 486.8523 | 453.8976 | 427.5577 | 405.9089 | 387.6305 | 395.2337 | 394.1349 | 387.773 | 378.39 | 367.4277 | 384.1555 | 368.3943 | 356.1663 | 345.7688 | 336.2513 | 337.4028
Commercial_College (WA)_Existing_Miscellaneous_Natural Gas_Pool Heater_E3_Baseline Forecast | Commercial | College (WA) | Existing | Miscellaneous | Natural Gas | Pool Heater | E3 |  | Baseline Forecast | 0 | 0 | 0 | 0 | 0 | 0 | 0 | 0 | 0 | 0 | 0 | 0 | 0 | 0 | 0 | 0 | 0 | 0 | 0 | 0 | 0 | 0 | 0 | 0 | 0 | 0 | 0
Commercial_College (WA)_Existing_Miscellaneous_Natural Gas_Pool Heater_E4_Baseline Forecast | Commercial | College (WA) | Existing | Miscellaneous | Natural Gas | Pool Heater | E4 |  | Baseline Forecast | 0 | 0 | 0 | 0 | 0 | 0 | 0 | 0 | 0 | 0 | 0 | 0 | 0 | 0 | 0 | 0 | 0 | 0 | 0 | 0 | 0 | 0 | 0 | 0 | 0 | 0 | 0
Commercial_College (WA)_Existing_Miscellaneous_Natural Gas_Pool Heater_E5_Baseline Forecast | Commercial | College (WA) | Existing | Miscellaneous | Natural Gas | Pool Heater | E5 |  | Baseline Forecast | 0 | 0 | 0 | 0 | 0 | 0 | 0 | 0 | 0 | 0 | 0 | 0 | 0 | 0 | 0 | 0 | 0 | 0 | 0 | 0 | 0 | 0 | 0 | 0 | 0 | 0 | 0
Commercial_College (WA)_Existing_Miscellaneous_Natural Gas_Pool Heater_E6_Baseline Forecast | Commercial | College (WA) | Existing | Miscellaneous | Natural Gas | Pool Heater | E6 |  | Baseline Forecast | 0 | 0 | 0 | 0 | 0 | 0 | 0 | 0 | 0 | 0 | 0 | 0 | 0 | 0 | 0 | 0 | 0 | 0 | 0 | 0 | 0 | 0 | 0 | 0 | 0 | 0 | 0
Commercial_College (WA)_Existing_Miscellaneous_Natural Gas_Pool Heater_E7_Baseline Forecast | Commercial | College (WA) | Existing | Miscellaneous | Natural Gas | Pool Heater | E7 |  | Baseline Forecast | 0 | 0 | 0 | 0 | 0 | 0 | 0 | 0 | 0 | 0 | 0 | 0 | 0 | 0 | 0 | 0 | 0 | 0 | 0 | 0 | 0 | 0 | 0 | 0 | 0 | 0 | 0
Commercial_College (WA)_Existing_Miscellaneous_Natural Gas_Pool Heater_E8_Baseline Forecast | Commercial | College (WA) | Existing | Miscellaneous | Natural Gas | Pool Heater | E8 |  | Baseline Forecast | 0 | 0 | 0 | 0 | 0 | 0 | 0 | 0 | 0 | 0 | 0 | 0 | 0 | 0 | 0 | 0 | 0 | 0 | 0 | 0 | 0 | 0 | 0 | 0 | 0 | 0 | 0
Commercial_College (WA)_Existing_Miscellaneous_Natural Gas_Pool Heater_E9_Baseline Forecast | Commercial | College (WA) | Existing | Miscellaneous | Natural Gas | Pool Heater | E9 |  | Baseline Forecast | 0 | 0 | 0 | 0 | 0 | 0 | 0 | 0 | 0 | 0 | 0 | 0 | 0 | 0 | 0 | 0 | 0 | 0 | 0 | 0 | 0 | 0 | 0 | 0 | 0 | 0 | 0
Commercial_College (WA)_Existing_Miscellaneous_Natural Gas_Pool Heater_E10_Baseline Forecast | Commercial | College (WA) | Existing | Miscellaneous | Natural Gas | Pool Heater | E10 |  | Baseline Forecast | 0 | 0 | 0 | 0 | 0 | 0 | 0 | 0 | 0 | 0 | 0 | 0 | 0 | 0 | 0 | 0 | 0 | 0 | 0 | 0 | 0 | 0 | 0 | 0 | 0 | 0 | 0
Commercial_College (WA)_Existing_Miscellaneous_Natural Gas_Miscellaneous_E1_Baseline Forecast | Commercial | College (WA) | Existing | Miscellaneous | Natural Gas | Miscellaneous | E1 | Standard | Baseline Forecast | 0 | 290063.9228 | 339035.754 | 378522.4117 | 357767.0419 | 346921.4586 | 343133.0897 | 337138.7105 | 330627.7048 | 324636.1038 | 318783.3468 | 383322.077 | 379635.9323 | 373658.1481 | 362918.0905 | 355693.0584 | 350468.1906 | 344067.3494 | 337552.0812 | 331459.9236 | 325474.839 | 336602.2363 | 328881.9989 | 321003.7425 | 314696.9425 | 309150.6668 | 303871.1757
Commercial_College (WA)_Existing_Miscellaneous_Natural Gas_Miscellaneous_E2_Baseline Forecast | Commercial | College (WA) | Existing | Miscellaneous | Natural Gas | Miscellaneous | E2 |  | Baseline Forecast | 0 | 0 | 0 | 0 | 0 | 0 | 0 | 0 | 0 | 0 | 0 | 0 | 0 | 0 | 0 | 0 | 0 | 0 | 0 | 0 | 0 | 0 | 0 | 0 | 0 | 0 | 0
Commercial_College (WA)_Existing_Miscellaneous_Natural Gas_Miscellaneous_E3_Baseline Forecast | Commercial | College (WA) | Existing | Miscellaneous | Natural Gas | Miscellaneous | E3 |  | Baseline Forecast | 0 | 0 | 0 | 0 | 0 | 0 | 0 | 0 | 0 | 0 | 0 | 0 | 0 | 0 | 0 | 0 | 0 | 0 | 0 | 0 | 0 | 0 | 0 | 0 | 0 | 0 | 0
Commercial_College (WA)_Existing_Miscellaneous_Natural Gas_Miscellaneous_E4_Baseline Forecast | Commercial | College (WA) | Existing | Miscellaneous | Natural Gas | Miscellaneous | E4 |  | Baseline Forecast | 0 | 0 | 0 | 0 | 0 | 0 | 0 | 0 | 0 | 0 | 0 | 0 | 0 | 0 | 0 | 0 | 0 | 0 | 0 | 0 | 0 | 0 | 0 | 0 | 0 | 0 | 0
Commercial_College (WA)_Existing_Miscellaneous_Natural Gas_Miscellaneous_E5_Baseline Forecast | Commercial | College (WA) | Existing | Miscellaneous | Natural Gas | Miscellaneous | E5 |  | Baseline Forecast | 0 | 0 | 0 | 0 | 0 | 0 | 0 | 0 | 0 | 0 | 0 | 0 | 0 | 0 | 0 | 0 | 0 | 0 | 0 | 0 | 0 | 0 | 0 | 0 | 0 | 0 | 0
Commercial_College (WA)_Existing_Miscellaneous_Natural Gas_Miscellaneous_E6_Baseline Forecast | Commercial | College (WA) | Existing | Miscellaneous | Natural Gas | Miscellaneous | E6 |  | Baseline Forecast | 0 | 0 | 0 | 0 | 0 | 0 | 0 | 0 | 0 | 0 | 0 | 0 | 0 | 0 | 0 | 0 | 0 | 0 | 0 | 0 | 0 | 0 | 0 | 0 | 0 | 0 | 0
Commercial_College (WA)_Existing_Miscellaneous_Natural Gas_Miscellaneous_E7_Baseline Forecast | Commercial | College (WA) | Existing | Miscellaneous | Natural Gas | Miscellaneous | E7 |  | Baseline Forecast | 0 | 0 | 0 | 0 | 0 | 0 | 0 | 0 | 0 | 0 | 0 | 0 | 0 | 0 | 0 | 0 | 0 | 0 | 0 | 0 | 0 | 0 | 0 | 0 | 0 | 0 | 0
Commercial_College (WA)_Existing_Miscellaneous_Natural Gas_Miscellaneous_E8_Baseline Forecast | Commercial | College (WA) | Existing | Miscellaneous | Natural Gas | Miscellaneous | E8 |  | Baseline Forecast | 0 | 0 | 0 | 0 | 0 | 0 | 0 | 0 | 0 | 0 | 0 | 0 | 0 | 0 | 0 | 0 | 0 | 0 | 0 | 0 | 0 | 0 | 0 | 0 | 0 | 0 | 0
Commercial_College (WA)_Existing_Miscellaneous_Natural Gas_Miscellaneous_E9_Baseline Forecast | Commercial | College (WA) | Existing | Miscellaneous | Natural Gas | Miscellaneous | E9 |  | Baseline Forecast | 0 | 0 | 0 | 0 | 0 | 0 | 0 | 0 | 0 | 0 | 0 | 0 | 0 | 0 | 0 | 0 | 0 | 0 | 0 | 0 | 0 | 0 | 0 | 0 | 0 | 0 | 0
Commercial_College (WA)_Existing_Miscellaneous_Natural Gas_Miscellaneous_E10_Baseline Forecast | Commercial | College (WA) | Existing | Miscellaneous | Natural Gas | Miscellaneous | E10 |  | Baseline Forecast | 0 | 0 | 0 | 0 | 0 | 0 | 0 | 0 | 0 | 0 | 0 | 0 | 0 | 0 | 0 | 0 | 0 | 0 | 0 | 0 | 0 | 0 | 0 | 0 | 0 | 0 | 0
Commercial_College (WA)_New_Space Heating_Natural Gas_Furnace_E1_Baseline Forecast | Commercial | College (WA) | New | Space Heating | Natural Gas | Furnace | E1 | AFUE 80% (Standard) | Baseline Forecast | 0 | 7704.5369 | 7199.7923 | 7243.2299 | 7231.9707 | 7085.6002 | 6961.1886 | 6814.8589 | 6703.2085 | 6595.1493 | 6485.1686 | 6267.2808 | 6873.8706 | 7365.233 | 7790.1721 | 8164.6513 | 8515.6332 | 8799.2019 | 9032.5578 | 9223.195 | 9395.193 | 9604.6481 | 9689.4814 | 12274.513 | 12053.7683 | 12076.5729 | 11672.6472
Commercial_College (WA)_New_Space Heating_Natural Gas_Furnace_E2_Baseline Forecast | Commercial | College (WA) | New | Space Heating | Natural Gas | Furnace | E2 | AFUE 90% | Baseline Forecast | 0 | 0 | 0 | 0 | 0 | 0 | 0 | 0 | 0 | 0 | 0 | 0 | 0 | 0 | 0 | 0 | 0 | 0 | 0 | 0 | 0 | 0 | 0 | 0 | 0 | 0 | 0
Commercial_College (WA)_New_Space Heating_Natural Gas_Furnace_E3_Baseline Forecast | Commercial | College (WA) | New | Space Heating | Natural Gas | Furnace | E3 | AFUE 96% | Baseline Forecast | 0 | 0 | 0 | 0 | 0 | 0 | 0 | 0 | 0 | 0 | 0 | 0 | 0 | 0 | 0 | 0 | 0 | 0 | 0 | 0 | 0 | 0 | 0 | 0 | 0 | 0 | 0
Commercial_College (WA)_New_Space Heating_Natural Gas_Furnace_E4_Baseline Forecast | Commercial | College (WA) | New | Space Heating | Natural Gas | Furnace | E4 |  | Baseline Forecast | 0 | 0 | 0 | 0 | 0 | 0 | 0 | 0 | 0 | 0 | 0 | 0 | 0 | 0 | 0 | 0 | 0 | 0 | 0 | 0 | 0 | 0 | 0 | 0 | 0 | 0 | 0
Commercial_College (WA)_New_Space Heating_Natural Gas_Furnace_E5_Baseline Forecast | Commercial | College (WA) | New | Space Heating | Natural Gas | Furnace | E5 |  | Baseline Forecast | 0 | 0 | 0 | 0 | 0 | 0 | 0 | 0 | 0 | 0 | 0 | 0 | 0 | 0 | 0 | 0 | 0 | 0 | 0 | 0 | 0 | 0 | 0 | 0 | 0 | 0 | 0
Commercial_College (WA)_New_Space Heating_Natural Gas_Furnace_E6_Baseline Forecast | Commercial | College (WA) | New | Space Heating | Natural Gas | Furnace | E6 |  | Baseline Forecast | 0 | 0 | 0 | 0 | 0 | 0 | 0 | 0 | 0 | 0 | 0 | 0 | 0 | 0 | 0 | 0 | 0 | 0 | 0 | 0 | 0 | 0 | 0 | 0 | 0 | 0 | 0
Commercial_College (WA)_New_Space Heating_Natural Gas_Furnace_E7_Baseline Forecast | Commercial | College (WA) | New | Space Heating | Natural Gas | Furnace | E7 |  | Baseline Forecast | 0 | 0 | 0 | 0 | 0 | 0 | 0 | 0 | 0 | 0 | 0 | 0 | 0 | 0 | 0 | 0 | 0 | 0 | 0 | 0 | 0 | 0 | 0 | 0 | 0 | 0 | 0
Commercial_College (WA)_New_Space Heating_Natural Gas_Furnace_E8_Baseline Forecast | Commercial | College (WA) | New | Space Heating | Natural Gas | Furnace | E8 |  | Baseline Forecast | 0 | 0 | 0 | 0 | 0 | 0 | 0 | 0 | 0 | 0 | 0 | 0 | 0 | 0 | 0 | 0 | 0 | 0 | 0 | 0 | 0 | 0 | 0 | 0 | 0 | 0 | 0
Commercial_College (WA)_New_Space Heating_Natural Gas_Furnace_E9_Baseline Forecast | Commercial | College (WA) | New | Space Heating | Natural Gas | Furnace | E9 |  | Baseline Forecast | 0 | 0 | 0 | 0 | 0 | 0 | 0 | 0 | 0 | 0 | 0 | 0 | 0 | 0 | 0 | 0 | 0 | 0 | 0 | 0 | 0 | 0 | 0 | 0 | 0 | 0 | 0
Commercial_College (WA)_New_Space Heating_Natural Gas_Furnace_E10_Baseline Forecast | Commercial | College (WA) | New | Space Heating | Natural Gas | Furnace | E10 |  | Baseline Forecast | 0 | 0 | 0 | 0 | 0 | 0 | 0 | 0 | 0 | 0 | 0 | 0 | 0 | 0 | 0 | 0 | 0 | 0 | 0 | 0 | 0 | 0 | 0 | 0 | 0 | 0 | 0
Commercial_College (WA)_New_Space Heating_Natural Gas_Boiler_E1_Baseline Forecast | Commercial | College (WA) | New | Space Heating | Natural Gas | Boiler | E1 | AFUE 80% (Standard) | Baseline Forecast | 0 | 65715.1246 | 61409.9531 | 61780.4504 | 61684.4154 | 60435.9621 | 41688.6931 | 40812.3638 | 40143.7196 | 39496.5815 | 38837.9368 | 32667.6677 | 32178.6255 | 31660.0407 | 31054.6256 | 30447.926 | 30020.7106 | 29506.2156 | 28980.4729 | 28443.3407 | 27999.4221 | 27924.7193 | 27409.7258 | 26930.4112 | 26496.1683 | 26154.4801 | 23543.759
Commercial_College (WA)_New_Space Heating_Natural Gas_Boiler_E2_Baseline Forecast | Commercial | College (WA) | New | Space Heating | Natural Gas | Boiler | E2 | AFUE 85% | Baseline Forecast | 0 | 0 | 0 | 0 | 0 | 0 | 0 | 0 | 0 | 0 | 0 | 0 | 0 | 0 | 0 | 0 | 0 | 0 | 0 | 0 | 0 | 0 | 0 | 0 | 0 | 0 | 0
Commercial_College (WA)_New_Space Heating_Natural Gas_Boiler_E3_Baseline Forecast | Commercial | College (WA) | New | Space Heating | Natural Gas | Boiler | E3 | AFUE 97% | Baseline Forecast | 0 | 0 | 0 | 0 | 0 | 0 | 17686.1122 | 17314.3361 | 17030.6689 | 16756.1255 | 16476.7005 | 20788.5158 | 20477.3072 | 20147.2986 | 19762.0345 | 19375.9529 | 19104.0886 | 18776.6827 | 18442.1191 | 18100.3077 | 17817.8141 | 17770.2759 | 17442.5528 | 17137.5344 | 16861.198 | 16643.7601 | 14982.3921
Commercial_College (WA)_New_Space Heating_Natural Gas_Boiler_E4_Baseline Forecast | Commercial | College (WA) | New | Space Heating | Natural Gas | Boiler | E4 | Convert to NG Air Source Heat Pump | Baseline Forecast | 0 | 0 | 0 | 0 | 0 | 0 | 0 | 0 | 0 | 0 | 0 | 0 | 0 | 0 | 0 | 0 | 0 | 0 | 0 | 0 | 0 | 0 | 0 | 0 | 0 | 0 | 0
Commercial_College (WA)_New_Space Heating_Natural Gas_Boiler_E5_Baseline Forecast | Commercial | College (WA) | New | Space Heating | Natural Gas | Boiler | E5 |  | Baseline Forecast | 0 | 0 | 0 | 0 | 0 | 0 | 0 | 0 | 0 | 0 | 0 | 0 | 0 | 0 | 0 | 0 | 0 | 0 | 0 | 0 | 0 | 0 | 0 | 0 | 0 | 0 | 0
Commercial_College (WA)_New_Space Heating_Natural Gas_Boiler_E6_Baseline Forecast | Commercial | College (WA) | New | Space Heating | Natural Gas | Boiler | E6 |  | Baseline Forecast | 0 | 0 | 0 | 0 | 0 | 0 | 0 | 0 | 0 | 0 | 0 | 0 | 0 | 0 | 0 | 0 | 0 | 0 | 0 | 0 | 0 | 0 | 0 | 0 | 0 | 0 | 0
Commercial_College (WA)_New_Space Heating_Natural Gas_Boiler_E7_Baseline Forecast | Commercial | College (WA) | New | Space Heating | Natural Gas | Boiler | E7 |  | Baseline Forecast | 0 | 0 | 0 | 0 | 0 | 0 | 0 | 0 | 0 | 0 | 0 | 0 | 0 | 0 | 0 | 0 | 0 | 0 | 0 | 0 | 0 | 0 | 0 | 0 | 0 | 0 | 0
Commercial_College (WA)_New_Space Heating_Natural Gas_Boiler_E8_Baseline Forecast | Commercial | College (WA) | New | Space Heating | Natural Gas | Boiler | E8 |  | Baseline Forecast | 0 | 0 | 0 | 0 | 0 | 0 | 0 | 0 | 0 | 0 | 0 | 0 | 0 | 0 | 0 | 0 | 0 | 0 | 0 | 0 | 0 | 0 | 0 | 0 | 0 | 0 | 0
Commercial_College (WA)_New_Space Heating_Natural Gas_Boiler_E9_Baseline Forecast | Commercial | College (WA) | New | Space Heating | Natural Gas | Boiler | E9 |  | Baseline Forecast | 0 | 0 | 0 | 0 | 0 | 0 | 0 | 0 | 0 | 0 | 0 | 0 | 0 | 0 | 0 | 0 | 0 | 0 | 0 | 0 | 0 | 0 | 0 | 0 | 0 | 0 | 0
Commercial_College (WA)_New_Space Heating_Natural Gas_Boiler_E10_Baseline Forecast | Commercial | College (WA) | New | Space Heating | Natural Gas | Boiler | E10 |  | Baseline Forecast | 0 | 0 | 0 | 0 | 0 | 0 | 0 | 0 | 0 | 0 | 0 | 0 | 0 | 0 | 0 | 0 | 0 | 0 | 0 | 0 | 0 | 0 | 0 | 0 | 0 | 0 | 0
Commercial_College (WA)_New_Space Heating_Natural Gas_Unit Heater_E1_Baseline Forecast | Commercial | College (WA) | New | Space Heating | Natural Gas | Unit Heater | E1 | Standard | Baseline Forecast | 0 | 0 | 0 | 0 | 0 | 0 | 0 | 0 | 0 | 0 | 0 | 0 | 0 | 0 | 0 | 0 | 0 | 0 | 0 | 0 | 0 | 0 | 0 | 0 | 0 | 0 | 0
Commercial_College (WA)_New_Space Heating_Natural Gas_Unit Heater_E2_Baseline Forecast | Commercial | College (WA) | New | Space Heating | Natural Gas | Unit Heater | E2 | Condensing | Baseline Forecast | 0 | 0 | 0 | 0 | 0 | 0 | 0 | 0 | 0 | 0 | 0 | 0 | 0 | 0 | 0 | 0 | 0 | 0 | 0 | 0 | 0 | 0 | 0 | 0 | 0 | 0 | 0
Commercial_College (WA)_New_Space Heating_Natural Gas_Unit Heater_E3_Baseline Forecast | Commercial | College (WA) | New | Space Heating | Natural Gas | Unit Heater | E3 | Infrared Radiant | Baseline Forecast | 0 | 0 | 0 | 0 | 0 | 0 | 0 | 0 | 0 | 0 | 0 | 0 | 0 | 0 | 0 | 0 | 0 | 0 | 0 | 0 | 0 | 0 | 0 | 0 | 0 | 0 | 0
Commercial_College (WA)_New_Space Heating_Natural Gas_Unit Heater_E4_Baseline Forecast | Commercial | College (WA) | New | Space Heating | Natural Gas | Unit Heater | E4 |  | Baseline Forecast | 0 | 0 | 0 | 0 | 0 | 0 | 0 | 0 | 0 | 0 | 0 | 0 | 0 | 0 | 0 | 0 | 0 | 0 | 0 | 0 | 0 | 0 | 0 | 0 | 0 | 0 | 0
Commercial_College (WA)_New_Space Heating_Natural Gas_Unit Heater_E5_Baseline Forecast | Commercial | College (WA) | New | Space Heating | Natural Gas | Unit Heater | E5 |  | Baseline Forecast | 0 | 0 | 0 | 0 | 0 | 0 | 0 | 0 | 0 | 0 | 0 | 0 | 0 | 0 | 0 | 0 | 0 | 0 | 0 | 0 | 0 | 0 | 0 | 0 | 0 | 0 | 0
Commercial_College (WA)_New_Space Heating_Natural Gas_Unit Heater_E6_Baseline Forecast | Commercial | College (WA) | New | Space Heating | Natural Gas | Unit Heater | E6 |  | Baseline Forecast | 0 | 0 | 0 | 0 | 0 | 0 | 0 | 0 | 0 | 0 | 0 | 0 | 0 | 0 | 0 | 0 | 0 | 0 | 0 | 0 | 0 | 0 | 0 | 0 | 0 | 0 | 0
Commercial_College (WA)_New_Space Heating_Natural Gas_Unit Heater_E7_Baseline Forecast | Commercial | College (WA) | New | Space Heating | Natural Gas | Unit Heater | E7 |  | Baseline Forecast | 0 | 0 | 0 | 0 | 0 | 0 | 0 | 0 | 0 | 0 | 0 | 0 | 0 | 0 | 0 | 0 | 0 | 0 | 0 | 0 | 0 | 0 | 0 | 0 | 0 | 0 | 0
Commercial_College (WA)_New_Space Heating_Natural Gas_Unit Heater_E8_Baseline Forecast | Commercial | College (WA) | New | Space Heating | Natural Gas | Unit Heater | E8 |  | Baseline Forecast | 0 | 0 | 0 | 0 | 0 | 0 | 0 | 0 | 0 | 0 | 0 | 0 | 0 | 0 | 0 | 0 | 0 | 0 | 0 | 0 | 0 | 0 | 0 | 0 | 0 | 0 | 0
Commercial_College (WA)_New_Space Heating_Natural Gas_Unit Heater_E9_Baseline Forecast | Commercial | College (WA) | New | Space Heating | Natural Gas | Unit Heater | E9 |  | Baseline Forecast | 0 | 0 | 0 | 0 | 0 | 0 | 0 | 0 | 0 | 0 | 0 | 0 | 0 | 0 | 0 | 0 | 0 | 0 | 0 | 0 | 0 | 0 | 0 | 0 | 0 | 0 | 0
Commercial_College (WA)_New_Space Heating_Natural Gas_Unit Heater_E10_Baseline Forecast | Commercial | College (WA) | New | Space Heating | Natural Gas | Unit Heater | E10 |  | Baseline Forecast | 0 | 0 | 0 | 0 | 0 | 0 | 0 | 0 | 0 | 0 | 0 | 0 | 0 | 0 | 0 | 0 | 0 | 0 | 0 | 0 | 0 | 0 | 0 | 0 | 0 | 0 | 0
Commercial_College (WA)_New_Water Heating_Natural Gas_Water Heater_E1_Baseline Forecast | Commercial | College (WA) | New | Water Heating | Natural Gas | Water Heater | E1 | TE 0.80 | Baseline Forecast | 0 | 30450.3138 | 28455.4333 | 28627.11 | 28582.6104 | 28004.1166 | 27512.41 | 26934.0774 | 26492.8064 | 26065.7283 | 25631.0563 | 24769.9075 | 27167.3069 | 29109.2976 | 30788.7661 | 32268.8045 | 33655.9753 | 34776.7119 | 35698.9946 | 36452.442 | 37132.2221 | 37960.0427 | 38295.3256 | 48512.0362 | 47639.5963 | 47729.7259 | 46133.3078
Commercial_College (WA)_New_Water Heating_Natural Gas_Water Heater_E2_Baseline Forecast | Commercial | College (WA) | New | Water Heating | Natural Gas | Water Heater | E2 | TE 0.90 | Baseline Forecast | 0 | 0 | 0 | 0 | 0 | 0 | 0 | 0 | 0 | 0 | 0 | 0 | 0 | 0 | 0 | 0 | 0 | 0 | 0 | 0 | 0 | 0 | 0 | 0 | 0 | 0 | 0
Commercial_College (WA)_New_Water Heating_Natural Gas_Water Heater_E3_Baseline Forecast | Commercial | College (WA) | New | Water Heating | Natural Gas | Water Heater | E3 | TE 0.94 | Baseline Forecast | 0 | 34337.5879 | 32088.0418 | 32281.6347 | 32231.4543 | 31579.1102 | 31024.6326 | 30372.4703 | 29874.8668 | 29393.268 | 28903.1061 | 27932.0234 | 30635.4738 | 32825.3782 | 34719.2469 | 36388.2263 | 37952.4827 | 39216.2921 | 40256.313 | 41105.9452 | 41872.5058 | 42806.0056 | 43184.0906 | 54705.0621 | 53721.2469 | 53822.8824 | 52022.6662
Commercial_College (WA)_New_Water Heating_Natural Gas_Water Heater_E4_Baseline Forecast | Commercial | College (WA) | New | Water Heating | Natural Gas | Water Heater | E4 | Instantaneous TE 0.94 | Baseline Forecast | 0 | 0 | 0 | 0 | 0 | 0 | 0 | 0 | 0 | 0 | 0 | 0 | 0 | 0 | 0 | 0 | 0 | 0 | 0 | 0 | 0 | 0 | 0 | 0 | 0 | 0 | 0
Commercial_College (WA)_New_Water Heating_Natural Gas_Water Heater_E5_Baseline Forecast | Commercial | College (WA) | New | Water Heating | Natural Gas | Water Heater | E5 | Gas-Fired Absorption HPWH | Baseline Forecast | 0 | 0 | 0 | 0 | 0 | 0 | 0 | 0 | 0 | 0 | 0 | 0 | 0 | 0 | 0 | 0 | 0 | 0 | 0 | 0 | 0 | 0 | 0 | 0 | 0 | 0 | 0
Commercial_College (WA)_New_Water Heating_Natural Gas_Water Heater_E6_Baseline Forecast | Commercial | College (WA) | New | Water Heating | Natural Gas | Water Heater | E6 |  | Baseline Forecast | 0 | 0 | 0 | 0 | 0 | 0 | 0 | 0 | 0 | 0 | 0 | 0 | 0 | 0 | 0 | 0 | 0 | 0 | 0 | 0 | 0 | 0 | 0 | 0 | 0 | 0 | 0
Commercial_College (WA)_New_Water Heating_Natural Gas_Water Heater_E7_Baseline Forecast | Commercial | College (WA) | New | Water Heating | Natural Gas | Water Heater | E7 |  | Baseline Forecast | 0 | 0 | 0 | 0 | 0 | 0 | 0 | 0 | 0 | 0 | 0 | 0 | 0 | 0 | 0 | 0 | 0 | 0 | 0 | 0 | 0 | 0 | 0 | 0 | 0 | 0 | 0
Commercial_College (WA)_New_Water Heating_Natural Gas_Water Heater_E8_Baseline Forecast | Commercial | College (WA) | New | Water Heating | Natural Gas | Water Heater | E8 |  | Baseline Forecast | 0 | 0 | 0 | 0 | 0 | 0 | 0 | 0 | 0 | 0 | 0 | 0 | 0 | 0 | 0 | 0 | 0 | 0 | 0 | 0 | 0 | 0 | 0 | 0 | 0 | 0 | 0
Commercial_College (WA)_New_Water Heating_Natural Gas_Water Heater_E9_Baseline Forecast | Commercial | College (WA) | New | Water Heating | Natural Gas | Water Heater | E9 |  | Baseline Forecast | 0 | 0 | 0 | 0 | 0 | 0 | 0 | 0 | 0 | 0 | 0 | 0 | 0 | 0 | 0 | 0 | 0 | 0 | 0 | 0 | 0 | 0 | 0 | 0 | 0 | 0 | 0
Commercial_College (WA)_New_Water Heating_Natural Gas_Water Heater_E10_Baseline Forecast | Commercial | College (WA) | New | Water Heating | Natural Gas | Water Heater | E10 |  | Baseline Forecast | 0 | 0 | 0 | 0 | 0 | 0 | 0 | 0 | 0 | 0 | 0 | 0 | 0 | 0 | 0 | 0 | 0 | 0 | 0 | 0 | 0 | 0 | 0 | 0 | 0 | 0 | 0
Commercial_College (WA)_New_Food Preparation_Natural Gas_Oven_E1_Baseline Forecast | Commercial | College (WA) | New | Food Preparation | Natural Gas | Oven | E1 | Standard | Baseline Forecast | 0 | 2777.8474 | 2595.8632 | 2611.5245 | 2607.465 | 2554.6916 | 2509.8354 | 2457.0767 | 2416.8215 | 2377.861 | 2893.7773 | 3223.2773 | 3519.0291 | 3746.0097 | 3903.8591 | 4740.8992 | 4628.0994 | 4569.6727 | 4502.0739 | 4530.347 | 4619.9578 | 4768.123 | 4903.8402 | 5039.6668 | 5457.6804 | 5721.058 | 5749.5502
Commercial_College (WA)_New_Food Preparation_Natural Gas_Oven_E2_Baseline Forecast | Commercial | College (WA) | New | Food Preparation | Natural Gas | Oven | E2 | ENERGY STAR (>42% Baking Efficiency) | Baseline Forecast | 0 | 3997.3901 | 3735.5105 | 3758.0475 | 3752.2058 | 3676.2635 | 3611.7144 | 3535.7933 | 3477.865 | 3421.8 | 4164.2161 | 4638.3746 | 5063.9687 | 5390.5993 | 5617.7485 | 6822.2696 | 6659.9479 | 6575.8704 | 6478.5941 | 6519.2798 | 6648.232 | 6861.4453 | 7056.7457 | 7252.2034 | 7853.7352 | 8232.7421 | 8273.7429
Commercial_College (WA)_New_Food Preparation_Natural Gas_Oven_E3_Baseline Forecast | Commercial | College (WA) | New | Food Preparation | Natural Gas | Oven | E3 |  | Baseline Forecast | 0 | 0 | 0 | 0 | 0 | 0 | 0 | 0 | 0 | 0 | 0 | 0 | 0 | 0 | 0 | 0 | 0 | 0 | 0 | 0 | 0 | 0 | 0 | 0 | 0 | 0 | 0
Commercial_College (WA)_New_Food Preparation_Natural Gas_Oven_E4_Baseline Forecast | Commercial | College (WA) | New | Food Preparation | Natural Gas | Oven | E4 |  | Baseline Forecast | 0 | 0 | 0 | 0 | 0 | 0 | 0 | 0 | 0 | 0 | 0 | 0 | 0 | 0 | 0 | 0 | 0 | 0 | 0 | 0 | 0 | 0 | 0 | 0 | 0 | 0 | 0
Commercial_College (WA)_New_Food Preparation_Natural Gas_Oven_E5_Baseline Forecast | Commercial | College (WA) | New | Food Preparation | Natural Gas | Oven | E5 |  | Baseline Forecast | 0 | 0 | 0 | 0 | 0 | 0 | 0 | 0 | 0 | 0 | 0 | 0 | 0 | 0 | 0 | 0 | 0 | 0 | 0 | 0 | 0 | 0 | 0 | 0 | 0 | 0 | 0
Commercial_College (WA)_New_Food Preparation_Natural Gas_Oven_E6_Baseline Forecast | Commercial | College (WA) | New | Food Preparation | Natural Gas | Oven | E6 |  | Baseline Forecast | 0 | 0 | 0 | 0 | 0 | 0 | 0 | 0 | 0 | 0 | 0 | 0 | 0 | 0 | 0 | 0 | 0 | 0 | 0 | 0 | 0 | 0 | 0 | 0 | 0 | 0 | 0
Commercial_College (WA)_New_Food Preparation_Natural Gas_Oven_E7_Baseline Forecast | Commercial | College (WA) | New | Food Preparation | Natural Gas | Oven | E7 |  | Baseline Forecast | 0 | 0 | 0 | 0 | 0 | 0 | 0 | 0 | 0 | 0 | 0 | 0 | 0 | 0 | 0 | 0 | 0 | 0 | 0 | 0 | 0 | 0 | 0 | 0 | 0 | 0 | 0
Commercial_College (WA)_New_Food Preparation_Natural Gas_Oven_E8_Baseline Forecast | Commercial | College (WA) | New | Food Preparation | Natural Gas | Oven | E8 |  | Baseline Forecast | 0 | 0 | 0 | 0 | 0 | 0 | 0 | 0 | 0 | 0 | 0 | 0 | 0 | 0 | 0 | 0 | 0 | 0 | 0 | 0 | 0 | 0 | 0 | 0 | 0 | 0 | 0
Commercial_College (WA)_New_Food Preparation_Natural Gas_Oven_E9_Baseline Forecast | Commercial | College (WA) | New | Food Preparation | Natural Gas | Oven | E9 |  | Baseline Forecast | 0 | 0 | 0 | 0 | 0 | 0 | 0 | 0 | 0 | 0 | 0 | 0 | 0 | 0 | 0 | 0 | 0 | 0 | 0 | 0 | 0 | 0 | 0 | 0 | 0 | 0 | 0
Commercial_College (WA)_New_Food Preparation_Natural Gas_Oven_E10_Baseline Forecast | Commercial | College (WA) | New | Food Preparation | Natural Gas | Oven | E10 |  | Baseline Forecast | 0 | 0 | 0 | 0 | 0 | 0 | 0 | 0 | 0 | 0 | 0 | 0 | 0 | 0 | 0 | 0 | 0 | 0 | 0 | 0 | 0 | 0 | 0 | 0 | 0 | 0 | 0
Commercial_College (WA)_New_Food Preparation_Natural Gas_Conveyor Oven_E1_Baseline Forecast | Commercial | College (WA) | New | Food Preparation | Natural Gas | Conveyor Oven | E1 | Standard | Baseline Forecast | 0 | 1388.9237 | 1297.9316 | 1305.7623 | 1303.7325 | 1277.3458 | 1254.9177 | 1228.5383 | 1208.4107 | 1188.9305 | 1169.1039 | 1129.8245 | 1112.9108 | 1094.9753 | 1074.0368 | 1053.0539 | 1038.2784 | 1298.2692 | 1484.1155 | 1630.3282 | 1746.4009 | 1843.6805 | 2265.3722 | 2207.1704 | 2180.7326 | 2153.2988 | 2040.1625
Commercial_College (WA)_New_Food Preparation_Natural Gas_Conveyor Oven_E2_Baseline Forecast | Commercial | College (WA) | New | Food Preparation | Natural Gas | Conveyor Oven | E2 | ENERGY STAR (>42% Baking Efficiency) | Baseline Forecast | 0 | 1998.6951 | 1867.7553 | 1879.0238 | 1876.1029 | 1838.1318 | 1805.8572 | 1767.8966 | 1738.9325 | 1710.9 | 1682.369 | 1625.845 | 1601.5058 | 1575.6962 | 1545.5652 | 1515.3702 | 1494.108 | 1868.241 | 2135.6784 | 2346.082 | 2513.1134 | 2653.1012 | 3259.9259 | 3176.1721 | 3138.1274 | 3098.6495 | 2935.8437
Commercial_College (WA)_New_Food Preparation_Natural Gas_Conveyor Oven_E3_Baseline Forecast | Commercial | College (WA) | New | Food Preparation | Natural Gas | Conveyor Oven | E3 |  | Baseline Forecast | 0 | 0 | 0 | 0 | 0 | 0 | 0 | 0 | 0 | 0 | 0 | 0 | 0 | 0 | 0 | 0 | 0 | 0 | 0 | 0 | 0 | 0 | 0 | 0 | 0 | 0 | 0
Commercial_College (WA)_New_Food Preparation_Natural Gas_Conveyor Oven_E4_Baseline Forecast | Commercial | College (WA) | New | Food Preparation | Natural Gas | Conveyor Oven | E4 |  | Baseline Forecast | 0 | 0 | 0 | 0 | 0 | 0 | 0 | 0 | 0 | 0 | 0 | 0 | 0 | 0 | 0 | 0 | 0 | 0 | 0 | 0 | 0 | 0 | 0 | 0 | 0 | 0 | 0
Commercial_College (WA)_New_Food Preparation_Natural Gas_Conveyor Oven_E5_Baseline Forecast | Commercial | College (WA) | New | Food Preparation | Natural Gas | Conveyor Oven | E5 |  | Baseline Forecast | 0 | 0 | 0 | 0 | 0 | 0 | 0 | 0 | 0 | 0 | 0 | 0 | 0 | 0 | 0 | 0 | 0 | 0 | 0 | 0 | 0 | 0 | 0 | 0 | 0 | 0 | 0
Commercial_College (WA)_New_Food Preparation_Natural Gas_Conveyor Oven_E6_Baseline Forecast | Commercial | College (WA) | New | Food Preparation | Natural Gas | Conveyor Oven | E6 |  | Baseline Forecast | 0 | 0 | 0 | 0 | 0 | 0 | 0 | 0 | 0 | 0 | 0 | 0 | 0 | 0 | 0 | 0 | 0 | 0 | 0 | 0 | 0 | 0 | 0 | 0 | 0 | 0 | 0
Commercial_College (WA)_New_Food Preparation_Natural Gas_Conveyor Oven_E7_Baseline Forecast | Commercial | College (WA) | New | Food Preparation | Natural Gas | Conveyor Oven | E7 |  | Baseline Forecast | 0 | 0 | 0 | 0 | 0 | 0 | 0 | 0 | 0 | 0 | 0 | 0 | 0 | 0 | 0 | 0 | 0 | 0 | 0 | 0 | 0 | 0 | 0 | 0 | 0 | 0 | 0
Commercial_College (WA)_New_Food Preparation_Natural Gas_Conveyor Oven_E8_Baseline Forecast | Commercial | College (WA) | New | Food Preparation | Natural Gas | Conveyor Oven | E8 |  | Baseline Forecast | 0 | 0 | 0 | 0 | 0 | 0 | 0 | 0 | 0 | 0 | 0 | 0 | 0 | 0 | 0 | 0 | 0 | 0 | 0 | 0 | 0 | 0 | 0 | 0 | 0 | 0 | 0
Commercial_College (WA)_New_Food Preparation_Natural Gas_Conveyor Oven_E9_Baseline Forecast | Commercial | College (WA) | New | Food Preparation | Natural Gas | Conveyor Oven | E9 |  | Baseline Forecast | 0 | 0 | 0 | 0 | 0 | 0 | 0 | 0 | 0 | 0 | 0 | 0 | 0 | 0 | 0 | 0 | 0 | 0 | 0 | 0 | 0 | 0 | 0 | 0 | 0 | 0 | 0
Commercial_College (WA)_New_Food Preparation_Natural Gas_Conveyor Oven_E10_Baseline Forecast | Commercial | College (WA) | New | Food Preparation | Natural Gas | Conveyor Oven | E10 |  | Baseline Forecast | 0 | 0 | 0 | 0 | 0 | 0 | 0 | 0 | 0 | 0 | 0 | 0 | 0 | 0 | 0 | 0 | 0 | 0 | 0 | 0 | 0 | 0 | 0 | 0 | 0 | 0 | 0
Commercial_College (WA)_New_Food Preparation_Natural Gas_Double Rack Oven_E1_Baseline Forecast | Commercial | College (WA) | New | Food Preparation | Natural Gas | Double Rack Oven | E1 | Standard | Baseline Forecast | 0 | 1388.9237 | 1297.9316 | 1305.7623 | 1303.7325 | 1277.3458 | 1254.9177 | 1228.5383 | 1208.4107 | 1188.9305 | 1323.4288 | 1411.2168 | 1508.122 | 1591.1333 | 1656.9934 | 1710.6728 | 1759.3329 | 1795.6896 | 1823.476 | 2288.4188 | 2256.8809 | 2281.1101 | 2293.3194 | 2303.2443 | 2318.9667 | 2338.6644 | 2282.3498
Commercial_College (WA)_New_Food Preparation_Natural Gas_Double Rack Oven_E2_Baseline Forecast | Commercial | College (WA) | New | Food Preparation | Natural Gas | Double Rack Oven | E2 | FTSC Qualified (>50% Cooking Efficiency) | Baseline Forecast | 0 | 1998.6951 | 1867.7553 | 1879.0238 | 1876.1029 | 1838.1318 | 1805.8572 | 1767.8966 | 1738.9325 | 1710.9 | 1904.4463 | 2030.7754 | 2170.2243 | 2289.6796 | 2384.454 | 2461.6999 | 2531.7229 | 2584.0411 | 2624.0265 | 3293.0905 | 3247.7066 | 3282.573 | 3300.1426 | 3314.4247 | 3337.0496 | 3365.3951 | 3284.357
Commercial_College (WA)_New_Food Preparation_Natural Gas_Double Rack Oven_E3_Baseline Forecast | Commercial | College (WA) | New | Food Preparation | Natural Gas | Double Rack Oven | E3 |  | Baseline Forecast | 0 | 0 | 0 | 0 | 0 | 0 | 0 | 0 | 0 | 0 | 0 | 0 | 0 | 0 | 0 | 0 | 0 | 0 | 0 | 0 | 0 | 0 | 0 | 0 | 0 | 0 | 0
Commercial_College (WA)_New_Food Preparation_Natural Gas_Double Rack Oven_E4_Baseline Forecast | Commercial | College (WA) | New | Food Preparation | Natural Gas | Double Rack Oven | E4 |  | Baseline Forecast | 0 | 0 | 0 | 0 | 0 | 0 | 0 | 0 | 0 | 0 | 0 | 0 | 0 | 0 | 0 | 0 | 0 | 0 | 0 | 0 | 0 | 0 | 0 | 0 | 0 | 0 | 0
Commercial_College (WA)_New_Food Preparation_Natural Gas_Double Rack Oven_E5_Baseline Forecast | Commercial | College (WA) | New | Food Preparation | Natural Gas | Double Rack Oven | E5 |  | Baseline Forecast | 0 | 0 | 0 | 0 | 0 | 0 | 0 | 0 | 0 | 0 | 0 | 0 | 0 | 0 | 0 | 0 | 0 | 0 | 0 | 0 | 0 | 0 | 0 | 0 | 0 | 0 | 0
Commercial_College (WA)_New_Food Preparation_Natural Gas_Double Rack Oven_E6_Baseline Forecast | Commercial | College (WA) | New | Food Preparation | Natural Gas | Double Rack Oven | E6 |  | Baseline Forecast | 0 | 0 | 0 | 0 | 0 | 0 | 0 | 0 | 0 | 0 | 0 | 0 | 0 | 0 | 0 | 0 | 0 | 0 | 0 | 0 | 0 | 0 | 0 | 0 | 0 | 0 | 0
Commercial_College (WA)_New_Food Preparation_Natural Gas_Double Rack Oven_E7_Baseline Forecast | Commercial | College (WA) | New | Food Preparation | Natural Gas | Double Rack Oven | E7 |  | Baseline Forecast | 0 | 0 | 0 | 0 | 0 | 0 | 0 | 0 | 0 | 0 | 0 | 0 | 0 | 0 | 0 | 0 | 0 | 0 | 0 | 0 | 0 | 0 | 0 | 0 | 0 | 0 | 0
Commercial_College (WA)_New_Food Preparation_Natural Gas_Double Rack Oven_E8_Baseline Forecast | Commercial | College (WA) | New | Food Preparation | Natural Gas | Double Rack Oven | E8 |  | Baseline Forecast | 0 | 0 | 0 | 0 | 0 | 0 | 0 | 0 | 0 | 0 | 0 | 0 | 0 | 0 | 0 | 0 | 0 | 0 | 0 | 0 | 0 | 0 | 0 | 0 | 0 | 0 | 0
Commercial_College (WA)_New_Food Preparation_Natural Gas_Double Rack Oven_E9_Baseline Forecast | Commercial | College (WA) | New | Food Preparation | Natural Gas | Double Rack Oven | E9 |  | Baseline Forecast | 0 | 0 | 0 | 0 | 0 | 0 | 0 | 0 | 0 | 0 | 0 | 0 | 0 | 0 | 0 | 0 | 0 | 0 | 0 | 0 | 0 | 0 | 0 | 0 | 0 | 0 | 0
Commercial_College (WA)_New_Food Preparation_Natural Gas_Double Rack Oven_E10_Baseline Forecast | Commercial | College (WA) | New | Food Preparation | Natural Gas | Double Rack Oven | E10 |  | Baseline Forecast | 0 | 0 | 0 | 0 | 0 | 0 | 0 | 0 | 0 | 0 | 0 | 0 | 0 | 0 | 0 | 0 | 0 | 0 | 0 | 0 | 0 | 0 | 0 | 0 | 0 | 0 | 0
Commercial_College (WA)_New_Food Preparation_Natural Gas_Fryer_E1_Baseline Forecast | Commercial | College (WA) | New | Food Preparation | Natural Gas | Fryer | E1 | Standard | Baseline Forecast | 0 | 6488.2862 | 6063.2214 | 6099.802 | 6090.3201 | 5967.0559 | 5862.2841 | 5739.0543 | 5645.0292 | 5554.0283 | 5461.4094 | 5277.9177 | 5788.7503 | 6202.5454 | 6560.4029 | 6875.7662 | 7171.3416 | 7410.1457 | 7606.6636 | 7767.2066 | 7912.0526 | 8088.4428 | 8159.8842 | 10336.8385 | 10150.9409 | 10170.1456 | 9829.9843
Commercial_College (WA)_New_Food Preparation_Natural Gas_Fryer_E2_Baseline Forecast | Commercial | College (WA) | New | Food Preparation | Natural Gas | Fryer | E2 | ENERGY STAR | Baseline Forecast | 0 | 2279.6681 | 2130.321 | 2143.1737 | 2139.8422 | 2096.5331 | 2059.7214 | 2016.4245 | 1983.3886 | 1951.4154 | 1918.8736 | 1854.4035 | 2033.8852 | 2179.2727 | 2305.0064 | 2415.8098 | 2519.6605 | 2603.5647 | 2672.6115 | 2729.0185 | 2779.9104 | 2841.8853 | 2866.9863 | 3631.8622 | 3566.5468 | 3573.2944 | 3453.7783
Commercial_College (WA)_New_Food Preparation_Natural Gas_Fryer_E3_Baseline Forecast | Commercial | College (WA) | New | Food Preparation | Natural Gas | Fryer | E3 |  | Baseline Forecast | 0 | 0 | 0 | 0 | 0 | 0 | 0 | 0 | 0 | 0 | 0 | 0 | 0 | 0 | 0 | 0 | 0 | 0 | 0 | 0 | 0 | 0 | 0 | 0 | 0 | 0 | 0
Commercial_College (WA)_New_Food Preparation_Natural Gas_Fryer_E4_Baseline Forecast | Commercial | College (WA) | New | Food Preparation | Natural Gas | Fryer | E4 |  | Baseline Forecast | 0 | 0 | 0 | 0 | 0 | 0 | 0 | 0 | 0 | 0 | 0 | 0 | 0 | 0 | 0 | 0 | 0 | 0 | 0 | 0 | 0 | 0 | 0 | 0 | 0 | 0 | 0
Commercial_College (WA)_New_Food Preparation_Natural Gas_Fryer_E5_Baseline Forecast | Commercial | College (WA) | New | Food Preparation | Natural Gas | Fryer | E5 |  | Baseline Forecast | 0 | 0 | 0 | 0 | 0 | 0 | 0 | 0 | 0 | 0 | 0 | 0 | 0 | 0 | 0 | 0 | 0 | 0 | 0 | 0 | 0 | 0 | 0 | 0 | 0 | 0 | 0
Commercial_College (WA)_New_Food Preparation_Natural Gas_Fryer_E6_Baseline Forecast | Commercial | College (WA) | New | Food Preparation | Natural Gas | Fryer | E6 |  | Baseline Forecast | 0 | 0 | 0 | 0 | 0 | 0 | 0 | 0 | 0 | 0 | 0 | 0 | 0 | 0 | 0 | 0 | 0 | 0 | 0 | 0 | 0 | 0 | 0 | 0 | 0 | 0 | 0
Commercial_College (WA)_New_Food Preparation_Natural Gas_Fryer_E7_Baseline Forecast | Commercial | College (WA) | New | Food Preparation | Natural Gas | Fryer | E7 |  | Baseline Forecast | 0 | 0 | 0 | 0 | 0 | 0 | 0 | 0 | 0 | 0 | 0 | 0 | 0 | 0 | 0 | 0 | 0 | 0 | 0 | 0 | 0 | 0 | 0 | 0 | 0 | 0 | 0
Commercial_College (WA)_New_Food Preparation_Natural Gas_Fryer_E8_Baseline Forecast | Commercial | College (WA) | New | Food Preparation | Natural Gas | Fryer | E8 |  | Baseline Forecast | 0 | 0 | 0 | 0 | 0 | 0 | 0 | 0 | 0 | 0 | 0 | 0 | 0 | 0 | 0 | 0 | 0 | 0 | 0 | 0 | 0 | 0 | 0 | 0 | 0 | 0 | 0
Commercial_College (WA)_New_Food Preparation_Natural Gas_Fryer_E9_Baseline Forecast | Commercial | College (WA) | New | Food Preparation | Natural Gas | Fryer | E9 |  | Baseline Forecast | 0 | 0 | 0 | 0 | 0 | 0 | 0 | 0 | 0 | 0 | 0 | 0 | 0 | 0 | 0 | 0 | 0 | 0 | 0 | 0 | 0 | 0 | 0 | 0 | 0 | 0 | 0
Commercial_College (WA)_New_Food Preparation_Natural Gas_Fryer_E10_Baseline Forecast | Commercial | College (WA) | New | Food Preparation | Natural Gas | Fryer | E10 |  | Baseline Forecast | 0 | 0 | 0 | 0 | 0 | 0 | 0 | 0 | 0 | 0 | 0 | 0 | 0 | 0 | 0 | 0 | 0 | 0 | 0 | 0 | 0 | 0 | 0 | 0 | 0 | 0 | 0
Commercial_College (WA)_New_Food Preparation_Natural Gas_Broiler_E1_Baseline Forecast | Commercial | College (WA) | New | Food Preparation | Natural Gas | Broiler | E1 | Standard | Baseline Forecast | 0 | 10027.3514 | 9370.4331 | 9426.9667 | 9412.3128 | 9221.8136 | 9059.8936 | 8869.4475 | 8724.136 | 8583.4983 | 9554.5101 | 10188.2968 | 10887.9049 | 11487.2063 | 11962.6843 | 12350.2233 | 12701.5253 | 12964.0028 | 13164.6074 | 16521.2675 | 16293.579 | 16468.5018 | 16556.6474 | 16628.3 | 16741.8081 | 16884.0159 | 16477.4523
Commercial_College (WA)_New_Food Preparation_Natural Gas_Broiler_E2_Baseline Forecast | Commercial | College (WA) | New | Food Preparation | Natural Gas | Broiler | E2 | Infrared Burners | Baseline Forecast | 0 | 3523.1235 | 3292.3143 | 3312.1775 | 3307.0288 | 3240.0967 | 3183.2059 | 3116.2924 | 3065.237 | 3015.8237 | 3356.99 | 3579.6719 | 3825.4801 | 4036.0455 | 4203.1053 | 4339.2676 | 4462.6981 | 4554.9199 | 4625.4026 | 5804.7697 | 5724.771 | 5786.2304 | 5817.2004 | 5842.3757 | 5882.2569 | 5932.2218 | 5789.3751
Commercial_College (WA)_New_Food Preparation_Natural Gas_Broiler_E3_Baseline Forecast | Commercial | College (WA) | New | Food Preparation | Natural Gas | Broiler | E3 |  | Baseline Forecast | 0 | 0 | 0 | 0 | 0 | 0 | 0 | 0 | 0 | 0 | 0 | 0 | 0 | 0 | 0 | 0 | 0 | 0 | 0 | 0 | 0 | 0 | 0 | 0 | 0 | 0 | 0
Commercial_College (WA)_New_Food Preparation_Natural Gas_Broiler_E4_Baseline Forecast | Commercial | College (WA) | New | Food Preparation | Natural Gas | Broiler | E4 |  | Baseline Forecast | 0 | 0 | 0 | 0 | 0 | 0 | 0 | 0 | 0 | 0 | 0 | 0 | 0 | 0 | 0 | 0 | 0 | 0 | 0 | 0 | 0 | 0 | 0 | 0 | 0 | 0 | 0
Commercial_College (WA)_New_Food Preparation_Natural Gas_Broiler_E5_Baseline Forecast | Commercial | College (WA) | New | Food Preparation | Natural Gas | Broiler | E5 |  | Baseline Forecast | 0 | 0 | 0 | 0 | 0 | 0 | 0 | 0 | 0 | 0 | 0 | 0 | 0 | 0 | 0 | 0 | 0 | 0 | 0 | 0 | 0 | 0 | 0 | 0 | 0 | 0 | 0
Commercial_College (WA)_New_Food Preparation_Natural Gas_Broiler_E6_Baseline Forecast | Commercial | College (WA) | New | Food Preparation | Natural Gas | Broiler | E6 |  | Baseline Forecast | 0 | 0 | 0 | 0 | 0 | 0 | 0 | 0 | 0 | 0 | 0 | 0 | 0 | 0 | 0 | 0 | 0 | 0 | 0 | 0 | 0 | 0 | 0 | 0 | 0 | 0 | 0
Commercial_College (WA)_New_Food Preparation_Natural Gas_Broiler_E7_Baseline Forecast | Commercial | College (WA) | New | Food Preparation | Natural Gas | Broiler | E7 |  | Baseline Forecast | 0 | 0 | 0 | 0 | 0 | 0 | 0 | 0 | 0 | 0 | 0 | 0 | 0 | 0 | 0 | 0 | 0 | 0 | 0 | 0 | 0 | 0 | 0 | 0 | 0 | 0 | 0
Commercial_College (WA)_New_Food Preparation_Natural Gas_Broiler_E8_Baseline Forecast | Commercial | College (WA) | New | Food Preparation | Natural Gas | Broiler | E8 |  | Baseline Forecast | 0 | 0 | 0 | 0 | 0 | 0 | 0 | 0 | 0 | 0 | 0 | 0 | 0 | 0 | 0 | 0 | 0 | 0 | 0 | 0 | 0 | 0 | 0 | 0 | 0 | 0 | 0
Commercial_College (WA)_New_Food Preparation_Natural Gas_Broiler_E9_Baseline Forecast | Commercial | College (WA) | New | Food Preparation | Natural Gas | Broiler | E9 |  | Baseline Forecast | 0 | 0 | 0 | 0 | 0 | 0 | 0 | 0 | 0 | 0 | 0 | 0 | 0 | 0 | 0 | 0 | 0 | 0 | 0 | 0 | 0 | 0 | 0 | 0 | 0 | 0 | 0
Commercial_College (WA)_New_Food Preparation_Natural Gas_Broiler_E10_Baseline Forecast | Commercial | College (WA) | New | Food Preparation | Natural Gas | Broiler | E10 |  | Baseline Forecast | 0 | 0 | 0 | 0 | 0 | 0 | 0 | 0 | 0 | 0 | 0 | 0 | 0 | 0 | 0 | 0 | 0 | 0 | 0 | 0 | 0 | 0 | 0 | 0 | 0 | 0 | 0
Commercial_College (WA)_New_Food Preparation_Natural Gas_Griddle_E1_Baseline Forecast | Commercial | College (WA) | New | Food Preparation | Natural Gas | Griddle | E1 | Standard | Baseline Forecast | 0 | 13582.3584 | 12692.5422 | 12769.1186 | 12749.2695 | 12491.2325 | 12271.9068 | 12013.9416 | 11817.1127 | 11626.6146 | 12941.8802 | 13800.3639 | 14748.0047 | 15559.7771 | 16203.8267 | 16728.7603 | 17204.6097 | 17560.1436 | 17831.8689 | 22378.569 | 22070.1579 | 22307.0963 | 22426.4922 | 22523.5479 | 22677.2982 | 22869.923 | 22319.2199
Commercial_College (WA)_New_Food Preparation_Natural Gas_Griddle_E2_Baseline Forecast | Commercial | College (WA) | New | Food Preparation | Natural Gas | Griddle | E2 | ENERGY STAR | Baseline Forecast | 0 | 5547.7238 | 5184.2778 | 5215.5555 | 5207.4481 | 5102.0527 | 5012.469 | 4907.1029 | 4826.708 | 4748.8989 | 5286.1201 | 5636.7684 | 6023.8329 | 6355.4019 | 6618.4644 | 6832.8739 | 7027.235 | 7172.453 | 7283.4394 | 9140.5423 | 9014.5715 | 9111.3492 | 9160.1165 | 9199.759 | 9262.5584 | 9341.2362 | 9116.3011
Commercial_College (WA)_New_Food Preparation_Natural Gas_Griddle_E3_Baseline Forecast | Commercial | College (WA) | New | Food Preparation | Natural Gas | Griddle | E3 |  | Baseline Forecast | 0 | 0 | 0 | 0 | 0 | 0 | 0 | 0 | 0 | 0 | 0 | 0 | 0 | 0 | 0 | 0 | 0 | 0 | 0 | 0 | 0 | 0 | 0 | 0 | 0 | 0 | 0
Commercial_College (WA)_New_Food Preparation_Natural Gas_Griddle_E4_Baseline Forecast | Commercial | College (WA) | New | Food Preparation | Natural Gas | Griddle | E4 |  | Baseline Forecast | 0 | 0 | 0 | 0 | 0 | 0 | 0 | 0 | 0 | 0 | 0 | 0 | 0 | 0 | 0 | 0 | 0 | 0 | 0 | 0 | 0 | 0 | 0 | 0 | 0 | 0 | 0
Commercial_College (WA)_New_Food Preparation_Natural Gas_Griddle_E5_Baseline Forecast | Commercial | College (WA) | New | Food Preparation | Natural Gas | Griddle | E5 |  | Baseline Forecast | 0 | 0 | 0 | 0 | 0 | 0 | 0 | 0 | 0 | 0 | 0 | 0 | 0 | 0 | 0 | 0 | 0 | 0 | 0 | 0 | 0 | 0 | 0 | 0 | 0 | 0 | 0
Commercial_College (WA)_New_Food Preparation_Natural Gas_Griddle_E6_Baseline Forecast | Commercial | College (WA) | New | Food Preparation | Natural Gas | Griddle | E6 |  | Baseline Forecast | 0 | 0 | 0 | 0 | 0 | 0 | 0 | 0 | 0 | 0 | 0 | 0 | 0 | 0 | 0 | 0 | 0 | 0 | 0 | 0 | 0 | 0 | 0 | 0 | 0 | 0 | 0
Commercial_College (WA)_New_Food Preparation_Natural Gas_Griddle_E7_Baseline Forecast | Commercial | College (WA) | New | Food Preparation | Natural Gas | Griddle | E7 |  | Baseline Forecast | 0 | 0 | 0 | 0 | 0 | 0 | 0 | 0 | 0 | 0 | 0 | 0 | 0 | 0 | 0 | 0 | 0 | 0 | 0 | 0 | 0 | 0 | 0 | 0 | 0 | 0 | 0
Commercial_College (WA)_New_Food Preparation_Natural Gas_Griddle_E8_Baseline Forecast | Commercial | College (WA) | New | Food Preparation | Natural Gas | Griddle | E8 |  | Baseline Forecast | 0 | 0 | 0 | 0 | 0 | 0 | 0 | 0 | 0 | 0 | 0 | 0 | 0 | 0 | 0 | 0 | 0 | 0 | 0 | 0 | 0 | 0 | 0 | 0 | 0 | 0 | 0
Commercial_College (WA)_New_Food Preparation_Natural Gas_Griddle_E9_Baseline Forecast | Commercial | College (WA) | New | Food Preparation | Natural Gas | Griddle | E9 |  | Baseline Forecast | 0 | 0 | 0 | 0 | 0 | 0 | 0 | 0 | 0 | 0 | 0 | 0 | 0 | 0 | 0 | 0 | 0 | 0 | 0 | 0 | 0 | 0 | 0 | 0 | 0 | 0 | 0
Commercial_College (WA)_New_Food Preparation_Natural Gas_Griddle_E10_Baseline Forecast | Commercial | College (WA) | New | Food Preparation | Natural Gas | Griddle | E10 |  | Baseline Forecast | 0 | 0 | 0 | 0 | 0 | 0 | 0 | 0 | 0 | 0 | 0 | 0 | 0 | 0 | 0 | 0 | 0 | 0 | 0 | 0 | 0 | 0 | 0 | 0 | 0 | 0 | 0
Commercial_College (WA)_New_Food Preparation_Natural Gas_Range_E1_Baseline Forecast | Commercial | College (WA) | New | Food Preparation | Natural Gas | Range | E1 | Standard | Baseline Forecast | 0 | 9695.232 | 9060.0717 | 9114.7327 | 9100.5643 | 8916.3747 | 8759.8177 | 8575.6794 | 8435.1808 | 8299.2012 | 10099.8502 | 11249.8697 | 12282.1015 | 13074.3082 | 13625.2338 | 16546.6679 | 16152.9743 | 15949.0536 | 15713.1206 | 15811.7994 | 16124.5588 | 16641.6842 | 17115.364 | 17589.4252 | 19048.3746 | 19967.6144 | 20067.0574
Commercial_College (WA)_New_Food Preparation_Natural Gas_Range_E2_Baseline Forecast | Commercial | College (WA) | New | Food Preparation | Natural Gas | Range | E2 | High Efficiency | Baseline Forecast | 0 | 13951.6753 | 13037.6641 | 13116.3227 | 13095.934 | 12830.8806 | 12605.5913 | 12340.6118 | 12138.4309 | 11942.753 | 14533.9308 | 16188.8368 | 17674.2436 | 18814.2484 | 19607.0438 | 23811.0587 | 23244.524 | 22951.0771 | 22611.5638 | 22753.5649 | 23203.6333 | 23947.7895 | 24629.4262 | 25311.6119 | 27411.0757 | 28733.8841 | 28876.985
Commercial_College (WA)_New_Food Preparation_Natural Gas_Range_E3_Baseline Forecast | Commercial | College (WA) | New | Food Preparation | Natural Gas | Range | E3 |  | Baseline Forecast | 0 | 0 | 0 | 0 | 0 | 0 | 0 | 0 | 0 | 0 | 0 | 0 | 0 | 0 | 0 | 0 | 0 | 0 | 0 | 0 | 0 | 0 | 0 | 0 | 0 | 0 | 0
Commercial_College (WA)_New_Food Preparation_Natural Gas_Range_E4_Baseline Forecast | Commercial | College (WA) | New | Food Preparation | Natural Gas | Range | E4 |  | Baseline Forecast | 0 | 0 | 0 | 0 | 0 | 0 | 0 | 0 | 0 | 0 | 0 | 0 | 0 | 0 | 0 | 0 | 0 | 0 | 0 | 0 | 0 | 0 | 0 | 0 | 0 | 0 | 0
Commercial_College (WA)_New_Food Preparation_Natural Gas_Range_E5_Baseline Forecast | Commercial | College (WA) | New | Food Preparation | Natural Gas | Range | E5 |  | Baseline Forecast | 0 | 0 | 0 | 0 | 0 | 0 | 0 | 0 | 0 | 0 | 0 | 0 | 0 | 0 | 0 | 0 | 0 | 0 | 0 | 0 | 0 | 0 | 0 | 0 | 0 | 0 | 0
Commercial_College (WA)_New_Food Preparation_Natural Gas_Range_E6_Baseline Forecast | Commercial | College (WA) | New | Food Preparation | Natural Gas | Range | E6 |  | Baseline Forecast | 0 | 0 | 0 | 0 | 0 | 0 | 0 | 0 | 0 | 0 | 0 | 0 | 0 | 0 | 0 | 0 | 0 | 0 | 0 | 0 | 0 | 0 | 0 | 0 | 0 | 0 | 0
Commercial_College (WA)_New_Food Preparation_Natural Gas_Range_E7_Baseline Forecast | Commercial | College (WA) | New | Food Preparation | Natural Gas | Range | E7 |  | Baseline Forecast | 0 | 0 | 0 | 0 | 0 | 0 | 0 | 0 | 0 | 0 | 0 | 0 | 0 | 0 | 0 | 0 | 0 | 0 | 0 | 0 | 0 | 0 | 0 | 0 | 0 | 0 | 0
Commercial_College (WA)_New_Food Preparation_Natural Gas_Range_E8_Baseline Forecast | Commercial | College (WA) | New | Food Preparation | Natural Gas | Range | E8 |  | Baseline Forecast | 0 | 0 | 0 | 0 | 0 | 0 | 0 | 0 | 0 | 0 | 0 | 0 | 0 | 0 | 0 | 0 | 0 | 0 | 0 | 0 | 0 | 0 | 0 | 0 | 0 | 0 | 0
Commercial_College (WA)_New_Food Preparation_Natural Gas_Range_E9_Baseline Forecast | Commercial | College (WA) | New | Food Preparation | Natural Gas | Range | E9 |  | Baseline Forecast | 0 | 0 | 0 | 0 | 0 | 0 | 0 | 0 | 0 | 0 | 0 | 0 | 0 | 0 | 0 | 0 | 0 | 0 | 0 | 0 | 0 | 0 | 0 | 0 | 0 | 0 | 0
Commercial_College (WA)_New_Food Preparation_Natural Gas_Range_E10_Baseline Forecast | Commercial | College (WA) | New | Food Preparation | Natural Gas | Range | E10 |  | Baseline Forecast | 0 | 0 | 0 | 0 | 0 | 0 | 0 | 0 | 0 | 0 | 0 | 0 | 0 | 0 | 0 | 0 | 0 | 0 | 0 | 0 | 0 | 0 | 0 | 0 | 0 | 0 | 0
Commercial_College (WA)_New_Food Preparation_Natural Gas_Steamer_E1_Baseline Forecast | Commercial | College (WA) | New | Food Preparation | Natural Gas | Steamer | E1 | Standard | Baseline Forecast | 0 | 4251.1294 | 3972.6267 | 3996.5942 | 3990.3817 | 3909.6189 | 3840.9724 | 3760.2321 | 3698.6268 | 3639.003 | 4050.6667 | 4319.3627 | 4615.9639 | 4870.0398 | 5071.6203 | 5235.9187 | 5384.8544 | 5496.1326 | 5581.1796 | 7004.2469 | 6907.7176 | 6981.8768 | 7019.2464 | 7049.6237 | 7097.7459 | 7158.0354 | 6985.6713
Commercial_College (WA)_New_Food Preparation_Natural Gas_Steamer_E2_Baseline Forecast | Commercial | College (WA) | New | Food Preparation | Natural Gas | Steamer | E2 | ENERGY STAR | Baseline Forecast | 0 | 4251.1294 | 3972.6267 | 3996.5942 | 3990.3817 | 3909.6189 | 3840.9724 | 3760.2321 | 3698.6268 | 3639.003 | 4050.6667 | 4319.3627 | 4615.9639 | 4870.0398 | 5071.6203 | 5235.9187 | 5384.8544 | 5496.1326 | 5581.1796 | 7004.2469 | 6907.7176 | 6981.8768 | 7019.2464 | 7049.6237 | 7097.7459 | 7158.0354 | 6985.6713
Commercial_College (WA)_New_Food Preparation_Natural Gas_Steamer_E3_Baseline Forecast | Commercial | College (WA) | New | Food Preparation | Natural Gas | Steamer | E3 |  | Baseline Forecast | 0 | 0 | 0 | 0 | 0 | 0 | 0 | 0 | 0 | 0 | 0 | 0 | 0 | 0 | 0 | 0 | 0 | 0 | 0 | 0 | 0 | 0 | 0 | 0 | 0 | 0 | 0
Commercial_College (WA)_New_Food Preparation_Natural Gas_Steamer_E4_Baseline Forecast | Commercial | College (WA) | New | Food Preparation | Natural Gas | Steamer | E4 |  | Baseline Forecast | 0 | 0 | 0 | 0 | 0 | 0 | 0 | 0 | 0 | 0 | 0 | 0 | 0 | 0 | 0 | 0 | 0 | 0 | 0 | 0 | 0 | 0 | 0 | 0 | 0 | 0 | 0
Commercial_College (WA)_New_Food Preparation_Natural Gas_Steamer_E5_Baseline Forecast | Commercial | College (WA) | New | Food Preparation | Natural Gas | Steamer | E5 |  | Baseline Forecast | 0 | 0 | 0 | 0 | 0 | 0 | 0 | 0 | 0 | 0 | 0 | 0 | 0 | 0 | 0 | 0 | 0 | 0 | 0 | 0 | 0 | 0 | 0 | 0 | 0 | 0 | 0
Commercial_College (WA)_New_Food Preparation_Natural Gas_Steamer_E6_Baseline Forecast | Commercial | College (WA) | New | Food Preparation | Natural Gas | Steamer | E6 |  | Baseline Forecast | 0 | 0 | 0 | 0 | 0 | 0 | 0 | 0 | 0 | 0 | 0 | 0 | 0 | 0 | 0 | 0 | 0 | 0 | 0 | 0 | 0 | 0 | 0 | 0 | 0 | 0 | 0
Commercial_College (WA)_New_Food Preparation_Natural Gas_Steamer_E7_Baseline Forecast | Commercial | College (WA) | New | Food Preparation | Natural Gas | Steamer | E7 |  | Baseline Forecast | 0 | 0 | 0 | 0 | 0 | 0 | 0 | 0 | 0 | 0 | 0 | 0 | 0 | 0 | 0 | 0 | 0 | 0 | 0 | 0 | 0 | 0 | 0 | 0 | 0 | 0 | 0
Commercial_College (WA)_New_Food Preparation_Natural Gas_Steamer_E8_Baseline Forecast | Commercial | College (WA) | New | Food Preparation | Natural Gas | Steamer | E8 |  | Baseline Forecast | 0 | 0 | 0 | 0 | 0 | 0 | 0 | 0 | 0 | 0 | 0 | 0 | 0 | 0 | 0 | 0 | 0 | 0 | 0 | 0 | 0 | 0 | 0 | 0 | 0 | 0 | 0
Commercial_College (WA)_New_Food Preparation_Natural Gas_Steamer_E9_Baseline Forecast | Commercial | College (WA) | New | Food Preparation | Natural Gas | Steamer | E9 |  | Baseline Forecast | 0 | 0 | 0 | 0 | 0 | 0 | 0 | 0 | 0 | 0 | 0 | 0 | 0 | 0 | 0 | 0 | 0 | 0 | 0 | 0 | 0 | 0 | 0 | 0 | 0 | 0 | 0
Commercial_College (WA)_New_Food Preparation_Natural Gas_Steamer_E10_Baseline Forecast | Commercial | College (WA) | New | Food Preparation | Natural Gas | Steamer | E10 |  | Baseline Forecast | 0 | 0 | 0 | 0 | 0 | 0 | 0 | 0 | 0 | 0 | 0 | 0 | 0 | 0 | 0 | 0 | 0 | 0 | 0 | 0 | 0 | 0 | 0 | 0 | 0 | 0 | 0
Commercial_College (WA)_New_Food Preparation_Natural Gas_Food Prep Other_E1_Baseline Forecast | Commercial | College (WA) | New | Food Preparation | Natural Gas | Food Prep Other | E1 | Standard | Baseline Forecast | 0 | 786.4589 | 734.9359 | 739.3699 | 738.2206 | 723.2795 | 710.5799 | 695.6429 | 684.246 | 673.2156 | 819.2808 | 912.5682 | 996.3009 | 1060.5632 | 1105.2533 | 1342.2345 | 1310.2988 | 1293.7572 | 1274.6187 | 1282.6234 | 1307.9938 | 1349.942 | 1388.3661 | 1426.821 | 1545.1682 | 1619.7352 | 1627.8019
Commercial_College (WA)_New_Food Preparation_Natural Gas_Food Prep Other_E2_Baseline Forecast | Commercial | College (WA) | New | Food Preparation | Natural Gas | Food Prep Other | E2 | ENERGY STAR | Baseline Forecast | 0 | 276.3234 | 258.2207 | 259.7786 | 259.3748 | 254.1252 | 249.6632 | 244.4151 | 240.4107 | 236.5352 | 287.8554 | 320.6321 | 350.0517 | 372.6303 | 388.3322 | 471.5959 | 460.3753 | 454.5633 | 447.839 | 450.6514 | 459.5654 | 474.304 | 487.8043 | 501.3155 | 542.8969 | 569.0962 | 571.9304
Commercial_College (WA)_New_Food Preparation_Natural Gas_Food Prep Other_E3_Baseline Forecast | Commercial | College (WA) | New | Food Preparation | Natural Gas | Food Prep Other | E3 |  | Baseline Forecast | 0 | 0 | 0 | 0 | 0 | 0 | 0 | 0 | 0 | 0 | 0 | 0 | 0 | 0 | 0 | 0 | 0 | 0 | 0 | 0 | 0 | 0 | 0 | 0 | 0 | 0 | 0
Commercial_College (WA)_New_Food Preparation_Natural Gas_Food Prep Other_E4_Baseline Forecast | Commercial | College (WA) | New | Food Preparation | Natural Gas | Food Prep Other | E4 |  | Baseline Forecast | 0 | 0 | 0 | 0 | 0 | 0 | 0 | 0 | 0 | 0 | 0 | 0 | 0 | 0 | 0 | 0 | 0 | 0 | 0 | 0 | 0 | 0 | 0 | 0 | 0 | 0 | 0
Commercial_College (WA)_New_Food Preparation_Natural Gas_Food Prep Other_E5_Baseline Forecast | Commercial | College (WA) | New | Food Preparation | Natural Gas | Food Prep Other | E5 |  | Baseline Forecast | 0 | 0 | 0 | 0 | 0 | 0 | 0 | 0 | 0 | 0 | 0 | 0 | 0 | 0 | 0 | 0 | 0 | 0 | 0 | 0 | 0 | 0 | 0 | 0 | 0 | 0 | 0
Commercial_College (WA)_New_Food Preparation_Natural Gas_Food Prep Other_E6_Baseline Forecast | Commercial | College (WA) | New | Food Preparation | Natural Gas | Food Prep Other | E6 |  | Baseline Forecast | 0 | 0 | 0 | 0 | 0 | 0 | 0 | 0 | 0 | 0 | 0 | 0 | 0 | 0 | 0 | 0 | 0 | 0 | 0 | 0 | 0 | 0 | 0 | 0 | 0 | 0 | 0
Commercial_College (WA)_New_Food Preparation_Natural Gas_Food Prep Other_E7_Baseline Forecast | Commercial | College (WA) | New | Food Preparation | Natural Gas | Food Prep Other | E7 |  | Baseline Forecast | 0 | 0 | 0 | 0 | 0 | 0 | 0 | 0 | 0 | 0 | 0 | 0 | 0 | 0 | 0 | 0 | 0 | 0 | 0 | 0 | 0 | 0 | 0 | 0 | 0 | 0 | 0
Commercial_College (WA)_New_Food Preparation_Natural Gas_Food Prep Other_E8_Baseline Forecast | Commercial | College (WA) | New | Food Preparation | Natural Gas | Food Prep Other | E8 |  | Baseline Forecast | 0 | 0 | 0 | 0 | 0 | 0 | 0 | 0 | 0 | 0 | 0 | 0 | 0 | 0 | 0 | 0 | 0 | 0 | 0 | 0 | 0 | 0 | 0 | 0 | 0 | 0 | 0
Commercial_College (WA)_New_Food Preparation_Natural Gas_Food Prep Other_E9_Baseline Forecast | Commercial | College (WA) | New | Food Preparation | Natural Gas | Food Prep Other | E9 |  | Baseline Forecast | 0 | 0 | 0 | 0 | 0 | 0 | 0 | 0 | 0 | 0 | 0 | 0 | 0 | 0 | 0 | 0 | 0 | 0 | 0 | 0 | 0 | 0 | 0 | 0 | 0 | 0 | 0
Commercial_College (WA)_New_Food Preparation_Natural Gas_Food Prep Other_E10_Baseline Forecast | Commercial | College (WA) | New | Food Preparation | Natural Gas | Food Prep Other | E10 |  | Baseline Forecast | 0 | 0 | 0 | 0 | 0 | 0 | 0 | 0 | 0 | 0 | 0 | 0 | 0 | 0 | 0 | 0 | 0 | 0 | 0 | 0 | 0 | 0 | 0 | 0 | 0 | 0 | 0
Commercial_College (WA)_New_Miscellaneous_Natural Gas_Pool Heater_E1_Baseline Forecast | Commercial | College (WA) | New | Miscellaneous | Natural Gas | Pool Heater | E1 | Standard (EF .82) | Baseline Forecast | 0 | 886.058 | 828.01 | 833.0055 | 831.7107 | 814.8774 | 977.781 | 1091.1121 | 1183.3986 | 1254.8138 | 1305.8729 | 1596.6362 | 1613.6777 | 1659.485 | 1704.5606 | 1744.0598 | 1882.2116 | 1979.3354 | 2058.1606 | 2122.1934 | 2175.6696 | 2315.1053 | 2364.2801 | 2425.4404 | 2485.8628 | 2543.56 | 2591.8952
Commercial_College (WA)_New_Miscellaneous_Natural Gas_Pool Heater_E2_Baseline Forecast | Commercial | College (WA) | New | Miscellaneous | Natural Gas | Pool Heater | E2 | Condensing (EF .90) | Baseline Forecast | 0 | 98.4509 | 92.0011 | 92.5562 | 92.4123 | 90.5419 | 108.6423 | 121.2347 | 131.4887 | 139.4238 | 145.097 | 177.404 | 179.2975 | 184.3872 | 189.3956 | 193.7844 | 209.1346 | 219.9262 | 228.6845 | 235.7993 | 241.7411 | 257.2339 | 262.6978 | 269.4934 | 276.207 | 282.6178 | 287.9884
Commercial_College (WA)_New_Miscellaneous_Natural Gas_Pool Heater_E3_Baseline Forecast | Commercial | College (WA) | New | Miscellaneous | Natural Gas | Pool Heater | E3 |  | Baseline Forecast | 0 | 0 | 0 | 0 | 0 | 0 | 0 | 0 | 0 | 0 | 0 | 0 | 0 | 0 | 0 | 0 | 0 | 0 | 0 | 0 | 0 | 0 | 0 | 0 | 0 | 0 | 0
Commercial_College (WA)_New_Miscellaneous_Natural Gas_Pool Heater_E4_Baseline Forecast | Commercial | College (WA) | New | Miscellaneous | Natural Gas | Pool Heater | E4 |  | Baseline Forecast | 0 | 0 | 0 | 0 | 0 | 0 | 0 | 0 | 0 | 0 | 0 | 0 | 0 | 0 | 0 | 0 | 0 | 0 | 0 | 0 | 0 | 0 | 0 | 0 | 0 | 0 | 0
Commercial_College (WA)_New_Miscellaneous_Natural Gas_Pool Heater_E5_Baseline Forecast | Commercial | College (WA) | New | Miscellaneous | Natural Gas | Pool Heater | E5 |  | Baseline Forecast | 0 | 0 | 0 | 0 | 0 | 0 | 0 | 0 | 0 | 0 | 0 | 0 | 0 | 0 | 0 | 0 | 0 | 0 | 0 | 0 | 0 | 0 | 0 | 0 | 0 | 0 | 0
Commercial_College (WA)_New_Miscellaneous_Natural Gas_Pool Heater_E6_Baseline Forecast | Commercial | College (WA) | New | Miscellaneous | Natural Gas | Pool Heater | E6 |  | Baseline Forecast | 0 | 0 | 0 | 0 | 0 | 0 | 0 | 0 | 0 | 0 | 0 | 0 | 0 | 0 | 0 | 0 | 0 | 0 | 0 | 0 | 0 | 0 | 0 | 0 | 0 | 0 | 0
Commercial_College (WA)_New_Miscellaneous_Natural Gas_Pool Heater_E7_Baseline Forecast | Commercial | College (WA) | New | Miscellaneous | Natural Gas | Pool Heater | E7 |  | Baseline Forecast | 0 | 0 | 0 | 0 | 0 | 0 | 0 | 0 | 0 | 0 | 0 | 0 | 0 | 0 | 0 | 0 | 0 | 0 | 0 | 0 | 0 | 0 | 0 | 0 | 0 | 0 | 0
Commercial_College (WA)_New_Miscellaneous_Natural Gas_Pool Heater_E8_Baseline Forecast | Commercial | College (WA) | New | Miscellaneous | Natural Gas | Pool Heater | E8 |  | Baseline Forecast | 0 | 0 | 0 | 0 | 0 | 0 | 0 | 0 | 0 | 0 | 0 | 0 | 0 | 0 | 0 | 0 | 0 | 0 | 0 | 0 | 0 | 0 | 0 | 0 | 0 | 0 | 0
Commercial_College (WA)_New_Miscellaneous_Natural Gas_Pool Heater_E9_Baseline Forecast | Commercial | College (WA) | New | Miscellaneous | Natural Gas | Pool Heater | E9 |  | Baseline Forecast | 0 | 0 | 0 | 0 | 0 | 0 | 0 | 0 | 0 | 0 | 0 | 0 | 0 | 0 | 0 | 0 | 0 | 0 | 0 | 0 | 0 | 0 | 0 | 0 | 0 | 0 | 0
Commercial_College (WA)_New_Miscellaneous_Natural Gas_Pool Heater_E10_Baseline Forecast | Commercial | College (WA) | New | Miscellaneous | Natural Gas | Pool Heater | E10 |  | Baseline Forecast | 0 | 0 | 0 | 0 | 0 | 0 | 0 | 0 | 0 | 0 | 0 | 0 | 0 | 0 | 0 | 0 | 0 | 0 | 0 | 0 | 0 | 0 | 0 | 0 | 0 | 0 | 0
Commercial_College (WA)_New_Miscellaneous_Natural Gas_Miscellaneous_E1_Baseline Forecast | Commercial | College (WA) | New | Miscellaneous | Natural Gas | Miscellaneous | E1 | Standard | Baseline Forecast | 0 | 81037.1539 | 75728.1958 | 76185.0776 | 87643.3875 | 95268.3412 | 101880.3165 | 108767.1488 | 115904.3148 | 122836.4606 | 129579.5553 | 158689.4656 | 160451.103 | 164403.7051 | 174830.846 | 182726.0666 | 189950.2041 | 197412.7203 | 204838.9772 | 212002.0868 | 219186.1431 | 233538.6014 | 237985.8997 | 243386.0554 | 251904.2921 | 259164.8595 | 261286.9589
Commercial_College (WA)_New_Miscellaneous_Natural Gas_Miscellaneous_E2_Baseline Forecast | Commercial | College (WA) | New | Miscellaneous | Natural Gas | Miscellaneous | E2 |  | Baseline Forecast | 0 | 0 | 0 | 0 | 0 | 0 | 0 | 0 | 0 | 0 | 0 | 0 | 0 | 0 | 0 | 0 | 0 | 0 | 0 | 0 | 0 | 0 | 0 | 0 | 0 | 0 | 0
Commercial_College (WA)_New_Miscellaneous_Natural Gas_Miscellaneous_E3_Baseline Forecast | Commercial | College (WA) | New | Miscellaneous | Natural Gas | Miscellaneous | E3 |  | Baseline Forecast | 0 | 0 | 0 | 0 | 0 | 0 | 0 | 0 | 0 | 0 | 0 | 0 | 0 | 0 | 0 | 0 | 0 | 0 | 0 | 0 | 0 | 0 | 0 | 0 | 0 | 0 | 0
Commercial_College (WA)_New_Miscellaneous_Natural Gas_Miscellaneous_E4_Baseline Forecast | Commercial | College (WA) | New | Miscellaneous | Natural Gas | Miscellaneous | E4 |  | Baseline Forecast | 0 | 0 | 0 | 0 | 0 | 0 | 0 | 0 | 0 | 0 | 0 | 0 | 0 | 0 | 0 | 0 | 0 | 0 | 0 | 0 | 0 | 0 | 0 | 0 | 0 | 0 | 0
Commercial_College (WA)_New_Miscellaneous_Natural Gas_Miscellaneous_E5_Baseline Forecast | Commercial | College (WA) | New | Miscellaneous | Natural Gas | Miscellaneous | E5 |  | Baseline Forecast | 0 | 0 | 0 | 0 | 0 | 0 | 0 | 0 | 0 | 0 | 0 | 0 | 0 | 0 | 0 | 0 | 0 | 0 | 0 | 0 | 0 | 0 | 0 | 0 | 0 | 0 | 0
Commercial_College (WA)_New_Miscellaneous_Natural Gas_Miscellaneous_E6_Baseline Forecast | Commercial | College (WA) | New | Miscellaneous | Natural Gas | Miscellaneous | E6 |  | Baseline Forecast | 0 | 0 | 0 | 0 | 0 | 0 | 0 | 0 | 0 | 0 | 0 | 0 | 0 | 0 | 0 | 0 | 0 | 0 | 0 | 0 | 0 | 0 | 0 | 0 | 0 | 0 | 0
Commercial_College (WA)_New_Miscellaneous_Natural Gas_Miscellaneous_E7_Baseline Forecast | Commercial | College (WA) | New | Miscellaneous | Natural Gas | Miscellaneous | E7 |  | Baseline Forecast | 0 | 0 | 0 | 0 | 0 | 0 | 0 | 0 | 0 | 0 | 0 | 0 | 0 | 0 | 0 | 0 | 0 | 0 | 0 | 0 | 0 | 0 | 0 | 0 | 0 | 0 | 0
Commercial_College (WA)_New_Miscellaneous_Natural Gas_Miscellaneous_E8_Baseline Forecast | Commercial | College (WA) | New | Miscellaneous | Natural Gas | Miscellaneous | E8 |  | Baseline Forecast | 0 | 0 | 0 | 0 | 0 | 0 | 0 | 0 | 0 | 0 | 0 | 0 | 0 | 0 | 0 | 0 | 0 | 0 | 0 | 0 | 0 | 0 | 0 | 0 | 0 | 0 | 0
Commercial_College (WA)_New_Miscellaneous_Natural Gas_Miscellaneous_E9_Baseline Forecast | Commercial | College (WA) | New | Miscellaneous | Natural Gas | Miscellaneous | E9 |  | Baseline Forecast | 0 | 0 | 0 | 0 | 0 | 0 | 0 | 0 | 0 | 0 | 0 | 0 | 0 | 0 | 0 | 0 | 0 | 0 | 0 | 0 | 0 | 0 | 0 | 0 | 0 | 0 | 0
Commercial_College (WA)_New_Miscellaneous_Natural Gas_Miscellaneous_E10_Baseline Forecast | Commercial | College (WA) | New | Miscellaneous | Natural Gas | Miscellaneous | E10 |  | Baseline Forecast | 0 | 0 | 0 | 0 | 0 | 0 | 0 | 0 | 0 | 0 | 0 | 0 | 0 | 0 | 0 | 0 | 0 | 0 | 0 | 0 | 0 | 0 | 0 | 0 | 0 | 0 | 0
Commercial_Health (WA)_Existing_Space Heating_Natural Gas_Furnace_E1_Baseline Forecast | Commercial | Health (WA) | Existing | Space Heating | Natural Gas | Furnace | E1 | AFUE 80% (Standard) | Baseline Forecast | 0 | 31359.9772 | 31817.1982 | 32152.4443 | 32380.2656 | 32513.6141 | 32564.0164 | 32541.7292 | 32455.8761 | 32314.571 | 32125.0273 | 21867.1927 | 21055.337 | 20408.3672 | 19795.7014 | 19311.1205 | 18836.2489 | 18485.1869 | 18083.8762 | 17784.7989 | 17520.8771 | 17205.0569 | 16971.726 | 21186.9522 | 20550.4402 | 19923.6823 | 19312.8507
Commercial_Health (WA)_Existing_Space Heating_Natural Gas_Furnace_E2_Baseline Forecast | Commercial | Health (WA) | Existing | Space Heating | Natural Gas | Furnace | E2 | AFUE 90% | Baseline Forecast | 0 | 0 | 0 | 0 | 0 | 0 | 0 | 0 | 0 | 0 | 0 | 10026.4635 | 9703.8212 | 9372.5971 | 9137.4901 | 8882.706 | 8707.9406 | 8483.2823 | 8369.443 | 8202.7089 | 8040.7381 | 7962.7144 | 7827.7033 | 9771.8508 | 9478.2786 | 9189.2052 | 8907.4773
Commercial_Health (WA)_Existing_Space Heating_Natural Gas_Furnace_E3_Baseline Forecast | Commercial | Health (WA) | Existing | Space Heating | Natural Gas | Furnace | E3 | AFUE 96% | Baseline Forecast | 0 | 0 | 0 | 0 | 0 | 0 | 0 | 0 | 0 | 0 | 0 | 0 | 0 | 0 | 0 | 0 | 0 | 0 | 0 | 0 | 0 | 0 | 0 | 0 | 0 | 0 | 0
Commercial_Health (WA)_Existing_Space Heating_Natural Gas_Furnace_E4_Baseline Forecast | Commercial | Health (WA) | Existing | Space Heating | Natural Gas | Furnace | E4 |  | Baseline Forecast | 0 | 0 | 0 | 0 | 0 | 0 | 0 | 0 | 0 | 0 | 0 | 0 | 0 | 0 | 0 | 0 | 0 | 0 | 0 | 0 | 0 | 0 | 0 | 0 | 0 | 0 | 0
Commercial_Health (WA)_Existing_Space Heating_Natural Gas_Furnace_E5_Baseline Forecast | Commercial | Health (WA) | Existing | Space Heating | Natural Gas | Furnace | E5 |  | Baseline Forecast | 0 | 0 | 0 | 0 | 0 | 0 | 0 | 0 | 0 | 0 | 0 | 0 | 0 | 0 | 0 | 0 | 0 | 0 | 0 | 0 | 0 | 0 | 0 | 0 | 0 | 0 | 0
Commercial_Health (WA)_Existing_Space Heating_Natural Gas_Furnace_E6_Baseline Forecast | Commercial | Health (WA) | Existing | Space Heating | Natural Gas | Furnace | E6 |  | Baseline Forecast | 0 | 0 | 0 | 0 | 0 | 0 | 0 | 0 | 0 | 0 | 0 | 0 | 0 | 0 | 0 | 0 | 0 | 0 | 0 | 0 | 0 | 0 | 0 | 0 | 0 | 0 | 0
Commercial_Health (WA)_Existing_Space Heating_Natural Gas_Furnace_E7_Baseline Forecast | Commercial | Health (WA) | Existing | Space Heating | Natural Gas | Furnace | E7 |  | Baseline Forecast | 0 | 0 | 0 | 0 | 0 | 0 | 0 | 0 | 0 | 0 | 0 | 0 | 0 | 0 | 0 | 0 | 0 | 0 | 0 | 0 | 0 | 0 | 0 | 0 | 0 | 0 | 0
Commercial_Health (WA)_Existing_Space Heating_Natural Gas_Furnace_E8_Baseline Forecast | Commercial | Health (WA) | Existing | Space Heating | Natural Gas | Furnace | E8 |  | Baseline Forecast | 0 | 0 | 0 | 0 | 0 | 0 | 0 | 0 | 0 | 0 | 0 | 0 | 0 | 0 | 0 | 0 | 0 | 0 | 0 | 0 | 0 | 0 | 0 | 0 | 0 | 0 | 0
Commercial_Health (WA)_Existing_Space Heating_Natural Gas_Furnace_E9_Baseline Forecast | Commercial | Health (WA) | Existing | Space Heating | Natural Gas | Furnace | E9 |  | Baseline Forecast | 0 | 0 | 0 | 0 | 0 | 0 | 0 | 0 | 0 | 0 | 0 | 0 | 0 | 0 | 0 | 0 | 0 | 0 | 0 | 0 | 0 | 0 | 0 | 0 | 0 | 0 | 0
Commercial_Health (WA)_Existing_Space Heating_Natural Gas_Furnace_E10_Baseline Forecast | Commercial | Health (WA) | Existing | Space Heating | Natural Gas | Furnace | E10 |  | Baseline Forecast | 0 | 0 | 0 | 0 | 0 | 0 | 0 | 0 | 0 | 0 | 0 | 0 | 0 | 0 | 0 | 0 | 0 | 0 | 0 | 0 | 0 | 0 | 0 | 0 | 0 | 0 | 0
Commercial_Health (WA)_Existing_Space Heating_Natural Gas_Boiler_E1_Baseline Forecast | Commercial | Health (WA) | Existing | Space Heating | Natural Gas | Boiler | E1 | AFUE 80% (Standard) | Baseline Forecast | 0 | 31991.4428 | 34811.9577 | 37209.2381 | 38135.2453 | 41142.4577 | 42545.0767 | 42401.9793 | 43284.4274 | 42561.3167 | 44674.255 | 45030.4967 | 45250.4344 | 43811.7359 | 43807.1256 | 45477.4408 | 43663.9033 | 43424.9738 | 43127.3451 | 41067.7969 | 42386.8538 | 41957.2997 | 39836.0123 | 39367.1212 | 38876.5247 | 38367.9338 | 37844.6327
Commercial_Health (WA)_Existing_Space Heating_Natural Gas_Boiler_E2_Baseline Forecast | Commercial | Health (WA) | Existing | Space Heating | Natural Gas | Boiler | E2 | AFUE 85% | Baseline Forecast | 0 | 0 | 0 | 0 | 0 | 0 | 0 | 0 | 0 | 0 | 0 | 0 | 0 | 0 | 0 | 0 | 0 | 0 | 0 | 0 | 0 | 0 | 0 | 0 | 0 | 0 | 0
Commercial_Health (WA)_Existing_Space Heating_Natural Gas_Boiler_E3_Baseline Forecast | Commercial | Health (WA) | Existing | Space Heating | Natural Gas | Boiler | E3 | AFUE 97% | Baseline Forecast | 0 | 34287.4794 | 37310.4235 | 39879.7576 | 43142.9038 | 43635.94 | 45123.5662 | 47617.196 | 48608.1805 | 50783.3893 | 49750.8749 | 50147.5986 | 50392.5292 | 52043.0317 | 52037.5553 | 50162.9953 | 51602.7948 | 51320.4235 | 50968.6806 | 52268.1051 | 50093.5544 | 49585.8996 | 50700.3793 | 50103.6089 | 49479.2133 | 48831.9157 | 48165.8962
Commercial_Health (WA)_Existing_Space Heating_Natural Gas_Boiler_E4_Baseline Forecast | Commercial | Health (WA) | Existing | Space Heating | Natural Gas | Boiler | E4 | Convert to NG Air Source Heat Pump | Baseline Forecast | 0 | 0 | 0 | 0 | 0 | 0 | 0 | 0 | 0 | 0 | 0 | 0 | 0 | 0 | 0 | 0 | 0 | 0 | 0 | 0 | 0 | 0 | 0 | 0 | 0 | 0 | 0
Commercial_Health (WA)_Existing_Space Heating_Natural Gas_Boiler_E5_Baseline Forecast | Commercial | Health (WA) | Existing | Space Heating | Natural Gas | Boiler | E5 |  | Baseline Forecast | 0 | 0 | 0 | 0 | 0 | 0 | 0 | 0 | 0 | 0 | 0 | 0 | 0 | 0 | 0 | 0 | 0 | 0 | 0 | 0 | 0 | 0 | 0 | 0 | 0 | 0 | 0
Commercial_Health (WA)_Existing_Space Heating_Natural Gas_Boiler_E6_Baseline Forecast | Commercial | Health (WA) | Existing | Space Heating | Natural Gas | Boiler | E6 |  | Baseline Forecast | 0 | 0 | 0 | 0 | 0 | 0 | 0 | 0 | 0 | 0 | 0 | 0 | 0 | 0 | 0 | 0 | 0 | 0 | 0 | 0 | 0 | 0 | 0 | 0 | 0 | 0 | 0
Commercial_Health (WA)_Existing_Space Heating_Natural Gas_Boiler_E7_Baseline Forecast | Commercial | Health (WA) | Existing | Space Heating | Natural Gas | Boiler | E7 |  | Baseline Forecast | 0 | 0 | 0 | 0 | 0 | 0 | 0 | 0 | 0 | 0 | 0 | 0 | 0 | 0 | 0 | 0 | 0 | 0 | 0 | 0 | 0 | 0 | 0 | 0 | 0 | 0 | 0
Commercial_Health (WA)_Existing_Space Heating_Natural Gas_Boiler_E8_Baseline Forecast | Commercial | Health (WA) | Existing | Space Heating | Natural Gas | Boiler | E8 |  | Baseline Forecast | 0 | 0 | 0 | 0 | 0 | 0 | 0 | 0 | 0 | 0 | 0 | 0 | 0 | 0 | 0 | 0 | 0 | 0 | 0 | 0 | 0 | 0 | 0 | 0 | 0 | 0 | 0
Commercial_Health (WA)_Existing_Space Heating_Natural Gas_Boiler_E9_Baseline Forecast | Commercial | Health (WA) | Existing | Space Heating | Natural Gas | Boiler | E9 |  | Baseline Forecast | 0 | 0 | 0 | 0 | 0 | 0 | 0 | 0 | 0 | 0 | 0 | 0 | 0 | 0 | 0 | 0 | 0 | 0 | 0 | 0 | 0 | 0 | 0 | 0 | 0 | 0 | 0
Commercial_Health (WA)_Existing_Space Heating_Natural Gas_Boiler_E10_Baseline Forecast | Commercial | Health (WA) | Existing | Space Heating | Natural Gas | Boiler | E10 |  | Baseline Forecast | 0 | 0 | 0 | 0 | 0 | 0 | 0 | 0 | 0 | 0 | 0 | 0 | 0 | 0 | 0 | 0 | 0 | 0 | 0 | 0 | 0 | 0 | 0 | 0 | 0 | 0 | 0
Commercial_Health (WA)_Existing_Space Heating_Natural Gas_Unit Heater_E1_Baseline Forecast | Commercial | Health (WA) | Existing | Space Heating | Natural Gas | Unit Heater | E1 | Standard | Baseline Forecast | 0 | 0 | 0 | 0 | 0 | 0 | 0 | 0 | 0 | 0 | 0 | 0 | 0 | 0 | 0 | 0 | 0 | 0 | 0 | 0 | 0 | 0 | 0 | 0 | 0 | 0 | 0
Commercial_Health (WA)_Existing_Space Heating_Natural Gas_Unit Heater_E2_Baseline Forecast | Commercial | Health (WA) | Existing | Space Heating | Natural Gas | Unit Heater | E2 | Condensing | Baseline Forecast | 0 | 0 | 0 | 0 | 0 | 0 | 0 | 0 | 0 | 0 | 0 | 0 | 0 | 0 | 0 | 0 | 0 | 0 | 0 | 0 | 0 | 0 | 0 | 0 | 0 | 0 | 0
Commercial_Health (WA)_Existing_Space Heating_Natural Gas_Unit Heater_E3_Baseline Forecast | Commercial | Health (WA) | Existing | Space Heating | Natural Gas | Unit Heater | E3 | Infrared Radiant | Baseline Forecast | 0 | 0 | 0 | 0 | 0 | 0 | 0 | 0 | 0 | 0 | 0 | 0 | 0 | 0 | 0 | 0 | 0 | 0 | 0 | 0 | 0 | 0 | 0 | 0 | 0 | 0 | 0
Commercial_Health (WA)_Existing_Space Heating_Natural Gas_Unit Heater_E4_Baseline Forecast | Commercial | Health (WA) | Existing | Space Heating | Natural Gas | Unit Heater | E4 |  | Baseline Forecast | 0 | 0 | 0 | 0 | 0 | 0 | 0 | 0 | 0 | 0 | 0 | 0 | 0 | 0 | 0 | 0 | 0 | 0 | 0 | 0 | 0 | 0 | 0 | 0 | 0 | 0 | 0
Commercial_Health (WA)_Existing_Space Heating_Natural Gas_Unit Heater_E5_Baseline Forecast | Commercial | Health (WA) | Existing | Space Heating | Natural Gas | Unit Heater | E5 |  | Baseline Forecast | 0 | 0 | 0 | 0 | 0 | 0 | 0 | 0 | 0 | 0 | 0 | 0 | 0 | 0 | 0 | 0 | 0 | 0 | 0 | 0 | 0 | 0 | 0 | 0 | 0 | 0 | 0
Commercial_Health (WA)_Existing_Space Heating_Natural Gas_Unit Heater_E6_Baseline Forecast | Commercial | Health (WA) | Existing | Space Heating | Natural Gas | Unit Heater | E6 |  | Baseline Forecast | 0 | 0 | 0 | 0 | 0 | 0 | 0 | 0 | 0 | 0 | 0 | 0 | 0 | 0 | 0 | 0 | 0 | 0 | 0 | 0 | 0 | 0 | 0 | 0 | 0 | 0 | 0
Commercial_Health (WA)_Existing_Space Heating_Natural Gas_Unit Heater_E7_Baseline Forecast | Commercial | Health (WA) | Existing | Space Heating | Natural Gas | Unit Heater | E7 |  | Baseline Forecast | 0 | 0 | 0 | 0 | 0 | 0 | 0 | 0 | 0 | 0 | 0 | 0 | 0 | 0 | 0 | 0 | 0 | 0 | 0 | 0 | 0 | 0 | 0 | 0 | 0 | 0 | 0
Commercial_Health (WA)_Existing_Space Heating_Natural Gas_Unit Heater_E8_Baseline Forecast | Commercial | Health (WA) | Existing | Space Heating | Natural Gas | Unit Heater | E8 |  | Baseline Forecast | 0 | 0 | 0 | 0 | 0 | 0 | 0 | 0 | 0 | 0 | 0 | 0 | 0 | 0 | 0 | 0 | 0 | 0 | 0 | 0 | 0 | 0 | 0 | 0 | 0 | 0 | 0
Commercial_Health (WA)_Existing_Space Heating_Natural Gas_Unit Heater_E9_Baseline Forecast | Commercial | Health (WA) | Existing | Space Heating | Natural Gas | Unit Heater | E9 |  | Baseline Forecast | 0 | 0 | 0 | 0 | 0 | 0 | 0 | 0 | 0 | 0 | 0 | 0 | 0 | 0 | 0 | 0 | 0 | 0 | 0 | 0 | 0 | 0 | 0 | 0 | 0 | 0 | 0
Commercial_Health (WA)_Existing_Space Heating_Natural Gas_Unit Heater_E10_Baseline Forecast | Commercial | Health (WA) | Existing | Space Heating | Natural Gas | Unit Heater | E10 |  | Baseline Forecast | 0 | 0 | 0 | 0 | 0 | 0 | 0 | 0 | 0 | 0 | 0 | 0 | 0 | 0 | 0 | 0 | 0 | 0 | 0 | 0 | 0 | 0 | 0 | 0 | 0 | 0 | 0
Commercial_Health (WA)_Existing_Water Heating_Natural Gas_Water Heater_E1_Baseline Forecast | Commercial | Health (WA) | Existing | Water Heating | Natural Gas | Water Heater | E1 | TE 0.80 | Baseline Forecast | 0 | 67599.411 | 73559.2904 | 78624.8558 | 82897.4706 | 86467.4554 | 89415.2835 | 91812.6462 | 93723.4035 | 95204.4321 | 96306.3815 | 97074.3484 | 91568.0308 | 87096.1223 | 83480.9103 | 80571.3592 | 78239.4132 | 76376.7874 | 74892.1836 | 73708.8776 | 72762.6292 | 71999.8743 | 71376.1617 | 84579.5049 | 83376.961 | 81873.9965 | 80172.8047
Commercial_Health (WA)_Existing_Water Heating_Natural Gas_Water Heater_E2_Baseline Forecast | Commercial | Health (WA) | Existing | Water Heating | Natural Gas | Water Heater | E2 | TE 0.90 | Baseline Forecast | 0 | 0 | 0 | 0 | 0 | 0 | 0 | 0 | 0 | 0 | 0 | 0 | 0 | 0 | 0 | 0 | 0 | 0 | 0 | 0 | 0 | 0 | 0 | 0 | 0 | 0 | 0
Commercial_Health (WA)_Existing_Water Heating_Natural Gas_Water Heater_E3_Baseline Forecast | Commercial | Health (WA) | Existing | Water Heating | Natural Gas | Water Heater | E3 | TE 0.94 | Baseline Forecast | 0 | 76229.123 | 82949.8382 | 88662.0715 | 93480.1264 | 97505.854 | 100830.0006 | 103533.4095 | 105688.0933 | 107358.1894 | 108600.8131 | 109466.8184 | 103257.5666 | 98214.7762 | 94138.0478 | 90857.0646 | 88227.4234 | 86127.0156 | 84452.8879 | 83118.5215 | 82051.4755 | 81191.3476 | 80488.0121 | 95376.8885 | 94020.8283 | 92325.9961 | 90407.6309
Commercial_Health (WA)_Existing_Water Heating_Natural Gas_Water Heater_E4_Baseline Forecast | Commercial | Health (WA) | Existing | Water Heating | Natural Gas | Water Heater | E4 | Instantaneous TE 0.94 | Baseline Forecast | 0 | 0 | 0 | 0 | 0 | 0 | 0 | 0 | 0 | 0 | 0 | 0 | 0 | 0 | 0 | 0 | 0 | 0 | 0 | 0 | 0 | 0 | 0 | 0 | 0 | 0 | 0
Commercial_Health (WA)_Existing_Water Heating_Natural Gas_Water Heater_E5_Baseline Forecast | Commercial | Health (WA) | Existing | Water Heating | Natural Gas | Water Heater | E5 | Gas-Fired Absorption HPWH | Baseline Forecast | 0 | 0 | 0 | 0 | 0 | 0 | 0 | 0 | 0 | 0 | 0 | 0 | 0 | 0 | 0 | 0 | 0 | 0 | 0 | 0 | 0 | 0 | 0 | 0 | 0 | 0 | 0
Commercial_Health (WA)_Existing_Water Heating_Natural Gas_Water Heater_E6_Baseline Forecast | Commercial | Health (WA) | Existing | Water Heating | Natural Gas | Water Heater | E6 |  | Baseline Forecast | 0 | 0 | 0 | 0 | 0 | 0 | 0 | 0 | 0 | 0 | 0 | 0 | 0 | 0 | 0 | 0 | 0 | 0 | 0 | 0 | 0 | 0 | 0 | 0 | 0 | 0 | 0
Commercial_Health (WA)_Existing_Water Heating_Natural Gas_Water Heater_E7_Baseline Forecast | Commercial | Health (WA) | Existing | Water Heating | Natural Gas | Water Heater | E7 |  | Baseline Forecast | 0 | 0 | 0 | 0 | 0 | 0 | 0 | 0 | 0 | 0 | 0 | 0 | 0 | 0 | 0 | 0 | 0 | 0 | 0 | 0 | 0 | 0 | 0 | 0 | 0 | 0 | 0
Commercial_Health (WA)_Existing_Water Heating_Natural Gas_Water Heater_E8_Baseline Forecast | Commercial | Health (WA) | Existing | Water Heating | Natural Gas | Water Heater | E8 |  | Baseline Forecast | 0 | 0 | 0 | 0 | 0 | 0 | 0 | 0 | 0 | 0 | 0 | 0 | 0 | 0 | 0 | 0 | 0 | 0 | 0 | 0 | 0 | 0 | 0 | 0 | 0 | 0 | 0
Commercial_Health (WA)_Existing_Water Heating_Natural Gas_Water Heater_E9_Baseline Forecast | Commercial | Health (WA) | Existing | Water Heating | Natural Gas | Water Heater | E9 |  | Baseline Forecast | 0 | 0 | 0 | 0 | 0 | 0 | 0 | 0 | 0 | 0 | 0 | 0 | 0 | 0 | 0 | 0 | 0 | 0 | 0 | 0 | 0 | 0 | 0 | 0 | 0 | 0 | 0
Commercial_Health (WA)_Existing_Water Heating_Natural Gas_Water Heater_E10_Baseline Forecast | Commercial | Health (WA) | Existing | Water Heating | Natural Gas | Water Heater | E10 |  | Baseline Forecast | 0 | 0 | 0 | 0 | 0 | 0 | 0 | 0 | 0 | 0 | 0 | 0 | 0 | 0 | 0 | 0 | 0 | 0 | 0 | 0 | 0 | 0 | 0 | 0 | 0 | 0 | 0
Commercial_Health (WA)_Existing_Food Preparation_Natural Gas_Oven_E1_Baseline Forecast | Commercial | Health (WA) | Existing | Food Preparation | Natural Gas | Oven | E1 | Standard | Baseline Forecast | 0 | 1824.6477 | 2327.2865 | 2704.9216 | 2984.7594 | 3188.1481 | 3331.8382 | 3428.9715 | 3489.8574 | 3522.5822 | 3072.3318 | 2803.618 | 2656.3311 | 2587.8751 | 2568.4127 | 2943.7034 | 2996.1142 | 3024.3161 | 3033.7605 | 2951.0208 | 2829.5861 | 2700.6513 | 2581.0056 | 2478.3922 | 2364.2348 | 2318.2064 | 2310.1925
Commercial_Health (WA)_Existing_Food Preparation_Natural Gas_Oven_E2_Baseline Forecast | Commercial | Health (WA) | Existing | Food Preparation | Natural Gas | Oven | E2 | ENERGY STAR (>42% Baking Efficiency) | Baseline Forecast | 0 | 2625.7125 | 3349.022 | 3892.4482 | 4295.1416 | 4587.8228 | 4794.5964 | 4934.3736 | 5021.9899 | 5069.0817 | 4421.1604 | 4034.4746 | 3822.5253 | 3724.0154 | 3696.0086 | 4236.061 | 4311.4814 | 4352.0647 | 4365.6554 | 4246.5909 | 4071.8434 | 3886.3031 | 3714.13 | 3566.4668 | 3402.1916 | 3335.9555 | 3324.4234
Commercial_Health (WA)_Existing_Food Preparation_Natural Gas_Oven_E3_Baseline Forecast | Commercial | Health (WA) | Existing | Food Preparation | Natural Gas | Oven | E3 |  | Baseline Forecast | 0 | 0 | 0 | 0 | 0 | 0 | 0 | 0 | 0 | 0 | 0 | 0 | 0 | 0 | 0 | 0 | 0 | 0 | 0 | 0 | 0 | 0 | 0 | 0 | 0 | 0 | 0
Commercial_Health (WA)_Existing_Food Preparation_Natural Gas_Oven_E4_Baseline Forecast | Commercial | Health (WA) | Existing | Food Preparation | Natural Gas | Oven | E4 |  | Baseline Forecast | 0 | 0 | 0 | 0 | 0 | 0 | 0 | 0 | 0 | 0 | 0 | 0 | 0 | 0 | 0 | 0 | 0 | 0 | 0 | 0 | 0 | 0 | 0 | 0 | 0 | 0 | 0
Commercial_Health (WA)_Existing_Food Preparation_Natural Gas_Oven_E5_Baseline Forecast | Commercial | Health (WA) | Existing | Food Preparation | Natural Gas | Oven | E5 |  | Baseline Forecast | 0 | 0 | 0 | 0 | 0 | 0 | 0 | 0 | 0 | 0 | 0 | 0 | 0 | 0 | 0 | 0 | 0 | 0 | 0 | 0 | 0 | 0 | 0 | 0 | 0 | 0 | 0
Commercial_Health (WA)_Existing_Food Preparation_Natural Gas_Oven_E6_Baseline Forecast | Commercial | Health (WA) | Existing | Food Preparation | Natural Gas | Oven | E6 |  | Baseline Forecast | 0 | 0 | 0 | 0 | 0 | 0 | 0 | 0 | 0 | 0 | 0 | 0 | 0 | 0 | 0 | 0 | 0 | 0 | 0 | 0 | 0 | 0 | 0 | 0 | 0 | 0 | 0
Commercial_Health (WA)_Existing_Food Preparation_Natural Gas_Oven_E7_Baseline Forecast | Commercial | Health (WA) | Existing | Food Preparation | Natural Gas | Oven | E7 |  | Baseline Forecast | 0 | 0 | 0 | 0 | 0 | 0 | 0 | 0 | 0 | 0 | 0 | 0 | 0 | 0 | 0 | 0 | 0 | 0 | 0 | 0 | 0 | 0 | 0 | 0 | 0 | 0 | 0
Commercial_Health (WA)_Existing_Food Preparation_Natural Gas_Oven_E8_Baseline Forecast | Commercial | Health (WA) | Existing | Food Preparation | Natural Gas | Oven | E8 |  | Baseline Forecast | 0 | 0 | 0 | 0 | 0 | 0 | 0 | 0 | 0 | 0 | 0 | 0 | 0 | 0 | 0 | 0 | 0 | 0 | 0 | 0 | 0 | 0 | 0 | 0 | 0 | 0 | 0
Commercial_Health (WA)_Existing_Food Preparation_Natural Gas_Oven_E9_Baseline Forecast | Commercial | Health (WA) | Existing | Food Preparation | Natural Gas | Oven | E9 |  | Baseline Forecast | 0 | 0 | 0 | 0 | 0 | 0 | 0 | 0 | 0 | 0 | 0 | 0 | 0 | 0 | 0 | 0 | 0 | 0 | 0 | 0 | 0 | 0 | 0 | 0 | 0 | 0 | 0
Commercial_Health (WA)_Existing_Food Preparation_Natural Gas_Oven_E10_Baseline Forecast | Commercial | Health (WA) | Existing | Food Preparation | Natural Gas | Oven | E10 |  | Baseline Forecast | 0 | 0 | 0 | 0 | 0 | 0 | 0 | 0 | 0 | 0 | 0 | 0 | 0 | 0 | 0 | 0 | 0 | 0 | 0 | 0 | 0 | 0 | 0 | 0 | 0 | 0 | 0
Commercial_Health (WA)_Existing_Food Preparation_Natural Gas_Conveyor Oven_E1_Baseline Forecast | Commercial | Health (WA) | Existing | Food Preparation | Natural Gas | Conveyor Oven | E1 | Standard | Baseline Forecast | 0 | 0 | 0 | 0 | 0 | 84.5394 | 232.244 | 426.4275 | 654.0806 | 905.0783 | 1094.6974 | 1236.2797 | 1340.2944 | 1414.9563 | 1466.7106 | 1500.614 | 1520.6328 | 1193.5533 | 936.8267 | 735.3206 | 577.1573 | 465.4801 | 399.6043 | 376.532 | 391.9918 | 441.138 | 522.5292
Commercial_Health (WA)_Existing_Food Preparation_Natural Gas_Conveyor Oven_E2_Baseline Forecast | Commercial | Health (WA) | Existing | Food Preparation | Natural Gas | Conveyor Oven | E2 | ENERGY STAR (>42% Baking Efficiency) | Baseline Forecast | 0 | 0 | 0 | 0 | 0 | 121.6542 | 334.2047 | 613.6395 | 941.238 | 1302.4297 | 1575.2963 | 1779.0367 | 1928.7163 | 2036.1566 | 2110.6324 | 2159.4201 | 2188.2277 | 1717.5523 | 1348.1165 | 1058.1443 | 830.5434 | 669.8372 | 575.0403 | 541.8387 | 564.0857 | 634.8083 | 751.9322
Commercial_Health (WA)_Existing_Food Preparation_Natural Gas_Conveyor Oven_E3_Baseline Forecast | Commercial | Health (WA) | Existing | Food Preparation | Natural Gas | Conveyor Oven | E3 |  | Baseline Forecast | 0 | 0 | 0 | 0 | 0 | 0 | 0 | 0 | 0 | 0 | 0 | 0 | 0 | 0 | 0 | 0 | 0 | 0 | 0 | 0 | 0 | 0 | 0 | 0 | 0 | 0 | 0
Commercial_Health (WA)_Existing_Food Preparation_Natural Gas_Conveyor Oven_E4_Baseline Forecast | Commercial | Health (WA) | Existing | Food Preparation | Natural Gas | Conveyor Oven | E4 |  | Baseline Forecast | 0 | 0 | 0 | 0 | 0 | 0 | 0 | 0 | 0 | 0 | 0 | 0 | 0 | 0 | 0 | 0 | 0 | 0 | 0 | 0 | 0 | 0 | 0 | 0 | 0 | 0 | 0
Commercial_Health (WA)_Existing_Food Preparation_Natural Gas_Conveyor Oven_E5_Baseline Forecast | Commercial | Health (WA) | Existing | Food Preparation | Natural Gas | Conveyor Oven | E5 |  | Baseline Forecast | 0 | 0 | 0 | 0 | 0 | 0 | 0 | 0 | 0 | 0 | 0 | 0 | 0 | 0 | 0 | 0 | 0 | 0 | 0 | 0 | 0 | 0 | 0 | 0 | 0 | 0 | 0
Commercial_Health (WA)_Existing_Food Preparation_Natural Gas_Conveyor Oven_E6_Baseline Forecast | Commercial | Health (WA) | Existing | Food Preparation | Natural Gas | Conveyor Oven | E6 |  | Baseline Forecast | 0 | 0 | 0 | 0 | 0 | 0 | 0 | 0 | 0 | 0 | 0 | 0 | 0 | 0 | 0 | 0 | 0 | 0 | 0 | 0 | 0 | 0 | 0 | 0 | 0 | 0 | 0
Commercial_Health (WA)_Existing_Food Preparation_Natural Gas_Conveyor Oven_E7_Baseline Forecast | Commercial | Health (WA) | Existing | Food Preparation | Natural Gas | Conveyor Oven | E7 |  | Baseline Forecast | 0 | 0 | 0 | 0 | 0 | 0 | 0 | 0 | 0 | 0 | 0 | 0 | 0 | 0 | 0 | 0 | 0 | 0 | 0 | 0 | 0 | 0 | 0 | 0 | 0 | 0 | 0
Commercial_Health (WA)_Existing_Food Preparation_Natural Gas_Conveyor Oven_E8_Baseline Forecast | Commercial | Health (WA) | Existing | Food Preparation | Natural Gas | Conveyor Oven | E8 |  | Baseline Forecast | 0 | 0 | 0 | 0 | 0 | 0 | 0 | 0 | 0 | 0 | 0 | 0 | 0 | 0 | 0 | 0 | 0 | 0 | 0 | 0 | 0 | 0 | 0 | 0 | 0 | 0 | 0
Commercial_Health (WA)_Existing_Food Preparation_Natural Gas_Conveyor Oven_E9_Baseline Forecast | Commercial | Health (WA) | Existing | Food Preparation | Natural Gas | Conveyor Oven | E9 |  | Baseline Forecast | 0 | 0 | 0 | 0 | 0 | 0 | 0 | 0 | 0 | 0 | 0 | 0 | 0 | 0 | 0 | 0 | 0 | 0 | 0 | 0 | 0 | 0 | 0 | 0 | 0 | 0 | 0
Commercial_Health (WA)_Existing_Food Preparation_Natural Gas_Conveyor Oven_E10_Baseline Forecast | Commercial | Health (WA) | Existing | Food Preparation | Natural Gas | Conveyor Oven | E10 |  | Baseline Forecast | 0 | 0 | 0 | 0 | 0 | 0 | 0 | 0 | 0 | 0 | 0 | 0 | 0 | 0 | 0 | 0 | 0 | 0 | 0 | 0 | 0 | 0 | 0 | 0 | 0 | 0 | 0
Commercial_Health (WA)_Existing_Food Preparation_Natural Gas_Double Rack Oven_E1_Baseline Forecast | Commercial | Health (WA) | Existing | Food Preparation | Natural Gas | Double Rack Oven | E1 | Standard | Baseline Forecast | 0 | 506.8466 | 690.6714 | 846.2969 | 977.4178 | 1087.2546 | 1178.6144 | 1253.9437 | 1315.3745 | 1364.7647 | 1237.6791 | 1144.0526 | 1076.9669 | 1030.7339 | 1000.6948 | 983.049 | 974.7111 | 973.1898 | 976.4862 | 1078.2411 | 1089.71 | 1088.0275 | 1077.5184 | 1061.4303 | 1042.1625 | 1021.4513 | 1000.5193
Commercial_Health (WA)_Existing_Food Preparation_Natural Gas_Double Rack Oven_E2_Baseline Forecast | Commercial | Health (WA) | Existing | Food Preparation | Natural Gas | Double Rack Oven | E2 | FTSC Qualified (>50% Cooking Efficiency) | Baseline Forecast | 0 | 729.3646 | 993.893 | 1217.8419 | 1406.5281 | 1564.5859 | 1696.0549 | 1804.4556 | 1892.856 | 1963.9298 | 1781.0504 | 1646.3196 | 1549.7816 | 1483.2513 | 1440.0242 | 1414.6315 | 1402.633 | 1400.4438 | 1405.1875 | 1551.6153 | 1568.1193 | 1565.6981 | 1550.5753 | 1527.4241 | 1499.6972 | 1469.8933 | 1439.7717
Commercial_Health (WA)_Existing_Food Preparation_Natural Gas_Double Rack Oven_E3_Baseline Forecast | Commercial | Health (WA) | Existing | Food Preparation | Natural Gas | Double Rack Oven | E3 |  | Baseline Forecast | 0 | 0 | 0 | 0 | 0 | 0 | 0 | 0 | 0 | 0 | 0 | 0 | 0 | 0 | 0 | 0 | 0 | 0 | 0 | 0 | 0 | 0 | 0 | 0 | 0 | 0 | 0
Commercial_Health (WA)_Existing_Food Preparation_Natural Gas_Double Rack Oven_E4_Baseline Forecast | Commercial | Health (WA) | Existing | Food Preparation | Natural Gas | Double Rack Oven | E4 |  | Baseline Forecast | 0 | 0 | 0 | 0 | 0 | 0 | 0 | 0 | 0 | 0 | 0 | 0 | 0 | 0 | 0 | 0 | 0 | 0 | 0 | 0 | 0 | 0 | 0 | 0 | 0 | 0 | 0
Commercial_Health (WA)_Existing_Food Preparation_Natural Gas_Double Rack Oven_E5_Baseline Forecast | Commercial | Health (WA) | Existing | Food Preparation | Natural Gas | Double Rack Oven | E5 |  | Baseline Forecast | 0 | 0 | 0 | 0 | 0 | 0 | 0 | 0 | 0 | 0 | 0 | 0 | 0 | 0 | 0 | 0 | 0 | 0 | 0 | 0 | 0 | 0 | 0 | 0 | 0 | 0 | 0
Commercial_Health (WA)_Existing_Food Preparation_Natural Gas_Double Rack Oven_E6_Baseline Forecast | Commercial | Health (WA) | Existing | Food Preparation | Natural Gas | Double Rack Oven | E6 |  | Baseline Forecast | 0 | 0 | 0 | 0 | 0 | 0 | 0 | 0 | 0 | 0 | 0 | 0 | 0 | 0 | 0 | 0 | 0 | 0 | 0 | 0 | 0 | 0 | 0 | 0 | 0 | 0 | 0
Commercial_Health (WA)_Existing_Food Preparation_Natural Gas_Double Rack Oven_E7_Baseline Forecast | Commercial | Health (WA) | Existing | Food Preparation | Natural Gas | Double Rack Oven | E7 |  | Baseline Forecast | 0 | 0 | 0 | 0 | 0 | 0 | 0 | 0 | 0 | 0 | 0 | 0 | 0 | 0 | 0 | 0 | 0 | 0 | 0 | 0 | 0 | 0 | 0 | 0 | 0 | 0 | 0
Commercial_Health (WA)_Existing_Food Preparation_Natural Gas_Double Rack Oven_E8_Baseline Forecast | Commercial | Health (WA) | Existing | Food Preparation | Natural Gas | Double Rack Oven | E8 |  | Baseline Forecast | 0 | 0 | 0 | 0 | 0 | 0 | 0 | 0 | 0 | 0 | 0 | 0 | 0 | 0 | 0 | 0 | 0 | 0 | 0 | 0 | 0 | 0 | 0 | 0 | 0 | 0 | 0
Commercial_Health (WA)_Existing_Food Preparation_Natural Gas_Double Rack Oven_E9_Baseline Forecast | Commercial | Health (WA) | Existing | Food Preparation | Natural Gas | Double Rack Oven | E9 |  | Baseline Forecast | 0 | 0 | 0 | 0 | 0 | 0 | 0 | 0 | 0 | 0 | 0 | 0 | 0 | 0 | 0 | 0 | 0 | 0 | 0 | 0 | 0 | 0 | 0 | 0 | 0 | 0 | 0
Commercial_Health (WA)_Existing_Food Preparation_Natural Gas_Double Rack Oven_E10_Baseline Forecast | Commercial | Health (WA) | Existing | Food Preparation | Natural Gas | Double Rack Oven | E10 |  | Baseline Forecast | 0 | 0 | 0 | 0 | 0 | 0 | 0 | 0 | 0 | 0 | 0 | 0 | 0 | 0 | 0 | 0 | 0 | 0 | 0 | 0 | 0 | 0 | 0 | 0 | 0 | 0 | 0
Commercial_Health (WA)_Existing_Food Preparation_Natural Gas_Fryer_E1_Baseline Forecast | Commercial | Health (WA) | Existing | Food Preparation | Natural Gas | Fryer | E1 | Standard | Baseline Forecast | 0 | 28880.3448 | 31426.5707 | 33590.7209 | 35416.1005 | 36941.2971 | 38200.6911 | 39224.9109 | 40041.2395 | 40673.976 | 41144.7594 | 41472.8562 | 39120.4044 | 37209.881 | 35665.3621 | 34422.3211 | 33426.0491 | 32630.2836 | 31996.0197 | 31490.4785 | 31086.2149 | 30760.3448 | 30493.8775 | 36134.7122 | 35620.9521 | 34978.8439 | 34252.0476
Commercial_Health (WA)_Existing_Food Preparation_Natural Gas_Fryer_E2_Baseline Forecast | Commercial | Health (WA) | Existing | Food Preparation | Natural Gas | Fryer | E2 | ENERGY STAR | Baseline Forecast | 0 | 10147.1482 | 11041.7681 | 11802.1452 | 12443.4948 | 12979.3746 | 13421.8644 | 13781.7255 | 14068.5436 | 14290.8564 | 14456.2668 | 14571.5441 | 13745.007 | 13073.742 | 12531.0732 | 12094.329 | 11744.2875 | 11464.6942 | 11241.8447 | 11064.2222 | 10922.1836 | 10807.6887 | 10714.0651 | 12695.98 | 12515.4696 | 12289.8641 | 12034.5032
Commercial_Health (WA)_Existing_Food Preparation_Natural Gas_Fryer_E3_Baseline Forecast | Commercial | Health (WA) | Existing | Food Preparation | Natural Gas | Fryer | E3 |  | Baseline Forecast | 0 | 0 | 0 | 0 | 0 | 0 | 0 | 0 | 0 | 0 | 0 | 0 | 0 | 0 | 0 | 0 | 0 | 0 | 0 | 0 | 0 | 0 | 0 | 0 | 0 | 0 | 0
Commercial_Health (WA)_Existing_Food Preparation_Natural Gas_Fryer_E4_Baseline Forecast | Commercial | Health (WA) | Existing | Food Preparation | Natural Gas | Fryer | E4 |  | Baseline Forecast | 0 | 0 | 0 | 0 | 0 | 0 | 0 | 0 | 0 | 0 | 0 | 0 | 0 | 0 | 0 | 0 | 0 | 0 | 0 | 0 | 0 | 0 | 0 | 0 | 0 | 0 | 0
Commercial_Health (WA)_Existing_Food Preparation_Natural Gas_Fryer_E5_Baseline Forecast | Commercial | Health (WA) | Existing | Food Preparation | Natural Gas | Fryer | E5 |  | Baseline Forecast | 0 | 0 | 0 | 0 | 0 | 0 | 0 | 0 | 0 | 0 | 0 | 0 | 0 | 0 | 0 | 0 | 0 | 0 | 0 | 0 | 0 | 0 | 0 | 0 | 0 | 0 | 0
Commercial_Health (WA)_Existing_Food Preparation_Natural Gas_Fryer_E6_Baseline Forecast | Commercial | Health (WA) | Existing | Food Preparation | Natural Gas | Fryer | E6 |  | Baseline Forecast | 0 | 0 | 0 | 0 | 0 | 0 | 0 | 0 | 0 | 0 | 0 | 0 | 0 | 0 | 0 | 0 | 0 | 0 | 0 | 0 | 0 | 0 | 0 | 0 | 0 | 0 | 0
Commercial_Health (WA)_Existing_Food Preparation_Natural Gas_Fryer_E7_Baseline Forecast | Commercial | Health (WA) | Existing | Food Preparation | Natural Gas | Fryer | E7 |  | Baseline Forecast | 0 | 0 | 0 | 0 | 0 | 0 | 0 | 0 | 0 | 0 | 0 | 0 | 0 | 0 | 0 | 0 | 0 | 0 | 0 | 0 | 0 | 0 | 0 | 0 | 0 | 0 | 0
Commercial_Health (WA)_Existing_Food Preparation_Natural Gas_Fryer_E8_Baseline Forecast | Commercial | Health (WA) | Existing | Food Preparation | Natural Gas | Fryer | E8 |  | Baseline Forecast | 0 | 0 | 0 | 0 | 0 | 0 | 0 | 0 | 0 | 0 | 0 | 0 | 0 | 0 | 0 | 0 | 0 | 0 | 0 | 0 | 0 | 0 | 0 | 0 | 0 | 0 | 0
Commercial_Health (WA)_Existing_Food Preparation_Natural Gas_Fryer_E9_Baseline Forecast | Commercial | Health (WA) | Existing | Food Preparation | Natural Gas | Fryer | E9 |  | Baseline Forecast | 0 | 0 | 0 | 0 | 0 | 0 | 0 | 0 | 0 | 0 | 0 | 0 | 0 | 0 | 0 | 0 | 0 | 0 | 0 | 0 | 0 | 0 | 0 | 0 | 0 | 0 | 0
Commercial_Health (WA)_Existing_Food Preparation_Natural Gas_Fryer_E10_Baseline Forecast | Commercial | Health (WA) | Existing | Food Preparation | Natural Gas | Fryer | E10 |  | Baseline Forecast | 0 | 0 | 0 | 0 | 0 | 0 | 0 | 0 | 0 | 0 | 0 | 0 | 0 | 0 | 0 | 0 | 0 | 0 | 0 | 0 | 0 | 0 | 0 | 0 | 0 | 0 | 0
Commercial_Health (WA)_Existing_Food Preparation_Natural Gas_Broiler_E1_Baseline Forecast | Commercial | Health (WA) | Existing | Food Preparation | Natural Gas | Broiler | E1 | Standard | Baseline Forecast | 0 | 7946.715 | 8879.6627 | 9656.5253 | 10297.9574 | 10821.959 | 11244.2153 | 11578.3932 | 11836.3994 | 12028.6058 | 11234.2185 | 10628.7492 | 10173.428 | 9836.3766 | 9591.478 | 9417.4234 | 9296.9086 | 9215.9565 | 9163.3485 | 10779.937 | 10632.9625 | 10431.8961 | 10198.5964 | 9949.1872 | 9695.304 | 9445.098 | 9204.0415
Commercial_Health (WA)_Existing_Food Preparation_Natural Gas_Broiler_E2_Baseline Forecast | Commercial | Health (WA) | Existing | Food Preparation | Natural Gas | Broiler | E2 | Infrared Burners | Baseline Forecast | 0 | 2792.0891 | 3119.8815 | 3392.8332 | 3618.2013 | 3802.3099 | 3950.6702 | 4068.0841 | 4158.7349 | 4226.2669 | 3947.1578 | 3734.4254 | 3574.4477 | 3456.0242 | 3369.9787 | 3308.8244 | 3266.4814 | 3238.0388 | 3219.5549 | 3787.5454 | 3735.9058 | 3665.2608 | 3583.2906 | 3495.6604 | 3406.4582 | 3318.548 | 3233.8524
Commercial_Health (WA)_Existing_Food Preparation_Natural Gas_Broiler_E3_Baseline Forecast | Commercial | Health (WA) | Existing | Food Preparation | Natural Gas | Broiler | E3 |  | Baseline Forecast | 0 | 0 | 0 | 0 | 0 | 0 | 0 | 0 | 0 | 0 | 0 | 0 | 0 | 0 | 0 | 0 | 0 | 0 | 0 | 0 | 0 | 0 | 0 | 0 | 0 | 0 | 0
Commercial_Health (WA)_Existing_Food Preparation_Natural Gas_Broiler_E4_Baseline Forecast | Commercial | Health (WA) | Existing | Food Preparation | Natural Gas | Broiler | E4 |  | Baseline Forecast | 0 | 0 | 0 | 0 | 0 | 0 | 0 | 0 | 0 | 0 | 0 | 0 | 0 | 0 | 0 | 0 | 0 | 0 | 0 | 0 | 0 | 0 | 0 | 0 | 0 | 0 | 0
Commercial_Health (WA)_Existing_Food Preparation_Natural Gas_Broiler_E5_Baseline Forecast | Commercial | Health (WA) | Existing | Food Preparation | Natural Gas | Broiler | E5 |  | Baseline Forecast | 0 | 0 | 0 | 0 | 0 | 0 | 0 | 0 | 0 | 0 | 0 | 0 | 0 | 0 | 0 | 0 | 0 | 0 | 0 | 0 | 0 | 0 | 0 | 0 | 0 | 0 | 0
Commercial_Health (WA)_Existing_Food Preparation_Natural Gas_Broiler_E6_Baseline Forecast | Commercial | Health (WA) | Existing | Food Preparation | Natural Gas | Broiler | E6 |  | Baseline Forecast | 0 | 0 | 0 | 0 | 0 | 0 | 0 | 0 | 0 | 0 | 0 | 0 | 0 | 0 | 0 | 0 | 0 | 0 | 0 | 0 | 0 | 0 | 0 | 0 | 0 | 0 | 0
Commercial_Health (WA)_Existing_Food Preparation_Natural Gas_Broiler_E7_Baseline Forecast | Commercial | Health (WA) | Existing | Food Preparation | Natural Gas | Broiler | E7 |  | Baseline Forecast | 0 | 0 | 0 | 0 | 0 | 0 | 0 | 0 | 0 | 0 | 0 | 0 | 0 | 0 | 0 | 0 | 0 | 0 | 0 | 0 | 0 | 0 | 0 | 0 | 0 | 0 | 0
Commercial_Health (WA)_Existing_Food Preparation_Natural Gas_Broiler_E8_Baseline Forecast | Commercial | Health (WA) | Existing | Food Preparation | Natural Gas | Broiler | E8 |  | Baseline Forecast | 0 | 0 | 0 | 0 | 0 | 0 | 0 | 0 | 0 | 0 | 0 | 0 | 0 | 0 | 0 | 0 | 0 | 0 | 0 | 0 | 0 | 0 | 0 | 0 | 0 | 0 | 0
Commercial_Health (WA)_Existing_Food Preparation_Natural Gas_Broiler_E9_Baseline Forecast | Commercial | Health (WA) | Existing | Food Preparation | Natural Gas | Broiler | E9 |  | Baseline Forecast | 0 | 0 | 0 | 0 | 0 | 0 | 0 | 0 | 0 | 0 | 0 | 0 | 0 | 0 | 0 | 0 | 0 | 0 | 0 | 0 | 0 | 0 | 0 | 0 | 0 | 0 | 0
Commercial_Health (WA)_Existing_Food Preparation_Natural Gas_Broiler_E10_Baseline Forecast | Commercial | Health (WA) | Existing | Food Preparation | Natural Gas | Broiler | E10 |  | Baseline Forecast | 0 | 0 | 0 | 0 | 0 | 0 | 0 | 0 | 0 | 0 | 0 | 0 | 0 | 0 | 0 | 0 | 0 | 0 | 0 | 0 | 0 | 0 | 0 | 0 | 0 | 0 | 0
Commercial_Health (WA)_Existing_Food Preparation_Natural Gas_Griddle_E1_Baseline Forecast | Commercial | Health (WA) | Existing | Food Preparation | Natural Gas | Griddle | E1 | Standard | Baseline Forecast | 0 | 7624.5509 | 8519.6763 | 9265.0446 | 9880.4726 | 10383.2309 | 10788.3687 | 11108.9989 | 11356.5454 | 11540.9596 | 10778.7772 | 10197.8539 | 9760.9918 | 9437.6046 | 9202.6343 | 9035.636 | 8920.0069 | 8842.3366 | 8791.8614 | 10342.9125 | 10201.8965 | 10008.9814 | 9785.1398 | 9545.8418 | 9302.2511 | 9062.1886 | 8830.9046
Commercial_Health (WA)_Existing_Food Preparation_Natural Gas_Griddle_E2_Baseline Forecast | Commercial | Health (WA) | Existing | Food Preparation | Natural Gas | Griddle | E2 | ENERGY STAR | Baseline Forecast | 0 | 3114.2532 | 3479.8678 | 3784.314 | 4035.686 | 4241.038 | 4406.5168 | 4537.4784 | 4638.589 | 4713.9131 | 4402.5991 | 4165.3206 | 3986.884 | 3854.7962 | 3758.8224 | 3690.6119 | 3643.3831 | 3611.6586 | 3591.042 | 4224.5699 | 4166.9718 | 4088.1755 | 3996.7472 | 3899.0058 | 3799.511 | 3701.4573 | 3606.9892
Commercial_Health (WA)_Existing_Food Preparation_Natural Gas_Griddle_E3_Baseline Forecast | Commercial | Health (WA) | Existing | Food Preparation | Natural Gas | Griddle | E3 |  | Baseline Forecast | 0 | 0 | 0 | 0 | 0 | 0 | 0 | 0 | 0 | 0 | 0 | 0 | 0 | 0 | 0 | 0 | 0 | 0 | 0 | 0 | 0 | 0 | 0 | 0 | 0 | 0 | 0
Commercial_Health (WA)_Existing_Food Preparation_Natural Gas_Griddle_E4_Baseline Forecast | Commercial | Health (WA) | Existing | Food Preparation | Natural Gas | Griddle | E4 |  | Baseline Forecast | 0 | 0 | 0 | 0 | 0 | 0 | 0 | 0 | 0 | 0 | 0 | 0 | 0 | 0 | 0 | 0 | 0 | 0 | 0 | 0 | 0 | 0 | 0 | 0 | 0 | 0 | 0
Commercial_Health (WA)_Existing_Food Preparation_Natural Gas_Griddle_E5_Baseline Forecast | Commercial | Health (WA) | Existing | Food Preparation | Natural Gas | Griddle | E5 |  | Baseline Forecast | 0 | 0 | 0 | 0 | 0 | 0 | 0 | 0 | 0 | 0 | 0 | 0 | 0 | 0 | 0 | 0 | 0 | 0 | 0 | 0 | 0 | 0 | 0 | 0 | 0 | 0 | 0
Commercial_Health (WA)_Existing_Food Preparation_Natural Gas_Griddle_E6_Baseline Forecast | Commercial | Health (WA) | Existing | Food Preparation | Natural Gas | Griddle | E6 |  | Baseline Forecast | 0 | 0 | 0 | 0 | 0 | 0 | 0 | 0 | 0 | 0 | 0 | 0 | 0 | 0 | 0 | 0 | 0 | 0 | 0 | 0 | 0 | 0 | 0 | 0 | 0 | 0 | 0
Commercial_Health (WA)_Existing_Food Preparation_Natural Gas_Griddle_E7_Baseline Forecast | Commercial | Health (WA) | Existing | Food Preparation | Natural Gas | Griddle | E7 |  | Baseline Forecast | 0 | 0 | 0 | 0 | 0 | 0 | 0 | 0 | 0 | 0 | 0 | 0 | 0 | 0 | 0 | 0 | 0 | 0 | 0 | 0 | 0 | 0 | 0 | 0 | 0 | 0 | 0
Commercial_Health (WA)_Existing_Food Preparation_Natural Gas_Griddle_E8_Baseline Forecast | Commercial | Health (WA) | Existing | Food Preparation | Natural Gas | Griddle | E8 |  | Baseline Forecast | 0 | 0 | 0 | 0 | 0 | 0 | 0 | 0 | 0 | 0 | 0 | 0 | 0 | 0 | 0 | 0 | 0 | 0 | 0 | 0 | 0 | 0 | 0 | 0 | 0 | 0 | 0
Commercial_Health (WA)_Existing_Food Preparation_Natural Gas_Griddle_E9_Baseline Forecast | Commercial | Health (WA) | Existing | Food Preparation | Natural Gas | Griddle | E9 |  | Baseline Forecast | 0 | 0 | 0 | 0 | 0 | 0 | 0 | 0 | 0 | 0 | 0 | 0 | 0 | 0 | 0 | 0 | 0 | 0 | 0 | 0 | 0 | 0 | 0 | 0 | 0 | 0 | 0
Commercial_Health (WA)_Existing_Food Preparation_Natural Gas_Griddle_E10_Baseline Forecast | Commercial | Health (WA) | Existing | Food Preparation | Natural Gas | Griddle | E10 |  | Baseline Forecast | 0 | 0 | 0 | 0 | 0 | 0 | 0 | 0 | 0 | 0 | 0 | 0 | 0 | 0 | 0 | 0 | 0 | 0 | 0 | 0 | 0 | 0 | 0 | 0 | 0 | 0 | 0
Commercial_Health (WA)_Existing_Food Preparation_Natural Gas_Range_E1_Baseline Forecast | Commercial | Health (WA) | Existing | Food Preparation | Natural Gas | Range | E1 | Standard | Baseline Forecast | 0 | 20102.3421 | 25639.9685 | 29800.4162 | 32883.4193 | 35124.1745 | 36707.224 | 37777.3523 | 38448.1389 | 38808.6718 | 33848.2142 | 30887.7644 | 29265.0894 | 28510.9016 | 28296.4829 | 32431.1008 | 33008.5162 | 33319.2203 | 33423.2701 | 32511.7172 | 31173.8578 | 29753.3696 | 28435.2199 | 27304.7168 | 26047.0326 | 25539.9321 | 25451.6427
Commercial_Health (WA)_Existing_Food Preparation_Natural Gas_Range_E2_Baseline Forecast | Commercial | Health (WA) | Existing | Food Preparation | Natural Gas | Range | E2 | High Efficiency | Baseline Forecast | 0 | 28927.7606 | 36896.54 | 42883.5257 | 47320.0424 | 50544.5438 | 52822.5906 | 54362.5313 | 55327.8097 | 55846.6253 | 48708.4058 | 44448.2463 | 42113.1775 | 41027.8828 | 40719.329 | 46669.1451 | 47500.0599 | 47947.1706 | 48096.9009 | 46785.1541 | 44859.9416 | 42815.8246 | 40918.9749 | 39292.1535 | 37482.3153 | 36752.5852 | 36625.5346
Commercial_Health (WA)_Existing_Food Preparation_Natural Gas_Range_E3_Baseline Forecast | Commercial | Health (WA) | Existing | Food Preparation | Natural Gas | Range | E3 |  | Baseline Forecast | 0 | 0 | 0 | 0 | 0 | 0 | 0 | 0 | 0 | 0 | 0 | 0 | 0 | 0 | 0 | 0 | 0 | 0 | 0 | 0 | 0 | 0 | 0 | 0 | 0 | 0 | 0
Commercial_Health (WA)_Existing_Food Preparation_Natural Gas_Range_E4_Baseline Forecast | Commercial | Health (WA) | Existing | Food Preparation | Natural Gas | Range | E4 |  | Baseline Forecast | 0 | 0 | 0 | 0 | 0 | 0 | 0 | 0 | 0 | 0 | 0 | 0 | 0 | 0 | 0 | 0 | 0 | 0 | 0 | 0 | 0 | 0 | 0 | 0 | 0 | 0 | 0
Commercial_Health (WA)_Existing_Food Preparation_Natural Gas_Range_E5_Baseline Forecast | Commercial | Health (WA) | Existing | Food Preparation | Natural Gas | Range | E5 |  | Baseline Forecast | 0 | 0 | 0 | 0 | 0 | 0 | 0 | 0 | 0 | 0 | 0 | 0 | 0 | 0 | 0 | 0 | 0 | 0 | 0 | 0 | 0 | 0 | 0 | 0 | 0 | 0 | 0
Commercial_Health (WA)_Existing_Food Preparation_Natural Gas_Range_E6_Baseline Forecast | Commercial | Health (WA) | Existing | Food Preparation | Natural Gas | Range | E6 |  | Baseline Forecast | 0 | 0 | 0 | 0 | 0 | 0 | 0 | 0 | 0 | 0 | 0 | 0 | 0 | 0 | 0 | 0 | 0 | 0 | 0 | 0 | 0 | 0 | 0 | 0 | 0 | 0 | 0
Commercial_Health (WA)_Existing_Food Preparation_Natural Gas_Range_E7_Baseline Forecast | Commercial | Health (WA) | Existing | Food Preparation | Natural Gas | Range | E7 |  | Baseline Forecast | 0 | 0 | 0 | 0 | 0 | 0 | 0 | 0 | 0 | 0 | 0 | 0 | 0 | 0 | 0 | 0 | 0 | 0 | 0 | 0 | 0 | 0 | 0 | 0 | 0 | 0 | 0
Commercial_Health (WA)_Existing_Food Preparation_Natural Gas_Range_E8_Baseline Forecast | Commercial | Health (WA) | Existing | Food Preparation | Natural Gas | Range | E8 |  | Baseline Forecast | 0 | 0 | 0 | 0 | 0 | 0 | 0 | 0 | 0 | 0 | 0 | 0 | 0 | 0 | 0 | 0 | 0 | 0 | 0 | 0 | 0 | 0 | 0 | 0 | 0 | 0 | 0
Commercial_Health (WA)_Existing_Food Preparation_Natural Gas_Range_E9_Baseline Forecast | Commercial | Health (WA) | Existing | Food Preparation | Natural Gas | Range | E9 |  | Baseline Forecast | 0 | 0 | 0 | 0 | 0 | 0 | 0 | 0 | 0 | 0 | 0 | 0 | 0 | 0 | 0 | 0 | 0 | 0 | 0 | 0 | 0 | 0 | 0 | 0 | 0 | 0 | 0
Commercial_Health (WA)_Existing_Food Preparation_Natural Gas_Range_E10_Baseline Forecast | Commercial | Health (WA) | Existing | Food Preparation | Natural Gas | Range | E10 |  | Baseline Forecast | 0 | 0 | 0 | 0 | 0 | 0 | 0 | 0 | 0 | 0 | 0 | 0 | 0 | 0 | 0 | 0 | 0 | 0 | 0 | 0 | 0 | 0 | 0 | 0 | 0 | 0 | 0
Commercial_Health (WA)_Existing_Food Preparation_Natural Gas_Steamer_E1_Baseline Forecast | Commercial | Health (WA) | Existing | Food Preparation | Natural Gas | Steamer | E1 | Standard | Baseline Forecast | 0 | 2494.409 | 2787.2536 | 3031.1045 | 3232.4448 | 3396.9246 | 3529.4674 | 3634.3631 | 3715.3492 | 3775.6812 | 3526.3295 | 3336.2776 | 3193.356 | 3087.5583 | 3010.6866 | 2956.0523 | 2918.2237 | 2892.8135 | 2876.3003 | 3383.7342 | 3337.6002 | 3274.487 | 3201.2562 | 3122.9686 | 3043.2768 | 2964.7392 | 2889.0735
Commercial_Health (WA)_Existing_Food Preparation_Natural Gas_Steamer_E2_Baseline Forecast | Commercial | Health (WA) | Existing | Food Preparation | Natural Gas | Steamer | E2 | ENERGY STAR | Baseline Forecast | 0 | 2494.409 | 2787.2536 | 3031.1045 | 3232.4448 | 3396.9246 | 3529.4674 | 3634.3631 | 3715.3492 | 3775.6812 | 3526.3295 | 3336.2776 | 3193.356 | 3087.5583 | 3010.6866 | 2956.0523 | 2918.2237 | 2892.8135 | 2876.3003 | 3383.7342 | 3337.6002 | 3274.487 | 3201.2562 | 3122.9686 | 3043.2768 | 2964.7392 | 2889.0735
Commercial_Health (WA)_Existing_Food Preparation_Natural Gas_Steamer_E3_Baseline Forecast | Commercial | Health (WA) | Existing | Food Preparation | Natural Gas | Steamer | E3 |  | Baseline Forecast | 0 | 0 | 0 | 0 | 0 | 0 | 0 | 0 | 0 | 0 | 0 | 0 | 0 | 0 | 0 | 0 | 0 | 0 | 0 | 0 | 0 | 0 | 0 | 0 | 0 | 0 | 0
Commercial_Health (WA)_Existing_Food Preparation_Natural Gas_Steamer_E4_Baseline Forecast | Commercial | Health (WA) | Existing | Food Preparation | Natural Gas | Steamer | E4 |  | Baseline Forecast | 0 | 0 | 0 | 0 | 0 | 0 | 0 | 0 | 0 | 0 | 0 | 0 | 0 | 0 | 0 | 0 | 0 | 0 | 0 | 0 | 0 | 0 | 0 | 0 | 0 | 0 | 0
Commercial_Health (WA)_Existing_Food Preparation_Natural Gas_Steamer_E5_Baseline Forecast | Commercial | Health (WA) | Existing | Food Preparation | Natural Gas | Steamer | E5 |  | Baseline Forecast | 0 | 0 | 0 | 0 | 0 | 0 | 0 | 0 | 0 | 0 | 0 | 0 | 0 | 0 | 0 | 0 | 0 | 0 | 0 | 0 | 0 | 0 | 0 | 0 | 0 | 0 | 0
Commercial_Health (WA)_Existing_Food Preparation_Natural Gas_Steamer_E6_Baseline Forecast | Commercial | Health (WA) | Existing | Food Preparation | Natural Gas | Steamer | E6 |  | Baseline Forecast | 0 | 0 | 0 | 0 | 0 | 0 | 0 | 0 | 0 | 0 | 0 | 0 | 0 | 0 | 0 | 0 | 0 | 0 | 0 | 0 | 0 | 0 | 0 | 0 | 0 | 0 | 0
Commercial_Health (WA)_Existing_Food Preparation_Natural Gas_Steamer_E7_Baseline Forecast | Commercial | Health (WA) | Existing | Food Preparation | Natural Gas | Steamer | E7 |  | Baseline Forecast | 0 | 0 | 0 | 0 | 0 | 0 | 0 | 0 | 0 | 0 | 0 | 0 | 0 | 0 | 0 | 0 | 0 | 0 | 0 | 0 | 0 | 0 | 0 | 0 | 0 | 0 | 0
Commercial_Health (WA)_Existing_Food Preparation_Natural Gas_Steamer_E8_Baseline Forecast | Commercial | Health (WA) | Existing | Food Preparation | Natural Gas | Steamer | E8 |  | Baseline Forecast | 0 | 0 | 0 | 0 | 0 | 0 | 0 | 0 | 0 | 0 | 0 | 0 | 0 | 0 | 0 | 0 | 0 | 0 | 0 | 0 | 0 | 0 | 0 | 0 | 0 | 0 | 0
Commercial_Health (WA)_Existing_Food Preparation_Natural Gas_Steamer_E9_Baseline Forecast | Commercial | Health (WA) | Existing | Food Preparation | Natural Gas | Steamer | E9 |  | Baseline Forecast | 0 | 0 | 0 | 0 | 0 | 0 | 0 | 0 | 0 | 0 | 0 | 0 | 0 | 0 | 0 | 0 | 0 | 0 | 0 | 0 | 0 | 0 | 0 | 0 | 0 | 0 | 0
Commercial_Health (WA)_Existing_Food Preparation_Natural Gas_Steamer_E10_Baseline Forecast | Commercial | Health (WA) | Existing | Food Preparation | Natural Gas | Steamer | E10 |  | Baseline Forecast | 0 | 0 | 0 | 0 | 0 | 0 | 0 | 0 | 0 | 0 | 0 | 0 | 0 | 0 | 0 | 0 | 0 | 0 | 0 | 0 | 0 | 0 | 0 | 0 | 0 | 0 | 0
Commercial_Health (WA)_Existing_Food Preparation_Natural Gas_Food Prep Other_E1_Baseline Forecast | Commercial | Health (WA) | Existing | Food Preparation | Natural Gas | Food Prep Other | E1 | Standard | Baseline Forecast | 0 | 0 | 0 | 0 | 0 | 0 | 0 | 0 | 0 | 0 | 0 | 0 | 0 | 0 | 0 | 0 | 0 | 0 | 0 | 0 | 0 | 0 | 0 | 0 | 0 | 0 | 0
Commercial_Health (WA)_Existing_Food Preparation_Natural Gas_Food Prep Other_E2_Baseline Forecast | Commercial | Health (WA) | Existing | Food Preparation | Natural Gas | Food Prep Other | E2 | ENERGY STAR | Baseline Forecast | 0 | 0 | 0 | 0 | 0 | 0 | 0 | 0 | 0 | 0 | 0 | 0 | 0 | 0 | 0 | 0 | 0 | 0 | 0 | 0 | 0 | 0 | 0 | 0 | 0 | 0 | 0
Commercial_Health (WA)_Existing_Food Preparation_Natural Gas_Food Prep Other_E3_Baseline Forecast | Commercial | Health (WA) | Existing | Food Preparation | Natural Gas | Food Prep Other | E3 |  | Baseline Forecast | 0 | 0 | 0 | 0 | 0 | 0 | 0 | 0 | 0 | 0 | 0 | 0 | 0 | 0 | 0 | 0 | 0 | 0 | 0 | 0 | 0 | 0 | 0 | 0 | 0 | 0 | 0
Commercial_Health (WA)_Existing_Food Preparation_Natural Gas_Food Prep Other_E4_Baseline Forecast | Commercial | Health (WA) | Existing | Food Preparation | Natural Gas | Food Prep Other | E4 |  | Baseline Forecast | 0 | 0 | 0 | 0 | 0 | 0 | 0 | 0 | 0 | 0 | 0 | 0 | 0 | 0 | 0 | 0 | 0 | 0 | 0 | 0 | 0 | 0 | 0 | 0 | 0 | 0 | 0
Commercial_Health (WA)_Existing_Food Preparation_Natural Gas_Food Prep Other_E5_Baseline Forecast | Commercial | Health (WA) | Existing | Food Preparation | Natural Gas | Food Prep Other | E5 |  | Baseline Forecast | 0 | 0 | 0 | 0 | 0 | 0 | 0 | 0 | 0 | 0 | 0 | 0 | 0 | 0 | 0 | 0 | 0 | 0 | 0 | 0 | 0 | 0 | 0 | 0 | 0 | 0 | 0
Commercial_Health (WA)_Existing_Food Preparation_Natural Gas_Food Prep Other_E6_Baseline Forecast | Commercial | Health (WA) | Existing | Food Preparation | Natural Gas | Food Prep Other | E6 |  | Baseline Forecast | 0 | 0 | 0 | 0 | 0 | 0 | 0 | 0 | 0 | 0 | 0 | 0 | 0 | 0 | 0 | 0 | 0 | 0 | 0 | 0 | 0 | 0 | 0 | 0 | 0 | 0 | 0
Commercial_Health (WA)_Existing_Food Preparation_Natural Gas_Food Prep Other_E7_Baseline Forecast | Commercial | Health (WA) | Existing | Food Preparation | Natural Gas | Food Prep Other | E7 |  | Baseline Forecast | 0 | 0 | 0 | 0 | 0 | 0 | 0 | 0 | 0 | 0 | 0 | 0 | 0 | 0 | 0 | 0 | 0 | 0 | 0 | 0 | 0 | 0 | 0 | 0 | 0 | 0 | 0
Commercial_Health (WA)_Existing_Food Preparation_Natural Gas_Food Prep Other_E8_Baseline Forecast | Commercial | Health (WA) | Existing | Food Preparation | Natural Gas | Food Prep Other | E8 |  | Baseline Forecast | 0 | 0 | 0 | 0 | 0 | 0 | 0 | 0 | 0 | 0 | 0 | 0 | 0 | 0 | 0 | 0 | 0 | 0 | 0 | 0 | 0 | 0 | 0 | 0 | 0 | 0 | 0
Commercial_Health (WA)_Existing_Food Preparation_Natural Gas_Food Prep Other_E9_Baseline Forecast | Commercial | Health (WA) | Existing | Food Preparation | Natural Gas | Food Prep Other | E9 |  | Baseline Forecast | 0 | 0 | 0 | 0 | 0 | 0 | 0 | 0 | 0 | 0 | 0 | 0 | 0 | 0 | 0 | 0 | 0 | 0 | 0 | 0 | 0 | 0 | 0 | 0 | 0 | 0 | 0
Commercial_Health (WA)_Existing_Food Preparation_Natural Gas_Food Prep Other_E10_Baseline Forecast | Commercial | Health (WA) | Existing | Food Preparation | Natural Gas | Food Prep Other | E10 |  | Baseline Forecast | 0 | 0 | 0 | 0 | 0 | 0 | 0 | 0 | 0 | 0 | 0 | 0 | 0 | 0 | 0 | 0 | 0 | 0 | 0 | 0 | 0 | 0 | 0 | 0 | 0 | 0 | 0
Commercial_Health (WA)_Existing_Miscellaneous_Natural Gas_Pool Heater_E1_Baseline Forecast | Commercial | Health (WA) | Existing | Miscellaneous | Natural Gas | Pool Heater | E1 | Standard (EF .82) | Baseline Forecast | 0 | 0 | 0 | 0 | 0 | 0 | 0 | 0 | 0 | 0 | 0 | 0 | 0 | 0 | 0 | 0 | 0 | 0 | 0 | 0 | 0 | 0 | 0 | 0 | 0 | 0 | 0
Commercial_Health (WA)_Existing_Miscellaneous_Natural Gas_Pool Heater_E2_Baseline Forecast | Commercial | Health (WA) | Existing | Miscellaneous | Natural Gas | Pool Heater | E2 | Condensing (EF .90) | Baseline Forecast | 0 | 0 | 0 | 0 | 0 | 0 | 0 | 0 | 0 | 0 | 0 | 0 | 0 | 0 | 0 | 0 | 0 | 0 | 0 | 0 | 0 | 0 | 0 | 0 | 0 | 0 | 0
Commercial_Health (WA)_Existing_Miscellaneous_Natural Gas_Pool Heater_E3_Baseline Forecast | Commercial | Health (WA) | Existing | Miscellaneous | Natural Gas | Pool Heater | E3 |  | Baseline Forecast | 0 | 0 | 0 | 0 | 0 | 0 | 0 | 0 | 0 | 0 | 0 | 0 | 0 | 0 | 0 | 0 | 0 | 0 | 0 | 0 | 0 | 0 | 0 | 0 | 0 | 0 | 0
Commercial_Health (WA)_Existing_Miscellaneous_Natural Gas_Pool Heater_E4_Baseline Forecast | Commercial | Health (WA) | Existing | Miscellaneous | Natural Gas | Pool Heater | E4 |  | Baseline Forecast | 0 | 0 | 0 | 0 | 0 | 0 | 0 | 0 | 0 | 0 | 0 | 0 | 0 | 0 | 0 | 0 | 0 | 0 | 0 | 0 | 0 | 0 | 0 | 0 | 0 | 0 | 0
Commercial_Health (WA)_Existing_Miscellaneous_Natural Gas_Pool Heater_E5_Baseline Forecast | Commercial | Health (WA) | Existing | Miscellaneous | Natural Gas | Pool Heater | E5 |  | Baseline Forecast | 0 | 0 | 0 | 0 | 0 | 0 | 0 | 0 | 0 | 0 | 0 | 0 | 0 | 0 | 0 | 0 | 0 | 0 | 0 | 0 | 0 | 0 | 0 | 0 | 0 | 0 | 0
Commercial_Health (WA)_Existing_Miscellaneous_Natural Gas_Pool Heater_E6_Baseline Forecast | Commercial | Health (WA) | Existing | Miscellaneous | Natural Gas | Pool Heater | E6 |  | Baseline Forecast | 0 | 0 | 0 | 0 | 0 | 0 | 0 | 0 | 0 | 0 | 0 | 0 | 0 | 0 | 0 | 0 | 0 | 0 | 0 | 0 | 0 | 0 | 0 | 0 | 0 | 0 | 0
Commercial_Health (WA)_Existing_Miscellaneous_Natural Gas_Pool Heater_E7_Baseline Forecast | Commercial | Health (WA) | Existing | Miscellaneous | Natural Gas | Pool Heater | E7 |  | Baseline Forecast | 0 | 0 | 0 | 0 | 0 | 0 | 0 | 0 | 0 | 0 | 0 | 0 | 0 | 0 | 0 | 0 | 0 | 0 | 0 | 0 | 0 | 0 | 0 | 0 | 0 | 0 | 0
Commercial_Health (WA)_Existing_Miscellaneous_Natural Gas_Pool Heater_E8_Baseline Forecast | Commercial | Health (WA) | Existing | Miscellaneous | Natural Gas | Pool Heater | E8 |  | Baseline Forecast | 0 | 0 | 0 | 0 | 0 | 0 | 0 | 0 | 0 | 0 | 0 | 0 | 0 | 0 | 0 | 0 | 0 | 0 | 0 | 0 | 0 | 0 | 0 | 0 | 0 | 0 | 0
Commercial_Health (WA)_Existing_Miscellaneous_Natural Gas_Pool Heater_E9_Baseline Forecast | Commercial | Health (WA) | Existing | Miscellaneous | Natural Gas | Pool Heater | E9 |  | Baseline Forecast | 0 | 0 | 0 | 0 | 0 | 0 | 0 | 0 | 0 | 0 | 0 | 0 | 0 | 0 | 0 | 0 | 0 | 0 | 0 | 0 | 0 | 0 | 0 | 0 | 0 | 0 | 0
Commercial_Health (WA)_Existing_Miscellaneous_Natural Gas_Pool Heater_E10_Baseline Forecast | Commercial | Health (WA) | Existing | Miscellaneous | Natural Gas | Pool Heater | E10 |  | Baseline Forecast | 0 | 0 | 0 | 0 | 0 | 0 | 0 | 0 | 0 | 0 | 0 | 0 | 0 | 0 | 0 | 0 | 0 | 0 | 0 | 0 | 0 | 0 | 0 | 0 | 0 | 0 | 0
Commercial_Health (WA)_Existing_Miscellaneous_Natural Gas_Miscellaneous_E1_Baseline Forecast | Commercial | Health (WA) | Existing | Miscellaneous | Natural Gas | Miscellaneous | E1 | Standard | Baseline Forecast | 0 | 482603.9945 | 563688.4032 | 628900.0104 | 594000.3999 | 575590.9735 | 568907.7048 | 558578.5312 | 547408.1567 | 537112.4796 | 527060.4824 | 633322.7164 | 626794.1699 | 616493.4938 | 598355.1887 | 586033.2234 | 577021.3176 | 566086.9161 | 554979.3822 | 544582.2586 | 534375.1911 | 552258.3197 | 539214.7669 | 525930.2772 | 515236.9549 | 505802.6176 | 496817.3968
Commercial_Health (WA)_Existing_Miscellaneous_Natural Gas_Miscellaneous_E2_Baseline Forecast | Commercial | Health (WA) | Existing | Miscellaneous | Natural Gas | Miscellaneous | E2 |  | Baseline Forecast | 0 | 0 | 0 | 0 | 0 | 0 | 0 | 0 | 0 | 0 | 0 | 0 | 0 | 0 | 0 | 0 | 0 | 0 | 0 | 0 | 0 | 0 | 0 | 0 | 0 | 0 | 0
Commercial_Health (WA)_Existing_Miscellaneous_Natural Gas_Miscellaneous_E3_Baseline Forecast | Commercial | Health (WA) | Existing | Miscellaneous | Natural Gas | Miscellaneous | E3 |  | Baseline Forecast | 0 | 0 | 0 | 0 | 0 | 0 | 0 | 0 | 0 | 0 | 0 | 0 | 0 | 0 | 0 | 0 | 0 | 0 | 0 | 0 | 0 | 0 | 0 | 0 | 0 | 0 | 0
Commercial_Health (WA)_Existing_Miscellaneous_Natural Gas_Miscellaneous_E4_Baseline Forecast | Commercial | Health (WA) | Existing | Miscellaneous | Natural Gas | Miscellaneous | E4 |  | Baseline Forecast | 0 | 0 | 0 | 0 | 0 | 0 | 0 | 0 | 0 | 0 | 0 | 0 | 0 | 0 | 0 | 0 | 0 | 0 | 0 | 0 | 0 | 0 | 0 | 0 | 0 | 0 | 0
Commercial_Health (WA)_Existing_Miscellaneous_Natural Gas_Miscellaneous_E5_Baseline Forecast | Commercial | Health (WA) | Existing | Miscellaneous | Natural Gas | Miscellaneous | E5 |  | Baseline Forecast | 0 | 0 | 0 | 0 | 0 | 0 | 0 | 0 | 0 | 0 | 0 | 0 | 0 | 0 | 0 | 0 | 0 | 0 | 0 | 0 | 0 | 0 | 0 | 0 | 0 | 0 | 0
Commercial_Health (WA)_Existing_Miscellaneous_Natural Gas_Miscellaneous_E6_Baseline Forecast | Commercial | Health (WA) | Existing | Miscellaneous | Natural Gas | Miscellaneous | E6 |  | Baseline Forecast | 0 | 0 | 0 | 0 | 0 | 0 | 0 | 0 | 0 | 0 | 0 | 0 | 0 | 0 | 0 | 0 | 0 | 0 | 0 | 0 | 0 | 0 | 0 | 0 | 0 | 0 | 0
Commercial_Health (WA)_Existing_Miscellaneous_Natural Gas_Miscellaneous_E7_Baseline Forecast | Commercial | Health (WA) | Existing | Miscellaneous | Natural Gas | Miscellaneous | E7 |  | Baseline Forecast | 0 | 0 | 0 | 0 | 0 | 0 | 0 | 0 | 0 | 0 | 0 | 0 | 0 | 0 | 0 | 0 | 0 | 0 | 0 | 0 | 0 | 0 | 0 | 0 | 0 | 0 | 0
Commercial_Health (WA)_Existing_Miscellaneous_Natural Gas_Miscellaneous_E8_Baseline Forecast | Commercial | Health (WA) | Existing | Miscellaneous | Natural Gas | Miscellaneous | E8 |  | Baseline Forecast | 0 | 0 | 0 | 0 | 0 | 0 | 0 | 0 | 0 | 0 | 0 | 0 | 0 | 0 | 0 | 0 | 0 | 0 | 0 | 0 | 0 | 0 | 0 | 0 | 0 | 0 | 0
Commercial_Health (WA)_Existing_Miscellaneous_Natural Gas_Miscellaneous_E9_Baseline Forecast | Commercial | Health (WA) | Existing | Miscellaneous | Natural Gas | Miscellaneous | E9 |  | Baseline Forecast | 0 | 0 | 0 | 0 | 0 | 0 | 0 | 0 | 0 | 0 | 0 | 0 | 0 | 0 | 0 | 0 | 0 | 0 | 0 | 0 | 0 | 0 | 0 | 0 | 0 | 0 | 0
Commercial_Health (WA)_Existing_Miscellaneous_Natural Gas_Miscellaneous_E10_Baseline Forecast | Commercial | Health (WA) | Existing | Miscellaneous | Natural Gas | Miscellaneous | E10 |  | Baseline Forecast | 0 | 0 | 0 | 0 | 0 | 0 | 0 | 0 | 0 | 0 | 0 | 0 | 0 | 0 | 0 | 0 | 0 | 0 | 0 | 0 | 0 | 0 | 0 | 0 | 0 | 0 | 0
Commercial_Health (WA)_New_Space Heating_Natural Gas_Furnace_E1_Baseline Forecast | Commercial | Health (WA) | New | Space Heating | Natural Gas | Furnace | E1 | AFUE 80% (Standard) | Baseline Forecast | 0 | 19142.1379 | 17903.5346 | 17988.846 | 17942.6596 | 17570.8356 | 17252.5405 | 16881.8388 | 16595.3487 | 16318.0084 | 16036.4985 | 12378.8029 | 13606.2521 | 14578.705 | 15301.0533 | 16108.6904 | 16796.3828 | 17388.2412 | 17844.5724 | 18254.2182 | 18549.3969 | 18953.241 | 19154.846 | 24296.0527 | 23852.5188 | 23883.1132 | 23090.086
Commercial_Health (WA)_New_Space Heating_Natural Gas_Furnace_E2_Baseline Forecast | Commercial | Health (WA) | New | Space Heating | Natural Gas | Furnace | E2 | AFUE 90% | Baseline Forecast | 0 | 0 | 0 | 0 | 0 | 0 | 0 | 0 | 0 | 0 | 0 | 3116.1461 | 3387.2907 | 3629.3839 | 3955.9647 | 4070.7332 | 4244.5159 | 4347.6419 | 4461.7399 | 4516.4329 | 4637.9696 | 4738.9441 | 4739.2649 | 6011.295 | 5901.5565 | 5909.1261 | 5712.9164
Commercial_Health (WA)_New_Space Heating_Natural Gas_Furnace_E3_Baseline Forecast | Commercial | Health (WA) | New | Space Heating | Natural Gas | Furnace | E3 | AFUE 96% | Baseline Forecast | 0 | 0 | 0 | 0 | 0 | 0 | 0 | 0 | 0 | 0 | 0 | 0 | 0 | 0 | 0 | 0 | 0 | 0 | 0 | 0 | 0 | 0 | 0 | 0 | 0 | 0 | 0
Commercial_Health (WA)_New_Space Heating_Natural Gas_Furnace_E4_Baseline Forecast | Commercial | Health (WA) | New | Space Heating | Natural Gas | Furnace | E4 |  | Baseline Forecast | 0 | 0 | 0 | 0 | 0 | 0 | 0 | 0 | 0 | 0 | 0 | 0 | 0 | 0 | 0 | 0 | 0 | 0 | 0 | 0 | 0 | 0 | 0 | 0 | 0 | 0 | 0
Commercial_Health (WA)_New_Space Heating_Natural Gas_Furnace_E5_Baseline Forecast | Commercial | Health (WA) | New | Space Heating | Natural Gas | Furnace | E5 |  | Baseline Forecast | 0 | 0 | 0 | 0 | 0 | 0 | 0 | 0 | 0 | 0 | 0 | 0 | 0 | 0 | 0 | 0 | 0 | 0 | 0 | 0 | 0 | 0 | 0 | 0 | 0 | 0 | 0
Commercial_Health (WA)_New_Space Heating_Natural Gas_Furnace_E6_Baseline Forecast | Commercial | Health (WA) | New | Space Heating | Natural Gas | Furnace | E6 |  | Baseline Forecast | 0 | 0 | 0 | 0 | 0 | 0 | 0 | 0 | 0 | 0 | 0 | 0 | 0 | 0 | 0 | 0 | 0 | 0 | 0 | 0 | 0 | 0 | 0 | 0 | 0 | 0 | 0
Commercial_Health (WA)_New_Space Heating_Natural Gas_Furnace_E7_Baseline Forecast | Commercial | Health (WA) | New | Space Heating | Natural Gas | Furnace | E7 |  | Baseline Forecast | 0 | 0 | 0 | 0 | 0 | 0 | 0 | 0 | 0 | 0 | 0 | 0 | 0 | 0 | 0 | 0 | 0 | 0 | 0 | 0 | 0 | 0 | 0 | 0 | 0 | 0 | 0
Commercial_Health (WA)_New_Space Heating_Natural Gas_Furnace_E8_Baseline Forecast | Commercial | Health (WA) | New | Space Heating | Natural Gas | Furnace | E8 |  | Baseline Forecast | 0 | 0 | 0 | 0 | 0 | 0 | 0 | 0 | 0 | 0 | 0 | 0 | 0 | 0 | 0 | 0 | 0 | 0 | 0 | 0 | 0 | 0 | 0 | 0 | 0 | 0 | 0
Commercial_Health (WA)_New_Space Heating_Natural Gas_Furnace_E9_Baseline Forecast | Commercial | Health (WA) | New | Space Heating | Natural Gas | Furnace | E9 |  | Baseline Forecast | 0 | 0 | 0 | 0 | 0 | 0 | 0 | 0 | 0 | 0 | 0 | 0 | 0 | 0 | 0 | 0 | 0 | 0 | 0 | 0 | 0 | 0 | 0 | 0 | 0 | 0 | 0
Commercial_Health (WA)_New_Space Heating_Natural Gas_Furnace_E10_Baseline Forecast | Commercial | Health (WA) | New | Space Heating | Natural Gas | Furnace | E10 |  | Baseline Forecast | 0 | 0 | 0 | 0 | 0 | 0 | 0 | 0 | 0 | 0 | 0 | 0 | 0 | 0 | 0 | 0 | 0 | 0 | 0 | 0 | 0 | 0 | 0 | 0 | 0 | 0 | 0
Commercial_Health (WA)_New_Space Heating_Natural Gas_Boiler_E1_Baseline Forecast | Commercial | Health (WA) | New | Space Heating | Natural Gas | Boiler | E1 | AFUE 80% (Standard) | Baseline Forecast | 0 | 58363.7215 | 54587.2627 | 54847.374 | 54706.5534 | 53572.8747 | 52602.4039 | 51472.1471 | 34679.9727 | 34100.4035 | 33512.1208 | 32380.4228 | 31875.5405 | 31342.9731 | 30727.2525 | 30111.1514 | 29669.6037 | 29144.4027 | 28609.1146 | 28063.5818 | 27609.0241 | 27512.549 | 26990.6622 | 26504.0093 | 26061.663 | 25709.5621 | 23162.0423
Commercial_Health (WA)_New_Space Heating_Natural Gas_Boiler_E2_Baseline Forecast | Commercial | Health (WA) | New | Space Heating | Natural Gas | Boiler | E2 | AFUE 85% | Baseline Forecast | 0 | 0 | 0 | 0 | 0 | 0 | 0 | 0 | 0 | 0 | 0 | 0 | 0 | 0 | 0 | 0 | 0 | 0 | 0 | 0 | 0 | 0 | 0 | 0 | 0 | 0 | 0
Commercial_Health (WA)_New_Space Heating_Natural Gas_Boiler_E3_Baseline Forecast | Commercial | Health (WA) | New | Space Heating | Natural Gas | Boiler | E3 | AFUE 97% | Baseline Forecast | 0 | 49520.7334 | 46316.4653 | 46537.1659 | 46417.6817 | 45455.7724 | 44632.3427 | 43673.3369 | 58850.8627 | 57867.3514 | 56869.0534 | 54948.5963 | 54091.8263 | 53188.0756 | 52143.2164 | 51097.7114 | 50348.4185 | 49457.1683 | 48548.8005 | 47623.0479 | 46851.6772 | 46687.962 | 45802.3358 | 44976.5006 | 44225.8524 | 43628.3477 | 39305.284
Commercial_Health (WA)_New_Space Heating_Natural Gas_Boiler_E4_Baseline Forecast | Commercial | Health (WA) | New | Space Heating | Natural Gas | Boiler | E4 | Convert to NG Air Source Heat Pump | Baseline Forecast | 0 | 0 | 0 | 0 | 0 | 0 | 0 | 0 | 0 | 0 | 0 | 0 | 0 | 0 | 0 | 0 | 0 | 0 | 0 | 0 | 0 | 0 | 0 | 0 | 0 | 0 | 0
Commercial_Health (WA)_New_Space Heating_Natural Gas_Boiler_E5_Baseline Forecast | Commercial | Health (WA) | New | Space Heating | Natural Gas | Boiler | E5 |  | Baseline Forecast | 0 | 0 | 0 | 0 | 0 | 0 | 0 | 0 | 0 | 0 | 0 | 0 | 0 | 0 | 0 | 0 | 0 | 0 | 0 | 0 | 0 | 0 | 0 | 0 | 0 | 0 | 0
Commercial_Health (WA)_New_Space Heating_Natural Gas_Boiler_E6_Baseline Forecast | Commercial | Health (WA) | New | Space Heating | Natural Gas | Boiler | E6 |  | Baseline Forecast | 0 | 0 | 0 | 0 | 0 | 0 | 0 | 0 | 0 | 0 | 0 | 0 | 0 | 0 | 0 | 0 | 0 | 0 | 0 | 0 | 0 | 0 | 0 | 0 | 0 | 0 | 0
Commercial_Health (WA)_New_Space Heating_Natural Gas_Boiler_E7_Baseline Forecast | Commercial | Health (WA) | New | Space Heating | Natural Gas | Boiler | E7 |  | Baseline Forecast | 0 | 0 | 0 | 0 | 0 | 0 | 0 | 0 | 0 | 0 | 0 | 0 | 0 | 0 | 0 | 0 | 0 | 0 | 0 | 0 | 0 | 0 | 0 | 0 | 0 | 0 | 0
Commercial_Health (WA)_New_Space Heating_Natural Gas_Boiler_E8_Baseline Forecast | Commercial | Health (WA) | New | Space Heating | Natural Gas | Boiler | E8 |  | Baseline Forecast | 0 | 0 | 0 | 0 | 0 | 0 | 0 | 0 | 0 | 0 | 0 | 0 | 0 | 0 | 0 | 0 | 0 | 0 | 0 | 0 | 0 | 0 | 0 | 0 | 0 | 0 | 0
Commercial_Health (WA)_New_Space Heating_Natural Gas_Boiler_E9_Baseline Forecast | Commercial | Health (WA) | New | Space Heating | Natural Gas | Boiler | E9 |  | Baseline Forecast | 0 | 0 | 0 | 0 | 0 | 0 | 0 | 0 | 0 | 0 | 0 | 0 | 0 | 0 | 0 | 0 | 0 | 0 | 0 | 0 | 0 | 0 | 0 | 0 | 0 | 0 | 0
Commercial_Health (WA)_New_Space Heating_Natural Gas_Boiler_E10_Baseline Forecast | Commercial | Health (WA) | New | Space Heating | Natural Gas | Boiler | E10 |  | Baseline Forecast | 0 | 0 | 0 | 0 | 0 | 0 | 0 | 0 | 0 | 0 | 0 | 0 | 0 | 0 | 0 | 0 | 0 | 0 | 0 | 0 | 0 | 0 | 0 | 0 | 0 | 0 | 0
Commercial_Health (WA)_New_Space Heating_Natural Gas_Unit Heater_E1_Baseline Forecast | Commercial | Health (WA) | New | Space Heating | Natural Gas | Unit Heater | E1 | Standard | Baseline Forecast | 0 | 0 | 0 | 0 | 0 | 0 | 0 | 0 | 0 | 0 | 0 | 0 | 0 | 0 | 0 | 0 | 0 | 0 | 0 | 0 | 0 | 0 | 0 | 0 | 0 | 0 | 0
Commercial_Health (WA)_New_Space Heating_Natural Gas_Unit Heater_E2_Baseline Forecast | Commercial | Health (WA) | New | Space Heating | Natural Gas | Unit Heater | E2 | Condensing | Baseline Forecast | 0 | 0 | 0 | 0 | 0 | 0 | 0 | 0 | 0 | 0 | 0 | 0 | 0 | 0 | 0 | 0 | 0 | 0 | 0 | 0 | 0 | 0 | 0 | 0 | 0 | 0 | 0
Commercial_Health (WA)_New_Space Heating_Natural Gas_Unit Heater_E3_Baseline Forecast | Commercial | Health (WA) | New | Space Heating | Natural Gas | Unit Heater | E3 | Infrared Radiant | Baseline Forecast | 0 | 0 | 0 | 0 | 0 | 0 | 0 | 0 | 0 | 0 | 0 | 0 | 0 | 0 | 0 | 0 | 0 | 0 | 0 | 0 | 0 | 0 | 0 | 0 | 0 | 0 | 0
Commercial_Health (WA)_New_Space Heating_Natural Gas_Unit Heater_E4_Baseline Forecast | Commercial | Health (WA) | New | Space Heating | Natural Gas | Unit Heater | E4 |  | Baseline Forecast | 0 | 0 | 0 | 0 | 0 | 0 | 0 | 0 | 0 | 0 | 0 | 0 | 0 | 0 | 0 | 0 | 0 | 0 | 0 | 0 | 0 | 0 | 0 | 0 | 0 | 0 | 0
Commercial_Health (WA)_New_Space Heating_Natural Gas_Unit Heater_E5_Baseline Forecast | Commercial | Health (WA) | New | Space Heating | Natural Gas | Unit Heater | E5 |  | Baseline Forecast | 0 | 0 | 0 | 0 | 0 | 0 | 0 | 0 | 0 | 0 | 0 | 0 | 0 | 0 | 0 | 0 | 0 | 0 | 0 | 0 | 0 | 0 | 0 | 0 | 0 | 0 | 0
Commercial_Health (WA)_New_Space Heating_Natural Gas_Unit Heater_E6_Baseline Forecast | Commercial | Health (WA) | New | Space Heating | Natural Gas | Unit Heater | E6 |  | Baseline Forecast | 0 | 0 | 0 | 0 | 0 | 0 | 0 | 0 | 0 | 0 | 0 | 0 | 0 | 0 | 0 | 0 | 0 | 0 | 0 | 0 | 0 | 0 | 0 | 0 | 0 | 0 | 0
Commercial_Health (WA)_New_Space Heating_Natural Gas_Unit Heater_E7_Baseline Forecast | Commercial | Health (WA) | New | Space Heating | Natural Gas | Unit Heater | E7 |  | Baseline Forecast | 0 | 0 | 0 | 0 | 0 | 0 | 0 | 0 | 0 | 0 | 0 | 0 | 0 | 0 | 0 | 0 | 0 | 0 | 0 | 0 | 0 | 0 | 0 | 0 | 0 | 0 | 0
Commercial_Health (WA)_New_Space Heating_Natural Gas_Unit Heater_E8_Baseline Forecast | Commercial | Health (WA) | New | Space Heating | Natural Gas | Unit Heater | E8 |  | Baseline Forecast | 0 | 0 | 0 | 0 | 0 | 0 | 0 | 0 | 0 | 0 | 0 | 0 | 0 | 0 | 0 | 0 | 0 | 0 | 0 | 0 | 0 | 0 | 0 | 0 | 0 | 0 | 0
Commercial_Health (WA)_New_Space Heating_Natural Gas_Unit Heater_E9_Baseline Forecast | Commercial | Health (WA) | New | Space Heating | Natural Gas | Unit Heater | E9 |  | Baseline Forecast | 0 | 0 | 0 | 0 | 0 | 0 | 0 | 0 | 0 | 0 | 0 | 0 | 0 | 0 | 0 | 0 | 0 | 0 | 0 | 0 | 0 | 0 | 0 | 0 | 0 | 0 | 0
Commercial_Health (WA)_New_Space Heating_Natural Gas_Unit Heater_E10_Baseline Forecast | Commercial | Health (WA) | New | Space Heating | Natural Gas | Unit Heater | E10 |  | Baseline Forecast | 0 | 0 | 0 | 0 | 0 | 0 | 0 | 0 | 0 | 0 | 0 | 0 | 0 | 0 | 0 | 0 | 0 | 0 | 0 | 0 | 0 | 0 | 0 | 0 | 0 | 0 | 0
Commercial_Health (WA)_New_Water Heating_Natural Gas_Water Heater_E1_Baseline Forecast | Commercial | Health (WA) | New | Water Heating | Natural Gas | Water Heater | E1 | TE 0.80 | Baseline Forecast | 0 | 60518.6227 | 56602.7297 | 56872.4449 | 56726.4249 | 55550.8885 | 54544.5861 | 53372.598 | 52466.8483 | 51590.0262 | 50700.0215 | 48987.8914 | 53725.7549 | 57565.5899 | 60881.8206 | 63798.0422 | 66521.6298 | 68718.8503 | 70522.2847 | 71990.3099 | 73307.7721 | 74903.7762 | 75542.1725 | 95817.873 | 94068.6806 | 94189.3376 | 91061.8261
Commercial_Health (WA)_New_Water Heating_Natural Gas_Water Heater_E2_Baseline Forecast | Commercial | Health (WA) | New | Water Heating | Natural Gas | Water Heater | E2 | TE 0.90 | Baseline Forecast | 0 | 0 | 0 | 0 | 0 | 0 | 0 | 0 | 0 | 0 | 0 | 0 | 0 | 0 | 0 | 0 | 0 | 0 | 0 | 0 | 0 | 0 | 0 | 0 | 0 | 0 | 0
Commercial_Health (WA)_New_Water Heating_Natural Gas_Water Heater_E3_Baseline Forecast | Commercial | Health (WA) | New | Water Heating | Natural Gas | Water Heater | E3 | TE 0.94 | Baseline Forecast | 0 | 68244.4043 | 63828.6101 | 64132.757 | 63968.0961 | 62642.4913 | 61507.7247 | 60186.1212 | 59164.7439 | 58175.987 | 57172.3646 | 55241.6648 | 60584.3619 | 64914.3886 | 68653.9679 | 71942.4731 | 75013.7528 | 77491.4695 | 79525.1296 | 81180.5622 | 82666.2111 | 84465.9604 | 85185.8541 | 108049.9419 | 106077.4483 | 106213.5084 | 102686.7401
Commercial_Health (WA)_New_Water Heating_Natural Gas_Water Heater_E4_Baseline Forecast | Commercial | Health (WA) | New | Water Heating | Natural Gas | Water Heater | E4 | Instantaneous TE 0.94 | Baseline Forecast | 0 | 0 | 0 | 0 | 0 | 0 | 0 | 0 | 0 | 0 | 0 | 0 | 0 | 0 | 0 | 0 | 0 | 0 | 0 | 0 | 0 | 0 | 0 | 0 | 0 | 0 | 0
Commercial_Health (WA)_New_Water Heating_Natural Gas_Water Heater_E5_Baseline Forecast | Commercial | Health (WA) | New | Water Heating | Natural Gas | Water Heater | E5 | Gas-Fired Absorption HPWH | Baseline Forecast | 0 | 0 | 0 | 0 | 0 | 0 | 0 | 0 | 0 | 0 | 0 | 0 | 0 | 0 | 0 | 0 | 0 | 0 | 0 | 0 | 0 | 0 | 0 | 0 | 0 | 0 | 0
Commercial_Health (WA)_New_Water Heating_Natural Gas_Water Heater_E6_Baseline Forecast | Commercial | Health (WA) | New | Water Heating | Natural Gas | Water Heater | E6 |  | Baseline Forecast | 0 | 0 | 0 | 0 | 0 | 0 | 0 | 0 | 0 | 0 | 0 | 0 | 0 | 0 | 0 | 0 | 0 | 0 | 0 | 0 | 0 | 0 | 0 | 0 | 0 | 0 | 0
Commercial_Health (WA)_New_Water Heating_Natural Gas_Water Heater_E7_Baseline Forecast | Commercial | Health (WA) | New | Water Heating | Natural Gas | Water Heater | E7 |  | Baseline Forecast | 0 | 0 | 0 | 0 | 0 | 0 | 0 | 0 | 0 | 0 | 0 | 0 | 0 | 0 | 0 | 0 | 0 | 0 | 0 | 0 | 0 | 0 | 0 | 0 | 0 | 0 | 0
Commercial_Health (WA)_New_Water Heating_Natural Gas_Water Heater_E8_Baseline Forecast | Commercial | Health (WA) | New | Water Heating | Natural Gas | Water Heater | E8 |  | Baseline Forecast | 0 | 0 | 0 | 0 | 0 | 0 | 0 | 0 | 0 | 0 | 0 | 0 | 0 | 0 | 0 | 0 | 0 | 0 | 0 | 0 | 0 | 0 | 0 | 0 | 0 | 0 | 0
Commercial_Health (WA)_New_Water Heating_Natural Gas_Water Heater_E9_Baseline Forecast | Commercial | Health (WA) | New | Water Heating | Natural Gas | Water Heater | E9 |  | Baseline Forecast | 0 | 0 | 0 | 0 | 0 | 0 | 0 | 0 | 0 | 0 | 0 | 0 | 0 | 0 | 0 | 0 | 0 | 0 | 0 | 0 | 0 | 0 | 0 | 0 | 0 | 0 | 0
Commercial_Health (WA)_New_Water Heating_Natural Gas_Water Heater_E10_Baseline Forecast | Commercial | Health (WA) | New | Water Heating | Natural Gas | Water Heater | E10 |  | Baseline Forecast | 0 | 0 | 0 | 0 | 0 | 0 | 0 | 0 | 0 | 0 | 0 | 0 | 0 | 0 | 0 | 0 | 0 | 0 | 0 | 0 | 0 | 0 | 0 | 0 | 0 | 0 | 0
Commercial_Health (WA)_New_Food Preparation_Natural Gas_Oven_E1_Baseline Forecast | Commercial | Health (WA) | New | Food Preparation | Natural Gas | Oven | E1 | Standard | Baseline Forecast | 0 | 1125.0156 | 1052.2208 | 1057.2347 | 1054.5202 | 1032.6675 | 1013.9607 | 992.174 | 975.3365 | 959.0367 | 1167.495 | 1301.1108 | 1420.2691 | 1511.4344 | 1574.662 | 1912.9447 | 1866.6585 | 1841.8228 | 1813.4305 | 1824.0924 | 1859.6598 | 1918.6519 | 1972.8692 | 2027.0849 | 2195.5417 | 2301.4803 | 2313.75
Commercial_Health (WA)_New_Food Preparation_Natural Gas_Oven_E2_Baseline Forecast | Commercial | Health (WA) | New | Food Preparation | Natural Gas | Oven | E2 | ENERGY STAR (>42% Baking Efficiency) | Baseline Forecast | 0 | 1618.9248 | 1514.1713 | 1521.3864 | 1517.4803 | 1486.0337 | 1459.1142 | 1427.7626 | 1403.533 | 1380.0772 | 1680.0538 | 1872.3302 | 2043.8019 | 2174.991 | 2265.977 | 2752.7741 | 2686.1671 | 2650.4279 | 2609.5708 | 2624.9135 | 2676.0958 | 2760.9869 | 2839.0068 | 2917.0245 | 3159.438 | 3311.8864 | 3329.5426
Commercial_Health (WA)_New_Food Preparation_Natural Gas_Oven_E3_Baseline Forecast | Commercial | Health (WA) | New | Food Preparation | Natural Gas | Oven | E3 |  | Baseline Forecast | 0 | 0 | 0 | 0 | 0 | 0 | 0 | 0 | 0 | 0 | 0 | 0 | 0 | 0 | 0 | 0 | 0 | 0 | 0 | 0 | 0 | 0 | 0 | 0 | 0 | 0 | 0
Commercial_Health (WA)_New_Food Preparation_Natural Gas_Oven_E4_Baseline Forecast | Commercial | Health (WA) | New | Food Preparation | Natural Gas | Oven | E4 |  | Baseline Forecast | 0 | 0 | 0 | 0 | 0 | 0 | 0 | 0 | 0 | 0 | 0 | 0 | 0 | 0 | 0 | 0 | 0 | 0 | 0 | 0 | 0 | 0 | 0 | 0 | 0 | 0 | 0
Commercial_Health (WA)_New_Food Preparation_Natural Gas_Oven_E5_Baseline Forecast | Commercial | Health (WA) | New | Food Preparation | Natural Gas | Oven | E5 |  | Baseline Forecast | 0 | 0 | 0 | 0 | 0 | 0 | 0 | 0 | 0 | 0 | 0 | 0 | 0 | 0 | 0 | 0 | 0 | 0 | 0 | 0 | 0 | 0 | 0 | 0 | 0 | 0 | 0
Commercial_Health (WA)_New_Food Preparation_Natural Gas_Oven_E6_Baseline Forecast | Commercial | Health (WA) | New | Food Preparation | Natural Gas | Oven | E6 |  | Baseline Forecast | 0 | 0 | 0 | 0 | 0 | 0 | 0 | 0 | 0 | 0 | 0 | 0 | 0 | 0 | 0 | 0 | 0 | 0 | 0 | 0 | 0 | 0 | 0 | 0 | 0 | 0 | 0
Commercial_Health (WA)_New_Food Preparation_Natural Gas_Oven_E7_Baseline Forecast | Commercial | Health (WA) | New | Food Preparation | Natural Gas | Oven | E7 |  | Baseline Forecast | 0 | 0 | 0 | 0 | 0 | 0 | 0 | 0 | 0 | 0 | 0 | 0 | 0 | 0 | 0 | 0 | 0 | 0 | 0 | 0 | 0 | 0 | 0 | 0 | 0 | 0 | 0
Commercial_Health (WA)_New_Food Preparation_Natural Gas_Oven_E8_Baseline Forecast | Commercial | Health (WA) | New | Food Preparation | Natural Gas | Oven | E8 |  | Baseline Forecast | 0 | 0 | 0 | 0 | 0 | 0 | 0 | 0 | 0 | 0 | 0 | 0 | 0 | 0 | 0 | 0 | 0 | 0 | 0 | 0 | 0 | 0 | 0 | 0 | 0 | 0 | 0
Commercial_Health (WA)_New_Food Preparation_Natural Gas_Oven_E9_Baseline Forecast | Commercial | Health (WA) | New | Food Preparation | Natural Gas | Oven | E9 |  | Baseline Forecast | 0 | 0 | 0 | 0 | 0 | 0 | 0 | 0 | 0 | 0 | 0 | 0 | 0 | 0 | 0 | 0 | 0 | 0 | 0 | 0 | 0 | 0 | 0 | 0 | 0 | 0 | 0
Commercial_Health (WA)_New_Food Preparation_Natural Gas_Oven_E10_Baseline Forecast | Commercial | Health (WA) | New | Food Preparation | Natural Gas | Oven | E10 |  | Baseline Forecast | 0 | 0 | 0 | 0 | 0 | 0 | 0 | 0 | 0 | 0 | 0 | 0 | 0 | 0 | 0 | 0 | 0 | 0 | 0 | 0 | 0 | 0 | 0 | 0 | 0 | 0 | 0
Commercial_Health (WA)_New_Food Preparation_Natural Gas_Conveyor Oven_E1_Baseline Forecast | Commercial | Health (WA) | New | Food Preparation | Natural Gas | Conveyor Oven | E1 | Standard | Baseline Forecast | 0 | 562.5078 | 526.1104 | 528.6173 | 527.2601 | 516.3337 | 506.9804 | 496.087 | 487.6682 | 479.5184 | 471.246 | 455.3321 | 448.2324 | 440.7435 | 432.0853 | 423.4217 | 417.2127 | 522.3289 | 597.5234 | 656.531 | 703.2106 | 742.126 | 912.5922 | 888.8148 | 877.5621 | 865.9419 | 820.6207
Commercial_Health (WA)_New_Food Preparation_Natural Gas_Conveyor Oven_E2_Baseline Forecast | Commercial | Health (WA) | New | Food Preparation | Natural Gas | Conveyor Oven | E2 | ENERGY STAR (>42% Baking Efficiency) | Baseline Forecast | 0 | 809.4624 | 757.0857 | 760.6932 | 758.7401 | 743.0168 | 729.5571 | 713.8813 | 701.7665 | 690.0386 | 678.1344 | 655.234 | 645.0174 | 634.2406 | 621.7812 | 609.3141 | 600.3792 | 751.644 | 859.8508 | 944.7641 | 1011.9372 | 1067.9374 | 1313.2424 | 1279.0262 | 1262.8332 | 1246.1115 | 1180.8931
Commercial_Health (WA)_New_Food Preparation_Natural Gas_Conveyor Oven_E3_Baseline Forecast | Commercial | Health (WA) | New | Food Preparation | Natural Gas | Conveyor Oven | E3 |  | Baseline Forecast | 0 | 0 | 0 | 0 | 0 | 0 | 0 | 0 | 0 | 0 | 0 | 0 | 0 | 0 | 0 | 0 | 0 | 0 | 0 | 0 | 0 | 0 | 0 | 0 | 0 | 0 | 0
Commercial_Health (WA)_New_Food Preparation_Natural Gas_Conveyor Oven_E4_Baseline Forecast | Commercial | Health (WA) | New | Food Preparation | Natural Gas | Conveyor Oven | E4 |  | Baseline Forecast | 0 | 0 | 0 | 0 | 0 | 0 | 0 | 0 | 0 | 0 | 0 | 0 | 0 | 0 | 0 | 0 | 0 | 0 | 0 | 0 | 0 | 0 | 0 | 0 | 0 | 0 | 0
Commercial_Health (WA)_New_Food Preparation_Natural Gas_Conveyor Oven_E5_Baseline Forecast | Commercial | Health (WA) | New | Food Preparation | Natural Gas | Conveyor Oven | E5 |  | Baseline Forecast | 0 | 0 | 0 | 0 | 0 | 0 | 0 | 0 | 0 | 0 | 0 | 0 | 0 | 0 | 0 | 0 | 0 | 0 | 0 | 0 | 0 | 0 | 0 | 0 | 0 | 0 | 0
Commercial_Health (WA)_New_Food Preparation_Natural Gas_Conveyor Oven_E6_Baseline Forecast | Commercial | Health (WA) | New | Food Preparation | Natural Gas | Conveyor Oven | E6 |  | Baseline Forecast | 0 | 0 | 0 | 0 | 0 | 0 | 0 | 0 | 0 | 0 | 0 | 0 | 0 | 0 | 0 | 0 | 0 | 0 | 0 | 0 | 0 | 0 | 0 | 0 | 0 | 0 | 0
Commercial_Health (WA)_New_Food Preparation_Natural Gas_Conveyor Oven_E7_Baseline Forecast | Commercial | Health (WA) | New | Food Preparation | Natural Gas | Conveyor Oven | E7 |  | Baseline Forecast | 0 | 0 | 0 | 0 | 0 | 0 | 0 | 0 | 0 | 0 | 0 | 0 | 0 | 0 | 0 | 0 | 0 | 0 | 0 | 0 | 0 | 0 | 0 | 0 | 0 | 0 | 0
Commercial_Health (WA)_New_Food Preparation_Natural Gas_Conveyor Oven_E8_Baseline Forecast | Commercial | Health (WA) | New | Food Preparation | Natural Gas | Conveyor Oven | E8 |  | Baseline Forecast | 0 | 0 | 0 | 0 | 0 | 0 | 0 | 0 | 0 | 0 | 0 | 0 | 0 | 0 | 0 | 0 | 0 | 0 | 0 | 0 | 0 | 0 | 0 | 0 | 0 | 0 | 0
Commercial_Health (WA)_New_Food Preparation_Natural Gas_Conveyor Oven_E9_Baseline Forecast | Commercial | Health (WA) | New | Food Preparation | Natural Gas | Conveyor Oven | E9 |  | Baseline Forecast | 0 | 0 | 0 | 0 | 0 | 0 | 0 | 0 | 0 | 0 | 0 | 0 | 0 | 0 | 0 | 0 | 0 | 0 | 0 | 0 | 0 | 0 | 0 | 0 | 0 | 0 | 0
Commercial_Health (WA)_New_Food Preparation_Natural Gas_Conveyor Oven_E10_Baseline Forecast | Commercial | Health (WA) | New | Food Preparation | Natural Gas | Conveyor Oven | E10 |  | Baseline Forecast | 0 | 0 | 0 | 0 | 0 | 0 | 0 | 0 | 0 | 0 | 0 | 0 | 0 | 0 | 0 | 0 | 0 | 0 | 0 | 0 | 0 | 0 | 0 | 0 | 0 | 0 | 0
Commercial_Health (WA)_New_Food Preparation_Natural Gas_Double Rack Oven_E1_Baseline Forecast | Commercial | Health (WA) | New | Food Preparation | Natural Gas | Double Rack Oven | E1 | Standard | Baseline Forecast | 0 | 562.5078 | 526.1104 | 528.6173 | 527.2601 | 516.3337 | 506.9804 | 496.087 | 487.6682 | 479.5184 | 533.7468 | 569.3451 | 608.3126 | 641.6214 | 668.0139 | 689.4671 | 708.8183 | 723.2177 | 734.1491 | 922.1331 | 909.1816 | 918.3046 | 922.792 | 926.4466 | 932.4258 | 939.9945 | 917.6622
Commercial_Health (WA)_New_Food Preparation_Natural Gas_Double Rack Oven_E2_Baseline Forecast | Commercial | Health (WA) | New | Food Preparation | Natural Gas | Double Rack Oven | E2 | FTSC Qualified (>50% Cooking Efficiency) | Baseline Forecast | 0 | 809.4624 | 757.0857 | 760.6932 | 758.7401 | 743.0168 | 729.5571 | 713.8813 | 701.7665 | 690.0386 | 768.0747 | 819.3015 | 875.3767 | 923.3089 | 961.2882 | 992.16 | 1020.0068 | 1040.7279 | 1056.4585 | 1326.972 | 1308.3346 | 1321.4627 | 1327.9202 | 1333.1792 | 1341.7835 | 1352.675 | 1320.5383
Commercial_Health (WA)_New_Food Preparation_Natural Gas_Double Rack Oven_E3_Baseline Forecast | Commercial | Health (WA) | New | Food Preparation | Natural Gas | Double Rack Oven | E3 |  | Baseline Forecast | 0 | 0 | 0 | 0 | 0 | 0 | 0 | 0 | 0 | 0 | 0 | 0 | 0 | 0 | 0 | 0 | 0 | 0 | 0 | 0 | 0 | 0 | 0 | 0 | 0 | 0 | 0
Commercial_Health (WA)_New_Food Preparation_Natural Gas_Double Rack Oven_E4_Baseline Forecast | Commercial | Health (WA) | New | Food Preparation | Natural Gas | Double Rack Oven | E4 |  | Baseline Forecast | 0 | 0 | 0 | 0 | 0 | 0 | 0 | 0 | 0 | 0 | 0 | 0 | 0 | 0 | 0 | 0 | 0 | 0 | 0 | 0 | 0 | 0 | 0 | 0 | 0 | 0 | 0
Commercial_Health (WA)_New_Food Preparation_Natural Gas_Double Rack Oven_E5_Baseline Forecast | Commercial | Health (WA) | New | Food Preparation | Natural Gas | Double Rack Oven | E5 |  | Baseline Forecast | 0 | 0 | 0 | 0 | 0 | 0 | 0 | 0 | 0 | 0 | 0 | 0 | 0 | 0 | 0 | 0 | 0 | 0 | 0 | 0 | 0 | 0 | 0 | 0 | 0 | 0 | 0
Commercial_Health (WA)_New_Food Preparation_Natural Gas_Double Rack Oven_E6_Baseline Forecast | Commercial | Health (WA) | New | Food Preparation | Natural Gas | Double Rack Oven | E6 |  | Baseline Forecast | 0 | 0 | 0 | 0 | 0 | 0 | 0 | 0 | 0 | 0 | 0 | 0 | 0 | 0 | 0 | 0 | 0 | 0 | 0 | 0 | 0 | 0 | 0 | 0 | 0 | 0 | 0
Commercial_Health (WA)_New_Food Preparation_Natural Gas_Double Rack Oven_E7_Baseline Forecast | Commercial | Health (WA) | New | Food Preparation | Natural Gas | Double Rack Oven | E7 |  | Baseline Forecast | 0 | 0 | 0 | 0 | 0 | 0 | 0 | 0 | 0 | 0 | 0 | 0 | 0 | 0 | 0 | 0 | 0 | 0 | 0 | 0 | 0 | 0 | 0 | 0 | 0 | 0 | 0
Commercial_Health (WA)_New_Food Preparation_Natural Gas_Double Rack Oven_E8_Baseline Forecast | Commercial | Health (WA) | New | Food Preparation | Natural Gas | Double Rack Oven | E8 |  | Baseline Forecast | 0 | 0 | 0 | 0 | 0 | 0 | 0 | 0 | 0 | 0 | 0 | 0 | 0 | 0 | 0 | 0 | 0 | 0 | 0 | 0 | 0 | 0 | 0 | 0 | 0 | 0 | 0
Commercial_Health (WA)_New_Food Preparation_Natural Gas_Double Rack Oven_E9_Baseline Forecast | Commercial | Health (WA) | New | Food Preparation | Natural Gas | Double Rack Oven | E9 |  | Baseline Forecast | 0 | 0 | 0 | 0 | 0 | 0 | 0 | 0 | 0 | 0 | 0 | 0 | 0 | 0 | 0 | 0 | 0 | 0 | 0 | 0 | 0 | 0 | 0 | 0 | 0 | 0 | 0
Commercial_Health (WA)_New_Food Preparation_Natural Gas_Double Rack Oven_E10_Baseline Forecast | Commercial | Health (WA) | New | Food Preparation | Natural Gas | Double Rack Oven | E10 |  | Baseline Forecast | 0 | 0 | 0 | 0 | 0 | 0 | 0 | 0 | 0 | 0 | 0 | 0 | 0 | 0 | 0 | 0 | 0 | 0 | 0 | 0 | 0 | 0 | 0 | 0 | 0 | 0 | 0
Commercial_Health (WA)_New_Food Preparation_Natural Gas_Fryer_E1_Baseline Forecast | Commercial | Health (WA) | New | Food Preparation | Natural Gas | Fryer | E1 | Standard | Baseline Forecast | 0 | 23504.7595 | 21983.8703 | 22088.6246 | 22031.9121 | 21575.3469 | 21184.5102 | 20729.3231 | 20377.54 | 20036.992 | 19691.3241 | 19026.3518 | 20866.4853 | 22357.8344 | 23645.8215 | 24778.4495 | 25836.2607 | 26689.6366 | 27390.0705 | 27960.2351 | 28471.9228 | 29091.793 | 29339.739 | 37214.5955 | 36535.2286 | 36582.0905 | 35367.3998
Commercial_Health (WA)_New_Food Preparation_Natural Gas_Fryer_E2_Baseline Forecast | Commercial | Health (WA) | New | Food Preparation | Natural Gas | Fryer | E2 | ENERGY STAR | Baseline Forecast | 0 | 8258.429 | 7724.0625 | 7760.8681 | 7740.9421 | 7580.5273 | 7443.2063 | 7283.2757 | 7159.6762 | 7040.0242 | 6918.5733 | 6684.9344 | 7331.4678 | 7855.4553 | 8307.9913 | 8705.9417 | 9077.6051 | 9377.4399 | 9623.5383 | 9823.8664 | 10003.6486 | 10221.4408 | 10308.557 | 13075.3984 | 12836.7019 | 12853.1669 | 12426.3837
Commercial_Health (WA)_New_Food Preparation_Natural Gas_Fryer_E3_Baseline Forecast | Commercial | Health (WA) | New | Food Preparation | Natural Gas | Fryer | E3 |  | Baseline Forecast | 0 | 0 | 0 | 0 | 0 | 0 | 0 | 0 | 0 | 0 | 0 | 0 | 0 | 0 | 0 | 0 | 0 | 0 | 0 | 0 | 0 | 0 | 0 | 0 | 0 | 0 | 0
Commercial_Health (WA)_New_Food Preparation_Natural Gas_Fryer_E4_Baseline Forecast | Commercial | Health (WA) | New | Food Preparation | Natural Gas | Fryer | E4 |  | Baseline Forecast | 0 | 0 | 0 | 0 | 0 | 0 | 0 | 0 | 0 | 0 | 0 | 0 | 0 | 0 | 0 | 0 | 0 | 0 | 0 | 0 | 0 | 0 | 0 | 0 | 0 | 0 | 0
Commercial_Health (WA)_New_Food Preparation_Natural Gas_Fryer_E5_Baseline Forecast | Commercial | Health (WA) | New | Food Preparation | Natural Gas | Fryer | E5 |  | Baseline Forecast | 0 | 0 | 0 | 0 | 0 | 0 | 0 | 0 | 0 | 0 | 0 | 0 | 0 | 0 | 0 | 0 | 0 | 0 | 0 | 0 | 0 | 0 | 0 | 0 | 0 | 0 | 0
Commercial_Health (WA)_New_Food Preparation_Natural Gas_Fryer_E6_Baseline Forecast | Commercial | Health (WA) | New | Food Preparation | Natural Gas | Fryer | E6 |  | Baseline Forecast | 0 | 0 | 0 | 0 | 0 | 0 | 0 | 0 | 0 | 0 | 0 | 0 | 0 | 0 | 0 | 0 | 0 | 0 | 0 | 0 | 0 | 0 | 0 | 0 | 0 | 0 | 0
Commercial_Health (WA)_New_Food Preparation_Natural Gas_Fryer_E7_Baseline Forecast | Commercial | Health (WA) | New | Food Preparation | Natural Gas | Fryer | E7 |  | Baseline Forecast | 0 | 0 | 0 | 0 | 0 | 0 | 0 | 0 | 0 | 0 | 0 | 0 | 0 | 0 | 0 | 0 | 0 | 0 | 0 | 0 | 0 | 0 | 0 | 0 | 0 | 0 | 0
Commercial_Health (WA)_New_Food Preparation_Natural Gas_Fryer_E8_Baseline Forecast | Commercial | Health (WA) | New | Food Preparation | Natural Gas | Fryer | E8 |  | Baseline Forecast | 0 | 0 | 0 | 0 | 0 | 0 | 0 | 0 | 0 | 0 | 0 | 0 | 0 | 0 | 0 | 0 | 0 | 0 | 0 | 0 | 0 | 0 | 0 | 0 | 0 | 0 | 0
Commercial_Health (WA)_New_Food Preparation_Natural Gas_Fryer_E9_Baseline Forecast | Commercial | Health (WA) | New | Food Preparation | Natural Gas | Fryer | E9 |  | Baseline Forecast | 0 | 0 | 0 | 0 | 0 | 0 | 0 | 0 | 0 | 0 | 0 | 0 | 0 | 0 | 0 | 0 | 0 | 0 | 0 | 0 | 0 | 0 | 0 | 0 | 0 | 0 | 0
Commercial_Health (WA)_New_Food Preparation_Natural Gas_Fryer_E10_Baseline Forecast | Commercial | Health (WA) | New | Food Preparation | Natural Gas | Fryer | E10 |  | Baseline Forecast | 0 | 0 | 0 | 0 | 0 | 0 | 0 | 0 | 0 | 0 | 0 | 0 | 0 | 0 | 0 | 0 | 0 | 0 | 0 | 0 | 0 | 0 | 0 | 0 | 0 | 0 | 0
Commercial_Health (WA)_New_Food Preparation_Natural Gas_Broiler_E1_Baseline Forecast | Commercial | Health (WA) | New | Food Preparation | Natural Gas | Broiler | E1 | Standard | Baseline Forecast | 0 | 5291.6474 | 4949.2483 | 4972.8317 | 4960.064 | 4857.277 | 4769.2876 | 4666.811 | 4587.6137 | 4510.9458 | 5021.0861 | 5355.9678 | 5722.5447 | 6035.889 | 6284.1688 | 6485.985 | 6668.0259 | 6803.4844 | 6906.3194 | 8674.7299 | 8552.8928 | 8638.7143 | 8680.9285 | 8715.308 | 8771.5565 | 8842.757 | 8632.6715
Commercial_Health (WA)_New_Food Preparation_Natural Gas_Broiler_E2_Baseline Forecast | Commercial | Health (WA) | New | Food Preparation | Natural Gas | Broiler | E2 | Infrared Burners | Baseline Forecast | 0 | 1859.2275 | 1738.9251 | 1747.2111 | 1742.7252 | 1706.6109 | 1675.6957 | 1639.6903 | 1611.8643 | 1584.9269 | 1764.1654 | 1881.8265 | 2010.6238 | 2120.7177 | 2207.9512 | 2278.8596 | 2342.8199 | 2390.4134 | 2426.5446 | 3047.8781 | 3005.0704 | 3035.2239 | 3050.056 | 3062.1352 | 3081.8982 | 3106.9146 | 3033.1008
Commercial_Health (WA)_New_Food Preparation_Natural Gas_Broiler_E3_Baseline Forecast | Commercial | Health (WA) | New | Food Preparation | Natural Gas | Broiler | E3 |  | Baseline Forecast | 0 | 0 | 0 | 0 | 0 | 0 | 0 | 0 | 0 | 0 | 0 | 0 | 0 | 0 | 0 | 0 | 0 | 0 | 0 | 0 | 0 | 0 | 0 | 0 | 0 | 0 | 0
Commercial_Health (WA)_New_Food Preparation_Natural Gas_Broiler_E4_Baseline Forecast | Commercial | Health (WA) | New | Food Preparation | Natural Gas | Broiler | E4 |  | Baseline Forecast | 0 | 0 | 0 | 0 | 0 | 0 | 0 | 0 | 0 | 0 | 0 | 0 | 0 | 0 | 0 | 0 | 0 | 0 | 0 | 0 | 0 | 0 | 0 | 0 | 0 | 0 | 0
Commercial_Health (WA)_New_Food Preparation_Natural Gas_Broiler_E5_Baseline Forecast | Commercial | Health (WA) | New | Food Preparation | Natural Gas | Broiler | E5 |  | Baseline Forecast | 0 | 0 | 0 | 0 | 0 | 0 | 0 | 0 | 0 | 0 | 0 | 0 | 0 | 0 | 0 | 0 | 0 | 0 | 0 | 0 | 0 | 0 | 0 | 0 | 0 | 0 | 0
Commercial_Health (WA)_New_Food Preparation_Natural Gas_Broiler_E6_Baseline Forecast | Commercial | Health (WA) | New | Food Preparation | Natural Gas | Broiler | E6 |  | Baseline Forecast | 0 | 0 | 0 | 0 | 0 | 0 | 0 | 0 | 0 | 0 | 0 | 0 | 0 | 0 | 0 | 0 | 0 | 0 | 0 | 0 | 0 | 0 | 0 | 0 | 0 | 0 | 0
Commercial_Health (WA)_New_Food Preparation_Natural Gas_Broiler_E7_Baseline Forecast | Commercial | Health (WA) | New | Food Preparation | Natural Gas | Broiler | E7 |  | Baseline Forecast | 0 | 0 | 0 | 0 | 0 | 0 | 0 | 0 | 0 | 0 | 0 | 0 | 0 | 0 | 0 | 0 | 0 | 0 | 0 | 0 | 0 | 0 | 0 | 0 | 0 | 0 | 0
Commercial_Health (WA)_New_Food Preparation_Natural Gas_Broiler_E8_Baseline Forecast | Commercial | Health (WA) | New | Food Preparation | Natural Gas | Broiler | E8 |  | Baseline Forecast | 0 | 0 | 0 | 0 | 0 | 0 | 0 | 0 | 0 | 0 | 0 | 0 | 0 | 0 | 0 | 0 | 0 | 0 | 0 | 0 | 0 | 0 | 0 | 0 | 0 | 0 | 0
Commercial_Health (WA)_New_Food Preparation_Natural Gas_Broiler_E9_Baseline Forecast | Commercial | Health (WA) | New | Food Preparation | Natural Gas | Broiler | E9 |  | Baseline Forecast | 0 | 0 | 0 | 0 | 0 | 0 | 0 | 0 | 0 | 0 | 0 | 0 | 0 | 0 | 0 | 0 | 0 | 0 | 0 | 0 | 0 | 0 | 0 | 0 | 0 | 0 | 0
Commercial_Health (WA)_New_Food Preparation_Natural Gas_Broiler_E10_Baseline Forecast | Commercial | Health (WA) | New | Food Preparation | Natural Gas | Broiler | E10 |  | Baseline Forecast | 0 | 0 | 0 | 0 | 0 | 0 | 0 | 0 | 0 | 0 | 0 | 0 | 0 | 0 | 0 | 0 | 0 | 0 | 0 | 0 | 0 | 0 | 0 | 0 | 0 | 0 | 0
Commercial_Health (WA)_New_Food Preparation_Natural Gas_Griddle_E1_Baseline Forecast | Commercial | Health (WA) | New | Food Preparation | Natural Gas | Griddle | E1 | Standard | Baseline Forecast | 0 | 5077.1212 | 4748.6031 | 4771.2304 | 4758.9803 | 4660.3604 | 4575.9381 | 4477.6159 | 4401.6294 | 4328.0697 | 4817.5286 | 5138.834 | 5490.5496 | 5791.1908 | 6029.4052 | 6223.0396 | 6397.7005 | 6527.6675 | 6626.3334 | 8323.0517 | 8206.1539 | 8288.4961 | 8328.999 | 8361.9847 | 8415.9529 | 8484.2668 | 8282.6983
Commercial_Health (WA)_New_Food Preparation_Natural Gas_Griddle_E2_Baseline Forecast | Commercial | Health (WA) | New | Food Preparation | Natural Gas | Griddle | E2 | ENERGY STAR | Baseline Forecast | 0 | 2073.7537 | 1939.5703 | 1948.8124 | 1943.8089 | 1903.5275 | 1869.0452 | 1828.8854 | 1797.8486 | 1767.8031 | 1967.7229 | 2098.9604 | 2242.6189 | 2365.4159 | 2462.7148 | 2541.8049 | 2613.1453 | 2666.2304 | 2706.5306 | 3399.5563 | 3351.8093 | 3385.4421 | 3401.9855 | 3415.4585 | 3437.5019 | 3465.4048 | 3383.074
Commercial_Health (WA)_New_Food Preparation_Natural Gas_Griddle_E3_Baseline Forecast | Commercial | Health (WA) | New | Food Preparation | Natural Gas | Griddle | E3 |  | Baseline Forecast | 0 | 0 | 0 | 0 | 0 | 0 | 0 | 0 | 0 | 0 | 0 | 0 | 0 | 0 | 0 | 0 | 0 | 0 | 0 | 0 | 0 | 0 | 0 | 0 | 0 | 0 | 0
Commercial_Health (WA)_New_Food Preparation_Natural Gas_Griddle_E4_Baseline Forecast | Commercial | Health (WA) | New | Food Preparation | Natural Gas | Griddle | E4 |  | Baseline Forecast | 0 | 0 | 0 | 0 | 0 | 0 | 0 | 0 | 0 | 0 | 0 | 0 | 0 | 0 | 0 | 0 | 0 | 0 | 0 | 0 | 0 | 0 | 0 | 0 | 0 | 0 | 0
Commercial_Health (WA)_New_Food Preparation_Natural Gas_Griddle_E5_Baseline Forecast | Commercial | Health (WA) | New | Food Preparation | Natural Gas | Griddle | E5 |  | Baseline Forecast | 0 | 0 | 0 | 0 | 0 | 0 | 0 | 0 | 0 | 0 | 0 | 0 | 0 | 0 | 0 | 0 | 0 | 0 | 0 | 0 | 0 | 0 | 0 | 0 | 0 | 0 | 0
Commercial_Health (WA)_New_Food Preparation_Natural Gas_Griddle_E6_Baseline Forecast | Commercial | Health (WA) | New | Food Preparation | Natural Gas | Griddle | E6 |  | Baseline Forecast | 0 | 0 | 0 | 0 | 0 | 0 | 0 | 0 | 0 | 0 | 0 | 0 | 0 | 0 | 0 | 0 | 0 | 0 | 0 | 0 | 0 | 0 | 0 | 0 | 0 | 0 | 0
Commercial_Health (WA)_New_Food Preparation_Natural Gas_Griddle_E7_Baseline Forecast | Commercial | Health (WA) | New | Food Preparation | Natural Gas | Griddle | E7 |  | Baseline Forecast | 0 | 0 | 0 | 0 | 0 | 0 | 0 | 0 | 0 | 0 | 0 | 0 | 0 | 0 | 0 | 0 | 0 | 0 | 0 | 0 | 0 | 0 | 0 | 0 | 0 | 0 | 0
Commercial_Health (WA)_New_Food Preparation_Natural Gas_Griddle_E8_Baseline Forecast | Commercial | Health (WA) | New | Food Preparation | Natural Gas | Griddle | E8 |  | Baseline Forecast | 0 | 0 | 0 | 0 | 0 | 0 | 0 | 0 | 0 | 0 | 0 | 0 | 0 | 0 | 0 | 0 | 0 | 0 | 0 | 0 | 0 | 0 | 0 | 0 | 0 | 0 | 0
Commercial_Health (WA)_New_Food Preparation_Natural Gas_Griddle_E9_Baseline Forecast | Commercial | Health (WA) | New | Food Preparation | Natural Gas | Griddle | E9 |  | Baseline Forecast | 0 | 0 | 0 | 0 | 0 | 0 | 0 | 0 | 0 | 0 | 0 | 0 | 0 | 0 | 0 | 0 | 0 | 0 | 0 | 0 | 0 | 0 | 0 | 0 | 0 | 0 | 0
Commercial_Health (WA)_New_Food Preparation_Natural Gas_Griddle_E10_Baseline Forecast | Commercial | Health (WA) | New | Food Preparation | Natural Gas | Griddle | E10 |  | Baseline Forecast | 0 | 0 | 0 | 0 | 0 | 0 | 0 | 0 | 0 | 0 | 0 | 0 | 0 | 0 | 0 | 0 | 0 | 0 | 0 | 0 | 0 | 0 | 0 | 0 | 0 | 0 | 0
Commercial_Health (WA)_New_Food Preparation_Natural Gas_Range_E1_Baseline Forecast | Commercial | Health (WA) | New | Food Preparation | Natural Gas | Range | E1 | Standard | Baseline Forecast | 0 | 12394.4188 | 11592.4307 | 11647.6693 | 11617.7639 | 11377.0101 | 11170.9159 | 10930.8888 | 10745.3882 | 10565.812 | 12862.4198 | 14334.4792 | 15647.2595 | 16651.6377 | 17348.2224 | 21075.1204 | 20565.1798 | 20291.5624 | 19978.7617 | 20096.2246 | 20488.0747 | 21137.9969 | 21735.3143 | 22332.6145 | 24188.5219 | 25355.6596 | 25490.8352
Commercial_Health (WA)_New_Food Preparation_Natural Gas_Range_E2_Baseline Forecast | Commercial | Health (WA) | New | Food Preparation | Natural Gas | Range | E2 | High Efficiency | Baseline Forecast | 0 | 17835.871 | 16681.7905 | 16761.2802 | 16718.2456 | 16371.795 | 16075.2205 | 15729.8156 | 15462.8757 | 15204.4612 | 18509.3359 | 20627.6652 | 22516.7881 | 23962.1128 | 24964.5152 | 30327.6123 | 29593.7954 | 29200.0532 | 28749.9253 | 28918.9573 | 29482.8391 | 30418.0931 | 31277.6474 | 32137.177 | 34807.873 | 36487.4126 | 36681.9335
Commercial_Health (WA)_New_Food Preparation_Natural Gas_Range_E3_Baseline Forecast | Commercial | Health (WA) | New | Food Preparation | Natural Gas | Range | E3 |  | Baseline Forecast | 0 | 0 | 0 | 0 | 0 | 0 | 0 | 0 | 0 | 0 | 0 | 0 | 0 | 0 | 0 | 0 | 0 | 0 | 0 | 0 | 0 | 0 | 0 | 0 | 0 | 0 | 0
Commercial_Health (WA)_New_Food Preparation_Natural Gas_Range_E4_Baseline Forecast | Commercial | Health (WA) | New | Food Preparation | Natural Gas | Range | E4 |  | Baseline Forecast | 0 | 0 | 0 | 0 | 0 | 0 | 0 | 0 | 0 | 0 | 0 | 0 | 0 | 0 | 0 | 0 | 0 | 0 | 0 | 0 | 0 | 0 | 0 | 0 | 0 | 0 | 0
Commercial_Health (WA)_New_Food Preparation_Natural Gas_Range_E5_Baseline Forecast | Commercial | Health (WA) | New | Food Preparation | Natural Gas | Range | E5 |  | Baseline Forecast | 0 | 0 | 0 | 0 | 0 | 0 | 0 | 0 | 0 | 0 | 0 | 0 | 0 | 0 | 0 | 0 | 0 | 0 | 0 | 0 | 0 | 0 | 0 | 0 | 0 | 0 | 0
Commercial_Health (WA)_New_Food Preparation_Natural Gas_Range_E6_Baseline Forecast | Commercial | Health (WA) | New | Food Preparation | Natural Gas | Range | E6 |  | Baseline Forecast | 0 | 0 | 0 | 0 | 0 | 0 | 0 | 0 | 0 | 0 | 0 | 0 | 0 | 0 | 0 | 0 | 0 | 0 | 0 | 0 | 0 | 0 | 0 | 0 | 0 | 0 | 0
Commercial_Health (WA)_New_Food Preparation_Natural Gas_Range_E7_Baseline Forecast | Commercial | Health (WA) | New | Food Preparation | Natural Gas | Range | E7 |  | Baseline Forecast | 0 | 0 | 0 | 0 | 0 | 0 | 0 | 0 | 0 | 0 | 0 | 0 | 0 | 0 | 0 | 0 | 0 | 0 | 0 | 0 | 0 | 0 | 0 | 0 | 0 | 0 | 0
Commercial_Health (WA)_New_Food Preparation_Natural Gas_Range_E8_Baseline Forecast | Commercial | Health (WA) | New | Food Preparation | Natural Gas | Range | E8 |  | Baseline Forecast | 0 | 0 | 0 | 0 | 0 | 0 | 0 | 0 | 0 | 0 | 0 | 0 | 0 | 0 | 0 | 0 | 0 | 0 | 0 | 0 | 0 | 0 | 0 | 0 | 0 | 0 | 0
Commercial_Health (WA)_New_Food Preparation_Natural Gas_Range_E9_Baseline Forecast | Commercial | Health (WA) | New | Food Preparation | Natural Gas | Range | E9 |  | Baseline Forecast | 0 | 0 | 0 | 0 | 0 | 0 | 0 | 0 | 0 | 0 | 0 | 0 | 0 | 0 | 0 | 0 | 0 | 0 | 0 | 0 | 0 | 0 | 0 | 0 | 0 | 0 | 0
Commercial_Health (WA)_New_Food Preparation_Natural Gas_Range_E10_Baseline Forecast | Commercial | Health (WA) | New | Food Preparation | Natural Gas | Range | E10 |  | Baseline Forecast | 0 | 0 | 0 | 0 | 0 | 0 | 0 | 0 | 0 | 0 | 0 | 0 | 0 | 0 | 0 | 0 | 0 | 0 | 0 | 0 | 0 | 0 | 0 | 0 | 0 | 0 | 0
Commercial_Health (WA)_New_Food Preparation_Natural Gas_Steamer_E1_Baseline Forecast | Commercial | Health (WA) | New | Food Preparation | Natural Gas | Steamer | E1 | Standard | Baseline Forecast | 0 | 1661.0049 | 1553.5286 | 1560.9313 | 1556.9236 | 1524.6596 | 1497.0405 | 1464.8739 | 1440.0145 | 1415.9491 | 1576.078 | 1681.1946 | 1796.2601 | 1894.6163 | 1972.5493 | 2035.8977 | 2093.0389 | 2135.5582 | 2167.8373 | 2722.9269 | 2684.6832 | 2711.6219 | 2724.8726 | 2735.664 | 2753.32 | 2775.6692 | 2709.7251
Commercial_Health (WA)_New_Food Preparation_Natural Gas_Steamer_E2_Baseline Forecast | Commercial | Health (WA) | New | Food Preparation | Natural Gas | Steamer | E2 | ENERGY STAR | Baseline Forecast | 0 | 1661.0049 | 1553.5286 | 1560.9313 | 1556.9236 | 1524.6596 | 1497.0405 | 1464.8739 | 1440.0145 | 1415.9491 | 1576.078 | 1681.1946 | 1796.2601 | 1894.6163 | 1972.5493 | 2035.8977 | 2093.0389 | 2135.5582 | 2167.8373 | 2722.9269 | 2684.6832 | 2711.6219 | 2724.8726 | 2735.664 | 2753.32 | 2775.6692 | 2709.7251
Commercial_Health (WA)_New_Food Preparation_Natural Gas_Steamer_E3_Baseline Forecast | Commercial | Health (WA) | New | Food Preparation | Natural Gas | Steamer | E3 |  | Baseline Forecast | 0 | 0 | 0 | 0 | 0 | 0 | 0 | 0 | 0 | 0 | 0 | 0 | 0 | 0 | 0 | 0 | 0 | 0 | 0 | 0 | 0 | 0 | 0 | 0 | 0 | 0 | 0
Commercial_Health (WA)_New_Food Preparation_Natural Gas_Steamer_E4_Baseline Forecast | Commercial | Health (WA) | New | Food Preparation | Natural Gas | Steamer | E4 |  | Baseline Forecast | 0 | 0 | 0 | 0 | 0 | 0 | 0 | 0 | 0 | 0 | 0 | 0 | 0 | 0 | 0 | 0 | 0 | 0 | 0 | 0 | 0 | 0 | 0 | 0 | 0 | 0 | 0
Commercial_Health (WA)_New_Food Preparation_Natural Gas_Steamer_E5_Baseline Forecast | Commercial | Health (WA) | New | Food Preparation | Natural Gas | Steamer | E5 |  | Baseline Forecast | 0 | 0 | 0 | 0 | 0 | 0 | 0 | 0 | 0 | 0 | 0 | 0 | 0 | 0 | 0 | 0 | 0 | 0 | 0 | 0 | 0 | 0 | 0 | 0 | 0 | 0 | 0
Commercial_Health (WA)_New_Food Preparation_Natural Gas_Steamer_E6_Baseline Forecast | Commercial | Health (WA) | New | Food Preparation | Natural Gas | Steamer | E6 |  | Baseline Forecast | 0 | 0 | 0 | 0 | 0 | 0 | 0 | 0 | 0 | 0 | 0 | 0 | 0 | 0 | 0 | 0 | 0 | 0 | 0 | 0 | 0 | 0 | 0 | 0 | 0 | 0 | 0
Commercial_Health (WA)_New_Food Preparation_Natural Gas_Steamer_E7_Baseline Forecast | Commercial | Health (WA) | New | Food Preparation | Natural Gas | Steamer | E7 |  | Baseline Forecast | 0 | 0 | 0 | 0 | 0 | 0 | 0 | 0 | 0 | 0 | 0 | 0 | 0 | 0 | 0 | 0 | 0 | 0 | 0 | 0 | 0 | 0 | 0 | 0 | 0 | 0 | 0
Commercial_Health (WA)_New_Food Preparation_Natural Gas_Steamer_E8_Baseline Forecast | Commercial | Health (WA) | New | Food Preparation | Natural Gas | Steamer | E8 |  | Baseline Forecast | 0 | 0 | 0 | 0 | 0 | 0 | 0 | 0 | 0 | 0 | 0 | 0 | 0 | 0 | 0 | 0 | 0 | 0 | 0 | 0 | 0 | 0 | 0 | 0 | 0 | 0 | 0
Commercial_Health (WA)_New_Food Preparation_Natural Gas_Steamer_E9_Baseline Forecast | Commercial | Health (WA) | New | Food Preparation | Natural Gas | Steamer | E9 |  | Baseline Forecast | 0 | 0 | 0 | 0 | 0 | 0 | 0 | 0 | 0 | 0 | 0 | 0 | 0 | 0 | 0 | 0 | 0 | 0 | 0 | 0 | 0 | 0 | 0 | 0 | 0 | 0 | 0
Commercial_Health (WA)_New_Food Preparation_Natural Gas_Steamer_E10_Baseline Forecast | Commercial | Health (WA) | New | Food Preparation | Natural Gas | Steamer | E10 |  | Baseline Forecast | 0 | 0 | 0 | 0 | 0 | 0 | 0 | 0 | 0 | 0 | 0 | 0 | 0 | 0 | 0 | 0 | 0 | 0 | 0 | 0 | 0 | 0 | 0 | 0 | 0 | 0 | 0
Commercial_Health (WA)_New_Food Preparation_Natural Gas_Food Prep Other_E1_Baseline Forecast | Commercial | Health (WA) | New | Food Preparation | Natural Gas | Food Prep Other | E1 | Standard | Baseline Forecast | 0 | 0 | 0 | 0 | 0 | 0 | 0 | 0 | 0 | 0 | 0 | 0 | 0 | 0 | 0 | 0 | 0 | 0 | 0 | 0 | 0 | 0 | 0 | 0 | 0 | 0 | 0
Commercial_Health (WA)_New_Food Preparation_Natural Gas_Food Prep Other_E2_Baseline Forecast | Commercial | Health (WA) | New | Food Preparation | Natural Gas | Food Prep Other | E2 | ENERGY STAR | Baseline Forecast | 0 | 0 | 0 | 0 | 0 | 0 | 0 | 0 | 0 | 0 | 0 | 0 | 0 | 0 | 0 | 0 | 0 | 0 | 0 | 0 | 0 | 0 | 0 | 0 | 0 | 0 | 0
Commercial_Health (WA)_New_Food Preparation_Natural Gas_Food Prep Other_E3_Baseline Forecast | Commercial | Health (WA) | New | Food Preparation | Natural Gas | Food Prep Other | E3 |  | Baseline Forecast | 0 | 0 | 0 | 0 | 0 | 0 | 0 | 0 | 0 | 0 | 0 | 0 | 0 | 0 | 0 | 0 | 0 | 0 | 0 | 0 | 0 | 0 | 0 | 0 | 0 | 0 | 0
Commercial_Health (WA)_New_Food Preparation_Natural Gas_Food Prep Other_E4_Baseline Forecast | Commercial | Health (WA) | New | Food Preparation | Natural Gas | Food Prep Other | E4 |  | Baseline Forecast | 0 | 0 | 0 | 0 | 0 | 0 | 0 | 0 | 0 | 0 | 0 | 0 | 0 | 0 | 0 | 0 | 0 | 0 | 0 | 0 | 0 | 0 | 0 | 0 | 0 | 0 | 0
Commercial_Health (WA)_New_Food Preparation_Natural Gas_Food Prep Other_E5_Baseline Forecast | Commercial | Health (WA) | New | Food Preparation | Natural Gas | Food Prep Other | E5 |  | Baseline Forecast | 0 | 0 | 0 | 0 | 0 | 0 | 0 | 0 | 0 | 0 | 0 | 0 | 0 | 0 | 0 | 0 | 0 | 0 | 0 | 0 | 0 | 0 | 0 | 0 | 0 | 0 | 0
Commercial_Health (WA)_New_Food Preparation_Natural Gas_Food Prep Other_E6_Baseline Forecast | Commercial | Health (WA) | New | Food Preparation | Natural Gas | Food Prep Other | E6 |  | Baseline Forecast | 0 | 0 | 0 | 0 | 0 | 0 | 0 | 0 | 0 | 0 | 0 | 0 | 0 | 0 | 0 | 0 | 0 | 0 | 0 | 0 | 0 | 0 | 0 | 0 | 0 | 0 | 0
Commercial_Health (WA)_New_Food Preparation_Natural Gas_Food Prep Other_E7_Baseline Forecast | Commercial | Health (WA) | New | Food Preparation | Natural Gas | Food Prep Other | E7 |  | Baseline Forecast | 0 | 0 | 0 | 0 | 0 | 0 | 0 | 0 | 0 | 0 | 0 | 0 | 0 | 0 | 0 | 0 | 0 | 0 | 0 | 0 | 0 | 0 | 0 | 0 | 0 | 0 | 0
Commercial_Health (WA)_New_Food Preparation_Natural Gas_Food Prep Other_E8_Baseline Forecast | Commercial | Health (WA) | New | Food Preparation | Natural Gas | Food Prep Other | E8 |  | Baseline Forecast | 0 | 0 | 0 | 0 | 0 | 0 | 0 | 0 | 0 | 0 | 0 | 0 | 0 | 0 | 0 | 0 | 0 | 0 | 0 | 0 | 0 | 0 | 0 | 0 | 0 | 0 | 0
Commercial_Health (WA)_New_Food Preparation_Natural Gas_Food Prep Other_E9_Baseline Forecast | Commercial | Health (WA) | New | Food Preparation | Natural Gas | Food Prep Other | E9 |  | Baseline Forecast | 0 | 0 | 0 | 0 | 0 | 0 | 0 | 0 | 0 | 0 | 0 | 0 | 0 | 0 | 0 | 0 | 0 | 0 | 0 | 0 | 0 | 0 | 0 | 0 | 0 | 0 | 0
Commercial_Health (WA)_New_Food Preparation_Natural Gas_Food Prep Other_E10_Baseline Forecast | Commercial | Health (WA) | New | Food Preparation | Natural Gas | Food Prep Other | E10 |  | Baseline Forecast | 0 | 0 | 0 | 0 | 0 | 0 | 0 | 0 | 0 | 0 | 0 | 0 | 0 | 0 | 0 | 0 | 0 | 0 | 0 | 0 | 0 | 0 | 0 | 0 | 0 | 0 | 0
Commercial_Health (WA)_New_Miscellaneous_Natural Gas_Pool Heater_E1_Baseline Forecast | Commercial | Health (WA) | New | Miscellaneous | Natural Gas | Pool Heater | E1 | Standard (EF .82) | Baseline Forecast | 0 | 0 | 0 | 0 | 0 | 0 | 0 | 0 | 0 | 0 | 0 | 0 | 0 | 0 | 0 | 0 | 0 | 0 | 0 | 0 | 0 | 0 | 0 | 0 | 0 | 0 | 0
Commercial_Health (WA)_New_Miscellaneous_Natural Gas_Pool Heater_E2_Baseline Forecast | Commercial | Health (WA) | New | Miscellaneous | Natural Gas | Pool Heater | E2 | Condensing (EF .90) | Baseline Forecast | 0 | 0 | 0 | 0 | 0 | 0 | 0 | 0 | 0 | 0 | 0 | 0 | 0 | 0 | 0 | 0 | 0 | 0 | 0 | 0 | 0 | 0 | 0 | 0 | 0 | 0 | 0
Commercial_Health (WA)_New_Miscellaneous_Natural Gas_Pool Heater_E3_Baseline Forecast | Commercial | Health (WA) | New | Miscellaneous | Natural Gas | Pool Heater | E3 |  | Baseline Forecast | 0 | 0 | 0 | 0 | 0 | 0 | 0 | 0 | 0 | 0 | 0 | 0 | 0 | 0 | 0 | 0 | 0 | 0 | 0 | 0 | 0 | 0 | 0 | 0 | 0 | 0 | 0
Commercial_Health (WA)_New_Miscellaneous_Natural Gas_Pool Heater_E4_Baseline Forecast | Commercial | Health (WA) | New | Miscellaneous | Natural Gas | Pool Heater | E4 |  | Baseline Forecast | 0 | 0 | 0 | 0 | 0 | 0 | 0 | 0 | 0 | 0 | 0 | 0 | 0 | 0 | 0 | 0 | 0 | 0 | 0 | 0 | 0 | 0 | 0 | 0 | 0 | 0 | 0
Commercial_Health (WA)_New_Miscellaneous_Natural Gas_Pool Heater_E5_Baseline Forecast | Commercial | Health (WA) | New | Miscellaneous | Natural Gas | Pool Heater | E5 |  | Baseline Forecast | 0 | 0 | 0 | 0 | 0 | 0 | 0 | 0 | 0 | 0 | 0 | 0 | 0 | 0 | 0 | 0 | 0 | 0 | 0 | 0 | 0 | 0 | 0 | 0 | 0 | 0 | 0
Commercial_Health (WA)_New_Miscellaneous_Natural Gas_Pool Heater_E6_Baseline Forecast | Commercial | Health (WA) | New | Miscellaneous | Natural Gas | Pool Heater | E6 |  | Baseline Forecast | 0 | 0 | 0 | 0 | 0 | 0 | 0 | 0 | 0 | 0 | 0 | 0 | 0 | 0 | 0 | 0 | 0 | 0 | 0 | 0 | 0 | 0 | 0 | 0 | 0 | 0 | 0
Commercial_Health (WA)_New_Miscellaneous_Natural Gas_Pool Heater_E7_Baseline Forecast | Commercial | Health (WA) | New | Miscellaneous | Natural Gas | Pool Heater | E7 |  | Baseline Forecast | 0 | 0 | 0 | 0 | 0 | 0 | 0 | 0 | 0 | 0 | 0 | 0 | 0 | 0 | 0 | 0 | 0 | 0 | 0 | 0 | 0 | 0 | 0 | 0 | 0 | 0 | 0
Commercial_Health (WA)_New_Miscellaneous_Natural Gas_Pool Heater_E8_Baseline Forecast | Commercial | Health (WA) | New | Miscellaneous | Natural Gas | Pool Heater | E8 |  | Baseline Forecast | 0 | 0 | 0 | 0 | 0 | 0 | 0 | 0 | 0 | 0 | 0 | 0 | 0 | 0 | 0 | 0 | 0 | 0 | 0 | 0 | 0 | 0 | 0 | 0 | 0 | 0 | 0
Commercial_Health (WA)_New_Miscellaneous_Natural Gas_Pool Heater_E9_Baseline Forecast | Commercial | Health (WA) | New | Miscellaneous | Natural Gas | Pool Heater | E9 |  | Baseline Forecast | 0 | 0 | 0 | 0 | 0 | 0 | 0 | 0 | 0 | 0 | 0 | 0 | 0 | 0 | 0 | 0 | 0 | 0 | 0 | 0 | 0 | 0 | 0 | 0 | 0 | 0 | 0
Commercial_Health (WA)_New_Miscellaneous_Natural Gas_Pool Heater_E10_Baseline Forecast | Commercial | Health (WA) | New | Miscellaneous | Natural Gas | Pool Heater | E10 |  | Baseline Forecast | 0 | 0 | 0 | 0 | 0 | 0 | 0 | 0 | 0 | 0 | 0 | 0 | 0 | 0 | 0 | 0 | 0 | 0 | 0 | 0 | 0 | 0 | 0 | 0 | 0 | 0 | 0
Commercial_Health (WA)_New_Miscellaneous_Natural Gas_Miscellaneous_E1_Baseline Forecast | Commercial | Health (WA) | New | Miscellaneous | Natural Gas | Miscellaneous | E1 | Standard | Baseline Forecast | 0 | 138860.0127 | 129874.9942 | 130493.8557 | 149995.9574 | 163018.3814 | 174271.851 | 185993.6794 | 198128.0301 | 209906.0232 | 221358.3353 | 271187.8414 | 274120.3741 | 280721.7013 | 298447.4971 | 311865.4105 | 324094.533 | 336736.0022 | 349313.1191 | 361435.6821 | 373582.7573 | 397990.3394 | 405454.5684 | 414520.2081 | 428931.2173 | 441188.6066 | 444848.0645
Commercial_Health (WA)_New_Miscellaneous_Natural Gas_Miscellaneous_E2_Baseline Forecast | Commercial | Health (WA) | New | Miscellaneous | Natural Gas | Miscellaneous | E2 |  | Baseline Forecast | 0 | 0 | 0 | 0 | 0 | 0 | 0 | 0 | 0 | 0 | 0 | 0 | 0 | 0 | 0 | 0 | 0 | 0 | 0 | 0 | 0 | 0 | 0 | 0 | 0 | 0 | 0
Commercial_Health (WA)_New_Miscellaneous_Natural Gas_Miscellaneous_E3_Baseline Forecast | Commercial | Health (WA) | New | Miscellaneous | Natural Gas | Miscellaneous | E3 |  | Baseline Forecast | 0 | 0 | 0 | 0 | 0 | 0 | 0 | 0 | 0 | 0 | 0 | 0 | 0 | 0 | 0 | 0 | 0 | 0 | 0 | 0 | 0 | 0 | 0 | 0 | 0 | 0 | 0
Commercial_Health (WA)_New_Miscellaneous_Natural Gas_Miscellaneous_E4_Baseline Forecast | Commercial | Health (WA) | New | Miscellaneous | Natural Gas | Miscellaneous | E4 |  | Baseline Forecast | 0 | 0 | 0 | 0 | 0 | 0 | 0 | 0 | 0 | 0 | 0 | 0 | 0 | 0 | 0 | 0 | 0 | 0 | 0 | 0 | 0 | 0 | 0 | 0 | 0 | 0 | 0
Commercial_Health (WA)_New_Miscellaneous_Natural Gas_Miscellaneous_E5_Baseline Forecast | Commercial | Health (WA) | New | Miscellaneous | Natural Gas | Miscellaneous | E5 |  | Baseline Forecast | 0 | 0 | 0 | 0 | 0 | 0 | 0 | 0 | 0 | 0 | 0 | 0 | 0 | 0 | 0 | 0 | 0 | 0 | 0 | 0 | 0 | 0 | 0 | 0 | 0 | 0 | 0
Commercial_Health (WA)_New_Miscellaneous_Natural Gas_Miscellaneous_E6_Baseline Forecast | Commercial | Health (WA) | New | Miscellaneous | Natural Gas | Miscellaneous | E6 |  | Baseline Forecast | 0 | 0 | 0 | 0 | 0 | 0 | 0 | 0 | 0 | 0 | 0 | 0 | 0 | 0 | 0 | 0 | 0 | 0 | 0 | 0 | 0 | 0 | 0 | 0 | 0 | 0 | 0
Commercial_Health (WA)_New_Miscellaneous_Natural Gas_Miscellaneous_E7_Baseline Forecast | Commercial | Health (WA) | New | Miscellaneous | Natural Gas | Miscellaneous | E7 |  | Baseline Forecast | 0 | 0 | 0 | 0 | 0 | 0 | 0 | 0 | 0 | 0 | 0 | 0 | 0 | 0 | 0 | 0 | 0 | 0 | 0 | 0 | 0 | 0 | 0 | 0 | 0 | 0 | 0
Commercial_Health (WA)_New_Miscellaneous_Natural Gas_Miscellaneous_E8_Baseline Forecast | Commercial | Health (WA) | New | Miscellaneous | Natural Gas | Miscellaneous | E8 |  | Baseline Forecast | 0 | 0 | 0 | 0 | 0 | 0 | 0 | 0 | 0 | 0 | 0 | 0 | 0 | 0 | 0 | 0 | 0 | 0 | 0 | 0 | 0 | 0 | 0 | 0 | 0 | 0 | 0
Commercial_Health (WA)_New_Miscellaneous_Natural Gas_Miscellaneous_E9_Baseline Forecast | Commercial | Health (WA) | New | Miscellaneous | Natural Gas | Miscellaneous | E9 |  | Baseline Forecast | 0 | 0 | 0 | 0 | 0 | 0 | 0 | 0 | 0 | 0 | 0 | 0 | 0 | 0 | 0 | 0 | 0 | 0 | 0 | 0 | 0 | 0 | 0 | 0 | 0 | 0 | 0
Commercial_Health (WA)_New_Miscellaneous_Natural Gas_Miscellaneous_E10_Baseline Forecast | Commercial | Health (WA) | New | Miscellaneous | Natural Gas | Miscellaneous | E10 |  | Baseline Forecast | 0 | 0 | 0 | 0 | 0 | 0 | 0 | 0 | 0 | 0 | 0 | 0 | 0 | 0 | 0 | 0 | 0 | 0 | 0 | 0 | 0 | 0 | 0 | 0 | 0 | 0 | 0
Commercial_Lodging (WA)_Existing_Space Heating_Natural Gas_Furnace_E1_Baseline Forecast | Commercial | Lodging (WA) | Existing | Space Heating | Natural Gas | Furnace | E1 | AFUE 80% (Standard) | Baseline Forecast | 0 | 49847.3162 | 50753.6311 | 51470.4925 | 52019.2253 | 52418.895 | 52686.5455 | 52837.411 | 52885.1064 | 52841.7976 | 52718.3535 | 51481.6095 | 45365.1047 | 48439.5106 | 47239.9288 | 46207.8601 | 45318.4988 | 44336.9646 | 43657.0353 | 43048.8052 | 42473.2392 | 41979.4028 | 41519.8318 | 52016.0302 | 50632.4555 | 49262.5187 | 47921.7346
Commercial_Lodging (WA)_Existing_Space Heating_Natural Gas_Furnace_E2_Baseline Forecast | Commercial | Lodging (WA) | Existing | Space Heating | Natural Gas | Furnace | E2 | AFUE 90% | Baseline Forecast | 0 | 0 | 0 | 0 | 0 | 0 | 0 | 0 | 0 | 0 | 0 | 1042.8732 | 5470.8595 | 954.5259 | 918.3822 | 886.4101 | 853.9798 | 1030.9306 | 1002.238 | 979.8332 | 987.5949 | 963.7244 | 945.0322 | 1183.936 | 1152.4445 | 1121.2634 | 1090.7458
Commercial_Lodging (WA)_Existing_Space Heating_Natural Gas_Furnace_E3_Baseline Forecast | Commercial | Lodging (WA) | Existing | Space Heating | Natural Gas | Furnace | E3 | AFUE 96% | Baseline Forecast | 0 | 0 | 0 | 0 | 0 | 0 | 0 | 0 | 0 | 0 | 0 | 0 | 0 | 0 | 0 | 0 | 0 | 0 | 0 | 0 | 0 | 0 | 0 | 0 | 0 | 0 | 0
Commercial_Lodging (WA)_Existing_Space Heating_Natural Gas_Furnace_E4_Baseline Forecast | Commercial | Lodging (WA) | Existing | Space Heating | Natural Gas | Furnace | E4 |  | Baseline Forecast | 0 | 0 | 0 | 0 | 0 | 0 | 0 | 0 | 0 | 0 | 0 | 0 | 0 | 0 | 0 | 0 | 0 | 0 | 0 | 0 | 0 | 0 | 0 | 0 | 0 | 0 | 0
Commercial_Lodging (WA)_Existing_Space Heating_Natural Gas_Furnace_E5_Baseline Forecast | Commercial | Lodging (WA) | Existing | Space Heating | Natural Gas | Furnace | E5 |  | Baseline Forecast | 0 | 0 | 0 | 0 | 0 | 0 | 0 | 0 | 0 | 0 | 0 | 0 | 0 | 0 | 0 | 0 | 0 | 0 | 0 | 0 | 0 | 0 | 0 | 0 | 0 | 0 | 0
Commercial_Lodging (WA)_Existing_Space Heating_Natural Gas_Furnace_E6_Baseline Forecast | Commercial | Lodging (WA) | Existing | Space Heating | Natural Gas | Furnace | E6 |  | Baseline Forecast | 0 | 0 | 0 | 0 | 0 | 0 | 0 | 0 | 0 | 0 | 0 | 0 | 0 | 0 | 0 | 0 | 0 | 0 | 0 | 0 | 0 | 0 | 0 | 0 | 0 | 0 | 0
Commercial_Lodging (WA)_Existing_Space Heating_Natural Gas_Furnace_E7_Baseline Forecast | Commercial | Lodging (WA) | Existing | Space Heating | Natural Gas | Furnace | E7 |  | Baseline Forecast | 0 | 0 | 0 | 0 | 0 | 0 | 0 | 0 | 0 | 0 | 0 | 0 | 0 | 0 | 0 | 0 | 0 | 0 | 0 | 0 | 0 | 0 | 0 | 0 | 0 | 0 | 0
Commercial_Lodging (WA)_Existing_Space Heating_Natural Gas_Furnace_E8_Baseline Forecast | Commercial | Lodging (WA) | Existing | Space Heating | Natural Gas | Furnace | E8 |  | Baseline Forecast | 0 | 0 | 0 | 0 | 0 | 0 | 0 | 0 | 0 | 0 | 0 | 0 | 0 | 0 | 0 | 0 | 0 | 0 | 0 | 0 | 0 | 0 | 0 | 0 | 0 | 0 | 0
Commercial_Lodging (WA)_Existing_Space Heating_Natural Gas_Furnace_E9_Baseline Forecast | Commercial | Lodging (WA) | Existing | Space Heating | Natural Gas | Furnace | E9 |  | Baseline Forecast | 0 | 0 | 0 | 0 | 0 | 0 | 0 | 0 | 0 | 0 | 0 | 0 | 0 | 0 | 0 | 0 | 0 | 0 | 0 | 0 | 0 | 0 | 0 | 0 | 0 | 0 | 0
Commercial_Lodging (WA)_Existing_Space Heating_Natural Gas_Furnace_E10_Baseline Forecast | Commercial | Lodging (WA) | Existing | Space Heating | Natural Gas | Furnace | E10 |  | Baseline Forecast | 0 | 0 | 0 | 0 | 0 | 0 | 0 | 0 | 0 | 0 | 0 | 0 | 0 | 0 | 0 | 0 | 0 | 0 | 0 | 0 | 0 | 0 | 0 | 0 | 0 | 0 | 0
Commercial_Lodging (WA)_Existing_Space Heating_Natural Gas_Boiler_E1_Baseline Forecast | Commercial | Lodging (WA) | Existing | Space Heating | Natural Gas | Boiler | E1 | AFUE 80% (Standard) | Baseline Forecast | 0 | 6870.7129 | 7503.0107 | 8048.1681 | 8515.646 | 8913.9079 | 9553.8205 | 9844.8016 | 10085.3659 | 10281.1079 | 10437.0307 | 10557.6077 | 9751.6091 | 9807.9021 | 9841.6873 | 9855.5811 | 11273.8484 | 11251.9642 | 11214.5189 | 11163.4193 | 11100.3683 | 11026.8859 | 10944.3285 | 10853.9062 | 10756.6982 | 10653.6666 | 10545.6689
Commercial_Lodging (WA)_Existing_Space Heating_Natural Gas_Boiler_E2_Baseline Forecast | Commercial | Lodging (WA) | Existing | Space Heating | Natural Gas | Boiler | E2 | AFUE 85% | Baseline Forecast | 0 | 0 | 0 | 0 | 0 | 0 | 0 | 0 | 0 | 0 | 0 | 0 | 0 | 0 | 0 | 0 | 0 | 0 | 0 | 0 | 0 | 0 | 0 | 0 | 0 | 0 | 0
Commercial_Lodging (WA)_Existing_Space Heating_Natural Gas_Boiler_E3_Baseline Forecast | Commercial | Lodging (WA) | Existing | Space Heating | Natural Gas | Boiler | E3 | AFUE 97% | Baseline Forecast | 0 | 6246.1026 | 6820.9188 | 7316.5164 | 7741.4964 | 8103.5526 | 8106.272 | 8353.165 | 8557.2801 | 8723.3643 | 8855.6624 | 8957.9702 | 9928.9111 | 9986.2276 | 10020.6271 | 10034.7735 | 8609.1206 | 8592.4091 | 8563.8144 | 8524.7929 | 8476.6449 | 8420.5311 | 8357.4872 | 8288.4374 | 8214.2059 | 8135.5273 | 8053.0562
Commercial_Lodging (WA)_Existing_Space Heating_Natural Gas_Boiler_E4_Baseline Forecast | Commercial | Lodging (WA) | Existing | Space Heating | Natural Gas | Boiler | E4 | Convert to NG Air Source Heat Pump | Baseline Forecast | 0 | 0 | 0 | 0 | 0 | 0 | 0 | 0 | 0 | 0 | 0 | 0 | 0 | 0 | 0 | 0 | 0 | 0 | 0 | 0 | 0 | 0 | 0 | 0 | 0 | 0 | 0
Commercial_Lodging (WA)_Existing_Space Heating_Natural Gas_Boiler_E5_Baseline Forecast | Commercial | Lodging (WA) | Existing | Space Heating | Natural Gas | Boiler | E5 |  | Baseline Forecast | 0 | 0 | 0 | 0 | 0 | 0 | 0 | 0 | 0 | 0 | 0 | 0 | 0 | 0 | 0 | 0 | 0 | 0 | 0 | 0 | 0 | 0 | 0 | 0 | 0 | 0 | 0
Commercial_Lodging (WA)_Existing_Space Heating_Natural Gas_Boiler_E6_Baseline Forecast | Commercial | Lodging (WA) | Existing | Space Heating | Natural Gas | Boiler | E6 |  | Baseline Forecast | 0 | 0 | 0 | 0 | 0 | 0 | 0 | 0 | 0 | 0 | 0 | 0 | 0 | 0 | 0 | 0 | 0 | 0 | 0 | 0 | 0 | 0 | 0 | 0 | 0 | 0 | 0
Commercial_Lodging (WA)_Existing_Space Heating_Natural Gas_Boiler_E7_Baseline Forecast | Commercial | Lodging (WA) | Existing | Space Heating | Natural Gas | Boiler | E7 |  | Baseline Forecast | 0 | 0 | 0 | 0 | 0 | 0 | 0 | 0 | 0 | 0 | 0 | 0 | 0 | 0 | 0 | 0 | 0 | 0 | 0 | 0 | 0 | 0 | 0 | 0 | 0 | 0 | 0
Commercial_Lodging (WA)_Existing_Space Heating_Natural Gas_Boiler_E8_Baseline Forecast | Commercial | Lodging (WA) | Existing | Space Heating | Natural Gas | Boiler | E8 |  | Baseline Forecast | 0 | 0 | 0 | 0 | 0 | 0 | 0 | 0 | 0 | 0 | 0 | 0 | 0 | 0 | 0 | 0 | 0 | 0 | 0 | 0 | 0 | 0 | 0 | 0 | 0 | 0 | 0
Commercial_Lodging (WA)_Existing_Space Heating_Natural Gas_Boiler_E9_Baseline Forecast | Commercial | Lodging (WA) | Existing | Space Heating | Natural Gas | Boiler | E9 |  | Baseline Forecast | 0 | 0 | 0 | 0 | 0 | 0 | 0 | 0 | 0 | 0 | 0 | 0 | 0 | 0 | 0 | 0 | 0 | 0 | 0 | 0 | 0 | 0 | 0 | 0 | 0 | 0 | 0
Commercial_Lodging (WA)_Existing_Space Heating_Natural Gas_Boiler_E10_Baseline Forecast | Commercial | Lodging (WA) | Existing | Space Heating | Natural Gas | Boiler | E10 |  | Baseline Forecast | 0 | 0 | 0 | 0 | 0 | 0 | 0 | 0 | 0 | 0 | 0 | 0 | 0 | 0 | 0 | 0 | 0 | 0 | 0 | 0 | 0 | 0 | 0 | 0 | 0 | 0 | 0
Commercial_Lodging (WA)_Existing_Space Heating_Natural Gas_Unit Heater_E1_Baseline Forecast | Commercial | Lodging (WA) | Existing | Space Heating | Natural Gas | Unit Heater | E1 | Standard | Baseline Forecast | 0 | 62.4287 | 178.8169 | 341.6278 | 544.1587 | 780.4528 | 1045.2193 | 1333.7636 | 1641.9232 | 1966.0115 | 2248.4689 | 2493.7796 | 2705.956 | 2888.5875 | 3044.8853 | 3177.7221 | 3289.6676 | 2949.0261 | 2652.3724 | 2398.3856 | 2185.4077 | 2011.5322 | 1874.6771 | 1772.6459 | 1703.1772 | 1663.9854 | 1648.9412
Commercial_Lodging (WA)_Existing_Space Heating_Natural Gas_Unit Heater_E2_Baseline Forecast | Commercial | Lodging (WA) | Existing | Space Heating | Natural Gas | Unit Heater | E2 | Condensing | Baseline Forecast | 0 | 0 | 0 | 0 | 0 | 0 | 0 | 0 | 0 | 0 | 0 | 0 | 0 | 0 | 0 | 0 | 0 | 0 | 0 | 0 | 0 | 0 | 0 | 0 | 0 | 0 | 0
Commercial_Lodging (WA)_Existing_Space Heating_Natural Gas_Unit Heater_E3_Baseline Forecast | Commercial | Lodging (WA) | Existing | Space Heating | Natural Gas | Unit Heater | E3 | Infrared Radiant | Baseline Forecast | 0 | 0 | 0 | 0 | 0 | 0 | 0 | 0 | 0 | 0 | 0 | 0 | 0 | 0 | 0 | 0 | 0 | 0 | 0 | 0 | 0 | 0 | 0 | 0 | 0 | 0 | 0
Commercial_Lodging (WA)_Existing_Space Heating_Natural Gas_Unit Heater_E4_Baseline Forecast | Commercial | Lodging (WA) | Existing | Space Heating | Natural Gas | Unit Heater | E4 |  | Baseline Forecast | 0 | 0 | 0 | 0 | 0 | 0 | 0 | 0 | 0 | 0 | 0 | 0 | 0 | 0 | 0 | 0 | 0 | 0 | 0 | 0 | 0 | 0 | 0 | 0 | 0 | 0 | 0
Commercial_Lodging (WA)_Existing_Space Heating_Natural Gas_Unit Heater_E5_Baseline Forecast | Commercial | Lodging (WA) | Existing | Space Heating | Natural Gas | Unit Heater | E5 |  | Baseline Forecast | 0 | 0 | 0 | 0 | 0 | 0 | 0 | 0 | 0 | 0 | 0 | 0 | 0 | 0 | 0 | 0 | 0 | 0 | 0 | 0 | 0 | 0 | 0 | 0 | 0 | 0 | 0
Commercial_Lodging (WA)_Existing_Space Heating_Natural Gas_Unit Heater_E6_Baseline Forecast | Commercial | Lodging (WA) | Existing | Space Heating | Natural Gas | Unit Heater | E6 |  | Baseline Forecast | 0 | 0 | 0 | 0 | 0 | 0 | 0 | 0 | 0 | 0 | 0 | 0 | 0 | 0 | 0 | 0 | 0 | 0 | 0 | 0 | 0 | 0 | 0 | 0 | 0 | 0 | 0
Commercial_Lodging (WA)_Existing_Space Heating_Natural Gas_Unit Heater_E7_Baseline Forecast | Commercial | Lodging (WA) | Existing | Space Heating | Natural Gas | Unit Heater | E7 |  | Baseline Forecast | 0 | 0 | 0 | 0 | 0 | 0 | 0 | 0 | 0 | 0 | 0 | 0 | 0 | 0 | 0 | 0 | 0 | 0 | 0 | 0 | 0 | 0 | 0 | 0 | 0 | 0 | 0
Commercial_Lodging (WA)_Existing_Space Heating_Natural Gas_Unit Heater_E8_Baseline Forecast | Commercial | Lodging (WA) | Existing | Space Heating | Natural Gas | Unit Heater | E8 |  | Baseline Forecast | 0 | 0 | 0 | 0 | 0 | 0 | 0 | 0 | 0 | 0 | 0 | 0 | 0 | 0 | 0 | 0 | 0 | 0 | 0 | 0 | 0 | 0 | 0 | 0 | 0 | 0 | 0
Commercial_Lodging (WA)_Existing_Space Heating_Natural Gas_Unit Heater_E9_Baseline Forecast | Commercial | Lodging (WA) | Existing | Space Heating | Natural Gas | Unit Heater | E9 |  | Baseline Forecast | 0 | 0 | 0 | 0 | 0 | 0 | 0 | 0 | 0 | 0 | 0 | 0 | 0 | 0 | 0 | 0 | 0 | 0 | 0 | 0 | 0 | 0 | 0 | 0 | 0 | 0 | 0
Commercial_Lodging (WA)_Existing_Space Heating_Natural Gas_Unit Heater_E10_Baseline Forecast | Commercial | Lodging (WA) | Existing | Space Heating | Natural Gas | Unit Heater | E10 |  | Baseline Forecast | 0 | 0 | 0 | 0 | 0 | 0 | 0 | 0 | 0 | 0 | 0 | 0 | 0 | 0 | 0 | 0 | 0 | 0 | 0 | 0 | 0 | 0 | 0 | 0 | 0 | 0 | 0
Commercial_Lodging (WA)_Existing_Water Heating_Natural Gas_Water Heater_E1_Baseline Forecast | Commercial | Lodging (WA) | Existing | Water Heating | Natural Gas | Water Heater | E1 | TE 0.80 | Baseline Forecast | 0 | 51879.6857 | 56654.0679 | 60770.4669 | 64300.3199 | 67307.5335 | 69849.2744 | 71976.6764 | 73735.4744 | 75166.5708 | 76306.5431 | 77188.0983 | 73068.2785 | 69746.5875 | 67088.8679 | 64980.5108 | 63323.8277 | 62035.7596 | 61045.8793 | 60294.6532 | 59731.9277 | 59315.6138 | 59010.5447 | 70174.7244 | 69422.5851 | 68413.192 | 67229.5314
Commercial_Lodging (WA)_Existing_Water Heating_Natural Gas_Water Heater_E2_Baseline Forecast | Commercial | Lodging (WA) | Existing | Water Heating | Natural Gas | Water Heater | E2 | TE 0.90 | Baseline Forecast | 0 | 0 | 0 | 0 | 0 | 0 | 0 | 0 | 0 | 0 | 0 | 0 | 0 | 0 | 0 | 0 | 0 | 0 | 0 | 0 | 0 | 0 | 0 | 0 | 0 | 0 | 0
Commercial_Lodging (WA)_Existing_Water Heating_Natural Gas_Water Heater_E3_Baseline Forecast | Commercial | Lodging (WA) | Existing | Water Heating | Natural Gas | Water Heater | E3 | TE 0.94 | Baseline Forecast | 0 | 58502.6243 | 63886.5022 | 68528.3989 | 72508.8714 | 75899.9846 | 78766.203 | 81165.1883 | 83148.5137 | 84762.3032 | 86047.804 | 87041.8981 | 82396.1438 | 78650.4072 | 75653.4042 | 73275.8951 | 71407.7206 | 69955.2182 | 68838.9703 | 67991.843 | 67357.2801 | 66887.8198 | 66543.8057 | 79133.1999 | 78285.0428 | 77146.7909 | 75812.0248
Commercial_Lodging (WA)_Existing_Water Heating_Natural Gas_Water Heater_E4_Baseline Forecast | Commercial | Lodging (WA) | Existing | Water Heating | Natural Gas | Water Heater | E4 | Instantaneous TE 0.94 | Baseline Forecast | 0 | 0 | 0 | 0 | 0 | 0 | 0 | 0 | 0 | 0 | 0 | 0 | 0 | 0 | 0 | 0 | 0 | 0 | 0 | 0 | 0 | 0 | 0 | 0 | 0 | 0 | 0
Commercial_Lodging (WA)_Existing_Water Heating_Natural Gas_Water Heater_E5_Baseline Forecast | Commercial | Lodging (WA) | Existing | Water Heating | Natural Gas | Water Heater | E5 | Gas-Fired Absorption HPWH | Baseline Forecast | 0 | 0 | 0 | 0 | 0 | 0 | 0 | 0 | 0 | 0 | 0 | 0 | 0 | 0 | 0 | 0 | 0 | 0 | 0 | 0 | 0 | 0 | 0 | 0 | 0 | 0 | 0
Commercial_Lodging (WA)_Existing_Water Heating_Natural Gas_Water Heater_E6_Baseline Forecast | Commercial | Lodging (WA) | Existing | Water Heating | Natural Gas | Water Heater | E6 |  | Baseline Forecast | 0 | 0 | 0 | 0 | 0 | 0 | 0 | 0 | 0 | 0 | 0 | 0 | 0 | 0 | 0 | 0 | 0 | 0 | 0 | 0 | 0 | 0 | 0 | 0 | 0 | 0 | 0
Commercial_Lodging (WA)_Existing_Water Heating_Natural Gas_Water Heater_E7_Baseline Forecast | Commercial | Lodging (WA) | Existing | Water Heating | Natural Gas | Water Heater | E7 |  | Baseline Forecast | 0 | 0 | 0 | 0 | 0 | 0 | 0 | 0 | 0 | 0 | 0 | 0 | 0 | 0 | 0 | 0 | 0 | 0 | 0 | 0 | 0 | 0 | 0 | 0 | 0 | 0 | 0
Commercial_Lodging (WA)_Existing_Water Heating_Natural Gas_Water Heater_E8_Baseline Forecast | Commercial | Lodging (WA) | Existing | Water Heating | Natural Gas | Water Heater | E8 |  | Baseline Forecast | 0 | 0 | 0 | 0 | 0 | 0 | 0 | 0 | 0 | 0 | 0 | 0 | 0 | 0 | 0 | 0 | 0 | 0 | 0 | 0 | 0 | 0 | 0 | 0 | 0 | 0 | 0
Commercial_Lodging (WA)_Existing_Water Heating_Natural Gas_Water Heater_E9_Baseline Forecast | Commercial | Lodging (WA) | Existing | Water Heating | Natural Gas | Water Heater | E9 |  | Baseline Forecast | 0 | 0 | 0 | 0 | 0 | 0 | 0 | 0 | 0 | 0 | 0 | 0 | 0 | 0 | 0 | 0 | 0 | 0 | 0 | 0 | 0 | 0 | 0 | 0 | 0 | 0 | 0
Commercial_Lodging (WA)_Existing_Water Heating_Natural Gas_Water Heater_E10_Baseline Forecast | Commercial | Lodging (WA) | Existing | Water Heating | Natural Gas | Water Heater | E10 |  | Baseline Forecast | 0 | 0 | 0 | 0 | 0 | 0 | 0 | 0 | 0 | 0 | 0 | 0 | 0 | 0 | 0 | 0 | 0 | 0 | 0 | 0 | 0 | 0 | 0 | 0 | 0 | 0 | 0
Commercial_Lodging (WA)_Existing_Food Preparation_Natural Gas_Oven_E1_Baseline Forecast | Commercial | Lodging (WA) | Existing | Food Preparation | Natural Gas | Oven | E1 | Standard | Baseline Forecast | 0 | 8635.4439 | 11053.3682 | 12892.544 | 14276.8503 | 15303.8502 | 16050.378 | 16576.9406 | 16931.1841 | 17150.6243 | 15011.568 | 13747.2527 | 13071.2896 | 12779.6417 | 12728.5616 | 14640.2234 | 14953.7859 | 15148.1337 | 15249.3868 | 14886.1536 | 14324.2627 | 13720.0922 | 13158.8097 | 12680.5134 | 12139.3814 | 11945.3034 | 11946.2722
Commercial_Lodging (WA)_Existing_Food Preparation_Natural Gas_Oven_E2_Baseline Forecast | Commercial | Lodging (WA) | Existing | Food Preparation | Natural Gas | Oven | E2 | ENERGY STAR (>42% Baking Efficiency) | Baseline Forecast | 0 | 12426.6144 | 15906.0664 | 18552.6853 | 20544.7358 | 22022.6137 | 23096.8854 | 23854.6219 | 24364.3869 | 24680.1666 | 21602.0124 | 19782.6319 | 18809.9046 | 18390.2161 | 18316.7105 | 21067.6385 | 21518.8626 | 21798.5338 | 21944.2396 | 21421.538 | 20612.9634 | 19743.5473 | 18935.8481 | 18247.568 | 17468.8659 | 17189.5829 | 17190.9771
Commercial_Lodging (WA)_Existing_Food Preparation_Natural Gas_Oven_E3_Baseline Forecast | Commercial | Lodging (WA) | Existing | Food Preparation | Natural Gas | Oven | E3 |  | Baseline Forecast | 0 | 0 | 0 | 0 | 0 | 0 | 0 | 0 | 0 | 0 | 0 | 0 | 0 | 0 | 0 | 0 | 0 | 0 | 0 | 0 | 0 | 0 | 0 | 0 | 0 | 0 | 0
Commercial_Lodging (WA)_Existing_Food Preparation_Natural Gas_Oven_E4_Baseline Forecast | Commercial | Lodging (WA) | Existing | Food Preparation | Natural Gas | Oven | E4 |  | Baseline Forecast | 0 | 0 | 0 | 0 | 0 | 0 | 0 | 0 | 0 | 0 | 0 | 0 | 0 | 0 | 0 | 0 | 0 | 0 | 0 | 0 | 0 | 0 | 0 | 0 | 0 | 0 | 0
Commercial_Lodging (WA)_Existing_Food Preparation_Natural Gas_Oven_E5_Baseline Forecast | Commercial | Lodging (WA) | Existing | Food Preparation | Natural Gas | Oven | E5 |  | Baseline Forecast | 0 | 0 | 0 | 0 | 0 | 0 | 0 | 0 | 0 | 0 | 0 | 0 | 0 | 0 | 0 | 0 | 0 | 0 | 0 | 0 | 0 | 0 | 0 | 0 | 0 | 0 | 0
Commercial_Lodging (WA)_Existing_Food Preparation_Natural Gas_Oven_E6_Baseline Forecast | Commercial | Lodging (WA) | Existing | Food Preparation | Natural Gas | Oven | E6 |  | Baseline Forecast | 0 | 0 | 0 | 0 | 0 | 0 | 0 | 0 | 0 | 0 | 0 | 0 | 0 | 0 | 0 | 0 | 0 | 0 | 0 | 0 | 0 | 0 | 0 | 0 | 0 | 0 | 0
Commercial_Lodging (WA)_Existing_Food Preparation_Natural Gas_Oven_E7_Baseline Forecast | Commercial | Lodging (WA) | Existing | Food Preparation | Natural Gas | Oven | E7 |  | Baseline Forecast | 0 | 0 | 0 | 0 | 0 | 0 | 0 | 0 | 0 | 0 | 0 | 0 | 0 | 0 | 0 | 0 | 0 | 0 | 0 | 0 | 0 | 0 | 0 | 0 | 0 | 0 | 0
Commercial_Lodging (WA)_Existing_Food Preparation_Natural Gas_Oven_E8_Baseline Forecast | Commercial | Lodging (WA) | Existing | Food Preparation | Natural Gas | Oven | E8 |  | Baseline Forecast | 0 | 0 | 0 | 0 | 0 | 0 | 0 | 0 | 0 | 0 | 0 | 0 | 0 | 0 | 0 | 0 | 0 | 0 | 0 | 0 | 0 | 0 | 0 | 0 | 0 | 0 | 0
Commercial_Lodging (WA)_Existing_Food Preparation_Natural Gas_Oven_E9_Baseline Forecast | Commercial | Lodging (WA) | Existing | Food Preparation | Natural Gas | Oven | E9 |  | Baseline Forecast | 0 | 0 | 0 | 0 | 0 | 0 | 0 | 0 | 0 | 0 | 0 | 0 | 0 | 0 | 0 | 0 | 0 | 0 | 0 | 0 | 0 | 0 | 0 | 0 | 0 | 0 | 0
Commercial_Lodging (WA)_Existing_Food Preparation_Natural Gas_Oven_E10_Baseline Forecast | Commercial | Lodging (WA) | Existing | Food Preparation | Natural Gas | Oven | E10 |  | Baseline Forecast | 0 | 0 | 0 | 0 | 0 | 0 | 0 | 0 | 0 | 0 | 0 | 0 | 0 | 0 | 0 | 0 | 0 | 0 | 0 | 0 | 0 | 0 | 0 | 0 | 0 | 0 | 0
Commercial_Lodging (WA)_Existing_Food Preparation_Natural Gas_Conveyor Oven_E1_Baseline Forecast | Commercial | Lodging (WA) | Existing | Food Preparation | Natural Gas | Conveyor Oven | E1 | Standard | Baseline Forecast | 0 | 0 | 0 | 0 | 0 | 405.8085 | 1118.7828 | 2061.511 | 3173.2986 | 4406.6133 | 5348.7468 | 6061.9706 | 6595.3284 | 6987.4447 | 7268.7369 | 7463.1582 | 7589.5696 | 5978.2456 | 4709.0181 | 3709.2573 | 2921.7534 | 2364.7738 | 2037.3131 | 1926.4984 | 2012.7178 | 2273.1052 | 2702.0586
Commercial_Lodging (WA)_Existing_Food Preparation_Natural Gas_Conveyor Oven_E2_Baseline Forecast | Commercial | Lodging (WA) | Existing | Food Preparation | Natural Gas | Conveyor Oven | E2 | ENERGY STAR (>42% Baking Efficiency) | Baseline Forecast | 0 | 0 | 0 | 0 | 0 | 583.9683 | 1609.9558 | 2966.5646 | 4566.454 | 6341.224 | 7696.9771 | 8723.3236 | 9490.8384 | 10055.1033 | 10459.8897 | 10739.6667 | 10921.5758 | 8602.8412 | 6776.3918 | 5337.7117 | 4204.4745 | 3402.9672 | 2931.7432 | 2772.2782 | 2896.3501 | 3271.0538 | 3888.3282
Commercial_Lodging (WA)_Existing_Food Preparation_Natural Gas_Conveyor Oven_E3_Baseline Forecast | Commercial | Lodging (WA) | Existing | Food Preparation | Natural Gas | Conveyor Oven | E3 |  | Baseline Forecast | 0 | 0 | 0 | 0 | 0 | 0 | 0 | 0 | 0 | 0 | 0 | 0 | 0 | 0 | 0 | 0 | 0 | 0 | 0 | 0 | 0 | 0 | 0 | 0 | 0 | 0 | 0
Commercial_Lodging (WA)_Existing_Food Preparation_Natural Gas_Conveyor Oven_E4_Baseline Forecast | Commercial | Lodging (WA) | Existing | Food Preparation | Natural Gas | Conveyor Oven | E4 |  | Baseline Forecast | 0 | 0 | 0 | 0 | 0 | 0 | 0 | 0 | 0 | 0 | 0 | 0 | 0 | 0 | 0 | 0 | 0 | 0 | 0 | 0 | 0 | 0 | 0 | 0 | 0 | 0 | 0
Commercial_Lodging (WA)_Existing_Food Preparation_Natural Gas_Conveyor Oven_E5_Baseline Forecast | Commercial | Lodging (WA) | Existing | Food Preparation | Natural Gas | Conveyor Oven | E5 |  | Baseline Forecast | 0 | 0 | 0 | 0 | 0 | 0 | 0 | 0 | 0 | 0 | 0 | 0 | 0 | 0 | 0 | 0 | 0 | 0 | 0 | 0 | 0 | 0 | 0 | 0 | 0 | 0 | 0
Commercial_Lodging (WA)_Existing_Food Preparation_Natural Gas_Conveyor Oven_E6_Baseline Forecast | Commercial | Lodging (WA) | Existing | Food Preparation | Natural Gas | Conveyor Oven | E6 |  | Baseline Forecast | 0 | 0 | 0 | 0 | 0 | 0 | 0 | 0 | 0 | 0 | 0 | 0 | 0 | 0 | 0 | 0 | 0 | 0 | 0 | 0 | 0 | 0 | 0 | 0 | 0 | 0 | 0
Commercial_Lodging (WA)_Existing_Food Preparation_Natural Gas_Conveyor Oven_E7_Baseline Forecast | Commercial | Lodging (WA) | Existing | Food Preparation | Natural Gas | Conveyor Oven | E7 |  | Baseline Forecast | 0 | 0 | 0 | 0 | 0 | 0 | 0 | 0 | 0 | 0 | 0 | 0 | 0 | 0 | 0 | 0 | 0 | 0 | 0 | 0 | 0 | 0 | 0 | 0 | 0 | 0 | 0
Commercial_Lodging (WA)_Existing_Food Preparation_Natural Gas_Conveyor Oven_E8_Baseline Forecast | Commercial | Lodging (WA) | Existing | Food Preparation | Natural Gas | Conveyor Oven | E8 |  | Baseline Forecast | 0 | 0 | 0 | 0 | 0 | 0 | 0 | 0 | 0 | 0 | 0 | 0 | 0 | 0 | 0 | 0 | 0 | 0 | 0 | 0 | 0 | 0 | 0 | 0 | 0 | 0 | 0
Commercial_Lodging (WA)_Existing_Food Preparation_Natural Gas_Conveyor Oven_E9_Baseline Forecast | Commercial | Lodging (WA) | Existing | Food Preparation | Natural Gas | Conveyor Oven | E9 |  | Baseline Forecast | 0 | 0 | 0 | 0 | 0 | 0 | 0 | 0 | 0 | 0 | 0 | 0 | 0 | 0 | 0 | 0 | 0 | 0 | 0 | 0 | 0 | 0 | 0 | 0 | 0 | 0 | 0
Commercial_Lodging (WA)_Existing_Food Preparation_Natural Gas_Conveyor Oven_E10_Baseline Forecast | Commercial | Lodging (WA) | Existing | Food Preparation | Natural Gas | Conveyor Oven | E10 |  | Baseline Forecast | 0 | 0 | 0 | 0 | 0 | 0 | 0 | 0 | 0 | 0 | 0 | 0 | 0 | 0 | 0 | 0 | 0 | 0 | 0 | 0 | 0 | 0 | 0 | 0 | 0 | 0 | 0
Commercial_Lodging (WA)_Existing_Food Preparation_Natural Gas_Double Rack Oven_E1_Baseline Forecast | Commercial | Lodging (WA) | Existing | Food Preparation | Natural Gas | Double Rack Oven | E1 | Standard | Baseline Forecast | 0 | 2398.7344 | 3280.3206 | 4033.7289 | 4675.2337 | 5219.0743 | 5677.7088 | 6062.0366 | 6381.5927 | 6644.7185 | 6047.3623 | 5609.7444 | 5299.5447 | 5090.0487 | 4959.2518 | 4889.0989 | 4864.8416 | 4874.4932 | 4908.3689 | 5439.0884 | 5516.4581 | 5527.4952 | 5493.5408 | 5430.731 | 5351.0792 | 5263.3561 | 5173.8009
Commercial_Lodging (WA)_Existing_Food Preparation_Natural Gas_Double Rack Oven_E2_Baseline Forecast | Commercial | Lodging (WA) | Existing | Food Preparation | Natural Gas | Double Rack Oven | E2 | FTSC Qualified (>50% Cooking Efficiency) | Baseline Forecast | 0 | 3451.8373 | 4720.4613 | 5804.6343 | 6727.7754 | 7510.3753 | 8170.3615 | 8723.4185 | 9183.2676 | 9561.912 | 8702.3018 | 8072.5591 | 7626.1741 | 7324.7043 | 7136.4842 | 7035.5325 | 7000.6257 | 7014.5146 | 7063.2625 | 7826.9808 | 7938.3177 | 7954.2004 | 7905.3393 | 7814.9543 | 7700.3334 | 7574.0978 | 7445.2256
Commercial_Lodging (WA)_Existing_Food Preparation_Natural Gas_Double Rack Oven_E3_Baseline Forecast | Commercial | Lodging (WA) | Existing | Food Preparation | Natural Gas | Double Rack Oven | E3 |  | Baseline Forecast | 0 | 0 | 0 | 0 | 0 | 0 | 0 | 0 | 0 | 0 | 0 | 0 | 0 | 0 | 0 | 0 | 0 | 0 | 0 | 0 | 0 | 0 | 0 | 0 | 0 | 0 | 0
Commercial_Lodging (WA)_Existing_Food Preparation_Natural Gas_Double Rack Oven_E4_Baseline Forecast | Commercial | Lodging (WA) | Existing | Food Preparation | Natural Gas | Double Rack Oven | E4 |  | Baseline Forecast | 0 | 0 | 0 | 0 | 0 | 0 | 0 | 0 | 0 | 0 | 0 | 0 | 0 | 0 | 0 | 0 | 0 | 0 | 0 | 0 | 0 | 0 | 0 | 0 | 0 | 0 | 0
Commercial_Lodging (WA)_Existing_Food Preparation_Natural Gas_Double Rack Oven_E5_Baseline Forecast | Commercial | Lodging (WA) | Existing | Food Preparation | Natural Gas | Double Rack Oven | E5 |  | Baseline Forecast | 0 | 0 | 0 | 0 | 0 | 0 | 0 | 0 | 0 | 0 | 0 | 0 | 0 | 0 | 0 | 0 | 0 | 0 | 0 | 0 | 0 | 0 | 0 | 0 | 0 | 0 | 0
Commercial_Lodging (WA)_Existing_Food Preparation_Natural Gas_Double Rack Oven_E6_Baseline Forecast | Commercial | Lodging (WA) | Existing | Food Preparation | Natural Gas | Double Rack Oven | E6 |  | Baseline Forecast | 0 | 0 | 0 | 0 | 0 | 0 | 0 | 0 | 0 | 0 | 0 | 0 | 0 | 0 | 0 | 0 | 0 | 0 | 0 | 0 | 0 | 0 | 0 | 0 | 0 | 0 | 0
Commercial_Lodging (WA)_Existing_Food Preparation_Natural Gas_Double Rack Oven_E7_Baseline Forecast | Commercial | Lodging (WA) | Existing | Food Preparation | Natural Gas | Double Rack Oven | E7 |  | Baseline Forecast | 0 | 0 | 0 | 0 | 0 | 0 | 0 | 0 | 0 | 0 | 0 | 0 | 0 | 0 | 0 | 0 | 0 | 0 | 0 | 0 | 0 | 0 | 0 | 0 | 0 | 0 | 0
Commercial_Lodging (WA)_Existing_Food Preparation_Natural Gas_Double Rack Oven_E8_Baseline Forecast | Commercial | Lodging (WA) | Existing | Food Preparation | Natural Gas | Double Rack Oven | E8 |  | Baseline Forecast | 0 | 0 | 0 | 0 | 0 | 0 | 0 | 0 | 0 | 0 | 0 | 0 | 0 | 0 | 0 | 0 | 0 | 0 | 0 | 0 | 0 | 0 | 0 | 0 | 0 | 0 | 0
Commercial_Lodging (WA)_Existing_Food Preparation_Natural Gas_Double Rack Oven_E9_Baseline Forecast | Commercial | Lodging (WA) | Existing | Food Preparation | Natural Gas | Double Rack Oven | E9 |  | Baseline Forecast | 0 | 0 | 0 | 0 | 0 | 0 | 0 | 0 | 0 | 0 | 0 | 0 | 0 | 0 | 0 | 0 | 0 | 0 | 0 | 0 | 0 | 0 | 0 | 0 | 0 | 0 | 0
Commercial_Lodging (WA)_Existing_Food Preparation_Natural Gas_Double Rack Oven_E10_Baseline Forecast | Commercial | Lodging (WA) | Existing | Food Preparation | Natural Gas | Double Rack Oven | E10 |  | Baseline Forecast | 0 | 0 | 0 | 0 | 0 | 0 | 0 | 0 | 0 | 0 | 0 | 0 | 0 | 0 | 0 | 0 | 0 | 0 | 0 | 0 | 0 | 0 | 0 | 0 | 0 | 0 | 0
Commercial_Lodging (WA)_Existing_Food Preparation_Natural Gas_Fryer_E1_Baseline Forecast | Commercial | Lodging (WA) | Existing | Food Preparation | Natural Gas | Fryer | E1 | Standard | Baseline Forecast | 0 | 8970.0521 | 9795.5478 | 10507.2775 | 11117.5927 | 11637.5431 | 12077.0128 | 12444.8428 | 12748.9408 | 12996.3789 | 13193.4813 | 13345.9031 | 12633.582 | 12059.2581 | 11599.7356 | 11235.1985 | 10948.7562 | 10726.0479 | 10554.8966 | 10425.0088 | 10327.7129 | 10255.7318 | 10202.9851 | 12133.2834 | 12003.2378 | 11828.7126 | 11624.0565
Commercial_Lodging (WA)_Existing_Food Preparation_Natural Gas_Fryer_E2_Baseline Forecast | Commercial | Lodging (WA) | Existing | Food Preparation | Natural Gas | Fryer | E2 | ENERGY STAR | Baseline Forecast | 0 | 3151.6399 | 3441.6789 | 3691.7461 | 3906.1812 | 4088.8665 | 4243.2748 | 4372.5123 | 4479.3576 | 4566.2953 | 4635.5475 | 4689.1011 | 4438.8261 | 4237.0366 | 4075.5828 | 3947.5022 | 3846.8603 | 3768.6114 | 3708.4772 | 3662.8409 | 3628.6559 | 3603.3652 | 3584.8326 | 4263.0455 | 4217.3538 | 4156.0342 | 4084.128
Commercial_Lodging (WA)_Existing_Food Preparation_Natural Gas_Fryer_E3_Baseline Forecast | Commercial | Lodging (WA) | Existing | Food Preparation | Natural Gas | Fryer | E3 |  | Baseline Forecast | 0 | 0 | 0 | 0 | 0 | 0 | 0 | 0 | 0 | 0 | 0 | 0 | 0 | 0 | 0 | 0 | 0 | 0 | 0 | 0 | 0 | 0 | 0 | 0 | 0 | 0 | 0
Commercial_Lodging (WA)_Existing_Food Preparation_Natural Gas_Fryer_E4_Baseline Forecast | Commercial | Lodging (WA) | Existing | Food Preparation | Natural Gas | Fryer | E4 |  | Baseline Forecast | 0 | 0 | 0 | 0 | 0 | 0 | 0 | 0 | 0 | 0 | 0 | 0 | 0 | 0 | 0 | 0 | 0 | 0 | 0 | 0 | 0 | 0 | 0 | 0 | 0 | 0 | 0
Commercial_Lodging (WA)_Existing_Food Preparation_Natural Gas_Fryer_E5_Baseline Forecast | Commercial | Lodging (WA) | Existing | Food Preparation | Natural Gas | Fryer | E5 |  | Baseline Forecast | 0 | 0 | 0 | 0 | 0 | 0 | 0 | 0 | 0 | 0 | 0 | 0 | 0 | 0 | 0 | 0 | 0 | 0 | 0 | 0 | 0 | 0 | 0 | 0 | 0 | 0 | 0
Commercial_Lodging (WA)_Existing_Food Preparation_Natural Gas_Fryer_E6_Baseline Forecast | Commercial | Lodging (WA) | Existing | Food Preparation | Natural Gas | Fryer | E6 |  | Baseline Forecast | 0 | 0 | 0 | 0 | 0 | 0 | 0 | 0 | 0 | 0 | 0 | 0 | 0 | 0 | 0 | 0 | 0 | 0 | 0 | 0 | 0 | 0 | 0 | 0 | 0 | 0 | 0
Commercial_Lodging (WA)_Existing_Food Preparation_Natural Gas_Fryer_E7_Baseline Forecast | Commercial | Lodging (WA) | Existing | Food Preparation | Natural Gas | Fryer | E7 |  | Baseline Forecast | 0 | 0 | 0 | 0 | 0 | 0 | 0 | 0 | 0 | 0 | 0 | 0 | 0 | 0 | 0 | 0 | 0 | 0 | 0 | 0 | 0 | 0 | 0 | 0 | 0 | 0 | 0
Commercial_Lodging (WA)_Existing_Food Preparation_Natural Gas_Fryer_E8_Baseline Forecast | Commercial | Lodging (WA) | Existing | Food Preparation | Natural Gas | Fryer | E8 |  | Baseline Forecast | 0 | 0 | 0 | 0 | 0 | 0 | 0 | 0 | 0 | 0 | 0 | 0 | 0 | 0 | 0 | 0 | 0 | 0 | 0 | 0 | 0 | 0 | 0 | 0 | 0 | 0 | 0
Commercial_Lodging (WA)_Existing_Food Preparation_Natural Gas_Fryer_E9_Baseline Forecast | Commercial | Lodging (WA) | Existing | Food Preparation | Natural Gas | Fryer | E9 |  | Baseline Forecast | 0 | 0 | 0 | 0 | 0 | 0 | 0 | 0 | 0 | 0 | 0 | 0 | 0 | 0 | 0 | 0 | 0 | 0 | 0 | 0 | 0 | 0 | 0 | 0 | 0 | 0 | 0
Commercial_Lodging (WA)_Existing_Food Preparation_Natural Gas_Fryer_E10_Baseline Forecast | Commercial | Lodging (WA) | Existing | Food Preparation | Natural Gas | Fryer | E10 |  | Baseline Forecast | 0 | 0 | 0 | 0 | 0 | 0 | 0 | 0 | 0 | 0 | 0 | 0 | 0 | 0 | 0 | 0 | 0 | 0 | 0 | 0 | 0 | 0 | 0 | 0 | 0 | 0 | 0
Commercial_Lodging (WA)_Existing_Food Preparation_Natural Gas_Broiler_E1_Baseline Forecast | Commercial | Lodging (WA) | Existing | Food Preparation | Natural Gas | Broiler | E1 | Standard | Baseline Forecast | 0 | 10963.397 | 12293.9973 | 13417.0387 | 14359.0604 | 15143.2802 | 15790.0088 | 16317.0129 | 16739.8329 | 17072.0605 | 16001.2038 | 15192.5646 | 14593.3633 | 14159.9712 | 13856.4474 | 13653.2992 | 13526.4307 | 13456.2551 | 13426.9428 | 15851.7898 | 15691.1765 | 15449.1155 | 15157.2326 | 14839.0554 | 14511.7313 | 14187.4195 | 13874.4141
Commercial_Lodging (WA)_Existing_Food Preparation_Natural Gas_Broiler_E2_Baseline Forecast | Commercial | Lodging (WA) | Existing | Food Preparation | Natural Gas | Broiler | E2 | Infrared Burners | Baseline Forecast | 0 | 3852.0043 | 4319.5126 | 4714.0947 | 5045.0753 | 5320.612 | 5547.8409 | 5733.0045 | 5881.5629 | 5998.2915 | 5622.0446 | 5337.9281 | 5127.3979 | 4975.125 | 4868.4815 | 4797.1051 | 4752.5297 | 4727.8734 | 4717.5745 | 5569.5478 | 5513.1161 | 5428.0676 | 5325.5142 | 5213.7222 | 5098.7164 | 4984.769 | 4874.7941
Commercial_Lodging (WA)_Existing_Food Preparation_Natural Gas_Broiler_E3_Baseline Forecast | Commercial | Lodging (WA) | Existing | Food Preparation | Natural Gas | Broiler | E3 |  | Baseline Forecast | 0 | 0 | 0 | 0 | 0 | 0 | 0 | 0 | 0 | 0 | 0 | 0 | 0 | 0 | 0 | 0 | 0 | 0 | 0 | 0 | 0 | 0 | 0 | 0 | 0 | 0 | 0
Commercial_Lodging (WA)_Existing_Food Preparation_Natural Gas_Broiler_E4_Baseline Forecast | Commercial | Lodging (WA) | Existing | Food Preparation | Natural Gas | Broiler | E4 |  | Baseline Forecast | 0 | 0 | 0 | 0 | 0 | 0 | 0 | 0 | 0 | 0 | 0 | 0 | 0 | 0 | 0 | 0 | 0 | 0 | 0 | 0 | 0 | 0 | 0 | 0 | 0 | 0 | 0
Commercial_Lodging (WA)_Existing_Food Preparation_Natural Gas_Broiler_E5_Baseline Forecast | Commercial | Lodging (WA) | Existing | Food Preparation | Natural Gas | Broiler | E5 |  | Baseline Forecast | 0 | 0 | 0 | 0 | 0 | 0 | 0 | 0 | 0 | 0 | 0 | 0 | 0 | 0 | 0 | 0 | 0 | 0 | 0 | 0 | 0 | 0 | 0 | 0 | 0 | 0 | 0
Commercial_Lodging (WA)_Existing_Food Preparation_Natural Gas_Broiler_E6_Baseline Forecast | Commercial | Lodging (WA) | Existing | Food Preparation | Natural Gas | Broiler | E6 |  | Baseline Forecast | 0 | 0 | 0 | 0 | 0 | 0 | 0 | 0 | 0 | 0 | 0 | 0 | 0 | 0 | 0 | 0 | 0 | 0 | 0 | 0 | 0 | 0 | 0 | 0 | 0 | 0 | 0
Commercial_Lodging (WA)_Existing_Food Preparation_Natural Gas_Broiler_E7_Baseline Forecast | Commercial | Lodging (WA) | Existing | Food Preparation | Natural Gas | Broiler | E7 |  | Baseline Forecast | 0 | 0 | 0 | 0 | 0 | 0 | 0 | 0 | 0 | 0 | 0 | 0 | 0 | 0 | 0 | 0 | 0 | 0 | 0 | 0 | 0 | 0 | 0 | 0 | 0 | 0 | 0
Commercial_Lodging (WA)_Existing_Food Preparation_Natural Gas_Broiler_E8_Baseline Forecast | Commercial | Lodging (WA) | Existing | Food Preparation | Natural Gas | Broiler | E8 |  | Baseline Forecast | 0 | 0 | 0 | 0 | 0 | 0 | 0 | 0 | 0 | 0 | 0 | 0 | 0 | 0 | 0 | 0 | 0 | 0 | 0 | 0 | 0 | 0 | 0 | 0 | 0 | 0 | 0
Commercial_Lodging (WA)_Existing_Food Preparation_Natural Gas_Broiler_E9_Baseline Forecast | Commercial | Lodging (WA) | Existing | Food Preparation | Natural Gas | Broiler | E9 |  | Baseline Forecast | 0 | 0 | 0 | 0 | 0 | 0 | 0 | 0 | 0 | 0 | 0 | 0 | 0 | 0 | 0 | 0 | 0 | 0 | 0 | 0 | 0 | 0 | 0 | 0 | 0 | 0 | 0
Commercial_Lodging (WA)_Existing_Food Preparation_Natural Gas_Broiler_E10_Baseline Forecast | Commercial | Lodging (WA) | Existing | Food Preparation | Natural Gas | Broiler | E10 |  | Baseline Forecast | 0 | 0 | 0 | 0 | 0 | 0 | 0 | 0 | 0 | 0 | 0 | 0 | 0 | 0 | 0 | 0 | 0 | 0 | 0 | 0 | 0 | 0 | 0 | 0 | 0 | 0 | 0
Commercial_Lodging (WA)_Existing_Food Preparation_Natural Gas_Griddle_E1_Baseline Forecast | Commercial | Lodging (WA) | Existing | Food Preparation | Natural Gas | Griddle | E1 | Standard | Baseline Forecast | 0 | 28122.0505 | 31535.1541 | 34415.8513 | 36832.2176 | 38843.8084 | 40502.7225 | 41854.5331 | 42939.1024 | 43791.2948 | 41044.4558 | 38970.2272 | 37433.2246 | 36321.5366 | 35542.9723 | 35021.8796 | 34696.4512 | 34516.4446 | 34441.2563 | 40661.1961 | 40249.2093 | 39628.302 | 38879.5975 | 38063.4457 | 37223.8315 | 36391.944 | 35589.0582
Commercial_Lodging (WA)_Existing_Food Preparation_Natural Gas_Griddle_E2_Baseline Forecast | Commercial | Lodging (WA) | Existing | Food Preparation | Natural Gas | Griddle | E2 | ENERGY STAR | Baseline Forecast | 0 | 11486.4713 | 12880.5559 | 14057.1787 | 15044.1452 | 15865.7809 | 16543.3655 | 17095.5135 | 17538.5066 | 17886.5852 | 16764.6369 | 15917.4167 | 15289.6269 | 14835.5572 | 14517.552 | 14304.7114 | 14171.7899 | 14098.2661 | 14067.5554 | 16608.0942 | 16439.8179 | 16186.2079 | 15880.399 | 15547.0412 | 15204.1002 | 14864.3152 | 14536.3759
Commercial_Lodging (WA)_Existing_Food Preparation_Natural Gas_Griddle_E3_Baseline Forecast | Commercial | Lodging (WA) | Existing | Food Preparation | Natural Gas | Griddle | E3 |  | Baseline Forecast | 0 | 0 | 0 | 0 | 0 | 0 | 0 | 0 | 0 | 0 | 0 | 0 | 0 | 0 | 0 | 0 | 0 | 0 | 0 | 0 | 0 | 0 | 0 | 0 | 0 | 0 | 0
Commercial_Lodging (WA)_Existing_Food Preparation_Natural Gas_Griddle_E4_Baseline Forecast | Commercial | Lodging (WA) | Existing | Food Preparation | Natural Gas | Griddle | E4 |  | Baseline Forecast | 0 | 0 | 0 | 0 | 0 | 0 | 0 | 0 | 0 | 0 | 0 | 0 | 0 | 0 | 0 | 0 | 0 | 0 | 0 | 0 | 0 | 0 | 0 | 0 | 0 | 0 | 0
Commercial_Lodging (WA)_Existing_Food Preparation_Natural Gas_Griddle_E5_Baseline Forecast | Commercial | Lodging (WA) | Existing | Food Preparation | Natural Gas | Griddle | E5 |  | Baseline Forecast | 0 | 0 | 0 | 0 | 0 | 0 | 0 | 0 | 0 | 0 | 0 | 0 | 0 | 0 | 0 | 0 | 0 | 0 | 0 | 0 | 0 | 0 | 0 | 0 | 0 | 0 | 0
Commercial_Lodging (WA)_Existing_Food Preparation_Natural Gas_Griddle_E6_Baseline Forecast | Commercial | Lodging (WA) | Existing | Food Preparation | Natural Gas | Griddle | E6 |  | Baseline Forecast | 0 | 0 | 0 | 0 | 0 | 0 | 0 | 0 | 0 | 0 | 0 | 0 | 0 | 0 | 0 | 0 | 0 | 0 | 0 | 0 | 0 | 0 | 0 | 0 | 0 | 0 | 0
Commercial_Lodging (WA)_Existing_Food Preparation_Natural Gas_Griddle_E7_Baseline Forecast | Commercial | Lodging (WA) | Existing | Food Preparation | Natural Gas | Griddle | E7 |  | Baseline Forecast | 0 | 0 | 0 | 0 | 0 | 0 | 0 | 0 | 0 | 0 | 0 | 0 | 0 | 0 | 0 | 0 | 0 | 0 | 0 | 0 | 0 | 0 | 0 | 0 | 0 | 0 | 0
Commercial_Lodging (WA)_Existing_Food Preparation_Natural Gas_Griddle_E8_Baseline Forecast | Commercial | Lodging (WA) | Existing | Food Preparation | Natural Gas | Griddle | E8 |  | Baseline Forecast | 0 | 0 | 0 | 0 | 0 | 0 | 0 | 0 | 0 | 0 | 0 | 0 | 0 | 0 | 0 | 0 | 0 | 0 | 0 | 0 | 0 | 0 | 0 | 0 | 0 | 0 | 0
Commercial_Lodging (WA)_Existing_Food Preparation_Natural Gas_Griddle_E9_Baseline Forecast | Commercial | Lodging (WA) | Existing | Food Preparation | Natural Gas | Griddle | E9 |  | Baseline Forecast | 0 | 0 | 0 | 0 | 0 | 0 | 0 | 0 | 0 | 0 | 0 | 0 | 0 | 0 | 0 | 0 | 0 | 0 | 0 | 0 | 0 | 0 | 0 | 0 | 0 | 0 | 0
Commercial_Lodging (WA)_Existing_Food Preparation_Natural Gas_Griddle_E10_Baseline Forecast | Commercial | Lodging (WA) | Existing | Food Preparation | Natural Gas | Griddle | E10 |  | Baseline Forecast | 0 | 0 | 0 | 0 | 0 | 0 | 0 | 0 | 0 | 0 | 0 | 0 | 0 | 0 | 0 | 0 | 0 | 0 | 0 | 0 | 0 | 0 | 0 | 0 | 0 | 0 | 0
Commercial_Lodging (WA)_Existing_Food Preparation_Natural Gas_Range_E1_Baseline Forecast | Commercial | Lodging (WA) | Existing | Food Preparation | Natural Gas | Range | E1 | Standard | Baseline Forecast | 0 | 267.7657 | 342.7401 | 399.7688 | 442.693 | 474.538 | 497.6861 | 514.0137 | 524.998 | 531.8023 | 465.475 | 426.2714 | 405.3113 | 396.268 | 394.6841 | 453.9604 | 463.6833 | 469.7096 | 472.8492 | 461.5862 | 444.1632 | 425.4292 | 408.0251 | 393.1942 | 376.4149 | 370.397 | 370.427
Commercial_Lodging (WA)_Existing_Food Preparation_Natural Gas_Range_E2_Baseline Forecast | Commercial | Lodging (WA) | Existing | Food Preparation | Natural Gas | Range | E2 | High Efficiency | Baseline Forecast | 0 | 385.3214 | 493.2114 | 575.2771 | 637.0461 | 682.8717 | 716.1825 | 739.6782 | 755.4849 | 765.2765 | 669.8298 | 613.4149 | 583.2529 | 570.2393 | 567.96 | 653.2601 | 667.2516 | 675.9235 | 680.4415 | 664.2337 | 639.1617 | 612.203 | 587.1581 | 565.8161 | 541.6703 | 533.0103 | 533.0536
Commercial_Lodging (WA)_Existing_Food Preparation_Natural Gas_Range_E3_Baseline Forecast | Commercial | Lodging (WA) | Existing | Food Preparation | Natural Gas | Range | E3 |  | Baseline Forecast | 0 | 0 | 0 | 0 | 0 | 0 | 0 | 0 | 0 | 0 | 0 | 0 | 0 | 0 | 0 | 0 | 0 | 0 | 0 | 0 | 0 | 0 | 0 | 0 | 0 | 0 | 0
Commercial_Lodging (WA)_Existing_Food Preparation_Natural Gas_Range_E4_Baseline Forecast | Commercial | Lodging (WA) | Existing | Food Preparation | Natural Gas | Range | E4 |  | Baseline Forecast | 0 | 0 | 0 | 0 | 0 | 0 | 0 | 0 | 0 | 0 | 0 | 0 | 0 | 0 | 0 | 0 | 0 | 0 | 0 | 0 | 0 | 0 | 0 | 0 | 0 | 0 | 0
Commercial_Lodging (WA)_Existing_Food Preparation_Natural Gas_Range_E5_Baseline Forecast | Commercial | Lodging (WA) | Existing | Food Preparation | Natural Gas | Range | E5 |  | Baseline Forecast | 0 | 0 | 0 | 0 | 0 | 0 | 0 | 0 | 0 | 0 | 0 | 0 | 0 | 0 | 0 | 0 | 0 | 0 | 0 | 0 | 0 | 0 | 0 | 0 | 0 | 0 | 0
Commercial_Lodging (WA)_Existing_Food Preparation_Natural Gas_Range_E6_Baseline Forecast | Commercial | Lodging (WA) | Existing | Food Preparation | Natural Gas | Range | E6 |  | Baseline Forecast | 0 | 0 | 0 | 0 | 0 | 0 | 0 | 0 | 0 | 0 | 0 | 0 | 0 | 0 | 0 | 0 | 0 | 0 | 0 | 0 | 0 | 0 | 0 | 0 | 0 | 0 | 0
Commercial_Lodging (WA)_Existing_Food Preparation_Natural Gas_Range_E7_Baseline Forecast | Commercial | Lodging (WA) | Existing | Food Preparation | Natural Gas | Range | E7 |  | Baseline Forecast | 0 | 0 | 0 | 0 | 0 | 0 | 0 | 0 | 0 | 0 | 0 | 0 | 0 | 0 | 0 | 0 | 0 | 0 | 0 | 0 | 0 | 0 | 0 | 0 | 0 | 0 | 0
Commercial_Lodging (WA)_Existing_Food Preparation_Natural Gas_Range_E8_Baseline Forecast | Commercial | Lodging (WA) | Existing | Food Preparation | Natural Gas | Range | E8 |  | Baseline Forecast | 0 | 0 | 0 | 0 | 0 | 0 | 0 | 0 | 0 | 0 | 0 | 0 | 0 | 0 | 0 | 0 | 0 | 0 | 0 | 0 | 0 | 0 | 0 | 0 | 0 | 0 | 0
Commercial_Lodging (WA)_Existing_Food Preparation_Natural Gas_Range_E9_Baseline Forecast | Commercial | Lodging (WA) | Existing | Food Preparation | Natural Gas | Range | E9 |  | Baseline Forecast | 0 | 0 | 0 | 0 | 0 | 0 | 0 | 0 | 0 | 0 | 0 | 0 | 0 | 0 | 0 | 0 | 0 | 0 | 0 | 0 | 0 | 0 | 0 | 0 | 0 | 0 | 0
Commercial_Lodging (WA)_Existing_Food Preparation_Natural Gas_Range_E10_Baseline Forecast | Commercial | Lodging (WA) | Existing | Food Preparation | Natural Gas | Range | E10 |  | Baseline Forecast | 0 | 0 | 0 | 0 | 0 | 0 | 0 | 0 | 0 | 0 | 0 | 0 | 0 | 0 | 0 | 0 | 0 | 0 | 0 | 0 | 0 | 0 | 0 | 0 | 0 | 0 | 0
Commercial_Lodging (WA)_Existing_Food Preparation_Natural Gas_Steamer_E1_Baseline Forecast | Commercial | Lodging (WA) | Existing | Food Preparation | Natural Gas | Steamer | E1 | Standard | Baseline Forecast | 0 | 302.3551 | 339.0512 | 370.0231 | 396.0028 | 417.6305 | 435.4663 | 450.0004 | 461.6611 | 470.8235 | 441.2908 | 418.9896 | 402.4645 | 390.5122 | 382.1414 | 376.5389 | 373.04 | 371.1047 | 370.2963 | 437.1702 | 432.7407 | 426.065 | 418.0152 | 409.2404 | 400.2132 | 391.2692 | 382.6369
Commercial_Lodging (WA)_Existing_Food Preparation_Natural Gas_Steamer_E2_Baseline Forecast | Commercial | Lodging (WA) | Existing | Food Preparation | Natural Gas | Steamer | E2 | ENERGY STAR | Baseline Forecast | 0 | 302.3551 | 339.0512 | 370.0231 | 396.0028 | 417.6305 | 435.4663 | 450.0004 | 461.6611 | 470.8235 | 441.2908 | 418.9896 | 402.4645 | 390.5122 | 382.1414 | 376.5389 | 373.04 | 371.1047 | 370.2963 | 437.1702 | 432.7407 | 426.065 | 418.0152 | 409.2404 | 400.2132 | 391.2692 | 382.6369
Commercial_Lodging (WA)_Existing_Food Preparation_Natural Gas_Steamer_E3_Baseline Forecast | Commercial | Lodging (WA) | Existing | Food Preparation | Natural Gas | Steamer | E3 |  | Baseline Forecast | 0 | 0 | 0 | 0 | 0 | 0 | 0 | 0 | 0 | 0 | 0 | 0 | 0 | 0 | 0 | 0 | 0 | 0 | 0 | 0 | 0 | 0 | 0 | 0 | 0 | 0 | 0
Commercial_Lodging (WA)_Existing_Food Preparation_Natural Gas_Steamer_E4_Baseline Forecast | Commercial | Lodging (WA) | Existing | Food Preparation | Natural Gas | Steamer | E4 |  | Baseline Forecast | 0 | 0 | 0 | 0 | 0 | 0 | 0 | 0 | 0 | 0 | 0 | 0 | 0 | 0 | 0 | 0 | 0 | 0 | 0 | 0 | 0 | 0 | 0 | 0 | 0 | 0 | 0
Commercial_Lodging (WA)_Existing_Food Preparation_Natural Gas_Steamer_E5_Baseline Forecast | Commercial | Lodging (WA) | Existing | Food Preparation | Natural Gas | Steamer | E5 |  | Baseline Forecast | 0 | 0 | 0 | 0 | 0 | 0 | 0 | 0 | 0 | 0 | 0 | 0 | 0 | 0 | 0 | 0 | 0 | 0 | 0 | 0 | 0 | 0 | 0 | 0 | 0 | 0 | 0
Commercial_Lodging (WA)_Existing_Food Preparation_Natural Gas_Steamer_E6_Baseline Forecast | Commercial | Lodging (WA) | Existing | Food Preparation | Natural Gas | Steamer | E6 |  | Baseline Forecast | 0 | 0 | 0 | 0 | 0 | 0 | 0 | 0 | 0 | 0 | 0 | 0 | 0 | 0 | 0 | 0 | 0 | 0 | 0 | 0 | 0 | 0 | 0 | 0 | 0 | 0 | 0
Commercial_Lodging (WA)_Existing_Food Preparation_Natural Gas_Steamer_E7_Baseline Forecast | Commercial | Lodging (WA) | Existing | Food Preparation | Natural Gas | Steamer | E7 |  | Baseline Forecast | 0 | 0 | 0 | 0 | 0 | 0 | 0 | 0 | 0 | 0 | 0 | 0 | 0 | 0 | 0 | 0 | 0 | 0 | 0 | 0 | 0 | 0 | 0 | 0 | 0 | 0 | 0
Commercial_Lodging (WA)_Existing_Food Preparation_Natural Gas_Steamer_E8_Baseline Forecast | Commercial | Lodging (WA) | Existing | Food Preparation | Natural Gas | Steamer | E8 |  | Baseline Forecast | 0 | 0 | 0 | 0 | 0 | 0 | 0 | 0 | 0 | 0 | 0 | 0 | 0 | 0 | 0 | 0 | 0 | 0 | 0 | 0 | 0 | 0 | 0 | 0 | 0 | 0 | 0
Commercial_Lodging (WA)_Existing_Food Preparation_Natural Gas_Steamer_E9_Baseline Forecast | Commercial | Lodging (WA) | Existing | Food Preparation | Natural Gas | Steamer | E9 |  | Baseline Forecast | 0 | 0 | 0 | 0 | 0 | 0 | 0 | 0 | 0 | 0 | 0 | 0 | 0 | 0 | 0 | 0 | 0 | 0 | 0 | 0 | 0 | 0 | 0 | 0 | 0 | 0 | 0
Commercial_Lodging (WA)_Existing_Food Preparation_Natural Gas_Steamer_E10_Baseline Forecast | Commercial | Lodging (WA) | Existing | Food Preparation | Natural Gas | Steamer | E10 |  | Baseline Forecast | 0 | 0 | 0 | 0 | 0 | 0 | 0 | 0 | 0 | 0 | 0 | 0 | 0 | 0 | 0 | 0 | 0 | 0 | 0 | 0 | 0 | 0 | 0 | 0 | 0 | 0 | 0
Commercial_Lodging (WA)_Existing_Food Preparation_Natural Gas_Food Prep Other_E1_Baseline Forecast | Commercial | Lodging (WA) | Existing | Food Preparation | Natural Gas | Food Prep Other | E1 | Standard | Baseline Forecast | 0 | 0 | 0 | 0 | 0 | 0 | 0 | 0 | 0 | 0 | 0 | 0 | 0 | 0 | 0 | 0 | 0 | 0 | 0 | 0 | 0 | 0 | 0 | 0 | 0 | 0 | 0
Commercial_Lodging (WA)_Existing_Food Preparation_Natural Gas_Food Prep Other_E2_Baseline Forecast | Commercial | Lodging (WA) | Existing | Food Preparation | Natural Gas | Food Prep Other | E2 | ENERGY STAR | Baseline Forecast | 0 | 0 | 0 | 0 | 0 | 0 | 0 | 0 | 0 | 0 | 0 | 0 | 0 | 0 | 0 | 0 | 0 | 0 | 0 | 0 | 0 | 0 | 0 | 0 | 0 | 0 | 0
Commercial_Lodging (WA)_Existing_Food Preparation_Natural Gas_Food Prep Other_E3_Baseline Forecast | Commercial | Lodging (WA) | Existing | Food Preparation | Natural Gas | Food Prep Other | E3 |  | Baseline Forecast | 0 | 0 | 0 | 0 | 0 | 0 | 0 | 0 | 0 | 0 | 0 | 0 | 0 | 0 | 0 | 0 | 0 | 0 | 0 | 0 | 0 | 0 | 0 | 0 | 0 | 0 | 0
Commercial_Lodging (WA)_Existing_Food Preparation_Natural Gas_Food Prep Other_E4_Baseline Forecast | Commercial | Lodging (WA) | Existing | Food Preparation | Natural Gas | Food Prep Other | E4 |  | Baseline Forecast | 0 | 0 | 0 | 0 | 0 | 0 | 0 | 0 | 0 | 0 | 0 | 0 | 0 | 0 | 0 | 0 | 0 | 0 | 0 | 0 | 0 | 0 | 0 | 0 | 0 | 0 | 0
Commercial_Lodging (WA)_Existing_Food Preparation_Natural Gas_Food Prep Other_E5_Baseline Forecast | Commercial | Lodging (WA) | Existing | Food Preparation | Natural Gas | Food Prep Other | E5 |  | Baseline Forecast | 0 | 0 | 0 | 0 | 0 | 0 | 0 | 0 | 0 | 0 | 0 | 0 | 0 | 0 | 0 | 0 | 0 | 0 | 0 | 0 | 0 | 0 | 0 | 0 | 0 | 0 | 0
Commercial_Lodging (WA)_Existing_Food Preparation_Natural Gas_Food Prep Other_E6_Baseline Forecast | Commercial | Lodging (WA) | Existing | Food Preparation | Natural Gas | Food Prep Other | E6 |  | Baseline Forecast | 0 | 0 | 0 | 0 | 0 | 0 | 0 | 0 | 0 | 0 | 0 | 0 | 0 | 0 | 0 | 0 | 0 | 0 | 0 | 0 | 0 | 0 | 0 | 0 | 0 | 0 | 0
Commercial_Lodging (WA)_Existing_Food Preparation_Natural Gas_Food Prep Other_E7_Baseline Forecast | Commercial | Lodging (WA) | Existing | Food Preparation | Natural Gas | Food Prep Other | E7 |  | Baseline Forecast | 0 | 0 | 0 | 0 | 0 | 0 | 0 | 0 | 0 | 0 | 0 | 0 | 0 | 0 | 0 | 0 | 0 | 0 | 0 | 0 | 0 | 0 | 0 | 0 | 0 | 0 | 0
Commercial_Lodging (WA)_Existing_Food Preparation_Natural Gas_Food Prep Other_E8_Baseline Forecast | Commercial | Lodging (WA) | Existing | Food Preparation | Natural Gas | Food Prep Other | E8 |  | Baseline Forecast | 0 | 0 | 0 | 0 | 0 | 0 | 0 | 0 | 0 | 0 | 0 | 0 | 0 | 0 | 0 | 0 | 0 | 0 | 0 | 0 | 0 | 0 | 0 | 0 | 0 | 0 | 0
Commercial_Lodging (WA)_Existing_Food Preparation_Natural Gas_Food Prep Other_E9_Baseline Forecast | Commercial | Lodging (WA) | Existing | Food Preparation | Natural Gas | Food Prep Other | E9 |  | Baseline Forecast | 0 | 0 | 0 | 0 | 0 | 0 | 0 | 0 | 0 | 0 | 0 | 0 | 0 | 0 | 0 | 0 | 0 | 0 | 0 | 0 | 0 | 0 | 0 | 0 | 0 | 0 | 0
Commercial_Lodging (WA)_Existing_Food Preparation_Natural Gas_Food Prep Other_E10_Baseline Forecast | Commercial | Lodging (WA) | Existing | Food Preparation | Natural Gas | Food Prep Other | E10 |  | Baseline Forecast | 0 | 0 | 0 | 0 | 0 | 0 | 0 | 0 | 0 | 0 | 0 | 0 | 0 | 0 | 0 | 0 | 0 | 0 | 0 | 0 | 0 | 0 | 0 | 0 | 0 | 0 | 0
Commercial_Lodging (WA)_Existing_Miscellaneous_Natural Gas_Pool Heater_E1_Baseline Forecast | Commercial | Lodging (WA) | Existing | Miscellaneous | Natural Gas | Pool Heater | E1 | Standard (EF .82) | Baseline Forecast | 0 | 44792.7923 | 42633.55 | 40819.6451 | 39279.4996 | 37956.7053 | 38188.5234 | 37971.4888 | 37464.812 | 36780.6541 | 35996.9235 | 45478.2346 | 42520.6421 | 40167.2617 | 38242.0898 | 36624.0675 | 37448.8129 | 37451.0985 | 36951.5588 | 36160.1679 | 35212.6129 | 36920.617 | 35506.6999 | 34425.9403 | 33516.165 | 32686.4714 | 32891.8483
Commercial_Lodging (WA)_Existing_Miscellaneous_Natural Gas_Pool Heater_E2_Baseline Forecast | Commercial | Lodging (WA) | Existing | Miscellaneous | Natural Gas | Pool Heater | E2 | Condensing (EF .90) | Baseline Forecast | 0 | 4976.9769 | 4737.0611 | 4535.5161 | 4364.3888 | 4217.4117 | 4243.1693 | 4219.0543 | 4162.7569 | 4086.7393 | 3999.6582 | 5053.1372 | 4724.5158 | 4463.0291 | 4249.1211 | 4069.3408 | 4160.9792 | 4161.2332 | 4105.7288 | 4017.7964 | 3912.5125 | 4102.2908 | 3945.1889 | 3825.1045 | 3724.0183 | 3631.8302 | 3654.6498
Commercial_Lodging (WA)_Existing_Miscellaneous_Natural Gas_Pool Heater_E3_Baseline Forecast | Commercial | Lodging (WA) | Existing | Miscellaneous | Natural Gas | Pool Heater | E3 |  | Baseline Forecast | 0 | 0 | 0 | 0 | 0 | 0 | 0 | 0 | 0 | 0 | 0 | 0 | 0 | 0 | 0 | 0 | 0 | 0 | 0 | 0 | 0 | 0 | 0 | 0 | 0 | 0 | 0
Commercial_Lodging (WA)_Existing_Miscellaneous_Natural Gas_Pool Heater_E4_Baseline Forecast | Commercial | Lodging (WA) | Existing | Miscellaneous | Natural Gas | Pool Heater | E4 |  | Baseline Forecast | 0 | 0 | 0 | 0 | 0 | 0 | 0 | 0 | 0 | 0 | 0 | 0 | 0 | 0 | 0 | 0 | 0 | 0 | 0 | 0 | 0 | 0 | 0 | 0 | 0 | 0 | 0
Commercial_Lodging (WA)_Existing_Miscellaneous_Natural Gas_Pool Heater_E5_Baseline Forecast | Commercial | Lodging (WA) | Existing | Miscellaneous | Natural Gas | Pool Heater | E5 |  | Baseline Forecast | 0 | 0 | 0 | 0 | 0 | 0 | 0 | 0 | 0 | 0 | 0 | 0 | 0 | 0 | 0 | 0 | 0 | 0 | 0 | 0 | 0 | 0 | 0 | 0 | 0 | 0 | 0
Commercial_Lodging (WA)_Existing_Miscellaneous_Natural Gas_Pool Heater_E6_Baseline Forecast | Commercial | Lodging (WA) | Existing | Miscellaneous | Natural Gas | Pool Heater | E6 |  | Baseline Forecast | 0 | 0 | 0 | 0 | 0 | 0 | 0 | 0 | 0 | 0 | 0 | 0 | 0 | 0 | 0 | 0 | 0 | 0 | 0 | 0 | 0 | 0 | 0 | 0 | 0 | 0 | 0
Commercial_Lodging (WA)_Existing_Miscellaneous_Natural Gas_Pool Heater_E7_Baseline Forecast | Commercial | Lodging (WA) | Existing | Miscellaneous | Natural Gas | Pool Heater | E7 |  | Baseline Forecast | 0 | 0 | 0 | 0 | 0 | 0 | 0 | 0 | 0 | 0 | 0 | 0 | 0 | 0 | 0 | 0 | 0 | 0 | 0 | 0 | 0 | 0 | 0 | 0 | 0 | 0 | 0
Commercial_Lodging (WA)_Existing_Miscellaneous_Natural Gas_Pool Heater_E8_Baseline Forecast | Commercial | Lodging (WA) | Existing | Miscellaneous | Natural Gas | Pool Heater | E8 |  | Baseline Forecast | 0 | 0 | 0 | 0 | 0 | 0 | 0 | 0 | 0 | 0 | 0 | 0 | 0 | 0 | 0 | 0 | 0 | 0 | 0 | 0 | 0 | 0 | 0 | 0 | 0 | 0 | 0
Commercial_Lodging (WA)_Existing_Miscellaneous_Natural Gas_Pool Heater_E9_Baseline Forecast | Commercial | Lodging (WA) | Existing | Miscellaneous | Natural Gas | Pool Heater | E9 |  | Baseline Forecast | 0 | 0 | 0 | 0 | 0 | 0 | 0 | 0 | 0 | 0 | 0 | 0 | 0 | 0 | 0 | 0 | 0 | 0 | 0 | 0 | 0 | 0 | 0 | 0 | 0 | 0 | 0
Commercial_Lodging (WA)_Existing_Miscellaneous_Natural Gas_Pool Heater_E10_Baseline Forecast | Commercial | Lodging (WA) | Existing | Miscellaneous | Natural Gas | Pool Heater | E10 |  | Baseline Forecast | 0 | 0 | 0 | 0 | 0 | 0 | 0 | 0 | 0 | 0 | 0 | 0 | 0 | 0 | 0 | 0 | 0 | 0 | 0 | 0 | 0 | 0 | 0 | 0 | 0 | 0 | 0
Commercial_Lodging (WA)_Existing_Miscellaneous_Natural Gas_Miscellaneous_E1_Baseline Forecast | Commercial | Lodging (WA) | Existing | Miscellaneous | Natural Gas | Miscellaneous | E1 | Standard | Baseline Forecast | 0 | 360364.1197 | 422404.829 | 472944.8705 | 448285.6101 | 435934.438 | 432402.4669 | 426058.9871 | 419021.1057 | 412599.8071 | 406315.4869 | 489967.3376 | 486638.1535 | 480340.1046 | 467862.8429 | 459854.9598 | 454390.9141 | 447362.9783 | 440142.1052 | 433429.7319 | 426815.9506 | 442665.5903 | 433744.9363 | 424560.8627 | 417405.2737 | 411217.0781 | 405346.1091
Commercial_Lodging (WA)_Existing_Miscellaneous_Natural Gas_Miscellaneous_E2_Baseline Forecast | Commercial | Lodging (WA) | Existing | Miscellaneous | Natural Gas | Miscellaneous | E2 |  | Baseline Forecast | 0 | 0 | 0 | 0 | 0 | 0 | 0 | 0 | 0 | 0 | 0 | 0 | 0 | 0 | 0 | 0 | 0 | 0 | 0 | 0 | 0 | 0 | 0 | 0 | 0 | 0 | 0
Commercial_Lodging (WA)_Existing_Miscellaneous_Natural Gas_Miscellaneous_E3_Baseline Forecast | Commercial | Lodging (WA) | Existing | Miscellaneous | Natural Gas | Miscellaneous | E3 |  | Baseline Forecast | 0 | 0 | 0 | 0 | 0 | 0 | 0 | 0 | 0 | 0 | 0 | 0 | 0 | 0 | 0 | 0 | 0 | 0 | 0 | 0 | 0 | 0 | 0 | 0 | 0 | 0 | 0
Commercial_Lodging (WA)_Existing_Miscellaneous_Natural Gas_Miscellaneous_E4_Baseline Forecast | Commercial | Lodging (WA) | Existing | Miscellaneous | Natural Gas | Miscellaneous | E4 |  | Baseline Forecast | 0 | 0 | 0 | 0 | 0 | 0 | 0 | 0 | 0 | 0 | 0 | 0 | 0 | 0 | 0 | 0 | 0 | 0 | 0 | 0 | 0 | 0 | 0 | 0 | 0 | 0 | 0
Commercial_Lodging (WA)_Existing_Miscellaneous_Natural Gas_Miscellaneous_E5_Baseline Forecast | Commercial | Lodging (WA) | Existing | Miscellaneous | Natural Gas | Miscellaneous | E5 |  | Baseline Forecast | 0 | 0 | 0 | 0 | 0 | 0 | 0 | 0 | 0 | 0 | 0 | 0 | 0 | 0 | 0 | 0 | 0 | 0 | 0 | 0 | 0 | 0 | 0 | 0 | 0 | 0 | 0
Commercial_Lodging (WA)_Existing_Miscellaneous_Natural Gas_Miscellaneous_E6_Baseline Forecast | Commercial | Lodging (WA) | Existing | Miscellaneous | Natural Gas | Miscellaneous | E6 |  | Baseline Forecast | 0 | 0 | 0 | 0 | 0 | 0 | 0 | 0 | 0 | 0 | 0 | 0 | 0 | 0 | 0 | 0 | 0 | 0 | 0 | 0 | 0 | 0 | 0 | 0 | 0 | 0 | 0
Commercial_Lodging (WA)_Existing_Miscellaneous_Natural Gas_Miscellaneous_E7_Baseline Forecast | Commercial | Lodging (WA) | Existing | Miscellaneous | Natural Gas | Miscellaneous | E7 |  | Baseline Forecast | 0 | 0 | 0 | 0 | 0 | 0 | 0 | 0 | 0 | 0 | 0 | 0 | 0 | 0 | 0 | 0 | 0 | 0 | 0 | 0 | 0 | 0 | 0 | 0 | 0 | 0 | 0
Commercial_Lodging (WA)_Existing_Miscellaneous_Natural Gas_Miscellaneous_E8_Baseline Forecast | Commercial | Lodging (WA) | Existing | Miscellaneous | Natural Gas | Miscellaneous | E8 |  | Baseline Forecast | 0 | 0 | 0 | 0 | 0 | 0 | 0 | 0 | 0 | 0 | 0 | 0 | 0 | 0 | 0 | 0 | 0 | 0 | 0 | 0 | 0 | 0 | 0 | 0 | 0 | 0 | 0
Commercial_Lodging (WA)_Existing_Miscellaneous_Natural Gas_Miscellaneous_E9_Baseline Forecast | Commercial | Lodging (WA) | Existing | Miscellaneous | Natural Gas | Miscellaneous | E9 |  | Baseline Forecast | 0 | 0 | 0 | 0 | 0 | 0 | 0 | 0 | 0 | 0 | 0 | 0 | 0 | 0 | 0 | 0 | 0 | 0 | 0 | 0 | 0 | 0 | 0 | 0 | 0 | 0 | 0
Commercial_Lodging (WA)_Existing_Miscellaneous_Natural Gas_Miscellaneous_E10_Baseline Forecast | Commercial | Lodging (WA) | Existing | Miscellaneous | Natural Gas | Miscellaneous | E10 |  | Baseline Forecast | 0 | 0 | 0 | 0 | 0 | 0 | 0 | 0 | 0 | 0 | 0 | 0 | 0 | 0 | 0 | 0 | 0 | 0 | 0 | 0 | 0 | 0 | 0 | 0 | 0 | 0 | 0
Commercial_Lodging (WA)_New_Space Heating_Natural Gas_Furnace_E1_Baseline Forecast | Commercial | Lodging (WA) | New | Space Heating | Natural Gas | Furnace | E1 | AFUE 80% (Standard) | Baseline Forecast | 0 | 25954.5929 | 24142.271 | 24423.0396 | 24491.7642 | 24041.0338 | 23671.4941 | 23215.4371 | 22889.3331 | 22574.3715 | 22249.533 | 20977.1171 | 23023.2512 | 24677.5908 | 26116.7285 | 27390.339 | 28617.8929 | 29602.4288 | 30420.4132 | 31105.2175 | 31721.6942 | 32500.4476 | 32834.9895 | 41392.2409 | 40684.3831 | 40864.8189 | 39434.5283
Commercial_Lodging (WA)_New_Space Heating_Natural Gas_Furnace_E2_Baseline Forecast | Commercial | Lodging (WA) | New | Space Heating | Natural Gas | Furnace | E2 | AFUE 90% | Baseline Forecast | 0 | 0 | 0 | 0 | 0 | 0 | 0 | 0 | 0 | 0 | 0 | 532.5053 | 577.9352 | 611.8695 | 640.504 | 671.7388 | 686.0586 | 709.6609 | 729.2705 | 737.837 | 760.4662 | 779.1353 | 778.8684 | 981.8522 | 965.0613 | 969.3414 | 935.4139
Commercial_Lodging (WA)_New_Space Heating_Natural Gas_Furnace_E3_Baseline Forecast | Commercial | Lodging (WA) | New | Space Heating | Natural Gas | Furnace | E3 | AFUE 96% | Baseline Forecast | 0 | 0 | 0 | 0 | 0 | 0 | 0 | 0 | 0 | 0 | 0 | 0 | 0 | 0 | 0 | 0 | 0 | 0 | 0 | 0 | 0 | 0 | 0 | 0 | 0 | 0 | 0
Commercial_Lodging (WA)_New_Space Heating_Natural Gas_Furnace_E4_Baseline Forecast | Commercial | Lodging (WA) | New | Space Heating | Natural Gas | Furnace | E4 |  | Baseline Forecast | 0 | 0 | 0 | 0 | 0 | 0 | 0 | 0 | 0 | 0 | 0 | 0 | 0 | 0 | 0 | 0 | 0 | 0 | 0 | 0 | 0 | 0 | 0 | 0 | 0 | 0 | 0
Commercial_Lodging (WA)_New_Space Heating_Natural Gas_Furnace_E5_Baseline Forecast | Commercial | Lodging (WA) | New | Space Heating | Natural Gas | Furnace | E5 |  | Baseline Forecast | 0 | 0 | 0 | 0 | 0 | 0 | 0 | 0 | 0 | 0 | 0 | 0 | 0 | 0 | 0 | 0 | 0 | 0 | 0 | 0 | 0 | 0 | 0 | 0 | 0 | 0 | 0
Commercial_Lodging (WA)_New_Space Heating_Natural Gas_Furnace_E6_Baseline Forecast | Commercial | Lodging (WA) | New | Space Heating | Natural Gas | Furnace | E6 |  | Baseline Forecast | 0 | 0 | 0 | 0 | 0 | 0 | 0 | 0 | 0 | 0 | 0 | 0 | 0 | 0 | 0 | 0 | 0 | 0 | 0 | 0 | 0 | 0 | 0 | 0 | 0 | 0 | 0
Commercial_Lodging (WA)_New_Space Heating_Natural Gas_Furnace_E7_Baseline Forecast | Commercial | Lodging (WA) | New | Space Heating | Natural Gas | Furnace | E7 |  | Baseline Forecast | 0 | 0 | 0 | 0 | 0 | 0 | 0 | 0 | 0 | 0 | 0 | 0 | 0 | 0 | 0 | 0 | 0 | 0 | 0 | 0 | 0 | 0 | 0 | 0 | 0 | 0 | 0
Commercial_Lodging (WA)_New_Space Heating_Natural Gas_Furnace_E8_Baseline Forecast | Commercial | Lodging (WA) | New | Space Heating | Natural Gas | Furnace | E8 |  | Baseline Forecast | 0 | 0 | 0 | 0 | 0 | 0 | 0 | 0 | 0 | 0 | 0 | 0 | 0 | 0 | 0 | 0 | 0 | 0 | 0 | 0 | 0 | 0 | 0 | 0 | 0 | 0 | 0
Commercial_Lodging (WA)_New_Space Heating_Natural Gas_Furnace_E9_Baseline Forecast | Commercial | Lodging (WA) | New | Space Heating | Natural Gas | Furnace | E9 |  | Baseline Forecast | 0 | 0 | 0 | 0 | 0 | 0 | 0 | 0 | 0 | 0 | 0 | 0 | 0 | 0 | 0 | 0 | 0 | 0 | 0 | 0 | 0 | 0 | 0 | 0 | 0 | 0 | 0
Commercial_Lodging (WA)_New_Space Heating_Natural Gas_Furnace_E10_Baseline Forecast | Commercial | Lodging (WA) | New | Space Heating | Natural Gas | Furnace | E10 |  | Baseline Forecast | 0 | 0 | 0 | 0 | 0 | 0 | 0 | 0 | 0 | 0 | 0 | 0 | 0 | 0 | 0 | 0 | 0 | 0 | 0 | 0 | 0 | 0 | 0 | 0 | 0 | 0 | 0
Commercial_Lodging (WA)_New_Space Heating_Natural Gas_Boiler_E1_Baseline Forecast | Commercial | Lodging (WA) | New | Space Heating | Natural Gas | Boiler | E1 | AFUE 80% (Standard) | Baseline Forecast | 0 | 11129.8616 | 10352.7008 | 10473.1001 | 10502.5706 | 10309.2882 | 10150.822 | 9955.2554 | 9815.4154 | 9680.3533 | 9541.056 | 6641.1123 | 6558.3843 | 6468.2361 | 6357.7093 | 6246.1954 | 6174.6526 | 6082.6772 | 5987.505 | 5889.1187 | 5811.2244 | 5816.3481 | 5721.159 | 5633.473 | 5555.4307 | 5497.7997 | 4925.7186
Commercial_Lodging (WA)_New_Space Heating_Natural Gas_Boiler_E2_Baseline Forecast | Commercial | Lodging (WA) | New | Space Heating | Natural Gas | Boiler | E2 | AFUE 85% | Baseline Forecast | 0 | 0 | 0 | 0 | 0 | 0 | 0 | 0 | 0 | 0 | 0 | 0 | 0 | 0 | 0 | 0 | 0 | 0 | 0 | 0 | 0 | 0 | 0 | 0 | 0 | 0 | 0
Commercial_Lodging (WA)_New_Space Heating_Natural Gas_Boiler_E3_Baseline Forecast | Commercial | Lodging (WA) | New | Space Heating | Natural Gas | Boiler | E3 | AFUE 97% | Baseline Forecast | 0 | 7082.6392 | 6588.0823 | 6664.7001 | 6683.454 | 6560.4561 | 6459.614 | 6335.1625 | 6246.1734 | 6160.2248 | 6071.5811 | 8452.3248 | 8347.0345 | 8232.3004 | 8091.63 | 7949.7033 | 7858.6488 | 7741.5892 | 7620.4609 | 7495.242 | 7396.1038 | 7402.6248 | 7281.4751 | 7169.8747 | 7070.5482 | 6997.1997 | 6269.0964
Commercial_Lodging (WA)_New_Space Heating_Natural Gas_Boiler_E4_Baseline Forecast | Commercial | Lodging (WA) | New | Space Heating | Natural Gas | Boiler | E4 | Convert to NG Air Source Heat Pump | Baseline Forecast | 0 | 0 | 0 | 0 | 0 | 0 | 0 | 0 | 0 | 0 | 0 | 0 | 0 | 0 | 0 | 0 | 0 | 0 | 0 | 0 | 0 | 0 | 0 | 0 | 0 | 0 | 0
Commercial_Lodging (WA)_New_Space Heating_Natural Gas_Boiler_E5_Baseline Forecast | Commercial | Lodging (WA) | New | Space Heating | Natural Gas | Boiler | E5 |  | Baseline Forecast | 0 | 0 | 0 | 0 | 0 | 0 | 0 | 0 | 0 | 0 | 0 | 0 | 0 | 0 | 0 | 0 | 0 | 0 | 0 | 0 | 0 | 0 | 0 | 0 | 0 | 0 | 0
Commercial_Lodging (WA)_New_Space Heating_Natural Gas_Boiler_E6_Baseline Forecast | Commercial | Lodging (WA) | New | Space Heating | Natural Gas | Boiler | E6 |  | Baseline Forecast | 0 | 0 | 0 | 0 | 0 | 0 | 0 | 0 | 0 | 0 | 0 | 0 | 0 | 0 | 0 | 0 | 0 | 0 | 0 | 0 | 0 | 0 | 0 | 0 | 0 | 0 | 0
Commercial_Lodging (WA)_New_Space Heating_Natural Gas_Boiler_E7_Baseline Forecast | Commercial | Lodging (WA) | New | Space Heating | Natural Gas | Boiler | E7 |  | Baseline Forecast | 0 | 0 | 0 | 0 | 0 | 0 | 0 | 0 | 0 | 0 | 0 | 0 | 0 | 0 | 0 | 0 | 0 | 0 | 0 | 0 | 0 | 0 | 0 | 0 | 0 | 0 | 0
Commercial_Lodging (WA)_New_Space Heating_Natural Gas_Boiler_E8_Baseline Forecast | Commercial | Lodging (WA) | New | Space Heating | Natural Gas | Boiler | E8 |  | Baseline Forecast | 0 | 0 | 0 | 0 | 0 | 0 | 0 | 0 | 0 | 0 | 0 | 0 | 0 | 0 | 0 | 0 | 0 | 0 | 0 | 0 | 0 | 0 | 0 | 0 | 0 | 0 | 0
Commercial_Lodging (WA)_New_Space Heating_Natural Gas_Boiler_E9_Baseline Forecast | Commercial | Lodging (WA) | New | Space Heating | Natural Gas | Boiler | E9 |  | Baseline Forecast | 0 | 0 | 0 | 0 | 0 | 0 | 0 | 0 | 0 | 0 | 0 | 0 | 0 | 0 | 0 | 0 | 0 | 0 | 0 | 0 | 0 | 0 | 0 | 0 | 0 | 0 | 0
Commercial_Lodging (WA)_New_Space Heating_Natural Gas_Boiler_E10_Baseline Forecast | Commercial | Lodging (WA) | New | Space Heating | Natural Gas | Boiler | E10 |  | Baseline Forecast | 0 | 0 | 0 | 0 | 0 | 0 | 0 | 0 | 0 | 0 | 0 | 0 | 0 | 0 | 0 | 0 | 0 | 0 | 0 | 0 | 0 | 0 | 0 | 0 | 0 | 0 | 0
Commercial_Lodging (WA)_New_Space Heating_Natural Gas_Unit Heater_E1_Baseline Forecast | Commercial | Lodging (WA) | New | Space Heating | Natural Gas | Unit Heater | E1 | Standard | Baseline Forecast | 0 | 1560.2646 | 1451.3166 | 1468.1951 | 1472.3264 | 1445.2307 | 1423.0158 | 1395.5998 | 1375.996 | 1357.0621 | 1337.5344 | 1293.0545 | 1276.947 | 1259.3947 | 1237.8747 | 1216.1624 | 1202.2327 | 1326.1669 | 1426.6796 | 1517.2787 | 1602.2656 | 1691.8484 | 1751.827 | 1803.6367 | 1849.2799 | 1891.6452 | 1827.1981
Commercial_Lodging (WA)_New_Space Heating_Natural Gas_Unit Heater_E2_Baseline Forecast | Commercial | Lodging (WA) | New | Space Heating | Natural Gas | Unit Heater | E2 | Condensing | Baseline Forecast | 0 | 0 | 0 | 0 | 0 | 0 | 0 | 0 | 0 | 0 | 0 | 0 | 0 | 0 | 0 | 0 | 0 | 0 | 0 | 0 | 0 | 0 | 0 | 0 | 0 | 0 | 0
Commercial_Lodging (WA)_New_Space Heating_Natural Gas_Unit Heater_E3_Baseline Forecast | Commercial | Lodging (WA) | New | Space Heating | Natural Gas | Unit Heater | E3 | Infrared Radiant | Baseline Forecast | 0 | 0 | 0 | 0 | 0 | 0 | 0 | 0 | 0 | 0 | 0 | 0 | 0 | 0 | 0 | 0 | 0 | 0 | 0 | 0 | 0 | 0 | 0 | 0 | 0 | 0 | 0
Commercial_Lodging (WA)_New_Space Heating_Natural Gas_Unit Heater_E4_Baseline Forecast | Commercial | Lodging (WA) | New | Space Heating | Natural Gas | Unit Heater | E4 |  | Baseline Forecast | 0 | 0 | 0 | 0 | 0 | 0 | 0 | 0 | 0 | 0 | 0 | 0 | 0 | 0 | 0 | 0 | 0 | 0 | 0 | 0 | 0 | 0 | 0 | 0 | 0 | 0 | 0
Commercial_Lodging (WA)_New_Space Heating_Natural Gas_Unit Heater_E5_Baseline Forecast | Commercial | Lodging (WA) | New | Space Heating | Natural Gas | Unit Heater | E5 |  | Baseline Forecast | 0 | 0 | 0 | 0 | 0 | 0 | 0 | 0 | 0 | 0 | 0 | 0 | 0 | 0 | 0 | 0 | 0 | 0 | 0 | 0 | 0 | 0 | 0 | 0 | 0 | 0 | 0
Commercial_Lodging (WA)_New_Space Heating_Natural Gas_Unit Heater_E6_Baseline Forecast | Commercial | Lodging (WA) | New | Space Heating | Natural Gas | Unit Heater | E6 |  | Baseline Forecast | 0 | 0 | 0 | 0 | 0 | 0 | 0 | 0 | 0 | 0 | 0 | 0 | 0 | 0 | 0 | 0 | 0 | 0 | 0 | 0 | 0 | 0 | 0 | 0 | 0 | 0 | 0
Commercial_Lodging (WA)_New_Space Heating_Natural Gas_Unit Heater_E7_Baseline Forecast | Commercial | Lodging (WA) | New | Space Heating | Natural Gas | Unit Heater | E7 |  | Baseline Forecast | 0 | 0 | 0 | 0 | 0 | 0 | 0 | 0 | 0 | 0 | 0 | 0 | 0 | 0 | 0 | 0 | 0 | 0 | 0 | 0 | 0 | 0 | 0 | 0 | 0 | 0 | 0
Commercial_Lodging (WA)_New_Space Heating_Natural Gas_Unit Heater_E8_Baseline Forecast | Commercial | Lodging (WA) | New | Space Heating | Natural Gas | Unit Heater | E8 |  | Baseline Forecast | 0 | 0 | 0 | 0 | 0 | 0 | 0 | 0 | 0 | 0 | 0 | 0 | 0 | 0 | 0 | 0 | 0 | 0 | 0 | 0 | 0 | 0 | 0 | 0 | 0 | 0 | 0
Commercial_Lodging (WA)_New_Space Heating_Natural Gas_Unit Heater_E9_Baseline Forecast | Commercial | Lodging (WA) | New | Space Heating | Natural Gas | Unit Heater | E9 |  | Baseline Forecast | 0 | 0 | 0 | 0 | 0 | 0 | 0 | 0 | 0 | 0 | 0 | 0 | 0 | 0 | 0 | 0 | 0 | 0 | 0 | 0 | 0 | 0 | 0 | 0 | 0 | 0 | 0
Commercial_Lodging (WA)_New_Space Heating_Natural Gas_Unit Heater_E10_Baseline Forecast | Commercial | Lodging (WA) | New | Space Heating | Natural Gas | Unit Heater | E10 |  | Baseline Forecast | 0 | 0 | 0 | 0 | 0 | 0 | 0 | 0 | 0 | 0 | 0 | 0 | 0 | 0 | 0 | 0 | 0 | 0 | 0 | 0 | 0 | 0 | 0 | 0 | 0 | 0 | 0
Commercial_Lodging (WA)_New_Water Heating_Natural Gas_Water Heater_E1_Baseline Forecast | Commercial | Lodging (WA) | New | Water Heating | Natural Gas | Water Heater | E1 | TE 0.80 | Baseline Forecast | 0 | 39618.7892 | 36852.3425 | 37280.9259 | 37385.8316 | 36697.8073 | 36133.7178 | 35437.5625 | 34939.776 | 34458.9979 | 33963.1433 | 32833.6953 | 36026.3955 | 38603.4872 | 40843.9907 | 42835.792 | 44731.4692 | 46270.3575 | 47548.9158 | 48607.3223 | 49582.8954 | 50800.1333 | 51310.3924 | 64682.5888 | 63576.4376 | 63858.4 | 61623.3217
Commercial_Lodging (WA)_New_Water Heating_Natural Gas_Water Heater_E2_Baseline Forecast | Commercial | Lodging (WA) | New | Water Heating | Natural Gas | Water Heater | E2 | TE 0.90 | Baseline Forecast | 0 | 0 | 0 | 0 | 0 | 0 | 0 | 0 | 0 | 0 | 0 | 0 | 0 | 0 | 0 | 0 | 0 | 0 | 0 | 0 | 0 | 0 | 0 | 0 | 0 | 0 | 0
Commercial_Lodging (WA)_New_Water Heating_Natural Gas_Water Heater_E3_Baseline Forecast | Commercial | Lodging (WA) | New | Water Heating | Natural Gas | Water Heater | E3 | TE 0.94 | Baseline Forecast | 0 | 44676.507 | 41556.8968 | 42040.1931 | 42158.491 | 41382.6338 | 40746.5328 | 39961.5066 | 39400.173 | 38858.0189 | 38298.8637 | 37025.2308 | 40625.5098 | 43531.5919 | 46058.1172 | 48304.1909 | 50441.8696 | 52177.2117 | 53618.9902 | 54812.5123 | 55912.6267 | 57285.2567 | 57860.6552 | 72939.9405 | 71692.5786 | 72010.5362 | 69490.1287
Commercial_Lodging (WA)_New_Water Heating_Natural Gas_Water Heater_E4_Baseline Forecast | Commercial | Lodging (WA) | New | Water Heating | Natural Gas | Water Heater | E4 | Instantaneous TE 0.94 | Baseline Forecast | 0 | 0 | 0 | 0 | 0 | 0 | 0 | 0 | 0 | 0 | 0 | 0 | 0 | 0 | 0 | 0 | 0 | 0 | 0 | 0 | 0 | 0 | 0 | 0 | 0 | 0 | 0
Commercial_Lodging (WA)_New_Water Heating_Natural Gas_Water Heater_E5_Baseline Forecast | Commercial | Lodging (WA) | New | Water Heating | Natural Gas | Water Heater | E5 | Gas-Fired Absorption HPWH | Baseline Forecast | 0 | 0 | 0 | 0 | 0 | 0 | 0 | 0 | 0 | 0 | 0 | 0 | 0 | 0 | 0 | 0 | 0 | 0 | 0 | 0 | 0 | 0 | 0 | 0 | 0 | 0 | 0
Commercial_Lodging (WA)_New_Water Heating_Natural Gas_Water Heater_E6_Baseline Forecast | Commercial | Lodging (WA) | New | Water Heating | Natural Gas | Water Heater | E6 |  | Baseline Forecast | 0 | 0 | 0 | 0 | 0 | 0 | 0 | 0 | 0 | 0 | 0 | 0 | 0 | 0 | 0 | 0 | 0 | 0 | 0 | 0 | 0 | 0 | 0 | 0 | 0 | 0 | 0
Commercial_Lodging (WA)_New_Water Heating_Natural Gas_Water Heater_E7_Baseline Forecast | Commercial | Lodging (WA) | New | Water Heating | Natural Gas | Water Heater | E7 |  | Baseline Forecast | 0 | 0 | 0 | 0 | 0 | 0 | 0 | 0 | 0 | 0 | 0 | 0 | 0 | 0 | 0 | 0 | 0 | 0 | 0 | 0 | 0 | 0 | 0 | 0 | 0 | 0 | 0
Commercial_Lodging (WA)_New_Water Heating_Natural Gas_Water Heater_E8_Baseline Forecast | Commercial | Lodging (WA) | New | Water Heating | Natural Gas | Water Heater | E8 |  | Baseline Forecast | 0 | 0 | 0 | 0 | 0 | 0 | 0 | 0 | 0 | 0 | 0 | 0 | 0 | 0 | 0 | 0 | 0 | 0 | 0 | 0 | 0 | 0 | 0 | 0 | 0 | 0 | 0
Commercial_Lodging (WA)_New_Water Heating_Natural Gas_Water Heater_E9_Baseline Forecast | Commercial | Lodging (WA) | New | Water Heating | Natural Gas | Water Heater | E9 |  | Baseline Forecast | 0 | 0 | 0 | 0 | 0 | 0 | 0 | 0 | 0 | 0 | 0 | 0 | 0 | 0 | 0 | 0 | 0 | 0 | 0 | 0 | 0 | 0 | 0 | 0 | 0 | 0 | 0
Commercial_Lodging (WA)_New_Water Heating_Natural Gas_Water Heater_E10_Baseline Forecast | Commercial | Lodging (WA) | New | Water Heating | Natural Gas | Water Heater | E10 |  | Baseline Forecast | 0 | 0 | 0 | 0 | 0 | 0 | 0 | 0 | 0 | 0 | 0 | 0 | 0 | 0 | 0 | 0 | 0 | 0 | 0 | 0 | 0 | 0 | 0 | 0 | 0 | 0 | 0
Commercial_Lodging (WA)_New_Food Preparation_Natural Gas_Oven_E1_Baseline Forecast | Commercial | Lodging (WA) | New | Food Preparation | Natural Gas | Oven | E1 | Standard | Baseline Forecast | 0 | 4541.7363 | 4224.6021 | 4273.7332 | 4285.7591 | 4206.8868 | 4142.2219 | 4062.4175 | 4005.3533 | 3950.2389 | 4801.7434 | 5335.519 | 5829.059 | 6212.7134 | 6482.0941 | 7862.1668 | 7686.5539 | 7610.9752 | 7517.5249 | 7576.6276 | 7734.8511 | 7994.3909 | 8228.4423 | 8463.5333 | 9160.8116 | 9602.943 | 9632.8822
Commercial_Lodging (WA)_New_Food Preparation_Natural Gas_Oven_E2_Baseline Forecast | Commercial | Lodging (WA) | New | Food Preparation | Natural Gas | Oven | E2 | ENERGY STAR (>42% Baking Efficiency) | Baseline Forecast | 0 | 6535.6693 | 6079.3055 | 6150.0063 | 6167.3119 | 6053.8128 | 5960.7584 | 5845.9179 | 5763.8011 | 5684.4901 | 6909.8258 | 7677.942 | 8388.1581 | 8940.246 | 9327.8915 | 11313.8497 | 11061.1386 | 10952.3789 | 10817.9017 | 10902.9519 | 11130.6394 | 11504.1235 | 11840.9292 | 12179.2308 | 13182.6313 | 13818.8692 | 13861.9525
Commercial_Lodging (WA)_New_Food Preparation_Natural Gas_Oven_E3_Baseline Forecast | Commercial | Lodging (WA) | New | Food Preparation | Natural Gas | Oven | E3 |  | Baseline Forecast | 0 | 0 | 0 | 0 | 0 | 0 | 0 | 0 | 0 | 0 | 0 | 0 | 0 | 0 | 0 | 0 | 0 | 0 | 0 | 0 | 0 | 0 | 0 | 0 | 0 | 0 | 0
Commercial_Lodging (WA)_New_Food Preparation_Natural Gas_Oven_E4_Baseline Forecast | Commercial | Lodging (WA) | New | Food Preparation | Natural Gas | Oven | E4 |  | Baseline Forecast | 0 | 0 | 0 | 0 | 0 | 0 | 0 | 0 | 0 | 0 | 0 | 0 | 0 | 0 | 0 | 0 | 0 | 0 | 0 | 0 | 0 | 0 | 0 | 0 | 0 | 0 | 0
Commercial_Lodging (WA)_New_Food Preparation_Natural Gas_Oven_E5_Baseline Forecast | Commercial | Lodging (WA) | New | Food Preparation | Natural Gas | Oven | E5 |  | Baseline Forecast | 0 | 0 | 0 | 0 | 0 | 0 | 0 | 0 | 0 | 0 | 0 | 0 | 0 | 0 | 0 | 0 | 0 | 0 | 0 | 0 | 0 | 0 | 0 | 0 | 0 | 0 | 0
Commercial_Lodging (WA)_New_Food Preparation_Natural Gas_Oven_E6_Baseline Forecast | Commercial | Lodging (WA) | New | Food Preparation | Natural Gas | Oven | E6 |  | Baseline Forecast | 0 | 0 | 0 | 0 | 0 | 0 | 0 | 0 | 0 | 0 | 0 | 0 | 0 | 0 | 0 | 0 | 0 | 0 | 0 | 0 | 0 | 0 | 0 | 0 | 0 | 0 | 0
Commercial_Lodging (WA)_New_Food Preparation_Natural Gas_Oven_E7_Baseline Forecast | Commercial | Lodging (WA) | New | Food Preparation | Natural Gas | Oven | E7 |  | Baseline Forecast | 0 | 0 | 0 | 0 | 0 | 0 | 0 | 0 | 0 | 0 | 0 | 0 | 0 | 0 | 0 | 0 | 0 | 0 | 0 | 0 | 0 | 0 | 0 | 0 | 0 | 0 | 0
Commercial_Lodging (WA)_New_Food Preparation_Natural Gas_Oven_E8_Baseline Forecast | Commercial | Lodging (WA) | New | Food Preparation | Natural Gas | Oven | E8 |  | Baseline Forecast | 0 | 0 | 0 | 0 | 0 | 0 | 0 | 0 | 0 | 0 | 0 | 0 | 0 | 0 | 0 | 0 | 0 | 0 | 0 | 0 | 0 | 0 | 0 | 0 | 0 | 0 | 0
Commercial_Lodging (WA)_New_Food Preparation_Natural Gas_Oven_E9_Baseline Forecast | Commercial | Lodging (WA) | New | Food Preparation | Natural Gas | Oven | E9 |  | Baseline Forecast | 0 | 0 | 0 | 0 | 0 | 0 | 0 | 0 | 0 | 0 | 0 | 0 | 0 | 0 | 0 | 0 | 0 | 0 | 0 | 0 | 0 | 0 | 0 | 0 | 0 | 0 | 0
Commercial_Lodging (WA)_New_Food Preparation_Natural Gas_Oven_E10_Baseline Forecast | Commercial | Lodging (WA) | New | Food Preparation | Natural Gas | Oven | E10 |  | Baseline Forecast | 0 | 0 | 0 | 0 | 0 | 0 | 0 | 0 | 0 | 0 | 0 | 0 | 0 | 0 | 0 | 0 | 0 | 0 | 0 | 0 | 0 | 0 | 0 | 0 | 0 | 0 | 0
Commercial_Lodging (WA)_New_Food Preparation_Natural Gas_Conveyor Oven_E1_Baseline Forecast | Commercial | Lodging (WA) | New | Food Preparation | Natural Gas | Conveyor Oven | E1 | Standard | Baseline Forecast | 0 | 2270.8681 | 2112.3011 | 2136.8666 | 2142.8796 | 2103.4434 | 2071.111 | 2031.2088 | 2002.6767 | 1975.1194 | 1946.6981 | 1881.9604 | 1858.5169 | 1832.9707 | 1801.6496 | 1770.0487 | 1749.7749 | 2177.8845 | 2482.5401 | 2724.8728 | 2920.1725 | 3087.6359 | 3782.2984 | 3689.9173 | 3656.0763 | 3619.9896 | 3424.4705
Commercial_Lodging (WA)_New_Food Preparation_Natural Gas_Conveyor Oven_E2_Baseline Forecast | Commercial | Lodging (WA) | New | Food Preparation | Natural Gas | Conveyor Oven | E2 | ENERGY STAR (>42% Baking Efficiency) | Baseline Forecast | 0 | 3267.8346 | 3039.6527 | 3075.0031 | 3083.656 | 3026.9064 | 2980.3792 | 2922.9589 | 2881.9005 | 2842.245 | 2801.346 | 2708.1869 | 2674.4512 | 2637.6895 | 2592.6177 | 2547.1433 | 2517.9688 | 3134.029 | 3572.4357 | 3921.1585 | 4202.1995 | 4443.1834 | 5442.8196 | 5309.881 | 5261.183 | 5209.2534 | 4927.8965
Commercial_Lodging (WA)_New_Food Preparation_Natural Gas_Conveyor Oven_E3_Baseline Forecast | Commercial | Lodging (WA) | New | Food Preparation | Natural Gas | Conveyor Oven | E3 |  | Baseline Forecast | 0 | 0 | 0 | 0 | 0 | 0 | 0 | 0 | 0 | 0 | 0 | 0 | 0 | 0 | 0 | 0 | 0 | 0 | 0 | 0 | 0 | 0 | 0 | 0 | 0 | 0 | 0
Commercial_Lodging (WA)_New_Food Preparation_Natural Gas_Conveyor Oven_E4_Baseline Forecast | Commercial | Lodging (WA) | New | Food Preparation | Natural Gas | Conveyor Oven | E4 |  | Baseline Forecast | 0 | 0 | 0 | 0 | 0 | 0 | 0 | 0 | 0 | 0 | 0 | 0 | 0 | 0 | 0 | 0 | 0 | 0 | 0 | 0 | 0 | 0 | 0 | 0 | 0 | 0 | 0
Commercial_Lodging (WA)_New_Food Preparation_Natural Gas_Conveyor Oven_E5_Baseline Forecast | Commercial | Lodging (WA) | New | Food Preparation | Natural Gas | Conveyor Oven | E5 |  | Baseline Forecast | 0 | 0 | 0 | 0 | 0 | 0 | 0 | 0 | 0 | 0 | 0 | 0 | 0 | 0 | 0 | 0 | 0 | 0 | 0 | 0 | 0 | 0 | 0 | 0 | 0 | 0 | 0
Commercial_Lodging (WA)_New_Food Preparation_Natural Gas_Conveyor Oven_E6_Baseline Forecast | Commercial | Lodging (WA) | New | Food Preparation | Natural Gas | Conveyor Oven | E6 |  | Baseline Forecast | 0 | 0 | 0 | 0 | 0 | 0 | 0 | 0 | 0 | 0 | 0 | 0 | 0 | 0 | 0 | 0 | 0 | 0 | 0 | 0 | 0 | 0 | 0 | 0 | 0 | 0 | 0
Commercial_Lodging (WA)_New_Food Preparation_Natural Gas_Conveyor Oven_E7_Baseline Forecast | Commercial | Lodging (WA) | New | Food Preparation | Natural Gas | Conveyor Oven | E7 |  | Baseline Forecast | 0 | 0 | 0 | 0 | 0 | 0 | 0 | 0 | 0 | 0 | 0 | 0 | 0 | 0 | 0 | 0 | 0 | 0 | 0 | 0 | 0 | 0 | 0 | 0 | 0 | 0 | 0
Commercial_Lodging (WA)_New_Food Preparation_Natural Gas_Conveyor Oven_E8_Baseline Forecast | Commercial | Lodging (WA) | New | Food Preparation | Natural Gas | Conveyor Oven | E8 |  | Baseline Forecast | 0 | 0 | 0 | 0 | 0 | 0 | 0 | 0 | 0 | 0 | 0 | 0 | 0 | 0 | 0 | 0 | 0 | 0 | 0 | 0 | 0 | 0 | 0 | 0 | 0 | 0 | 0
Commercial_Lodging (WA)_New_Food Preparation_Natural Gas_Conveyor Oven_E9_Baseline Forecast | Commercial | Lodging (WA) | New | Food Preparation | Natural Gas | Conveyor Oven | E9 |  | Baseline Forecast | 0 | 0 | 0 | 0 | 0 | 0 | 0 | 0 | 0 | 0 | 0 | 0 | 0 | 0 | 0 | 0 | 0 | 0 | 0 | 0 | 0 | 0 | 0 | 0 | 0 | 0 | 0
Commercial_Lodging (WA)_New_Food Preparation_Natural Gas_Conveyor Oven_E10_Baseline Forecast | Commercial | Lodging (WA) | New | Food Preparation | Natural Gas | Conveyor Oven | E10 |  | Baseline Forecast | 0 | 0 | 0 | 0 | 0 | 0 | 0 | 0 | 0 | 0 | 0 | 0 | 0 | 0 | 0 | 0 | 0 | 0 | 0 | 0 | 0 | 0 | 0 | 0 | 0 | 0 | 0
Commercial_Lodging (WA)_New_Food Preparation_Natural Gas_Double Rack Oven_E1_Baseline Forecast | Commercial | Lodging (WA) | New | Food Preparation | Natural Gas | Double Rack Oven | E1 | Standard | Baseline Forecast | 0 | 2270.8681 | 2112.3011 | 2136.8666 | 2142.8796 | 2103.4434 | 2071.111 | 2031.2088 | 2002.6767 | 1975.1194 | 2199.0167 | 2340.9438 | 2503.9318 | 2644.7705 | 2756.9653 | 2849.3418 | 2934.8363 | 2999.6185 | 3050.3387 | 3815.6985 | 3766.362 | 3818.085 | 3845.7313 | 3867.905 | 3900.0385 | 3939.0968 | 3836.915
Commercial_Lodging (WA)_New_Food Preparation_Natural Gas_Double Rack Oven_E2_Baseline Forecast | Commercial | Lodging (WA) | New | Food Preparation | Natural Gas | Double Rack Oven | E2 | FTSC Qualified (>50% Cooking Efficiency) | Baseline Forecast | 0 | 3267.8346 | 3039.6527 | 3075.0031 | 3083.656 | 3026.9064 | 2980.3792 | 2922.9589 | 2881.9005 | 2842.245 | 3164.4387 | 3368.6752 | 3603.2189 | 3805.8893 | 3967.3404 | 4100.2723 | 4223.3011 | 4316.5242 | 4389.5119 | 5490.8833 | 5419.8868 | 5494.3175 | 5534.1012 | 5566.0097 | 5612.2506 | 5668.4564 | 5521.4143
Commercial_Lodging (WA)_New_Food Preparation_Natural Gas_Double Rack Oven_E3_Baseline Forecast | Commercial | Lodging (WA) | New | Food Preparation | Natural Gas | Double Rack Oven | E3 |  | Baseline Forecast | 0 | 0 | 0 | 0 | 0 | 0 | 0 | 0 | 0 | 0 | 0 | 0 | 0 | 0 | 0 | 0 | 0 | 0 | 0 | 0 | 0 | 0 | 0 | 0 | 0 | 0 | 0
Commercial_Lodging (WA)_New_Food Preparation_Natural Gas_Double Rack Oven_E4_Baseline Forecast | Commercial | Lodging (WA) | New | Food Preparation | Natural Gas | Double Rack Oven | E4 |  | Baseline Forecast | 0 | 0 | 0 | 0 | 0 | 0 | 0 | 0 | 0 | 0 | 0 | 0 | 0 | 0 | 0 | 0 | 0 | 0 | 0 | 0 | 0 | 0 | 0 | 0 | 0 | 0 | 0
Commercial_Lodging (WA)_New_Food Preparation_Natural Gas_Double Rack Oven_E5_Baseline Forecast | Commercial | Lodging (WA) | New | Food Preparation | Natural Gas | Double Rack Oven | E5 |  | Baseline Forecast | 0 | 0 | 0 | 0 | 0 | 0 | 0 | 0 | 0 | 0 | 0 | 0 | 0 | 0 | 0 | 0 | 0 | 0 | 0 | 0 | 0 | 0 | 0 | 0 | 0 | 0 | 0
Commercial_Lodging (WA)_New_Food Preparation_Natural Gas_Double Rack Oven_E6_Baseline Forecast | Commercial | Lodging (WA) | New | Food Preparation | Natural Gas | Double Rack Oven | E6 |  | Baseline Forecast | 0 | 0 | 0 | 0 | 0 | 0 | 0 | 0 | 0 | 0 | 0 | 0 | 0 | 0 | 0 | 0 | 0 | 0 | 0 | 0 | 0 | 0 | 0 | 0 | 0 | 0 | 0
Commercial_Lodging (WA)_New_Food Preparation_Natural Gas_Double Rack Oven_E7_Baseline Forecast | Commercial | Lodging (WA) | New | Food Preparation | Natural Gas | Double Rack Oven | E7 |  | Baseline Forecast | 0 | 0 | 0 | 0 | 0 | 0 | 0 | 0 | 0 | 0 | 0 | 0 | 0 | 0 | 0 | 0 | 0 | 0 | 0 | 0 | 0 | 0 | 0 | 0 | 0 | 0 | 0
Commercial_Lodging (WA)_New_Food Preparation_Natural Gas_Double Rack Oven_E8_Baseline Forecast | Commercial | Lodging (WA) | New | Food Preparation | Natural Gas | Double Rack Oven | E8 |  | Baseline Forecast | 0 | 0 | 0 | 0 | 0 | 0 | 0 | 0 | 0 | 0 | 0 | 0 | 0 | 0 | 0 | 0 | 0 | 0 | 0 | 0 | 0 | 0 | 0 | 0 | 0 | 0 | 0
Commercial_Lodging (WA)_New_Food Preparation_Natural Gas_Double Rack Oven_E9_Baseline Forecast | Commercial | Lodging (WA) | New | Food Preparation | Natural Gas | Double Rack Oven | E9 |  | Baseline Forecast | 0 | 0 | 0 | 0 | 0 | 0 | 0 | 0 | 0 | 0 | 0 | 0 | 0 | 0 | 0 | 0 | 0 | 0 | 0 | 0 | 0 | 0 | 0 | 0 | 0 | 0 | 0
Commercial_Lodging (WA)_New_Food Preparation_Natural Gas_Double Rack Oven_E10_Baseline Forecast | Commercial | Lodging (WA) | New | Food Preparation | Natural Gas | Double Rack Oven | E10 |  | Baseline Forecast | 0 | 0 | 0 | 0 | 0 | 0 | 0 | 0 | 0 | 0 | 0 | 0 | 0 | 0 | 0 | 0 | 0 | 0 | 0 | 0 | 0 | 0 | 0 | 0 | 0 | 0 | 0
Commercial_Lodging (WA)_New_Food Preparation_Natural Gas_Fryer_E1_Baseline Forecast | Commercial | Lodging (WA) | New | Food Preparation | Natural Gas | Fryer | E1 | Standard | Baseline Forecast | 0 | 6227.3911 | 5792.5533 | 5859.9193 | 5876.4086 | 5768.2631 | 5679.5979 | 5570.1743 | 5491.9308 | 5416.3608 | 5338.421 | 5160.8912 | 5662.7287 | 6067.8031 | 6419.9717 | 6733.0485 | 7031.0163 | 7272.903 | 7473.8704 | 7640.2336 | 7793.5769 | 7984.9057 | 8065.1097 | 10166.9886 | 9993.1207 | 10037.4403 | 9686.1245
Commercial_Lodging (WA)_New_Food Preparation_Natural Gas_Fryer_E2_Baseline Forecast | Commercial | Lodging (WA) | New | Food Preparation | Natural Gas | Fryer | E2 | ENERGY STAR | Baseline Forecast | 0 | 2188.0023 | 2035.2214 | 2058.8906 | 2064.6841 | 2026.687 | 1995.5344 | 1957.0883 | 1929.5973 | 1903.0457 | 1875.6614 | 1813.2861 | 1989.6074 | 2131.9308 | 2255.6657 | 2365.6657 | 2470.3571 | 2555.3443 | 2625.9545 | 2684.4064 | 2738.2838 | 2805.5074 | 2833.6872 | 3572.1852 | 3511.0965 | 3526.6682 | 3403.2329
Commercial_Lodging (WA)_New_Food Preparation_Natural Gas_Fryer_E3_Baseline Forecast | Commercial | Lodging (WA) | New | Food Preparation | Natural Gas | Fryer | E3 |  | Baseline Forecast | 0 | 0 | 0 | 0 | 0 | 0 | 0 | 0 | 0 | 0 | 0 | 0 | 0 | 0 | 0 | 0 | 0 | 0 | 0 | 0 | 0 | 0 | 0 | 0 | 0 | 0 | 0
Commercial_Lodging (WA)_New_Food Preparation_Natural Gas_Fryer_E4_Baseline Forecast | Commercial | Lodging (WA) | New | Food Preparation | Natural Gas | Fryer | E4 |  | Baseline Forecast | 0 | 0 | 0 | 0 | 0 | 0 | 0 | 0 | 0 | 0 | 0 | 0 | 0 | 0 | 0 | 0 | 0 | 0 | 0 | 0 | 0 | 0 | 0 | 0 | 0 | 0 | 0
Commercial_Lodging (WA)_New_Food Preparation_Natural Gas_Fryer_E5_Baseline Forecast | Commercial | Lodging (WA) | New | Food Preparation | Natural Gas | Fryer | E5 |  | Baseline Forecast | 0 | 0 | 0 | 0 | 0 | 0 | 0 | 0 | 0 | 0 | 0 | 0 | 0 | 0 | 0 | 0 | 0 | 0 | 0 | 0 | 0 | 0 | 0 | 0 | 0 | 0 | 0
Commercial_Lodging (WA)_New_Food Preparation_Natural Gas_Fryer_E6_Baseline Forecast | Commercial | Lodging (WA) | New | Food Preparation | Natural Gas | Fryer | E6 |  | Baseline Forecast | 0 | 0 | 0 | 0 | 0 | 0 | 0 | 0 | 0 | 0 | 0 | 0 | 0 | 0 | 0 | 0 | 0 | 0 | 0 | 0 | 0 | 0 | 0 | 0 | 0 | 0 | 0
Commercial_Lodging (WA)_New_Food Preparation_Natural Gas_Fryer_E7_Baseline Forecast | Commercial | Lodging (WA) | New | Food Preparation | Natural Gas | Fryer | E7 |  | Baseline Forecast | 0 | 0 | 0 | 0 | 0 | 0 | 0 | 0 | 0 | 0 | 0 | 0 | 0 | 0 | 0 | 0 | 0 | 0 | 0 | 0 | 0 | 0 | 0 | 0 | 0 | 0 | 0
Commercial_Lodging (WA)_New_Food Preparation_Natural Gas_Fryer_E8_Baseline Forecast | Commercial | Lodging (WA) | New | Food Preparation | Natural Gas | Fryer | E8 |  | Baseline Forecast | 0 | 0 | 0 | 0 | 0 | 0 | 0 | 0 | 0 | 0 | 0 | 0 | 0 | 0 | 0 | 0 | 0 | 0 | 0 | 0 | 0 | 0 | 0 | 0 | 0 | 0 | 0
Commercial_Lodging (WA)_New_Food Preparation_Natural Gas_Fryer_E9_Baseline Forecast | Commercial | Lodging (WA) | New | Food Preparation | Natural Gas | Fryer | E9 |  | Baseline Forecast | 0 | 0 | 0 | 0 | 0 | 0 | 0 | 0 | 0 | 0 | 0 | 0 | 0 | 0 | 0 | 0 | 0 | 0 | 0 | 0 | 0 | 0 | 0 | 0 | 0 | 0 | 0
Commercial_Lodging (WA)_New_Food Preparation_Natural Gas_Fryer_E10_Baseline Forecast | Commercial | Lodging (WA) | New | Food Preparation | Natural Gas | Fryer | E10 |  | Baseline Forecast | 0 | 0 | 0 | 0 | 0 | 0 | 0 | 0 | 0 | 0 | 0 | 0 | 0 | 0 | 0 | 0 | 0 | 0 | 0 | 0 | 0 | 0 | 0 | 0 | 0 | 0 | 0
Commercial_Lodging (WA)_New_Food Preparation_Natural Gas_Broiler_E1_Baseline Forecast | Commercial | Lodging (WA) | New | Food Preparation | Natural Gas | Broiler | E1 | Standard | Baseline Forecast | 0 | 6227.3911 | 5792.5533 | 5859.9193 | 5876.4086 | 5768.2631 | 5679.5979 | 5570.1743 | 5491.9308 | 5416.3608 | 6030.3533 | 6419.5592 | 6866.5204 | 7252.7418 | 7560.4132 | 7813.7366 | 8048.188 | 8225.8397 | 8364.9297 | 10463.7723 | 10328.4769 | 10470.3168 | 10546.1311 | 10606.938 | 10695.0574 | 10802.1668 | 10521.9542
Commercial_Lodging (WA)_New_Food Preparation_Natural Gas_Broiler_E2_Baseline Forecast | Commercial | Lodging (WA) | New | Food Preparation | Natural Gas | Broiler | E2 | Infrared Burners | Baseline Forecast | 0 | 2188.0023 | 2035.2214 | 2058.8906 | 2064.6841 | 2026.687 | 1995.5344 | 1957.0883 | 1929.5973 | 1903.0457 | 2118.7728 | 2255.5208 | 2412.5612 | 2548.2606 | 2656.3614 | 2745.3669 | 2827.7417 | 2890.1599 | 2939.0294 | 3676.4605 | 3628.9243 | 3678.76 | 3705.3974 | 3726.762 | 3757.7229 | 3795.3559 | 3696.9028
Commercial_Lodging (WA)_New_Food Preparation_Natural Gas_Broiler_E3_Baseline Forecast | Commercial | Lodging (WA) | New | Food Preparation | Natural Gas | Broiler | E3 |  | Baseline Forecast | 0 | 0 | 0 | 0 | 0 | 0 | 0 | 0 | 0 | 0 | 0 | 0 | 0 | 0 | 0 | 0 | 0 | 0 | 0 | 0 | 0 | 0 | 0 | 0 | 0 | 0 | 0
Commercial_Lodging (WA)_New_Food Preparation_Natural Gas_Broiler_E4_Baseline Forecast | Commercial | Lodging (WA) | New | Food Preparation | Natural Gas | Broiler | E4 |  | Baseline Forecast | 0 | 0 | 0 | 0 | 0 | 0 | 0 | 0 | 0 | 0 | 0 | 0 | 0 | 0 | 0 | 0 | 0 | 0 | 0 | 0 | 0 | 0 | 0 | 0 | 0 | 0 | 0
Commercial_Lodging (WA)_New_Food Preparation_Natural Gas_Broiler_E5_Baseline Forecast | Commercial | Lodging (WA) | New | Food Preparation | Natural Gas | Broiler | E5 |  | Baseline Forecast | 0 | 0 | 0 | 0 | 0 | 0 | 0 | 0 | 0 | 0 | 0 | 0 | 0 | 0 | 0 | 0 | 0 | 0 | 0 | 0 | 0 | 0 | 0 | 0 | 0 | 0 | 0
Commercial_Lodging (WA)_New_Food Preparation_Natural Gas_Broiler_E6_Baseline Forecast | Commercial | Lodging (WA) | New | Food Preparation | Natural Gas | Broiler | E6 |  | Baseline Forecast | 0 | 0 | 0 | 0 | 0 | 0 | 0 | 0 | 0 | 0 | 0 | 0 | 0 | 0 | 0 | 0 | 0 | 0 | 0 | 0 | 0 | 0 | 0 | 0 | 0 | 0 | 0
Commercial_Lodging (WA)_New_Food Preparation_Natural Gas_Broiler_E7_Baseline Forecast | Commercial | Lodging (WA) | New | Food Preparation | Natural Gas | Broiler | E7 |  | Baseline Forecast | 0 | 0 | 0 | 0 | 0 | 0 | 0 | 0 | 0 | 0 | 0 | 0 | 0 | 0 | 0 | 0 | 0 | 0 | 0 | 0 | 0 | 0 | 0 | 0 | 0 | 0 | 0
Commercial_Lodging (WA)_New_Food Preparation_Natural Gas_Broiler_E8_Baseline Forecast | Commercial | Lodging (WA) | New | Food Preparation | Natural Gas | Broiler | E8 |  | Baseline Forecast | 0 | 0 | 0 | 0 | 0 | 0 | 0 | 0 | 0 | 0 | 0 | 0 | 0 | 0 | 0 | 0 | 0 | 0 | 0 | 0 | 0 | 0 | 0 | 0 | 0 | 0 | 0
Commercial_Lodging (WA)_New_Food Preparation_Natural Gas_Broiler_E9_Baseline Forecast | Commercial | Lodging (WA) | New | Food Preparation | Natural Gas | Broiler | E9 |  | Baseline Forecast | 0 | 0 | 0 | 0 | 0 | 0 | 0 | 0 | 0 | 0 | 0 | 0 | 0 | 0 | 0 | 0 | 0 | 0 | 0 | 0 | 0 | 0 | 0 | 0 | 0 | 0 | 0
Commercial_Lodging (WA)_New_Food Preparation_Natural Gas_Broiler_E10_Baseline Forecast | Commercial | Lodging (WA) | New | Food Preparation | Natural Gas | Broiler | E10 |  | Baseline Forecast | 0 | 0 | 0 | 0 | 0 | 0 | 0 | 0 | 0 | 0 | 0 | 0 | 0 | 0 | 0 | 0 | 0 | 0 | 0 | 0 | 0 | 0 | 0 | 0 | 0 | 0 | 0
Commercial_Lodging (WA)_New_Food Preparation_Natural Gas_Griddle_E1_Baseline Forecast | Commercial | Lodging (WA) | New | Food Preparation | Natural Gas | Griddle | E1 | Standard | Baseline Forecast | 0 | 15973.7906 | 14858.3945 | 15031.1939 | 15073.4905 | 14796.0879 | 14568.6542 | 14287.9733 | 14087.2721 | 13893.4285 | 15468.3719 | 16466.7183 | 17613.2118 | 18603.9028 | 19393.1062 | 20042.9024 | 20644.2903 | 21099.9822 | 21456.7598 | 26840.4705 | 26493.4263 | 26857.2577 | 27051.7279 | 27207.7027 | 27433.7367 | 27708.4814 | 26989.712
Commercial_Lodging (WA)_New_Food Preparation_Natural Gas_Griddle_E2_Baseline Forecast | Commercial | Lodging (WA) | New | Food Preparation | Natural Gas | Griddle | E2 | ENERGY STAR | Baseline Forecast | 0 | 6524.506 | 6068.9217 | 6139.5017 | 6156.7778 | 6043.4725 | 5950.5771 | 5835.9327 | 5753.9562 | 5674.7807 | 6318.0674 | 6725.8427 | 7194.1288 | 7598.7772 | 7921.1279 | 8186.5376 | 8432.1749 | 8618.3026 | 8764.0287 | 10963.0091 | 10821.2586 | 10969.8658 | 11049.2973 | 11113.0053 | 11205.3291 | 11317.5487 | 11023.9669
Commercial_Lodging (WA)_New_Food Preparation_Natural Gas_Griddle_E3_Baseline Forecast | Commercial | Lodging (WA) | New | Food Preparation | Natural Gas | Griddle | E3 |  | Baseline Forecast | 0 | 0 | 0 | 0 | 0 | 0 | 0 | 0 | 0 | 0 | 0 | 0 | 0 | 0 | 0 | 0 | 0 | 0 | 0 | 0 | 0 | 0 | 0 | 0 | 0 | 0 | 0
Commercial_Lodging (WA)_New_Food Preparation_Natural Gas_Griddle_E4_Baseline Forecast | Commercial | Lodging (WA) | New | Food Preparation | Natural Gas | Griddle | E4 |  | Baseline Forecast | 0 | 0 | 0 | 0 | 0 | 0 | 0 | 0 | 0 | 0 | 0 | 0 | 0 | 0 | 0 | 0 | 0 | 0 | 0 | 0 | 0 | 0 | 0 | 0 | 0 | 0 | 0
Commercial_Lodging (WA)_New_Food Preparation_Natural Gas_Griddle_E5_Baseline Forecast | Commercial | Lodging (WA) | New | Food Preparation | Natural Gas | Griddle | E5 |  | Baseline Forecast | 0 | 0 | 0 | 0 | 0 | 0 | 0 | 0 | 0 | 0 | 0 | 0 | 0 | 0 | 0 | 0 | 0 | 0 | 0 | 0 | 0 | 0 | 0 | 0 | 0 | 0 | 0
Commercial_Lodging (WA)_New_Food Preparation_Natural Gas_Griddle_E6_Baseline Forecast | Commercial | Lodging (WA) | New | Food Preparation | Natural Gas | Griddle | E6 |  | Baseline Forecast | 0 | 0 | 0 | 0 | 0 | 0 | 0 | 0 | 0 | 0 | 0 | 0 | 0 | 0 | 0 | 0 | 0 | 0 | 0 | 0 | 0 | 0 | 0 | 0 | 0 | 0 | 0
Commercial_Lodging (WA)_New_Food Preparation_Natural Gas_Griddle_E7_Baseline Forecast | Commercial | Lodging (WA) | New | Food Preparation | Natural Gas | Griddle | E7 |  | Baseline Forecast | 0 | 0 | 0 | 0 | 0 | 0 | 0 | 0 | 0 | 0 | 0 | 0 | 0 | 0 | 0 | 0 | 0 | 0 | 0 | 0 | 0 | 0 | 0 | 0 | 0 | 0 | 0
Commercial_Lodging (WA)_New_Food Preparation_Natural Gas_Griddle_E8_Baseline Forecast | Commercial | Lodging (WA) | New | Food Preparation | Natural Gas | Griddle | E8 |  | Baseline Forecast | 0 | 0 | 0 | 0 | 0 | 0 | 0 | 0 | 0 | 0 | 0 | 0 | 0 | 0 | 0 | 0 | 0 | 0 | 0 | 0 | 0 | 0 | 0 | 0 | 0 | 0 | 0
Commercial_Lodging (WA)_New_Food Preparation_Natural Gas_Griddle_E9_Baseline Forecast | Commercial | Lodging (WA) | New | Food Preparation | Natural Gas | Griddle | E9 |  | Baseline Forecast | 0 | 0 | 0 | 0 | 0 | 0 | 0 | 0 | 0 | 0 | 0 | 0 | 0 | 0 | 0 | 0 | 0 | 0 | 0 | 0 | 0 | 0 | 0 | 0 | 0 | 0 | 0
Commercial_Lodging (WA)_New_Food Preparation_Natural Gas_Griddle_E10_Baseline Forecast | Commercial | Lodging (WA) | New | Food Preparation | Natural Gas | Griddle | E10 |  | Baseline Forecast | 0 | 0 | 0 | 0 | 0 | 0 | 0 | 0 | 0 | 0 | 0 | 0 | 0 | 0 | 0 | 0 | 0 | 0 | 0 | 0 | 0 | 0 | 0 | 0 | 0 | 0 | 0
Commercial_Lodging (WA)_New_Food Preparation_Natural Gas_Range_E1_Baseline Forecast | Commercial | Lodging (WA) | New | Food Preparation | Natural Gas | Range | E1 | Standard | Baseline Forecast | 0 | 140.829 | 130.9954 | 132.5189 | 132.8918 | 130.4461 | 128.441 | 125.9664 | 124.197 | 122.488 | 148.8913 | 165.4425 | 180.746 | 192.6423 | 200.9952 | 243.7881 | 238.3428 | 235.9992 | 233.1015 | 234.9342 | 239.8403 | 247.8881 | 255.1455 | 262.4351 | 284.0562 | 297.7657 | 298.694
Commercial_Lodging (WA)_New_Food Preparation_Natural Gas_Range_E2_Baseline Forecast | Commercial | Lodging (WA) | New | Food Preparation | Natural Gas | Range | E2 | High Efficiency | Baseline Forecast | 0 | 202.6564 | 188.5056 | 190.6979 | 191.2345 | 187.7151 | 184.8297 | 181.2688 | 178.7225 | 176.2633 | 214.2582 | 238.0757 | 260.0979 | 277.2169 | 289.2369 | 350.817 | 342.981 | 339.6086 | 335.4388 | 338.076 | 345.1361 | 356.717 | 367.1606 | 377.6506 | 408.7638 | 428.4921 | 429.828
Commercial_Lodging (WA)_New_Food Preparation_Natural Gas_Range_E3_Baseline Forecast | Commercial | Lodging (WA) | New | Food Preparation | Natural Gas | Range | E3 |  | Baseline Forecast | 0 | 0 | 0 | 0 | 0 | 0 | 0 | 0 | 0 | 0 | 0 | 0 | 0 | 0 | 0 | 0 | 0 | 0 | 0 | 0 | 0 | 0 | 0 | 0 | 0 | 0 | 0
Commercial_Lodging (WA)_New_Food Preparation_Natural Gas_Range_E4_Baseline Forecast | Commercial | Lodging (WA) | New | Food Preparation | Natural Gas | Range | E4 |  | Baseline Forecast | 0 | 0 | 0 | 0 | 0 | 0 | 0 | 0 | 0 | 0 | 0 | 0 | 0 | 0 | 0 | 0 | 0 | 0 | 0 | 0 | 0 | 0 | 0 | 0 | 0 | 0 | 0
Commercial_Lodging (WA)_New_Food Preparation_Natural Gas_Range_E5_Baseline Forecast | Commercial | Lodging (WA) | New | Food Preparation | Natural Gas | Range | E5 |  | Baseline Forecast | 0 | 0 | 0 | 0 | 0 | 0 | 0 | 0 | 0 | 0 | 0 | 0 | 0 | 0 | 0 | 0 | 0 | 0 | 0 | 0 | 0 | 0 | 0 | 0 | 0 | 0 | 0
Commercial_Lodging (WA)_New_Food Preparation_Natural Gas_Range_E6_Baseline Forecast | Commercial | Lodging (WA) | New | Food Preparation | Natural Gas | Range | E6 |  | Baseline Forecast | 0 | 0 | 0 | 0 | 0 | 0 | 0 | 0 | 0 | 0 | 0 | 0 | 0 | 0 | 0 | 0 | 0 | 0 | 0 | 0 | 0 | 0 | 0 | 0 | 0 | 0 | 0
Commercial_Lodging (WA)_New_Food Preparation_Natural Gas_Range_E7_Baseline Forecast | Commercial | Lodging (WA) | New | Food Preparation | Natural Gas | Range | E7 |  | Baseline Forecast | 0 | 0 | 0 | 0 | 0 | 0 | 0 | 0 | 0 | 0 | 0 | 0 | 0 | 0 | 0 | 0 | 0 | 0 | 0 | 0 | 0 | 0 | 0 | 0 | 0 | 0 | 0
Commercial_Lodging (WA)_New_Food Preparation_Natural Gas_Range_E8_Baseline Forecast | Commercial | Lodging (WA) | New | Food Preparation | Natural Gas | Range | E8 |  | Baseline Forecast | 0 | 0 | 0 | 0 | 0 | 0 | 0 | 0 | 0 | 0 | 0 | 0 | 0 | 0 | 0 | 0 | 0 | 0 | 0 | 0 | 0 | 0 | 0 | 0 | 0 | 0 | 0
Commercial_Lodging (WA)_New_Food Preparation_Natural Gas_Range_E9_Baseline Forecast | Commercial | Lodging (WA) | New | Food Preparation | Natural Gas | Range | E9 |  | Baseline Forecast | 0 | 0 | 0 | 0 | 0 | 0 | 0 | 0 | 0 | 0 | 0 | 0 | 0 | 0 | 0 | 0 | 0 | 0 | 0 | 0 | 0 | 0 | 0 | 0 | 0 | 0 | 0
Commercial_Lodging (WA)_New_Food Preparation_Natural Gas_Range_E10_Baseline Forecast | Commercial | Lodging (WA) | New | Food Preparation | Natural Gas | Range | E10 |  | Baseline Forecast | 0 | 0 | 0 | 0 | 0 | 0 | 0 | 0 | 0 | 0 | 0 | 0 | 0 | 0 | 0 | 0 | 0 | 0 | 0 | 0 | 0 | 0 | 0 | 0 | 0 | 0 | 0
Commercial_Lodging (WA)_New_Food Preparation_Natural Gas_Steamer_E1_Baseline Forecast | Commercial | Lodging (WA) | New | Food Preparation | Natural Gas | Steamer | E1 | Standard | Baseline Forecast | 0 | 171.7427 | 159.7505 | 161.6084 | 162.0631 | 159.0806 | 156.6354 | 153.6176 | 151.4598 | 149.3756 | 166.3087 | 177.0424 | 189.369 | 200.0205 | 208.5056 | 215.4919 | 221.9577 | 226.8571 | 230.693 | 288.5762 | 284.8449 | 288.7567 | 290.8475 | 292.5245 | 294.9547 | 297.9086 | 290.1808
Commercial_Lodging (WA)_New_Food Preparation_Natural Gas_Steamer_E2_Baseline Forecast | Commercial | Lodging (WA) | New | Food Preparation | Natural Gas | Steamer | E2 | ENERGY STAR | Baseline Forecast | 0 | 171.7427 | 159.7505 | 161.6084 | 162.0631 | 159.0806 | 156.6354 | 153.6176 | 151.4598 | 149.3756 | 166.3087 | 177.0424 | 189.369 | 200.0205 | 208.5056 | 215.4919 | 221.9577 | 226.8571 | 230.693 | 288.5762 | 284.8449 | 288.7567 | 290.8475 | 292.5245 | 294.9547 | 297.9086 | 290.1808
Commercial_Lodging (WA)_New_Food Preparation_Natural Gas_Steamer_E3_Baseline Forecast | Commercial | Lodging (WA) | New | Food Preparation | Natural Gas | Steamer | E3 |  | Baseline Forecast | 0 | 0 | 0 | 0 | 0 | 0 | 0 | 0 | 0 | 0 | 0 | 0 | 0 | 0 | 0 | 0 | 0 | 0 | 0 | 0 | 0 | 0 | 0 | 0 | 0 | 0 | 0
Commercial_Lodging (WA)_New_Food Preparation_Natural Gas_Steamer_E4_Baseline Forecast | Commercial | Lodging (WA) | New | Food Preparation | Natural Gas | Steamer | E4 |  | Baseline Forecast | 0 | 0 | 0 | 0 | 0 | 0 | 0 | 0 | 0 | 0 | 0 | 0 | 0 | 0 | 0 | 0 | 0 | 0 | 0 | 0 | 0 | 0 | 0 | 0 | 0 | 0 | 0
Commercial_Lodging (WA)_New_Food Preparation_Natural Gas_Steamer_E5_Baseline Forecast | Commercial | Lodging (WA) | New | Food Preparation | Natural Gas | Steamer | E5 |  | Baseline Forecast | 0 | 0 | 0 | 0 | 0 | 0 | 0 | 0 | 0 | 0 | 0 | 0 | 0 | 0 | 0 | 0 | 0 | 0 | 0 | 0 | 0 | 0 | 0 | 0 | 0 | 0 | 0
Commercial_Lodging (WA)_New_Food Preparation_Natural Gas_Steamer_E6_Baseline Forecast | Commercial | Lodging (WA) | New | Food Preparation | Natural Gas | Steamer | E6 |  | Baseline Forecast | 0 | 0 | 0 | 0 | 0 | 0 | 0 | 0 | 0 | 0 | 0 | 0 | 0 | 0 | 0 | 0 | 0 | 0 | 0 | 0 | 0 | 0 | 0 | 0 | 0 | 0 | 0
Commercial_Lodging (WA)_New_Food Preparation_Natural Gas_Steamer_E7_Baseline Forecast | Commercial | Lodging (WA) | New | Food Preparation | Natural Gas | Steamer | E7 |  | Baseline Forecast | 0 | 0 | 0 | 0 | 0 | 0 | 0 | 0 | 0 | 0 | 0 | 0 | 0 | 0 | 0 | 0 | 0 | 0 | 0 | 0 | 0 | 0 | 0 | 0 | 0 | 0 | 0
Commercial_Lodging (WA)_New_Food Preparation_Natural Gas_Steamer_E8_Baseline Forecast | Commercial | Lodging (WA) | New | Food Preparation | Natural Gas | Steamer | E8 |  | Baseline Forecast | 0 | 0 | 0 | 0 | 0 | 0 | 0 | 0 | 0 | 0 | 0 | 0 | 0 | 0 | 0 | 0 | 0 | 0 | 0 | 0 | 0 | 0 | 0 | 0 | 0 | 0 | 0
Commercial_Lodging (WA)_New_Food Preparation_Natural Gas_Steamer_E9_Baseline Forecast | Commercial | Lodging (WA) | New | Food Preparation | Natural Gas | Steamer | E9 |  | Baseline Forecast | 0 | 0 | 0 | 0 | 0 | 0 | 0 | 0 | 0 | 0 | 0 | 0 | 0 | 0 | 0 | 0 | 0 | 0 | 0 | 0 | 0 | 0 | 0 | 0 | 0 | 0 | 0
Commercial_Lodging (WA)_New_Food Preparation_Natural Gas_Steamer_E10_Baseline Forecast | Commercial | Lodging (WA) | New | Food Preparation | Natural Gas | Steamer | E10 |  | Baseline Forecast | 0 | 0 | 0 | 0 | 0 | 0 | 0 | 0 | 0 | 0 | 0 | 0 | 0 | 0 | 0 | 0 | 0 | 0 | 0 | 0 | 0 | 0 | 0 | 0 | 0 | 0 | 0
Commercial_Lodging (WA)_New_Food Preparation_Natural Gas_Food Prep Other_E1_Baseline Forecast | Commercial | Lodging (WA) | New | Food Preparation | Natural Gas | Food Prep Other | E1 | Standard | Baseline Forecast | 0 | 0 | 0 | 0 | 0 | 0 | 0 | 0 | 0 | 0 | 0 | 0 | 0 | 0 | 0 | 0 | 0 | 0 | 0 | 0 | 0 | 0 | 0 | 0 | 0 | 0 | 0
Commercial_Lodging (WA)_New_Food Preparation_Natural Gas_Food Prep Other_E2_Baseline Forecast | Commercial | Lodging (WA) | New | Food Preparation | Natural Gas | Food Prep Other | E2 | ENERGY STAR | Baseline Forecast | 0 | 0 | 0 | 0 | 0 | 0 | 0 | 0 | 0 | 0 | 0 | 0 | 0 | 0 | 0 | 0 | 0 | 0 | 0 | 0 | 0 | 0 | 0 | 0 | 0 | 0 | 0
Commercial_Lodging (WA)_New_Food Preparation_Natural Gas_Food Prep Other_E3_Baseline Forecast | Commercial | Lodging (WA) | New | Food Preparation | Natural Gas | Food Prep Other | E3 |  | Baseline Forecast | 0 | 0 | 0 | 0 | 0 | 0 | 0 | 0 | 0 | 0 | 0 | 0 | 0 | 0 | 0 | 0 | 0 | 0 | 0 | 0 | 0 | 0 | 0 | 0 | 0 | 0 | 0
Commercial_Lodging (WA)_New_Food Preparation_Natural Gas_Food Prep Other_E4_Baseline Forecast | Commercial | Lodging (WA) | New | Food Preparation | Natural Gas | Food Prep Other | E4 |  | Baseline Forecast | 0 | 0 | 0 | 0 | 0 | 0 | 0 | 0 | 0 | 0 | 0 | 0 | 0 | 0 | 0 | 0 | 0 | 0 | 0 | 0 | 0 | 0 | 0 | 0 | 0 | 0 | 0
Commercial_Lodging (WA)_New_Food Preparation_Natural Gas_Food Prep Other_E5_Baseline Forecast | Commercial | Lodging (WA) | New | Food Preparation | Natural Gas | Food Prep Other | E5 |  | Baseline Forecast | 0 | 0 | 0 | 0 | 0 | 0 | 0 | 0 | 0 | 0 | 0 | 0 | 0 | 0 | 0 | 0 | 0 | 0 | 0 | 0 | 0 | 0 | 0 | 0 | 0 | 0 | 0
Commercial_Lodging (WA)_New_Food Preparation_Natural Gas_Food Prep Other_E6_Baseline Forecast | Commercial | Lodging (WA) | New | Food Preparation | Natural Gas | Food Prep Other | E6 |  | Baseline Forecast | 0 | 0 | 0 | 0 | 0 | 0 | 0 | 0 | 0 | 0 | 0 | 0 | 0 | 0 | 0 | 0 | 0 | 0 | 0 | 0 | 0 | 0 | 0 | 0 | 0 | 0 | 0
Commercial_Lodging (WA)_New_Food Preparation_Natural Gas_Food Prep Other_E7_Baseline Forecast | Commercial | Lodging (WA) | New | Food Preparation | Natural Gas | Food Prep Other | E7 |  | Baseline Forecast | 0 | 0 | 0 | 0 | 0 | 0 | 0 | 0 | 0 | 0 | 0 | 0 | 0 | 0 | 0 | 0 | 0 | 0 | 0 | 0 | 0 | 0 | 0 | 0 | 0 | 0 | 0
Commercial_Lodging (WA)_New_Food Preparation_Natural Gas_Food Prep Other_E8_Baseline Forecast | Commercial | Lodging (WA) | New | Food Preparation | Natural Gas | Food Prep Other | E8 |  | Baseline Forecast | 0 | 0 | 0 | 0 | 0 | 0 | 0 | 0 | 0 | 0 | 0 | 0 | 0 | 0 | 0 | 0 | 0 | 0 | 0 | 0 | 0 | 0 | 0 | 0 | 0 | 0 | 0
Commercial_Lodging (WA)_New_Food Preparation_Natural Gas_Food Prep Other_E9_Baseline Forecast | Commercial | Lodging (WA) | New | Food Preparation | Natural Gas | Food Prep Other | E9 |  | Baseline Forecast | 0 | 0 | 0 | 0 | 0 | 0 | 0 | 0 | 0 | 0 | 0 | 0 | 0 | 0 | 0 | 0 | 0 | 0 | 0 | 0 | 0 | 0 | 0 | 0 | 0 | 0 | 0
Commercial_Lodging (WA)_New_Food Preparation_Natural Gas_Food Prep Other_E10_Baseline Forecast | Commercial | Lodging (WA) | New | Food Preparation | Natural Gas | Food Prep Other | E10 |  | Baseline Forecast | 0 | 0 | 0 | 0 | 0 | 0 | 0 | 0 | 0 | 0 | 0 | 0 | 0 | 0 | 0 | 0 | 0 | 0 | 0 | 0 | 0 | 0 | 0 | 0 | 0 | 0 | 0
Commercial_Lodging (WA)_New_Miscellaneous_Natural Gas_Pool Heater_E1_Baseline Forecast | Commercial | Lodging (WA) | New | Miscellaneous | Natural Gas | Pool Heater | E1 | Standard (EF .82) | Baseline Forecast | 0 | 7852.7926 | 7304.4585 | 7389.4075 | 7410.2008 | 7273.8283 | 8732.5793 | 9741.3752 | 10577.1233 | 11233.5186 | 11709.3131 | 14295.021 | 14461.0659 | 14903.5776 | 15334.41 | 15710.4055 | 16963.8094 | 17847.7441 | 18576.8719 | 19177.5219 | 19686.6961 | 20963.904 | 21430.8602 | 22011.4215 | 22585.2037 | 23136.3957 | 23547.3701
Commercial_Lodging (WA)_New_Miscellaneous_Natural Gas_Pool Heater_E2_Baseline Forecast | Commercial | Lodging (WA) | New | Miscellaneous | Natural Gas | Pool Heater | E2 | Condensing (EF .90) | Baseline Forecast | 0 | 872.5325 | 811.6065 | 821.0453 | 823.3556 | 808.2031 | 970.2866 | 1082.375 | 1175.2359 | 1248.1687 | 1301.0348 | 1588.3357 | 1606.7851 | 1655.9531 | 1703.8233 | 1745.6006 | 1884.8677 | 1983.0827 | 2064.0969 | 2130.8358 | 2187.4107 | 2329.3227 | 2381.2067 | 2445.7135 | 2509.4671 | 2570.7106 | 2616.3745
Commercial_Lodging (WA)_New_Miscellaneous_Natural Gas_Pool Heater_E3_Baseline Forecast | Commercial | Lodging (WA) | New | Miscellaneous | Natural Gas | Pool Heater | E3 |  | Baseline Forecast | 0 | 0 | 0 | 0 | 0 | 0 | 0 | 0 | 0 | 0 | 0 | 0 | 0 | 0 | 0 | 0 | 0 | 0 | 0 | 0 | 0 | 0 | 0 | 0 | 0 | 0 | 0
Commercial_Lodging (WA)_New_Miscellaneous_Natural Gas_Pool Heater_E4_Baseline Forecast | Commercial | Lodging (WA) | New | Miscellaneous | Natural Gas | Pool Heater | E4 |  | Baseline Forecast | 0 | 0 | 0 | 0 | 0 | 0 | 0 | 0 | 0 | 0 | 0 | 0 | 0 | 0 | 0 | 0 | 0 | 0 | 0 | 0 | 0 | 0 | 0 | 0 | 0 | 0 | 0
Commercial_Lodging (WA)_New_Miscellaneous_Natural Gas_Pool Heater_E5_Baseline Forecast | Commercial | Lodging (WA) | New | Miscellaneous | Natural Gas | Pool Heater | E5 |  | Baseline Forecast | 0 | 0 | 0 | 0 | 0 | 0 | 0 | 0 | 0 | 0 | 0 | 0 | 0 | 0 | 0 | 0 | 0 | 0 | 0 | 0 | 0 | 0 | 0 | 0 | 0 | 0 | 0
Commercial_Lodging (WA)_New_Miscellaneous_Natural Gas_Pool Heater_E6_Baseline Forecast | Commercial | Lodging (WA) | New | Miscellaneous | Natural Gas | Pool Heater | E6 |  | Baseline Forecast | 0 | 0 | 0 | 0 | 0 | 0 | 0 | 0 | 0 | 0 | 0 | 0 | 0 | 0 | 0 | 0 | 0 | 0 | 0 | 0 | 0 | 0 | 0 | 0 | 0 | 0 | 0
Commercial_Lodging (WA)_New_Miscellaneous_Natural Gas_Pool Heater_E7_Baseline Forecast | Commercial | Lodging (WA) | New | Miscellaneous | Natural Gas | Pool Heater | E7 |  | Baseline Forecast | 0 | 0 | 0 | 0 | 0 | 0 | 0 | 0 | 0 | 0 | 0 | 0 | 0 | 0 | 0 | 0 | 0 | 0 | 0 | 0 | 0 | 0 | 0 | 0 | 0 | 0 | 0
Commercial_Lodging (WA)_New_Miscellaneous_Natural Gas_Pool Heater_E8_Baseline Forecast | Commercial | Lodging (WA) | New | Miscellaneous | Natural Gas | Pool Heater | E8 |  | Baseline Forecast | 0 | 0 | 0 | 0 | 0 | 0 | 0 | 0 | 0 | 0 | 0 | 0 | 0 | 0 | 0 | 0 | 0 | 0 | 0 | 0 | 0 | 0 | 0 | 0 | 0 | 0 | 0
Commercial_Lodging (WA)_New_Miscellaneous_Natural Gas_Pool Heater_E9_Baseline Forecast | Commercial | Lodging (WA) | New | Miscellaneous | Natural Gas | Pool Heater | E9 |  | Baseline Forecast | 0 | 0 | 0 | 0 | 0 | 0 | 0 | 0 | 0 | 0 | 0 | 0 | 0 | 0 | 0 | 0 | 0 | 0 | 0 | 0 | 0 | 0 | 0 | 0 | 0 | 0 | 0
Commercial_Lodging (WA)_New_Miscellaneous_Natural Gas_Pool Heater_E10_Baseline Forecast | Commercial | Lodging (WA) | New | Miscellaneous | Natural Gas | Pool Heater | E10 |  | Baseline Forecast | 0 | 0 | 0 | 0 | 0 | 0 | 0 | 0 | 0 | 0 | 0 | 0 | 0 | 0 | 0 | 0 | 0 | 0 | 0 | 0 | 0 | 0 | 0 | 0 | 0 | 0 | 0
Commercial_Lodging (WA)_New_Miscellaneous_Natural Gas_Miscellaneous_E1_Baseline Forecast | Commercial | Lodging (WA) | New | Miscellaneous | Natural Gas | Miscellaneous | E1 | Standard | Baseline Forecast | 0 | 88447.5017 | 82271.5103 | 83228.3072 | 96097.8628 | 104509.8954 | 111914.1473 | 119624.4235 | 127655.7816 | 135476.7679 | 143094.9493 | 174969.3543 | 177086.4742 | 181855.3081 | 193600.1674 | 202485.7353 | 210754.9164 | 219271.4593 | 227753.9616 | 235959.1579 | 244220.7893 | 260374.6717 | 265623.9258 | 272008.8385 | 281790.0148 | 290192.9308 | 292358.955
Commercial_Lodging (WA)_New_Miscellaneous_Natural Gas_Miscellaneous_E2_Baseline Forecast | Commercial | Lodging (WA) | New | Miscellaneous | Natural Gas | Miscellaneous | E2 |  | Baseline Forecast | 0 | 0 | 0 | 0 | 0 | 0 | 0 | 0 | 0 | 0 | 0 | 0 | 0 | 0 | 0 | 0 | 0 | 0 | 0 | 0 | 0 | 0 | 0 | 0 | 0 | 0 | 0
Commercial_Lodging (WA)_New_Miscellaneous_Natural Gas_Miscellaneous_E3_Baseline Forecast | Commercial | Lodging (WA) | New | Miscellaneous | Natural Gas | Miscellaneous | E3 |  | Baseline Forecast | 0 | 0 | 0 | 0 | 0 | 0 | 0 | 0 | 0 | 0 | 0 | 0 | 0 | 0 | 0 | 0 | 0 | 0 | 0 | 0 | 0 | 0 | 0 | 0 | 0 | 0 | 0
Commercial_Lodging (WA)_New_Miscellaneous_Natural Gas_Miscellaneous_E4_Baseline Forecast | Commercial | Lodging (WA) | New | Miscellaneous | Natural Gas | Miscellaneous | E4 |  | Baseline Forecast | 0 | 0 | 0 | 0 | 0 | 0 | 0 | 0 | 0 | 0 | 0 | 0 | 0 | 0 | 0 | 0 | 0 | 0 | 0 | 0 | 0 | 0 | 0 | 0 | 0 | 0 | 0
Commercial_Lodging (WA)_New_Miscellaneous_Natural Gas_Miscellaneous_E5_Baseline Forecast | Commercial | Lodging (WA) | New | Miscellaneous | Natural Gas | Miscellaneous | E5 |  | Baseline Forecast | 0 | 0 | 0 | 0 | 0 | 0 | 0 | 0 | 0 | 0 | 0 | 0 | 0 | 0 | 0 | 0 | 0 | 0 | 0 | 0 | 0 | 0 | 0 | 0 | 0 | 0 | 0
Commercial_Lodging (WA)_New_Miscellaneous_Natural Gas_Miscellaneous_E6_Baseline Forecast | Commercial | Lodging (WA) | New | Miscellaneous | Natural Gas | Miscellaneous | E6 |  | Baseline Forecast | 0 | 0 | 0 | 0 | 0 | 0 | 0 | 0 | 0 | 0 | 0 | 0 | 0 | 0 | 0 | 0 | 0 | 0 | 0 | 0 | 0 | 0 | 0 | 0 | 0 | 0 | 0
Commercial_Lodging (WA)_New_Miscellaneous_Natural Gas_Miscellaneous_E7_Baseline Forecast | Commercial | Lodging (WA) | New | Miscellaneous | Natural Gas | Miscellaneous | E7 |  | Baseline Forecast | 0 | 0 | 0 | 0 | 0 | 0 | 0 | 0 | 0 | 0 | 0 | 0 | 0 | 0 | 0 | 0 | 0 | 0 | 0 | 0 | 0 | 0 | 0 | 0 | 0 | 0 | 0
Commercial_Lodging (WA)_New_Miscellaneous_Natural Gas_Miscellaneous_E8_Baseline Forecast | Commercial | Lodging (WA) | New | Miscellaneous | Natural Gas | Miscellaneous | E8 |  | Baseline Forecast | 0 | 0 | 0 | 0 | 0 | 0 | 0 | 0 | 0 | 0 | 0 | 0 | 0 | 0 | 0 | 0 | 0 | 0 | 0 | 0 | 0 | 0 | 0 | 0 | 0 | 0 | 0
Commercial_Lodging (WA)_New_Miscellaneous_Natural Gas_Miscellaneous_E9_Baseline Forecast | Commercial | Lodging (WA) | New | Miscellaneous | Natural Gas | Miscellaneous | E9 |  | Baseline Forecast | 0 | 0 | 0 | 0 | 0 | 0 | 0 | 0 | 0 | 0 | 0 | 0 | 0 | 0 | 0 | 0 | 0 | 0 | 0 | 0 | 0 | 0 | 0 | 0 | 0 | 0 | 0
Commercial_Lodging (WA)_New_Miscellaneous_Natural Gas_Miscellaneous_E10_Baseline Forecast | Commercial | Lodging (WA) | New | Miscellaneous | Natural Gas | Miscellaneous | E10 |  | Baseline Forecast | 0 | 0 | 0 | 0 | 0 | 0 | 0 | 0 | 0 | 0 | 0 | 0 | 0 | 0 | 0 | 0 | 0 | 0 | 0 | 0 | 0 | 0 | 0 | 0 | 0 | 0 | 0
Commercial_Warehouse (WA)_Existing_Space Heating_Natural Gas_Furnace_E1_Baseline Forecast | Commercial | Warehouse (WA) | Existing | Space Heating | Natural Gas | Furnace | E1 | AFUE 80% (Standard) | Baseline Forecast | 0 | 228535.7168 | 232252.1088 | 235088.3543 | 237146.6078 | 238517.9915 | 239283.7746 | 239516.4249 | 239280.5502 | 238633.7379 | 237627.3053 | 236306.9711 | 228279.0518 | 221385.7987 | 215440.1942 | 210282.8237 | 205778.1047 | 201811.0072 | 198284.2026 | 195115.5862 | 192236.1282 | 189588.0089 | 187123.004 | 233985.5531 | 227332.2626 | 220764.3496 | 214350.7978
Commercial_Warehouse (WA)_Existing_Space Heating_Natural Gas_Furnace_E2_Baseline Forecast | Commercial | Warehouse (WA) | Existing | Space Heating | Natural Gas | Furnace | E2 | AFUE 90% | Baseline Forecast | 0 | 0 | 0 | 0 | 0 | 0 | 0 | 0 | 0 | 0 | 0 | 0 | 0 | 0 | 0 | 0 | 0 | 0 | 0 | 0 | 0 | 0 | 0 | 0 | 0 | 0 | 0
Commercial_Warehouse (WA)_Existing_Space Heating_Natural Gas_Furnace_E3_Baseline Forecast | Commercial | Warehouse (WA) | Existing | Space Heating | Natural Gas | Furnace | E3 | AFUE 96% | Baseline Forecast | 0 | 0 | 0 | 0 | 0 | 0 | 0 | 0 | 0 | 0 | 0 | 0 | 0 | 0 | 0 | 0 | 0 | 0 | 0 | 0 | 0 | 0 | 0 | 0 | 0 | 0 | 0
Commercial_Warehouse (WA)_Existing_Space Heating_Natural Gas_Furnace_E4_Baseline Forecast | Commercial | Warehouse (WA) | Existing | Space Heating | Natural Gas | Furnace | E4 |  | Baseline Forecast | 0 | 0 | 0 | 0 | 0 | 0 | 0 | 0 | 0 | 0 | 0 | 0 | 0 | 0 | 0 | 0 | 0 | 0 | 0 | 0 | 0 | 0 | 0 | 0 | 0 | 0 | 0
Commercial_Warehouse (WA)_Existing_Space Heating_Natural Gas_Furnace_E5_Baseline Forecast | Commercial | Warehouse (WA) | Existing | Space Heating | Natural Gas | Furnace | E5 |  | Baseline Forecast | 0 | 0 | 0 | 0 | 0 | 0 | 0 | 0 | 0 | 0 | 0 | 0 | 0 | 0 | 0 | 0 | 0 | 0 | 0 | 0 | 0 | 0 | 0 | 0 | 0 | 0 | 0
Commercial_Warehouse (WA)_Existing_Space Heating_Natural Gas_Furnace_E6_Baseline Forecast | Commercial | Warehouse (WA) | Existing | Space Heating | Natural Gas | Furnace | E6 |  | Baseline Forecast | 0 | 0 | 0 | 0 | 0 | 0 | 0 | 0 | 0 | 0 | 0 | 0 | 0 | 0 | 0 | 0 | 0 | 0 | 0 | 0 | 0 | 0 | 0 | 0 | 0 | 0 | 0
Commercial_Warehouse (WA)_Existing_Space Heating_Natural Gas_Furnace_E7_Baseline Forecast | Commercial | Warehouse (WA) | Existing | Space Heating | Natural Gas | Furnace | E7 |  | Baseline Forecast | 0 | 0 | 0 | 0 | 0 | 0 | 0 | 0 | 0 | 0 | 0 | 0 | 0 | 0 | 0 | 0 | 0 | 0 | 0 | 0 | 0 | 0 | 0 | 0 | 0 | 0 | 0
Commercial_Warehouse (WA)_Existing_Space Heating_Natural Gas_Furnace_E8_Baseline Forecast | Commercial | Warehouse (WA) | Existing | Space Heating | Natural Gas | Furnace | E8 |  | Baseline Forecast | 0 | 0 | 0 | 0 | 0 | 0 | 0 | 0 | 0 | 0 | 0 | 0 | 0 | 0 | 0 | 0 | 0 | 0 | 0 | 0 | 0 | 0 | 0 | 0 | 0 | 0 | 0
Commercial_Warehouse (WA)_Existing_Space Heating_Natural Gas_Furnace_E9_Baseline Forecast | Commercial | Warehouse (WA) | Existing | Space Heating | Natural Gas | Furnace | E9 |  | Baseline Forecast | 0 | 0 | 0 | 0 | 0 | 0 | 0 | 0 | 0 | 0 | 0 | 0 | 0 | 0 | 0 | 0 | 0 | 0 | 0 | 0 | 0 | 0 | 0 | 0 | 0 | 0 | 0
Commercial_Warehouse (WA)_Existing_Space Heating_Natural Gas_Furnace_E10_Baseline Forecast | Commercial | Warehouse (WA) | Existing | Space Heating | Natural Gas | Furnace | E10 |  | Baseline Forecast | 0 | 0 | 0 | 0 | 0 | 0 | 0 | 0 | 0 | 0 | 0 | 0 | 0 | 0 | 0 | 0 | 0 | 0 | 0 | 0 | 0 | 0 | 0 | 0 | 0 | 0 | 0
Commercial_Warehouse (WA)_Existing_Space Heating_Natural Gas_Boiler_E1_Baseline Forecast | Commercial | Warehouse (WA) | Existing | Space Heating | Natural Gas | Boiler | E1 | AFUE 80% (Standard) | Baseline Forecast | 0 | 4136.1582 | 4508.2828 | 4826.7285 | 5097.4583 | 5325.7952 | 5516.4912 | 5673.7875 | 5801.4694 | 5902.9147 | 5981.1376 | 6038.8272 | 6078.3822 | 6101.9421 | 6111.4149 | 6108.5016 | 6094.7184 | 6071.4167 | 6039.8004 | 6000.9419 | 5955.7961 | 5905.2129 | 5849.9485 | 5790.6755 | 5727.9919 | 5662.4289 | 5594.4582
Commercial_Warehouse (WA)_Existing_Space Heating_Natural Gas_Boiler_E2_Baseline Forecast | Commercial | Warehouse (WA) | Existing | Space Heating | Natural Gas | Boiler | E2 | AFUE 85% | Baseline Forecast | 0 | 0 | 0 | 0 | 0 | 0 | 0 | 0 | 0 | 0 | 0 | 0 | 0 | 0 | 0 | 0 | 0 | 0 | 0 | 0 | 0 | 0 | 0 | 0 | 0 | 0 | 0
Commercial_Warehouse (WA)_Existing_Space Heating_Natural Gas_Boiler_E3_Baseline Forecast | Commercial | Warehouse (WA) | Existing | Space Heating | Natural Gas | Boiler | E3 | AFUE 97% | Baseline Forecast | 0 | 0 | 0 | 0 | 0 | 0 | 0 | 0 | 0 | 0 | 0 | 0 | 0 | 0 | 0 | 0 | 0 | 0 | 0 | 0 | 0 | 0 | 0 | 0 | 0 | 0 | 0
Commercial_Warehouse (WA)_Existing_Space Heating_Natural Gas_Boiler_E4_Baseline Forecast | Commercial | Warehouse (WA) | Existing | Space Heating | Natural Gas | Boiler | E4 | Convert to NG Air Source Heat Pump | Baseline Forecast | 0 | 0 | 0 | 0 | 0 | 0 | 0 | 0 | 0 | 0 | 0 | 0 | 0 | 0 | 0 | 0 | 0 | 0 | 0 | 0 | 0 | 0 | 0 | 0 | 0 | 0 | 0
Commercial_Warehouse (WA)_Existing_Space Heating_Natural Gas_Boiler_E5_Baseline Forecast | Commercial | Warehouse (WA) | Existing | Space Heating | Natural Gas | Boiler | E5 |  | Baseline Forecast | 0 | 0 | 0 | 0 | 0 | 0 | 0 | 0 | 0 | 0 | 0 | 0 | 0 | 0 | 0 | 0 | 0 | 0 | 0 | 0 | 0 | 0 | 0 | 0 | 0 | 0 | 0
Commercial_Warehouse (WA)_Existing_Space Heating_Natural Gas_Boiler_E6_Baseline Forecast | Commercial | Warehouse (WA) | Existing | Space Heating | Natural Gas | Boiler | E6 |  | Baseline Forecast | 0 | 0 | 0 | 0 | 0 | 0 | 0 | 0 | 0 | 0 | 0 | 0 | 0 | 0 | 0 | 0 | 0 | 0 | 0 | 0 | 0 | 0 | 0 | 0 | 0 | 0 | 0
Commercial_Warehouse (WA)_Existing_Space Heating_Natural Gas_Boiler_E7_Baseline Forecast | Commercial | Warehouse (WA) | Existing | Space Heating | Natural Gas | Boiler | E7 |  | Baseline Forecast | 0 | 0 | 0 | 0 | 0 | 0 | 0 | 0 | 0 | 0 | 0 | 0 | 0 | 0 | 0 | 0 | 0 | 0 | 0 | 0 | 0 | 0 | 0 | 0 | 0 | 0 | 0
Commercial_Warehouse (WA)_Existing_Space Heating_Natural Gas_Boiler_E8_Baseline Forecast | Commercial | Warehouse (WA) | Existing | Space Heating | Natural Gas | Boiler | E8 |  | Baseline Forecast | 0 | 0 | 0 | 0 | 0 | 0 | 0 | 0 | 0 | 0 | 0 | 0 | 0 | 0 | 0 | 0 | 0 | 0 | 0 | 0 | 0 | 0 | 0 | 0 | 0 | 0 | 0
Commercial_Warehouse (WA)_Existing_Space Heating_Natural Gas_Boiler_E9_Baseline Forecast | Commercial | Warehouse (WA) | Existing | Space Heating | Natural Gas | Boiler | E9 |  | Baseline Forecast | 0 | 0 | 0 | 0 | 0 | 0 | 0 | 0 | 0 | 0 | 0 | 0 | 0 | 0 | 0 | 0 | 0 | 0 | 0 | 0 | 0 | 0 | 0 | 0 | 0 | 0 | 0
Commercial_Warehouse (WA)_Existing_Space Heating_Natural Gas_Boiler_E10_Baseline Forecast | Commercial | Warehouse (WA) | Existing | Space Heating | Natural Gas | Boiler | E10 |  | Baseline Forecast | 0 | 0 | 0 | 0 | 0 | 0 | 0 | 0 | 0 | 0 | 0 | 0 | 0 | 0 | 0 | 0 | 0 | 0 | 0 | 0 | 0 | 0 | 0 | 0 | 0 | 0 | 0
Commercial_Warehouse (WA)_Existing_Space Heating_Natural Gas_Unit Heater_E1_Baseline Forecast | Commercial | Warehouse (WA) | Existing | Space Heating | Natural Gas | Unit Heater | E1 | Standard | Baseline Forecast | 0 | 1685.3981 | 4818.4422 | 9188.2237 | 14607.7815 | 20911.5163 | 27952.8804 | 35602.3148 | 43745.4069 | 52281.2451 | 59679.7496 | 66066.0643 | 71551.9271 | 76237.1005 | 80210.6482 | 83552.0772 | 86332.3574 | 77246.79 | 69345.2274 | 62586.5954 | 56921.3295 | 52293.7506 | 48644.0272 | 45909.7881 | 44027.435 | 42933.2026 | 42464.8117
Commercial_Warehouse (WA)_Existing_Space Heating_Natural Gas_Unit Heater_E2_Baseline Forecast | Commercial | Warehouse (WA) | Existing | Space Heating | Natural Gas | Unit Heater | E2 | Condensing | Baseline Forecast | 0 | 0 | 0 | 0 | 0 | 0 | 0 | 0 | 0 | 0 | 0 | 0 | 0 | 0 | 0 | 0 | 0 | 0 | 0 | 0 | 0 | 0 | 0 | 0 | 0 | 0 | 0
Commercial_Warehouse (WA)_Existing_Space Heating_Natural Gas_Unit Heater_E3_Baseline Forecast | Commercial | Warehouse (WA) | Existing | Space Heating | Natural Gas | Unit Heater | E3 | Infrared Radiant | Baseline Forecast | 0 | 0 | 0 | 0 | 0 | 0 | 0 | 0 | 0 | 0 | 0 | 0 | 0 | 0 | 0 | 0 | 0 | 0 | 0 | 0 | 0 | 0 | 0 | 0 | 0 | 0 | 0
Commercial_Warehouse (WA)_Existing_Space Heating_Natural Gas_Unit Heater_E4_Baseline Forecast | Commercial | Warehouse (WA) | Existing | Space Heating | Natural Gas | Unit Heater | E4 |  | Baseline Forecast | 0 | 0 | 0 | 0 | 0 | 0 | 0 | 0 | 0 | 0 | 0 | 0 | 0 | 0 | 0 | 0 | 0 | 0 | 0 | 0 | 0 | 0 | 0 | 0 | 0 | 0 | 0
Commercial_Warehouse (WA)_Existing_Space Heating_Natural Gas_Unit Heater_E5_Baseline Forecast | Commercial | Warehouse (WA) | Existing | Space Heating | Natural Gas | Unit Heater | E5 |  | Baseline Forecast | 0 | 0 | 0 | 0 | 0 | 0 | 0 | 0 | 0 | 0 | 0 | 0 | 0 | 0 | 0 | 0 | 0 | 0 | 0 | 0 | 0 | 0 | 0 | 0 | 0 | 0 | 0
Commercial_Warehouse (WA)_Existing_Space Heating_Natural Gas_Unit Heater_E6_Baseline Forecast | Commercial | Warehouse (WA) | Existing | Space Heating | Natural Gas | Unit Heater | E6 |  | Baseline Forecast | 0 | 0 | 0 | 0 | 0 | 0 | 0 | 0 | 0 | 0 | 0 | 0 | 0 | 0 | 0 | 0 | 0 | 0 | 0 | 0 | 0 | 0 | 0 | 0 | 0 | 0 | 0
Commercial_Warehouse (WA)_Existing_Space Heating_Natural Gas_Unit Heater_E7_Baseline Forecast | Commercial | Warehouse (WA) | Existing | Space Heating | Natural Gas | Unit Heater | E7 |  | Baseline Forecast | 0 | 0 | 0 | 0 | 0 | 0 | 0 | 0 | 0 | 0 | 0 | 0 | 0 | 0 | 0 | 0 | 0 | 0 | 0 | 0 | 0 | 0 | 0 | 0 | 0 | 0 | 0
Commercial_Warehouse (WA)_Existing_Space Heating_Natural Gas_Unit Heater_E8_Baseline Forecast | Commercial | Warehouse (WA) | Existing | Space Heating | Natural Gas | Unit Heater | E8 |  | Baseline Forecast | 0 | 0 | 0 | 0 | 0 | 0 | 0 | 0 | 0 | 0 | 0 | 0 | 0 | 0 | 0 | 0 | 0 | 0 | 0 | 0 | 0 | 0 | 0 | 0 | 0 | 0 | 0
Commercial_Warehouse (WA)_Existing_Space Heating_Natural Gas_Unit Heater_E9_Baseline Forecast | Commercial | Warehouse (WA) | Existing | Space Heating | Natural Gas | Unit Heater | E9 |  | Baseline Forecast | 0 | 0 | 0 | 0 | 0 | 0 | 0 | 0 | 0 | 0 | 0 | 0 | 0 | 0 | 0 | 0 | 0 | 0 | 0 | 0 | 0 | 0 | 0 | 0 | 0 | 0 | 0
Commercial_Warehouse (WA)_Existing_Space Heating_Natural Gas_Unit Heater_E10_Baseline Forecast | Commercial | Warehouse (WA) | Existing | Space Heating | Natural Gas | Unit Heater | E10 |  | Baseline Forecast | 0 | 0 | 0 | 0 | 0 | 0 | 0 | 0 | 0 | 0 | 0 | 0 | 0 | 0 | 0 | 0 | 0 | 0 | 0 | 0 | 0 | 0 | 0 | 0 | 0 | 0 | 0
Commercial_Warehouse (WA)_Existing_Water Heating_Natural Gas_Water Heater_E1_Baseline Forecast | Commercial | Warehouse (WA) | Existing | Water Heating | Natural Gas | Water Heater | E1 | TE 0.80 | Baseline Forecast | 0 | 71550.8728 | 77988.2084 | 83496.9597 | 88180.2788 | 92130.2511 | 95429.0768 | 98150.125 | 100358.8767 | 102113.7664 | 103466.9345 | 104464.899 | 98702.7305 | 94038.0252 | 90284.0942 | 87281.891 | 84896.2349 | 83012.5242 | 81533.8809 | 80378.6684 | 79478.3387 | 78775.5644 | 78222.6209 | 92846.1074 | 91677.7637 | 90174.4138 | 88447.1418
Commercial_Warehouse (WA)_Existing_Water Heating_Natural Gas_Water Heater_E2_Baseline Forecast | Commercial | Warehouse (WA) | Existing | Water Heating | Natural Gas | Water Heater | E2 | TE 0.90 | Baseline Forecast | 0 | 0 | 0 | 0 | 0 | 0 | 0 | 0 | 0 | 0 | 0 | 0 | 0 | 0 | 0 | 0 | 0 | 0 | 0 | 0 | 0 | 0 | 0 | 0 | 0 | 0 | 0
Commercial_Warehouse (WA)_Existing_Water Heating_Natural Gas_Water Heater_E3_Baseline Forecast | Commercial | Warehouse (WA) | Existing | Water Heating | Natural Gas | Water Heater | E3 | TE 0.94 | Baseline Forecast | 0 | 80685.0268 | 87944.1499 | 94156.1461 | 99437.3356 | 103891.5598 | 107611.5121 | 110679.9282 | 113170.6482 | 115149.5664 | 116675.4793 | 117800.8436 | 111303.0791 | 106042.8795 | 101809.7232 | 98424.2601 | 95734.0521 | 93609.8678 | 91942.4614 | 90639.775 | 89624.5096 | 88832.0195 | 88208.4874 | 104698.8019 | 103381.308 | 101686.0411 | 99738.2663
Commercial_Warehouse (WA)_Existing_Water Heating_Natural Gas_Water Heater_E4_Baseline Forecast | Commercial | Warehouse (WA) | Existing | Water Heating | Natural Gas | Water Heater | E4 | Instantaneous TE 0.94 | Baseline Forecast | 0 | 0 | 0 | 0 | 0 | 0 | 0 | 0 | 0 | 0 | 0 | 0 | 0 | 0 | 0 | 0 | 0 | 0 | 0 | 0 | 0 | 0 | 0 | 0 | 0 | 0 | 0
Commercial_Warehouse (WA)_Existing_Water Heating_Natural Gas_Water Heater_E5_Baseline Forecast | Commercial | Warehouse (WA) | Existing | Water Heating | Natural Gas | Water Heater | E5 | Gas-Fired Absorption HPWH | Baseline Forecast | 0 | 0 | 0 | 0 | 0 | 0 | 0 | 0 | 0 | 0 | 0 | 0 | 0 | 0 | 0 | 0 | 0 | 0 | 0 | 0 | 0 | 0 | 0 | 0 | 0 | 0 | 0
Commercial_Warehouse (WA)_Existing_Water Heating_Natural Gas_Water Heater_E6_Baseline Forecast | Commercial | Warehouse (WA) | Existing | Water Heating | Natural Gas | Water Heater | E6 |  | Baseline Forecast | 0 | 0 | 0 | 0 | 0 | 0 | 0 | 0 | 0 | 0 | 0 | 0 | 0 | 0 | 0 | 0 | 0 | 0 | 0 | 0 | 0 | 0 | 0 | 0 | 0 | 0 | 0
Commercial_Warehouse (WA)_Existing_Water Heating_Natural Gas_Water Heater_E7_Baseline Forecast | Commercial | Warehouse (WA) | Existing | Water Heating | Natural Gas | Water Heater | E7 |  | Baseline Forecast | 0 | 0 | 0 | 0 | 0 | 0 | 0 | 0 | 0 | 0 | 0 | 0 | 0 | 0 | 0 | 0 | 0 | 0 | 0 | 0 | 0 | 0 | 0 | 0 | 0 | 0 | 0
Commercial_Warehouse (WA)_Existing_Water Heating_Natural Gas_Water Heater_E8_Baseline Forecast | Commercial | Warehouse (WA) | Existing | Water Heating | Natural Gas | Water Heater | E8 |  | Baseline Forecast | 0 | 0 | 0 | 0 | 0 | 0 | 0 | 0 | 0 | 0 | 0 | 0 | 0 | 0 | 0 | 0 | 0 | 0 | 0 | 0 | 0 | 0 | 0 | 0 | 0 | 0 | 0
Commercial_Warehouse (WA)_Existing_Water Heating_Natural Gas_Water Heater_E9_Baseline Forecast | Commercial | Warehouse (WA) | Existing | Water Heating | Natural Gas | Water Heater | E9 |  | Baseline Forecast | 0 | 0 | 0 | 0 | 0 | 0 | 0 | 0 | 0 | 0 | 0 | 0 | 0 | 0 | 0 | 0 | 0 | 0 | 0 | 0 | 0 | 0 | 0 | 0 | 0 | 0 | 0
Commercial_Warehouse (WA)_Existing_Water Heating_Natural Gas_Water Heater_E10_Baseline Forecast | Commercial | Warehouse (WA) | Existing | Water Heating | Natural Gas | Water Heater | E10 |  | Baseline Forecast | 0 | 0 | 0 | 0 | 0 | 0 | 0 | 0 | 0 | 0 | 0 | 0 | 0 | 0 | 0 | 0 | 0 | 0 | 0 | 0 | 0 | 0 | 0 | 0 | 0 | 0 | 0
Commercial_Warehouse (WA)_Existing_Food Preparation_Natural Gas_Oven_E1_Baseline Forecast | Commercial | Warehouse (WA) | Existing | Food Preparation | Natural Gas | Oven | E1 | Standard | Baseline Forecast | 0 | 1076.7456 | 1375.6353 | 1601.5022 | 1770.1154 | 1893.8698 | 1982.5079 | 2043.6865 | 2083.4231 | 2106.446 | 1840.2494 | 1682.0806 | 1596.3553 | 1557.7941 | 1548.6417 | 1777.8682 | 1812.5219 | 1832.616 | 1841.3866 | 1794.1359 | 1723.159 | 1647.367 | 1576.9945 | 1516.8082 | 1449.3411 | 1423.4804 | 1420.9113
Commercial_Warehouse (WA)_Existing_Food Preparation_Natural Gas_Oven_E2_Baseline Forecast | Commercial | Warehouse (WA) | Existing | Food Preparation | Natural Gas | Oven | E2 | ENERGY STAR (>42% Baking Efficiency) | Baseline Forecast | 0 | 1549.4632 | 1979.5728 | 2304.6008 | 2547.2392 | 2725.3248 | 2852.8772 | 2940.9148 | 2998.0967 | 3031.2271 | 2648.1638 | 2420.555 | 2297.1942 | 2241.7037 | 2228.5331 | 2558.3957 | 2608.2632 | 2637.1791 | 2649.8002 | 2581.8053 | 2479.6679 | 2370.6013 | 2269.3336 | 2182.7239 | 2085.6372 | 2048.423 | 2044.726
Commercial_Warehouse (WA)_Existing_Food Preparation_Natural Gas_Oven_E3_Baseline Forecast | Commercial | Warehouse (WA) | Existing | Food Preparation | Natural Gas | Oven | E3 |  | Baseline Forecast | 0 | 0 | 0 | 0 | 0 | 0 | 0 | 0 | 0 | 0 | 0 | 0 | 0 | 0 | 0 | 0 | 0 | 0 | 0 | 0 | 0 | 0 | 0 | 0 | 0 | 0 | 0
Commercial_Warehouse (WA)_Existing_Food Preparation_Natural Gas_Oven_E4_Baseline Forecast | Commercial | Warehouse (WA) | Existing | Food Preparation | Natural Gas | Oven | E4 |  | Baseline Forecast | 0 | 0 | 0 | 0 | 0 | 0 | 0 | 0 | 0 | 0 | 0 | 0 | 0 | 0 | 0 | 0 | 0 | 0 | 0 | 0 | 0 | 0 | 0 | 0 | 0 | 0 | 0
Commercial_Warehouse (WA)_Existing_Food Preparation_Natural Gas_Oven_E5_Baseline Forecast | Commercial | Warehouse (WA) | Existing | Food Preparation | Natural Gas | Oven | E5 |  | Baseline Forecast | 0 | 0 | 0 | 0 | 0 | 0 | 0 | 0 | 0 | 0 | 0 | 0 | 0 | 0 | 0 | 0 | 0 | 0 | 0 | 0 | 0 | 0 | 0 | 0 | 0 | 0 | 0
Commercial_Warehouse (WA)_Existing_Food Preparation_Natural Gas_Oven_E6_Baseline Forecast | Commercial | Warehouse (WA) | Existing | Food Preparation | Natural Gas | Oven | E6 |  | Baseline Forecast | 0 | 0 | 0 | 0 | 0 | 0 | 0 | 0 | 0 | 0 | 0 | 0 | 0 | 0 | 0 | 0 | 0 | 0 | 0 | 0 | 0 | 0 | 0 | 0 | 0 | 0 | 0
Commercial_Warehouse (WA)_Existing_Food Preparation_Natural Gas_Oven_E7_Baseline Forecast | Commercial | Warehouse (WA) | Existing | Food Preparation | Natural Gas | Oven | E7 |  | Baseline Forecast | 0 | 0 | 0 | 0 | 0 | 0 | 0 | 0 | 0 | 0 | 0 | 0 | 0 | 0 | 0 | 0 | 0 | 0 | 0 | 0 | 0 | 0 | 0 | 0 | 0 | 0 | 0
Commercial_Warehouse (WA)_Existing_Food Preparation_Natural Gas_Oven_E8_Baseline Forecast | Commercial | Warehouse (WA) | Existing | Food Preparation | Natural Gas | Oven | E8 |  | Baseline Forecast | 0 | 0 | 0 | 0 | 0 | 0 | 0 | 0 | 0 | 0 | 0 | 0 | 0 | 0 | 0 | 0 | 0 | 0 | 0 | 0 | 0 | 0 | 0 | 0 | 0 | 0 | 0
Commercial_Warehouse (WA)_Existing_Food Preparation_Natural Gas_Oven_E9_Baseline Forecast | Commercial | Warehouse (WA) | Existing | Food Preparation | Natural Gas | Oven | E9 |  | Baseline Forecast | 0 | 0 | 0 | 0 | 0 | 0 | 0 | 0 | 0 | 0 | 0 | 0 | 0 | 0 | 0 | 0 | 0 | 0 | 0 | 0 | 0 | 0 | 0 | 0 | 0 | 0 | 0
Commercial_Warehouse (WA)_Existing_Food Preparation_Natural Gas_Oven_E10_Baseline Forecast | Commercial | Warehouse (WA) | Existing | Food Preparation | Natural Gas | Oven | E10 |  | Baseline Forecast | 0 | 0 | 0 | 0 | 0 | 0 | 0 | 0 | 0 | 0 | 0 | 0 | 0 | 0 | 0 | 0 | 0 | 0 | 0 | 0 | 0 | 0 | 0 | 0 | 0 | 0 | 0
Commercial_Warehouse (WA)_Existing_Food Preparation_Natural Gas_Conveyor Oven_E1_Baseline Forecast | Commercial | Warehouse (WA) | Existing | Food Preparation | Natural Gas | Conveyor Oven | E1 | Standard | Baseline Forecast | 0 | 0 | 0 | 0 | 0 | 50.2193 | 138.1896 | 254.1532 | 390.4821 | 541.2219 | 655.6962 | 741.7281 | 805.4666 | 851.7453 | 884.363 | 906.3053 | 919.9183 | 723.2461 | 568.6211 | 447.0538 | 351.4768 | 283.9376 | 244.1582 | 230.4424 | 240.3018 | 270.8781 | 321.3877
Commercial_Warehouse (WA)_Existing_Food Preparation_Natural Gas_Conveyor Oven_E2_Baseline Forecast | Commercial | Warehouse (WA) | Existing | Food Preparation | Natural Gas | Conveyor Oven | E2 | ENERGY STAR (>42% Baking Efficiency) | Baseline Forecast | 0 | 0 | 0 | 0 | 0 | 72.2668 | 198.8582 | 365.7326 | 561.9132 | 778.8315 | 943.5628 | 1067.3648 | 1159.0861 | 1225.6823 | 1272.6199 | 1304.1954 | 1323.7849 | 1040.7688 | 818.2596 | 643.3213 | 505.7837 | 408.5932 | 351.3496 | 331.6123 | 345.8001 | 389.8001 | 462.4848
Commercial_Warehouse (WA)_Existing_Food Preparation_Natural Gas_Conveyor Oven_E3_Baseline Forecast | Commercial | Warehouse (WA) | Existing | Food Preparation | Natural Gas | Conveyor Oven | E3 |  | Baseline Forecast | 0 | 0 | 0 | 0 | 0 | 0 | 0 | 0 | 0 | 0 | 0 | 0 | 0 | 0 | 0 | 0 | 0 | 0 | 0 | 0 | 0 | 0 | 0 | 0 | 0 | 0 | 0
Commercial_Warehouse (WA)_Existing_Food Preparation_Natural Gas_Conveyor Oven_E4_Baseline Forecast | Commercial | Warehouse (WA) | Existing | Food Preparation | Natural Gas | Conveyor Oven | E4 |  | Baseline Forecast | 0 | 0 | 0 | 0 | 0 | 0 | 0 | 0 | 0 | 0 | 0 | 0 | 0 | 0 | 0 | 0 | 0 | 0 | 0 | 0 | 0 | 0 | 0 | 0 | 0 | 0 | 0
Commercial_Warehouse (WA)_Existing_Food Preparation_Natural Gas_Conveyor Oven_E5_Baseline Forecast | Commercial | Warehouse (WA) | Existing | Food Preparation | Natural Gas | Conveyor Oven | E5 |  | Baseline Forecast | 0 | 0 | 0 | 0 | 0 | 0 | 0 | 0 | 0 | 0 | 0 | 0 | 0 | 0 | 0 | 0 | 0 | 0 | 0 | 0 | 0 | 0 | 0 | 0 | 0 | 0 | 0
Commercial_Warehouse (WA)_Existing_Food Preparation_Natural Gas_Conveyor Oven_E6_Baseline Forecast | Commercial | Warehouse (WA) | Existing | Food Preparation | Natural Gas | Conveyor Oven | E6 |  | Baseline Forecast | 0 | 0 | 0 | 0 | 0 | 0 | 0 | 0 | 0 | 0 | 0 | 0 | 0 | 0 | 0 | 0 | 0 | 0 | 0 | 0 | 0 | 0 | 0 | 0 | 0 | 0 | 0
Commercial_Warehouse (WA)_Existing_Food Preparation_Natural Gas_Conveyor Oven_E7_Baseline Forecast | Commercial | Warehouse (WA) | Existing | Food Preparation | Natural Gas | Conveyor Oven | E7 |  | Baseline Forecast | 0 | 0 | 0 | 0 | 0 | 0 | 0 | 0 | 0 | 0 | 0 | 0 | 0 | 0 | 0 | 0 | 0 | 0 | 0 | 0 | 0 | 0 | 0 | 0 | 0 | 0 | 0
Commercial_Warehouse (WA)_Existing_Food Preparation_Natural Gas_Conveyor Oven_E8_Baseline Forecast | Commercial | Warehouse (WA) | Existing | Food Preparation | Natural Gas | Conveyor Oven | E8 |  | Baseline Forecast | 0 | 0 | 0 | 0 | 0 | 0 | 0 | 0 | 0 | 0 | 0 | 0 | 0 | 0 | 0 | 0 | 0 | 0 | 0 | 0 | 0 | 0 | 0 | 0 | 0 | 0 | 0
Commercial_Warehouse (WA)_Existing_Food Preparation_Natural Gas_Conveyor Oven_E9_Baseline Forecast | Commercial | Warehouse (WA) | Existing | Food Preparation | Natural Gas | Conveyor Oven | E9 |  | Baseline Forecast | 0 | 0 | 0 | 0 | 0 | 0 | 0 | 0 | 0 | 0 | 0 | 0 | 0 | 0 | 0 | 0 | 0 | 0 | 0 | 0 | 0 | 0 | 0 | 0 | 0 | 0 | 0
Commercial_Warehouse (WA)_Existing_Food Preparation_Natural Gas_Conveyor Oven_E10_Baseline Forecast | Commercial | Warehouse (WA) | Existing | Food Preparation | Natural Gas | Conveyor Oven | E10 |  | Baseline Forecast | 0 | 0 | 0 | 0 | 0 | 0 | 0 | 0 | 0 | 0 | 0 | 0 | 0 | 0 | 0 | 0 | 0 | 0 | 0 | 0 | 0 | 0 | 0 | 0 | 0 | 0 | 0
Commercial_Warehouse (WA)_Existing_Food Preparation_Natural Gas_Double Rack Oven_E1_Baseline Forecast | Commercial | Warehouse (WA) | Existing | Food Preparation | Natural Gas | Double Rack Oven | E1 | Standard | Baseline Forecast | 0 | 299.096 | 408.2488 | 501.0668 | 579.6589 | 645.8667 | 701.2983 | 747.3576 | 785.2704 | 816.1068 | 741.3386 | 686.3948 | 647.2167 | 620.4593 | 603.3756 | 593.7186 | 589.6588 | 589.7145 | 592.693 | 655.5396 | 663.6107 | 663.6845 | 658.3638 | 649.6091 | 638.8743 | 627.2159 | 615.3813
Commercial_Warehouse (WA)_Existing_Food Preparation_Natural Gas_Double Rack Oven_E2_Baseline Forecast | Commercial | Warehouse (WA) | Existing | Food Preparation | Natural Gas | Double Rack Oven | E2 | FTSC Qualified (>50% Cooking Efficiency) | Baseline Forecast | 0 | 430.4064 | 587.48 | 721.0473 | 834.1433 | 929.4179 | 1009.1853 | 1075.4658 | 1130.0233 | 1174.3975 | 1066.8044 | 987.7388 | 931.3606 | 892.8561 | 868.2723 | 854.3756 | 848.5334 | 848.6136 | 852.8997 | 943.3375 | 954.952 | 955.0582 | 947.4015 | 934.8034 | 919.3557 | 902.579 | 885.5486
Commercial_Warehouse (WA)_Existing_Food Preparation_Natural Gas_Double Rack Oven_E3_Baseline Forecast | Commercial | Warehouse (WA) | Existing | Food Preparation | Natural Gas | Double Rack Oven | E3 |  | Baseline Forecast | 0 | 0 | 0 | 0 | 0 | 0 | 0 | 0 | 0 | 0 | 0 | 0 | 0 | 0 | 0 | 0 | 0 | 0 | 0 | 0 | 0 | 0 | 0 | 0 | 0 | 0 | 0
Commercial_Warehouse (WA)_Existing_Food Preparation_Natural Gas_Double Rack Oven_E4_Baseline Forecast | Commercial | Warehouse (WA) | Existing | Food Preparation | Natural Gas | Double Rack Oven | E4 |  | Baseline Forecast | 0 | 0 | 0 | 0 | 0 | 0 | 0 | 0 | 0 | 0 | 0 | 0 | 0 | 0 | 0 | 0 | 0 | 0 | 0 | 0 | 0 | 0 | 0 | 0 | 0 | 0 | 0
Commercial_Warehouse (WA)_Existing_Food Preparation_Natural Gas_Double Rack Oven_E5_Baseline Forecast | Commercial | Warehouse (WA) | Existing | Food Preparation | Natural Gas | Double Rack Oven | E5 |  | Baseline Forecast | 0 | 0 | 0 | 0 | 0 | 0 | 0 | 0 | 0 | 0 | 0 | 0 | 0 | 0 | 0 | 0 | 0 | 0 | 0 | 0 | 0 | 0 | 0 | 0 | 0 | 0 | 0
Commercial_Warehouse (WA)_Existing_Food Preparation_Natural Gas_Double Rack Oven_E6_Baseline Forecast | Commercial | Warehouse (WA) | Existing | Food Preparation | Natural Gas | Double Rack Oven | E6 |  | Baseline Forecast | 0 | 0 | 0 | 0 | 0 | 0 | 0 | 0 | 0 | 0 | 0 | 0 | 0 | 0 | 0 | 0 | 0 | 0 | 0 | 0 | 0 | 0 | 0 | 0 | 0 | 0 | 0
Commercial_Warehouse (WA)_Existing_Food Preparation_Natural Gas_Double Rack Oven_E7_Baseline Forecast | Commercial | Warehouse (WA) | Existing | Food Preparation | Natural Gas | Double Rack Oven | E7 |  | Baseline Forecast | 0 | 0 | 0 | 0 | 0 | 0 | 0 | 0 | 0 | 0 | 0 | 0 | 0 | 0 | 0 | 0 | 0 | 0 | 0 | 0 | 0 | 0 | 0 | 0 | 0 | 0 | 0
Commercial_Warehouse (WA)_Existing_Food Preparation_Natural Gas_Double Rack Oven_E8_Baseline Forecast | Commercial | Warehouse (WA) | Existing | Food Preparation | Natural Gas | Double Rack Oven | E8 |  | Baseline Forecast | 0 | 0 | 0 | 0 | 0 | 0 | 0 | 0 | 0 | 0 | 0 | 0 | 0 | 0 | 0 | 0 | 0 | 0 | 0 | 0 | 0 | 0 | 0 | 0 | 0 | 0 | 0
Commercial_Warehouse (WA)_Existing_Food Preparation_Natural Gas_Double Rack Oven_E9_Baseline Forecast | Commercial | Warehouse (WA) | Existing | Food Preparation | Natural Gas | Double Rack Oven | E9 |  | Baseline Forecast | 0 | 0 | 0 | 0 | 0 | 0 | 0 | 0 | 0 | 0 | 0 | 0 | 0 | 0 | 0 | 0 | 0 | 0 | 0 | 0 | 0 | 0 | 0 | 0 | 0 | 0 | 0
Commercial_Warehouse (WA)_Existing_Food Preparation_Natural Gas_Double Rack Oven_E10_Baseline Forecast | Commercial | Warehouse (WA) | Existing | Food Preparation | Natural Gas | Double Rack Oven | E10 |  | Baseline Forecast | 0 | 0 | 0 | 0 | 0 | 0 | 0 | 0 | 0 | 0 | 0 | 0 | 0 | 0 | 0 | 0 | 0 | 0 | 0 | 0 | 0 | 0 | 0 | 0 | 0 | 0 | 0
Commercial_Warehouse (WA)_Existing_Food Preparation_Natural Gas_Fryer_E1_Baseline Forecast | Commercial | Warehouse (WA) | Existing | Food Preparation | Natural Gas | Fryer | E1 | Standard | Baseline Forecast | 0 | 2944.5371 | 3209.4531 | 3436.1551 | 3628.888 | 3791.4414 | 3927.1981 | 4039.1776 | 4130.0745 | 4202.2936 | 4257.9806 | 4299.0498 | 4061.919 | 3869.9521 | 3715.4664 | 3591.9166 | 3493.7395 | 3416.2191 | 3355.3684 | 3307.8278 | 3270.7765 | 3241.8552 | 3219.0999 | 3820.9011 | 3772.8201 | 3710.9527 | 3639.8702
Commercial_Warehouse (WA)_Existing_Food Preparation_Natural Gas_Fryer_E2_Baseline Forecast | Commercial | Warehouse (WA) | Existing | Food Preparation | Natural Gas | Fryer | E2 | ENERGY STAR | Baseline Forecast | 0 | 1034.5671 | 1127.6457 | 1207.2977 | 1275.0147 | 1332.1281 | 1379.8264 | 1419.1705 | 1451.1072 | 1476.4815 | 1496.0472 | 1510.477 | 1427.1607 | 1359.7129 | 1305.4341 | 1262.0247 | 1227.5301 | 1200.2932 | 1178.9132 | 1162.2098 | 1149.1918 | 1139.0302 | 1131.0351 | 1342.4787 | 1325.5855 | 1303.8482 | 1278.8733
Commercial_Warehouse (WA)_Existing_Food Preparation_Natural Gas_Fryer_E3_Baseline Forecast | Commercial | Warehouse (WA) | Existing | Food Preparation | Natural Gas | Fryer | E3 |  | Baseline Forecast | 0 | 0 | 0 | 0 | 0 | 0 | 0 | 0 | 0 | 0 | 0 | 0 | 0 | 0 | 0 | 0 | 0 | 0 | 0 | 0 | 0 | 0 | 0 | 0 | 0 | 0 | 0
Commercial_Warehouse (WA)_Existing_Food Preparation_Natural Gas_Fryer_E4_Baseline Forecast | Commercial | Warehouse (WA) | Existing | Food Preparation | Natural Gas | Fryer | E4 |  | Baseline Forecast | 0 | 0 | 0 | 0 | 0 | 0 | 0 | 0 | 0 | 0 | 0 | 0 | 0 | 0 | 0 | 0 | 0 | 0 | 0 | 0 | 0 | 0 | 0 | 0 | 0 | 0 | 0
Commercial_Warehouse (WA)_Existing_Food Preparation_Natural Gas_Fryer_E5_Baseline Forecast | Commercial | Warehouse (WA) | Existing | Food Preparation | Natural Gas | Fryer | E5 |  | Baseline Forecast | 0 | 0 | 0 | 0 | 0 | 0 | 0 | 0 | 0 | 0 | 0 | 0 | 0 | 0 | 0 | 0 | 0 | 0 | 0 | 0 | 0 | 0 | 0 | 0 | 0 | 0 | 0
Commercial_Warehouse (WA)_Existing_Food Preparation_Natural Gas_Fryer_E6_Baseline Forecast | Commercial | Warehouse (WA) | Existing | Food Preparation | Natural Gas | Fryer | E6 |  | Baseline Forecast | 0 | 0 | 0 | 0 | 0 | 0 | 0 | 0 | 0 | 0 | 0 | 0 | 0 | 0 | 0 | 0 | 0 | 0 | 0 | 0 | 0 | 0 | 0 | 0 | 0 | 0 | 0
Commercial_Warehouse (WA)_Existing_Food Preparation_Natural Gas_Fryer_E7_Baseline Forecast | Commercial | Warehouse (WA) | Existing | Food Preparation | Natural Gas | Fryer | E7 |  | Baseline Forecast | 0 | 0 | 0 | 0 | 0 | 0 | 0 | 0 | 0 | 0 | 0 | 0 | 0 | 0 | 0 | 0 | 0 | 0 | 0 | 0 | 0 | 0 | 0 | 0 | 0 | 0 | 0
Commercial_Warehouse (WA)_Existing_Food Preparation_Natural Gas_Fryer_E8_Baseline Forecast | Commercial | Warehouse (WA) | Existing | Food Preparation | Natural Gas | Fryer | E8 |  | Baseline Forecast | 0 | 0 | 0 | 0 | 0 | 0 | 0 | 0 | 0 | 0 | 0 | 0 | 0 | 0 | 0 | 0 | 0 | 0 | 0 | 0 | 0 | 0 | 0 | 0 | 0 | 0 | 0
Commercial_Warehouse (WA)_Existing_Food Preparation_Natural Gas_Fryer_E9_Baseline Forecast | Commercial | Warehouse (WA) | Existing | Food Preparation | Natural Gas | Fryer | E9 |  | Baseline Forecast | 0 | 0 | 0 | 0 | 0 | 0 | 0 | 0 | 0 | 0 | 0 | 0 | 0 | 0 | 0 | 0 | 0 | 0 | 0 | 0 | 0 | 0 | 0 | 0 | 0 | 0 | 0
Commercial_Warehouse (WA)_Existing_Food Preparation_Natural Gas_Fryer_E10_Baseline Forecast | Commercial | Warehouse (WA) | Existing | Food Preparation | Natural Gas | Fryer | E10 |  | Baseline Forecast | 0 | 0 | 0 | 0 | 0 | 0 | 0 | 0 | 0 | 0 | 0 | 0 | 0 | 0 | 0 | 0 | 0 | 0 | 0 | 0 | 0 | 0 | 0 | 0 | 0 | 0 | 0
Commercial_Warehouse (WA)_Existing_Food Preparation_Natural Gas_Broiler_E1_Baseline Forecast | Commercial | Warehouse (WA) | Existing | Food Preparation | Natural Gas | Broiler | E1 | Standard | Baseline Forecast | 0 | 0 | 0 | 0 | 0 | 0 | 0 | 0 | 0 | 0 | 0 | 0 | 0 | 0 | 0 | 0 | 0 | 0 | 0 | 0 | 0 | 0 | 0 | 0 | 0 | 0 | 0
Commercial_Warehouse (WA)_Existing_Food Preparation_Natural Gas_Broiler_E2_Baseline Forecast | Commercial | Warehouse (WA) | Existing | Food Preparation | Natural Gas | Broiler | E2 | Infrared Burners | Baseline Forecast | 0 | 0 | 0 | 0 | 0 | 0 | 0 | 0 | 0 | 0 | 0 | 0 | 0 | 0 | 0 | 0 | 0 | 0 | 0 | 0 | 0 | 0 | 0 | 0 | 0 | 0 | 0
Commercial_Warehouse (WA)_Existing_Food Preparation_Natural Gas_Broiler_E3_Baseline Forecast | Commercial | Warehouse (WA) | Existing | Food Preparation | Natural Gas | Broiler | E3 |  | Baseline Forecast | 0 | 0 | 0 | 0 | 0 | 0 | 0 | 0 | 0 | 0 | 0 | 0 | 0 | 0 | 0 | 0 | 0 | 0 | 0 | 0 | 0 | 0 | 0 | 0 | 0 | 0 | 0
Commercial_Warehouse (WA)_Existing_Food Preparation_Natural Gas_Broiler_E4_Baseline Forecast | Commercial | Warehouse (WA) | Existing | Food Preparation | Natural Gas | Broiler | E4 |  | Baseline Forecast | 0 | 0 | 0 | 0 | 0 | 0 | 0 | 0 | 0 | 0 | 0 | 0 | 0 | 0 | 0 | 0 | 0 | 0 | 0 | 0 | 0 | 0 | 0 | 0 | 0 | 0 | 0
Commercial_Warehouse (WA)_Existing_Food Preparation_Natural Gas_Broiler_E5_Baseline Forecast | Commercial | Warehouse (WA) | Existing | Food Preparation | Natural Gas | Broiler | E5 |  | Baseline Forecast | 0 | 0 | 0 | 0 | 0 | 0 | 0 | 0 | 0 | 0 | 0 | 0 | 0 | 0 | 0 | 0 | 0 | 0 | 0 | 0 | 0 | 0 | 0 | 0 | 0 | 0 | 0
Commercial_Warehouse (WA)_Existing_Food Preparation_Natural Gas_Broiler_E6_Baseline Forecast | Commercial | Warehouse (WA) | Existing | Food Preparation | Natural Gas | Broiler | E6 |  | Baseline Forecast | 0 | 0 | 0 | 0 | 0 | 0 | 0 | 0 | 0 | 0 | 0 | 0 | 0 | 0 | 0 | 0 | 0 | 0 | 0 | 0 | 0 | 0 | 0 | 0 | 0 | 0 | 0
Commercial_Warehouse (WA)_Existing_Food Preparation_Natural Gas_Broiler_E7_Baseline Forecast | Commercial | Warehouse (WA) | Existing | Food Preparation | Natural Gas | Broiler | E7 |  | Baseline Forecast | 0 | 0 | 0 | 0 | 0 | 0 | 0 | 0 | 0 | 0 | 0 | 0 | 0 | 0 | 0 | 0 | 0 | 0 | 0 | 0 | 0 | 0 | 0 | 0 | 0 | 0 | 0
Commercial_Warehouse (WA)_Existing_Food Preparation_Natural Gas_Broiler_E8_Baseline Forecast | Commercial | Warehouse (WA) | Existing | Food Preparation | Natural Gas | Broiler | E8 |  | Baseline Forecast | 0 | 0 | 0 | 0 | 0 | 0 | 0 | 0 | 0 | 0 | 0 | 0 | 0 | 0 | 0 | 0 | 0 | 0 | 0 | 0 | 0 | 0 | 0 | 0 | 0 | 0 | 0
Commercial_Warehouse (WA)_Existing_Food Preparation_Natural Gas_Broiler_E9_Baseline Forecast | Commercial | Warehouse (WA) | Existing | Food Preparation | Natural Gas | Broiler | E9 |  | Baseline Forecast | 0 | 0 | 0 | 0 | 0 | 0 | 0 | 0 | 0 | 0 | 0 | 0 | 0 | 0 | 0 | 0 | 0 | 0 | 0 | 0 | 0 | 0 | 0 | 0 | 0 | 0 | 0
Commercial_Warehouse (WA)_Existing_Food Preparation_Natural Gas_Broiler_E10_Baseline Forecast | Commercial | Warehouse (WA) | Existing | Food Preparation | Natural Gas | Broiler | E10 |  | Baseline Forecast | 0 | 0 | 0 | 0 | 0 | 0 | 0 | 0 | 0 | 0 | 0 | 0 | 0 | 0 | 0 | 0 | 0 | 0 | 0 | 0 | 0 | 0 | 0 | 0 | 0 | 0 | 0
Commercial_Warehouse (WA)_Existing_Food Preparation_Natural Gas_Griddle_E1_Baseline Forecast | Commercial | Warehouse (WA) | Existing | Food Preparation | Natural Gas | Griddle | E1 | Standard | Baseline Forecast | 0 | 3452.9782 | 3864.7557 | 4209.8426 | 4496.923 | 4733.579 | 4926.4297 | 5081.253 | 5203.0922 | 5296.349 | 4954.7706 | 4695.5042 | 4501.806 | 4359.8746 | 4258.3737 | 4188.0294 | 4141.2894 | 4112.0352 | 4095.3403 | 4825.8232 | 4767.9188 | 4685.5137 | 4588.3205 | 4483.5326 | 4376.3651 | 4270.4926 | 4168.4007
Commercial_Warehouse (WA)_Existing_Food Preparation_Natural Gas_Griddle_E2_Baseline Forecast | Commercial | Warehouse (WA) | Existing | Food Preparation | Natural Gas | Griddle | E2 | ENERGY STAR | Baseline Forecast | 0 | 1410.3714 | 1578.5622 | 1719.5132 | 1836.7714 | 1933.4337 | 2012.2037 | 2075.4414 | 2125.2067 | 2163.2975 | 2023.7795 | 1917.882 | 1838.7659 | 1780.7939 | 1739.3357 | 1710.6036 | 1691.5126 | 1679.5637 | 1672.7446 | 1971.1109 | 1947.4598 | 1913.8014 | 1874.1027 | 1831.3021 | 1787.5294 | 1744.2857 | 1702.5862
Commercial_Warehouse (WA)_Existing_Food Preparation_Natural Gas_Griddle_E3_Baseline Forecast | Commercial | Warehouse (WA) | Existing | Food Preparation | Natural Gas | Griddle | E3 |  | Baseline Forecast | 0 | 0 | 0 | 0 | 0 | 0 | 0 | 0 | 0 | 0 | 0 | 0 | 0 | 0 | 0 | 0 | 0 | 0 | 0 | 0 | 0 | 0 | 0 | 0 | 0 | 0 | 0
Commercial_Warehouse (WA)_Existing_Food Preparation_Natural Gas_Griddle_E4_Baseline Forecast | Commercial | Warehouse (WA) | Existing | Food Preparation | Natural Gas | Griddle | E4 |  | Baseline Forecast | 0 | 0 | 0 | 0 | 0 | 0 | 0 | 0 | 0 | 0 | 0 | 0 | 0 | 0 | 0 | 0 | 0 | 0 | 0 | 0 | 0 | 0 | 0 | 0 | 0 | 0 | 0
Commercial_Warehouse (WA)_Existing_Food Preparation_Natural Gas_Griddle_E5_Baseline Forecast | Commercial | Warehouse (WA) | Existing | Food Preparation | Natural Gas | Griddle | E5 |  | Baseline Forecast | 0 | 0 | 0 | 0 | 0 | 0 | 0 | 0 | 0 | 0 | 0 | 0 | 0 | 0 | 0 | 0 | 0 | 0 | 0 | 0 | 0 | 0 | 0 | 0 | 0 | 0 | 0
Commercial_Warehouse (WA)_Existing_Food Preparation_Natural Gas_Griddle_E6_Baseline Forecast | Commercial | Warehouse (WA) | Existing | Food Preparation | Natural Gas | Griddle | E6 |  | Baseline Forecast | 0 | 0 | 0 | 0 | 0 | 0 | 0 | 0 | 0 | 0 | 0 | 0 | 0 | 0 | 0 | 0 | 0 | 0 | 0 | 0 | 0 | 0 | 0 | 0 | 0 | 0 | 0
Commercial_Warehouse (WA)_Existing_Food Preparation_Natural Gas_Griddle_E7_Baseline Forecast | Commercial | Warehouse (WA) | Existing | Food Preparation | Natural Gas | Griddle | E7 |  | Baseline Forecast | 0 | 0 | 0 | 0 | 0 | 0 | 0 | 0 | 0 | 0 | 0 | 0 | 0 | 0 | 0 | 0 | 0 | 0 | 0 | 0 | 0 | 0 | 0 | 0 | 0 | 0 | 0
Commercial_Warehouse (WA)_Existing_Food Preparation_Natural Gas_Griddle_E8_Baseline Forecast | Commercial | Warehouse (WA) | Existing | Food Preparation | Natural Gas | Griddle | E8 |  | Baseline Forecast | 0 | 0 | 0 | 0 | 0 | 0 | 0 | 0 | 0 | 0 | 0 | 0 | 0 | 0 | 0 | 0 | 0 | 0 | 0 | 0 | 0 | 0 | 0 | 0 | 0 | 0 | 0
Commercial_Warehouse (WA)_Existing_Food Preparation_Natural Gas_Griddle_E9_Baseline Forecast | Commercial | Warehouse (WA) | Existing | Food Preparation | Natural Gas | Griddle | E9 |  | Baseline Forecast | 0 | 0 | 0 | 0 | 0 | 0 | 0 | 0 | 0 | 0 | 0 | 0 | 0 | 0 | 0 | 0 | 0 | 0 | 0 | 0 | 0 | 0 | 0 | 0 | 0 | 0 | 0
Commercial_Warehouse (WA)_Existing_Food Preparation_Natural Gas_Griddle_E10_Baseline Forecast | Commercial | Warehouse (WA) | Existing | Food Preparation | Natural Gas | Griddle | E10 |  | Baseline Forecast | 0 | 0 | 0 | 0 | 0 | 0 | 0 | 0 | 0 | 0 | 0 | 0 | 0 | 0 | 0 | 0 | 0 | 0 | 0 | 0 | 0 | 0 | 0 | 0 | 0 | 0 | 0
Commercial_Warehouse (WA)_Existing_Food Preparation_Natural Gas_Range_E1_Baseline Forecast | Commercial | Warehouse (WA) | Existing | Food Preparation | Natural Gas | Range | E1 | Standard | Baseline Forecast | 0 | 2153.4912 | 2751.2706 | 3203.0044 | 3540.2307 | 3787.7396 | 3965.0158 | 4087.3731 | 4166.8462 | 4212.8919 | 3680.4989 | 3364.1612 | 3192.7106 | 3115.5882 | 3097.2834 | 3555.7364 | 3625.0438 | 3665.232 | 3682.7732 | 3588.2718 | 3446.3181 | 3294.734 | 3153.989 | 3033.6163 | 2898.6823 | 2846.9608 | 2841.8225
Commercial_Warehouse (WA)_Existing_Food Preparation_Natural Gas_Range_E2_Baseline Forecast | Commercial | Warehouse (WA) | Existing | Food Preparation | Natural Gas | Range | E2 | High Efficiency | Baseline Forecast | 0 | 3098.9263 | 3959.1455 | 4609.2015 | 5094.4784 | 5450.6497 | 5705.7544 | 5881.8295 | 5996.1934 | 6062.4543 | 5296.3276 | 4841.11 | 4594.3885 | 4483.4073 | 4457.0663 | 5116.7914 | 5216.5264 | 5274.3583 | 5299.6004 | 5163.6106 | 4959.3358 | 4741.2025 | 4538.6671 | 4365.4479 | 4171.2745 | 4096.846 | 4089.4519
Commercial_Warehouse (WA)_Existing_Food Preparation_Natural Gas_Range_E3_Baseline Forecast | Commercial | Warehouse (WA) | Existing | Food Preparation | Natural Gas | Range | E3 |  | Baseline Forecast | 0 | 0 | 0 | 0 | 0 | 0 | 0 | 0 | 0 | 0 | 0 | 0 | 0 | 0 | 0 | 0 | 0 | 0 | 0 | 0 | 0 | 0 | 0 | 0 | 0 | 0 | 0
Commercial_Warehouse (WA)_Existing_Food Preparation_Natural Gas_Range_E4_Baseline Forecast | Commercial | Warehouse (WA) | Existing | Food Preparation | Natural Gas | Range | E4 |  | Baseline Forecast | 0 | 0 | 0 | 0 | 0 | 0 | 0 | 0 | 0 | 0 | 0 | 0 | 0 | 0 | 0 | 0 | 0 | 0 | 0 | 0 | 0 | 0 | 0 | 0 | 0 | 0 | 0
Commercial_Warehouse (WA)_Existing_Food Preparation_Natural Gas_Range_E5_Baseline Forecast | Commercial | Warehouse (WA) | Existing | Food Preparation | Natural Gas | Range | E5 |  | Baseline Forecast | 0 | 0 | 0 | 0 | 0 | 0 | 0 | 0 | 0 | 0 | 0 | 0 | 0 | 0 | 0 | 0 | 0 | 0 | 0 | 0 | 0 | 0 | 0 | 0 | 0 | 0 | 0
Commercial_Warehouse (WA)_Existing_Food Preparation_Natural Gas_Range_E6_Baseline Forecast | Commercial | Warehouse (WA) | Existing | Food Preparation | Natural Gas | Range | E6 |  | Baseline Forecast | 0 | 0 | 0 | 0 | 0 | 0 | 0 | 0 | 0 | 0 | 0 | 0 | 0 | 0 | 0 | 0 | 0 | 0 | 0 | 0 | 0 | 0 | 0 | 0 | 0 | 0 | 0
Commercial_Warehouse (WA)_Existing_Food Preparation_Natural Gas_Range_E7_Baseline Forecast | Commercial | Warehouse (WA) | Existing | Food Preparation | Natural Gas | Range | E7 |  | Baseline Forecast | 0 | 0 | 0 | 0 | 0 | 0 | 0 | 0 | 0 | 0 | 0 | 0 | 0 | 0 | 0 | 0 | 0 | 0 | 0 | 0 | 0 | 0 | 0 | 0 | 0 | 0 | 0
Commercial_Warehouse (WA)_Existing_Food Preparation_Natural Gas_Range_E8_Baseline Forecast | Commercial | Warehouse (WA) | Existing | Food Preparation | Natural Gas | Range | E8 |  | Baseline Forecast | 0 | 0 | 0 | 0 | 0 | 0 | 0 | 0 | 0 | 0 | 0 | 0 | 0 | 0 | 0 | 0 | 0 | 0 | 0 | 0 | 0 | 0 | 0 | 0 | 0 | 0 | 0
Commercial_Warehouse (WA)_Existing_Food Preparation_Natural Gas_Range_E9_Baseline Forecast | Commercial | Warehouse (WA) | Existing | Food Preparation | Natural Gas | Range | E9 |  | Baseline Forecast | 0 | 0 | 0 | 0 | 0 | 0 | 0 | 0 | 0 | 0 | 0 | 0 | 0 | 0 | 0 | 0 | 0 | 0 | 0 | 0 | 0 | 0 | 0 | 0 | 0 | 0 | 0
Commercial_Warehouse (WA)_Existing_Food Preparation_Natural Gas_Range_E10_Baseline Forecast | Commercial | Warehouse (WA) | Existing | Food Preparation | Natural Gas | Range | E10 |  | Baseline Forecast | 0 | 0 | 0 | 0 | 0 | 0 | 0 | 0 | 0 | 0 | 0 | 0 | 0 | 0 | 0 | 0 | 0 | 0 | 0 | 0 | 0 | 0 | 0 | 0 | 0 | 0 | 0
Commercial_Warehouse (WA)_Existing_Food Preparation_Natural Gas_Steamer_E1_Baseline Forecast | Commercial | Warehouse (WA) | Existing | Food Preparation | Natural Gas | Steamer | E1 | Standard | Baseline Forecast | 0 | 0 | 0 | 0 | 0 | 0 | 0 | 0 | 0 | 0 | 0 | 0 | 0 | 0 | 0 | 0 | 0 | 0 | 0 | 0 | 0 | 0 | 0 | 0 | 0 | 0 | 0
Commercial_Warehouse (WA)_Existing_Food Preparation_Natural Gas_Steamer_E2_Baseline Forecast | Commercial | Warehouse (WA) | Existing | Food Preparation | Natural Gas | Steamer | E2 | ENERGY STAR | Baseline Forecast | 0 | 0 | 0 | 0 | 0 | 0 | 0 | 0 | 0 | 0 | 0 | 0 | 0 | 0 | 0 | 0 | 0 | 0 | 0 | 0 | 0 | 0 | 0 | 0 | 0 | 0 | 0
Commercial_Warehouse (WA)_Existing_Food Preparation_Natural Gas_Steamer_E3_Baseline Forecast | Commercial | Warehouse (WA) | Existing | Food Preparation | Natural Gas | Steamer | E3 |  | Baseline Forecast | 0 | 0 | 0 | 0 | 0 | 0 | 0 | 0 | 0 | 0 | 0 | 0 | 0 | 0 | 0 | 0 | 0 | 0 | 0 | 0 | 0 | 0 | 0 | 0 | 0 | 0 | 0
Commercial_Warehouse (WA)_Existing_Food Preparation_Natural Gas_Steamer_E4_Baseline Forecast | Commercial | Warehouse (WA) | Existing | Food Preparation | Natural Gas | Steamer | E4 |  | Baseline Forecast | 0 | 0 | 0 | 0 | 0 | 0 | 0 | 0 | 0 | 0 | 0 | 0 | 0 | 0 | 0 | 0 | 0 | 0 | 0 | 0 | 0 | 0 | 0 | 0 | 0 | 0 | 0
Commercial_Warehouse (WA)_Existing_Food Preparation_Natural Gas_Steamer_E5_Baseline Forecast | Commercial | Warehouse (WA) | Existing | Food Preparation | Natural Gas | Steamer | E5 |  | Baseline Forecast | 0 | 0 | 0 | 0 | 0 | 0 | 0 | 0 | 0 | 0 | 0 | 0 | 0 | 0 | 0 | 0 | 0 | 0 | 0 | 0 | 0 | 0 | 0 | 0 | 0 | 0 | 0
Commercial_Warehouse (WA)_Existing_Food Preparation_Natural Gas_Steamer_E6_Baseline Forecast | Commercial | Warehouse (WA) | Existing | Food Preparation | Natural Gas | Steamer | E6 |  | Baseline Forecast | 0 | 0 | 0 | 0 | 0 | 0 | 0 | 0 | 0 | 0 | 0 | 0 | 0 | 0 | 0 | 0 | 0 | 0 | 0 | 0 | 0 | 0 | 0 | 0 | 0 | 0 | 0
Commercial_Warehouse (WA)_Existing_Food Preparation_Natural Gas_Steamer_E7_Baseline Forecast | Commercial | Warehouse (WA) | Existing | Food Preparation | Natural Gas | Steamer | E7 |  | Baseline Forecast | 0 | 0 | 0 | 0 | 0 | 0 | 0 | 0 | 0 | 0 | 0 | 0 | 0 | 0 | 0 | 0 | 0 | 0 | 0 | 0 | 0 | 0 | 0 | 0 | 0 | 0 | 0
Commercial_Warehouse (WA)_Existing_Food Preparation_Natural Gas_Steamer_E8_Baseline Forecast | Commercial | Warehouse (WA) | Existing | Food Preparation | Natural Gas | Steamer | E8 |  | Baseline Forecast | 0 | 0 | 0 | 0 | 0 | 0 | 0 | 0 | 0 | 0 | 0 | 0 | 0 | 0 | 0 | 0 | 0 | 0 | 0 | 0 | 0 | 0 | 0 | 0 | 0 | 0 | 0
Commercial_Warehouse (WA)_Existing_Food Preparation_Natural Gas_Steamer_E9_Baseline Forecast | Commercial | Warehouse (WA) | Existing | Food Preparation | Natural Gas | Steamer | E9 |  | Baseline Forecast | 0 | 0 | 0 | 0 | 0 | 0 | 0 | 0 | 0 | 0 | 0 | 0 | 0 | 0 | 0 | 0 | 0 | 0 | 0 | 0 | 0 | 0 | 0 | 0 | 0 | 0 | 0
Commercial_Warehouse (WA)_Existing_Food Preparation_Natural Gas_Steamer_E10_Baseline Forecast | Commercial | Warehouse (WA) | Existing | Food Preparation | Natural Gas | Steamer | E10 |  | Baseline Forecast | 0 | 0 | 0 | 0 | 0 | 0 | 0 | 0 | 0 | 0 | 0 | 0 | 0 | 0 | 0 | 0 | 0 | 0 | 0 | 0 | 0 | 0 | 0 | 0 | 0 | 0 | 0
Commercial_Warehouse (WA)_Existing_Food Preparation_Natural Gas_Food Prep Other_E1_Baseline Forecast | Commercial | Warehouse (WA) | Existing | Food Preparation | Natural Gas | Food Prep Other | E1 | Standard | Baseline Forecast | 0 | 0 | 0 | 0 | 0 | 0 | 0 | 0 | 0 | 0 | 0 | 0 | 0 | 0 | 0 | 0 | 0 | 0 | 0 | 0 | 0 | 0 | 0 | 0 | 0 | 0 | 0
Commercial_Warehouse (WA)_Existing_Food Preparation_Natural Gas_Food Prep Other_E2_Baseline Forecast | Commercial | Warehouse (WA) | Existing | Food Preparation | Natural Gas | Food Prep Other | E2 | ENERGY STAR | Baseline Forecast | 0 | 0 | 0 | 0 | 0 | 0 | 0 | 0 | 0 | 0 | 0 | 0 | 0 | 0 | 0 | 0 | 0 | 0 | 0 | 0 | 0 | 0 | 0 | 0 | 0 | 0 | 0
Commercial_Warehouse (WA)_Existing_Food Preparation_Natural Gas_Food Prep Other_E3_Baseline Forecast | Commercial | Warehouse (WA) | Existing | Food Preparation | Natural Gas | Food Prep Other | E3 |  | Baseline Forecast | 0 | 0 | 0 | 0 | 0 | 0 | 0 | 0 | 0 | 0 | 0 | 0 | 0 | 0 | 0 | 0 | 0 | 0 | 0 | 0 | 0 | 0 | 0 | 0 | 0 | 0 | 0
Commercial_Warehouse (WA)_Existing_Food Preparation_Natural Gas_Food Prep Other_E4_Baseline Forecast | Commercial | Warehouse (WA) | Existing | Food Preparation | Natural Gas | Food Prep Other | E4 |  | Baseline Forecast | 0 | 0 | 0 | 0 | 0 | 0 | 0 | 0 | 0 | 0 | 0 | 0 | 0 | 0 | 0 | 0 | 0 | 0 | 0 | 0 | 0 | 0 | 0 | 0 | 0 | 0 | 0
Commercial_Warehouse (WA)_Existing_Food Preparation_Natural Gas_Food Prep Other_E5_Baseline Forecast | Commercial | Warehouse (WA) | Existing | Food Preparation | Natural Gas | Food Prep Other | E5 |  | Baseline Forecast | 0 | 0 | 0 | 0 | 0 | 0 | 0 | 0 | 0 | 0 | 0 | 0 | 0 | 0 | 0 | 0 | 0 | 0 | 0 | 0 | 0 | 0 | 0 | 0 | 0 | 0 | 0
Commercial_Warehouse (WA)_Existing_Food Preparation_Natural Gas_Food Prep Other_E6_Baseline Forecast | Commercial | Warehouse (WA) | Existing | Food Preparation | Natural Gas | Food Prep Other | E6 |  | Baseline Forecast | 0 | 0 | 0 | 0 | 0 | 0 | 0 | 0 | 0 | 0 | 0 | 0 | 0 | 0 | 0 | 0 | 0 | 0 | 0 | 0 | 0 | 0 | 0 | 0 | 0 | 0 | 0
Commercial_Warehouse (WA)_Existing_Food Preparation_Natural Gas_Food Prep Other_E7_Baseline Forecast | Commercial | Warehouse (WA) | Existing | Food Preparation | Natural Gas | Food Prep Other | E7 |  | Baseline Forecast | 0 | 0 | 0 | 0 | 0 | 0 | 0 | 0 | 0 | 0 | 0 | 0 | 0 | 0 | 0 | 0 | 0 | 0 | 0 | 0 | 0 | 0 | 0 | 0 | 0 | 0 | 0
Commercial_Warehouse (WA)_Existing_Food Preparation_Natural Gas_Food Prep Other_E8_Baseline Forecast | Commercial | Warehouse (WA) | Existing | Food Preparation | Natural Gas | Food Prep Other | E8 |  | Baseline Forecast | 0 | 0 | 0 | 0 | 0 | 0 | 0 | 0 | 0 | 0 | 0 | 0 | 0 | 0 | 0 | 0 | 0 | 0 | 0 | 0 | 0 | 0 | 0 | 0 | 0 | 0 | 0
Commercial_Warehouse (WA)_Existing_Food Preparation_Natural Gas_Food Prep Other_E9_Baseline Forecast | Commercial | Warehouse (WA) | Existing | Food Preparation | Natural Gas | Food Prep Other | E9 |  | Baseline Forecast | 0 | 0 | 0 | 0 | 0 | 0 | 0 | 0 | 0 | 0 | 0 | 0 | 0 | 0 | 0 | 0 | 0 | 0 | 0 | 0 | 0 | 0 | 0 | 0 | 0 | 0 | 0
Commercial_Warehouse (WA)_Existing_Food Preparation_Natural Gas_Food Prep Other_E10_Baseline Forecast | Commercial | Warehouse (WA) | Existing | Food Preparation | Natural Gas | Food Prep Other | E10 |  | Baseline Forecast | 0 | 0 | 0 | 0 | 0 | 0 | 0 | 0 | 0 | 0 | 0 | 0 | 0 | 0 | 0 | 0 | 0 | 0 | 0 | 0 | 0 | 0 | 0 | 0 | 0 | 0 | 0
Commercial_Warehouse (WA)_Existing_Miscellaneous_Natural Gas_Pool Heater_E1_Baseline Forecast | Commercial | Warehouse (WA) | Existing | Miscellaneous | Natural Gas | Pool Heater | E1 | Standard (EF .82) | Baseline Forecast | 0 | 0 | 0 | 0 | 0 | 0 | 0 | 0 | 0 | 0 | 0 | 0 | 0 | 0 | 0 | 0 | 0 | 0 | 0 | 0 | 0 | 0 | 0 | 0 | 0 | 0 | 0
Commercial_Warehouse (WA)_Existing_Miscellaneous_Natural Gas_Pool Heater_E2_Baseline Forecast | Commercial | Warehouse (WA) | Existing | Miscellaneous | Natural Gas | Pool Heater | E2 | Condensing (EF .90) | Baseline Forecast | 0 | 0 | 0 | 0 | 0 | 0 | 0 | 0 | 0 | 0 | 0 | 0 | 0 | 0 | 0 | 0 | 0 | 0 | 0 | 0 | 0 | 0 | 0 | 0 | 0 | 0 | 0
Commercial_Warehouse (WA)_Existing_Miscellaneous_Natural Gas_Pool Heater_E3_Baseline Forecast | Commercial | Warehouse (WA) | Existing | Miscellaneous | Natural Gas | Pool Heater | E3 |  | Baseline Forecast | 0 | 0 | 0 | 0 | 0 | 0 | 0 | 0 | 0 | 0 | 0 | 0 | 0 | 0 | 0 | 0 | 0 | 0 | 0 | 0 | 0 | 0 | 0 | 0 | 0 | 0 | 0
Commercial_Warehouse (WA)_Existing_Miscellaneous_Natural Gas_Pool Heater_E4_Baseline Forecast | Commercial | Warehouse (WA) | Existing | Miscellaneous | Natural Gas | Pool Heater | E4 |  | Baseline Forecast | 0 | 0 | 0 | 0 | 0 | 0 | 0 | 0 | 0 | 0 | 0 | 0 | 0 | 0 | 0 | 0 | 0 | 0 | 0 | 0 | 0 | 0 | 0 | 0 | 0 | 0 | 0
Commercial_Warehouse (WA)_Existing_Miscellaneous_Natural Gas_Pool Heater_E5_Baseline Forecast | Commercial | Warehouse (WA) | Existing | Miscellaneous | Natural Gas | Pool Heater | E5 |  | Baseline Forecast | 0 | 0 | 0 | 0 | 0 | 0 | 0 | 0 | 0 | 0 | 0 | 0 | 0 | 0 | 0 | 0 | 0 | 0 | 0 | 0 | 0 | 0 | 0 | 0 | 0 | 0 | 0
Commercial_Warehouse (WA)_Existing_Miscellaneous_Natural Gas_Pool Heater_E6_Baseline Forecast | Commercial | Warehouse (WA) | Existing | Miscellaneous | Natural Gas | Pool Heater | E6 |  | Baseline Forecast | 0 | 0 | 0 | 0 | 0 | 0 | 0 | 0 | 0 | 0 | 0 | 0 | 0 | 0 | 0 | 0 | 0 | 0 | 0 | 0 | 0 | 0 | 0 | 0 | 0 | 0 | 0
Commercial_Warehouse (WA)_Existing_Miscellaneous_Natural Gas_Pool Heater_E7_Baseline Forecast | Commercial | Warehouse (WA) | Existing | Miscellaneous | Natural Gas | Pool Heater | E7 |  | Baseline Forecast | 0 | 0 | 0 | 0 | 0 | 0 | 0 | 0 | 0 | 0 | 0 | 0 | 0 | 0 | 0 | 0 | 0 | 0 | 0 | 0 | 0 | 0 | 0 | 0 | 0 | 0 | 0
Commercial_Warehouse (WA)_Existing_Miscellaneous_Natural Gas_Pool Heater_E8_Baseline Forecast | Commercial | Warehouse (WA) | Existing | Miscellaneous | Natural Gas | Pool Heater | E8 |  | Baseline Forecast | 0 | 0 | 0 | 0 | 0 | 0 | 0 | 0 | 0 | 0 | 0 | 0 | 0 | 0 | 0 | 0 | 0 | 0 | 0 | 0 | 0 | 0 | 0 | 0 | 0 | 0 | 0
Commercial_Warehouse (WA)_Existing_Miscellaneous_Natural Gas_Pool Heater_E9_Baseline Forecast | Commercial | Warehouse (WA) | Existing | Miscellaneous | Natural Gas | Pool Heater | E9 |  | Baseline Forecast | 0 | 0 | 0 | 0 | 0 | 0 | 0 | 0 | 0 | 0 | 0 | 0 | 0 | 0 | 0 | 0 | 0 | 0 | 0 | 0 | 0 | 0 | 0 | 0 | 0 | 0 | 0
Commercial_Warehouse (WA)_Existing_Miscellaneous_Natural Gas_Pool Heater_E10_Baseline Forecast | Commercial | Warehouse (WA) | Existing | Miscellaneous | Natural Gas | Pool Heater | E10 |  | Baseline Forecast | 0 | 0 | 0 | 0 | 0 | 0 | 0 | 0 | 0 | 0 | 0 | 0 | 0 | 0 | 0 | 0 | 0 | 0 | 0 | 0 | 0 | 0 | 0 | 0 | 0 | 0 | 0
Commercial_Warehouse (WA)_Existing_Miscellaneous_Natural Gas_Miscellaneous_E1_Baseline Forecast | Commercial | Warehouse (WA) | Existing | Miscellaneous | Natural Gas | Miscellaneous | E1 | Standard | Baseline Forecast | 0 | 710389.4654 | 831120.68 | 928808.0663 | 878719.9812 | 852898.0614 | 844392.4787 | 830436.0012 | 815178.2455 | 801172.3417 | 787481.8415 | 947817.1157 | 939601.7509 | 925692.5208 | 899946.5299 | 882875.1054 | 870739.5671 | 855655.4615 | 840256.8212 | 825882.14 | 811746.1941 | 840302.4485 | 821815.8767 | 802897.8803 | 787877.1965 | 774732.8776 | 762231.8592
Commercial_Warehouse (WA)_Existing_Miscellaneous_Natural Gas_Miscellaneous_E2_Baseline Forecast | Commercial | Warehouse (WA) | Existing | Miscellaneous | Natural Gas | Miscellaneous | E2 |  | Baseline Forecast | 0 | 0 | 0 | 0 | 0 | 0 | 0 | 0 | 0 | 0 | 0 | 0 | 0 | 0 | 0 | 0 | 0 | 0 | 0 | 0 | 0 | 0 | 0 | 0 | 0 | 0 | 0
Commercial_Warehouse (WA)_Existing_Miscellaneous_Natural Gas_Miscellaneous_E3_Baseline Forecast | Commercial | Warehouse (WA) | Existing | Miscellaneous | Natural Gas | Miscellaneous | E3 |  | Baseline Forecast | 0 | 0 | 0 | 0 | 0 | 0 | 0 | 0 | 0 | 0 | 0 | 0 | 0 | 0 | 0 | 0 | 0 | 0 | 0 | 0 | 0 | 0 | 0 | 0 | 0 | 0 | 0
Commercial_Warehouse (WA)_Existing_Miscellaneous_Natural Gas_Miscellaneous_E4_Baseline Forecast | Commercial | Warehouse (WA) | Existing | Miscellaneous | Natural Gas | Miscellaneous | E4 |  | Baseline Forecast | 0 | 0 | 0 | 0 | 0 | 0 | 0 | 0 | 0 | 0 | 0 | 0 | 0 | 0 | 0 | 0 | 0 | 0 | 0 | 0 | 0 | 0 | 0 | 0 | 0 | 0 | 0
Commercial_Warehouse (WA)_Existing_Miscellaneous_Natural Gas_Miscellaneous_E5_Baseline Forecast | Commercial | Warehouse (WA) | Existing | Miscellaneous | Natural Gas | Miscellaneous | E5 |  | Baseline Forecast | 0 | 0 | 0 | 0 | 0 | 0 | 0 | 0 | 0 | 0 | 0 | 0 | 0 | 0 | 0 | 0 | 0 | 0 | 0 | 0 | 0 | 0 | 0 | 0 | 0 | 0 | 0
Commercial_Warehouse (WA)_Existing_Miscellaneous_Natural Gas_Miscellaneous_E6_Baseline Forecast | Commercial | Warehouse (WA) | Existing | Miscellaneous | Natural Gas | Miscellaneous | E6 |  | Baseline Forecast | 0 | 0 | 0 | 0 | 0 | 0 | 0 | 0 | 0 | 0 | 0 | 0 | 0 | 0 | 0 | 0 | 0 | 0 | 0 | 0 | 0 | 0 | 0 | 0 | 0 | 0 | 0
Commercial_Warehouse (WA)_Existing_Miscellaneous_Natural Gas_Miscellaneous_E7_Baseline Forecast | Commercial | Warehouse (WA) | Existing | Miscellaneous | Natural Gas | Miscellaneous | E7 |  | Baseline Forecast | 0 | 0 | 0 | 0 | 0 | 0 | 0 | 0 | 0 | 0 | 0 | 0 | 0 | 0 | 0 | 0 | 0 | 0 | 0 | 0 | 0 | 0 | 0 | 0 | 0 | 0 | 0
Commercial_Warehouse (WA)_Existing_Miscellaneous_Natural Gas_Miscellaneous_E8_Baseline Forecast | Commercial | Warehouse (WA) | Existing | Miscellaneous | Natural Gas | Miscellaneous | E8 |  | Baseline Forecast | 0 | 0 | 0 | 0 | 0 | 0 | 0 | 0 | 0 | 0 | 0 | 0 | 0 | 0 | 0 | 0 | 0 | 0 | 0 | 0 | 0 | 0 | 0 | 0 | 0 | 0 | 0
Commercial_Warehouse (WA)_Existing_Miscellaneous_Natural Gas_Miscellaneous_E9_Baseline Forecast | Commercial | Warehouse (WA) | Existing | Miscellaneous | Natural Gas | Miscellaneous | E9 |  | Baseline Forecast | 0 | 0 | 0 | 0 | 0 | 0 | 0 | 0 | 0 | 0 | 0 | 0 | 0 | 0 | 0 | 0 | 0 | 0 | 0 | 0 | 0 | 0 | 0 | 0 | 0 | 0 | 0
Commercial_Warehouse (WA)_Existing_Miscellaneous_Natural Gas_Miscellaneous_E10_Baseline Forecast | Commercial | Warehouse (WA) | Existing | Miscellaneous | Natural Gas | Miscellaneous | E10 |  | Baseline Forecast | 0 | 0 | 0 | 0 | 0 | 0 | 0 | 0 | 0 | 0 | 0 | 0 | 0 | 0 | 0 | 0 | 0 | 0 | 0 | 0 | 0 | 0 | 0 | 0 | 0 | 0 | 0
Commercial_Warehouse (WA)_New_Space Heating_Natural Gas_Furnace_E1_Baseline Forecast | Commercial | Warehouse (WA) | New | Space Heating | Natural Gas | Furnace | E1 | AFUE 80% (Standard) | Baseline Forecast | 0 | 129905.8102 | 121232.4725 | 122182.0283 | 122165.941 | 119771.9736 | 117758.9393 | 115356.3169 | 113558.2649 | 111818.8733 | 110041.4289 | 106364.5555 | 116672.2161 | 125014.2394 | 132241.7776 | 138629.7527 | 144646.7784 | 149517.0656 | 153538.6608 | 156839.5193 | 159839.2412 | 163520.0745 | 165032.6331 | 208706.0668 | 205023.6628 | 205584.518 | 198623.3938
Commercial_Warehouse (WA)_New_Space Heating_Natural Gas_Furnace_E2_Baseline Forecast | Commercial | Warehouse (WA) | New | Space Heating | Natural Gas | Furnace | E2 | AFUE 90% | Baseline Forecast | 0 | 0 | 0 | 0 | 0 | 0 | 0 | 0 | 0 | 0 | 0 | 0 | 0 | 0 | 0 | 0 | 0 | 0 | 0 | 0 | 0 | 0 | 0 | 0 | 0 | 0 | 0
Commercial_Warehouse (WA)_New_Space Heating_Natural Gas_Furnace_E3_Baseline Forecast | Commercial | Warehouse (WA) | New | Space Heating | Natural Gas | Furnace | E3 | AFUE 96% | Baseline Forecast | 0 | 0 | 0 | 0 | 0 | 0 | 0 | 0 | 0 | 0 | 0 | 0 | 0 | 0 | 0 | 0 | 0 | 0 | 0 | 0 | 0 | 0 | 0 | 0 | 0 | 0 | 0
Commercial_Warehouse (WA)_New_Space Heating_Natural Gas_Furnace_E4_Baseline Forecast | Commercial | Warehouse (WA) | New | Space Heating | Natural Gas | Furnace | E4 |  | Baseline Forecast | 0 | 0 | 0 | 0 | 0 | 0 | 0 | 0 | 0 | 0 | 0 | 0 | 0 | 0 | 0 | 0 | 0 | 0 | 0 | 0 | 0 | 0 | 0 | 0 | 0 | 0 | 0
Commercial_Warehouse (WA)_New_Space Heating_Natural Gas_Furnace_E5_Baseline Forecast | Commercial | Warehouse (WA) | New | Space Heating | Natural Gas | Furnace | E5 |  | Baseline Forecast | 0 | 0 | 0 | 0 | 0 | 0 | 0 | 0 | 0 | 0 | 0 | 0 | 0 | 0 | 0 | 0 | 0 | 0 | 0 | 0 | 0 | 0 | 0 | 0 | 0 | 0 | 0
Commercial_Warehouse (WA)_New_Space Heating_Natural Gas_Furnace_E6_Baseline Forecast | Commercial | Warehouse (WA) | New | Space Heating | Natural Gas | Furnace | E6 |  | Baseline Forecast | 0 | 0 | 0 | 0 | 0 | 0 | 0 | 0 | 0 | 0 | 0 | 0 | 0 | 0 | 0 | 0 | 0 | 0 | 0 | 0 | 0 | 0 | 0 | 0 | 0 | 0 | 0
Commercial_Warehouse (WA)_New_Space Heating_Natural Gas_Furnace_E7_Baseline Forecast | Commercial | Warehouse (WA) | New | Space Heating | Natural Gas | Furnace | E7 |  | Baseline Forecast | 0 | 0 | 0 | 0 | 0 | 0 | 0 | 0 | 0 | 0 | 0 | 0 | 0 | 0 | 0 | 0 | 0 | 0 | 0 | 0 | 0 | 0 | 0 | 0 | 0 | 0 | 0
Commercial_Warehouse (WA)_New_Space Heating_Natural Gas_Furnace_E8_Baseline Forecast | Commercial | Warehouse (WA) | New | Space Heating | Natural Gas | Furnace | E8 |  | Baseline Forecast | 0 | 0 | 0 | 0 | 0 | 0 | 0 | 0 | 0 | 0 | 0 | 0 | 0 | 0 | 0 | 0 | 0 | 0 | 0 | 0 | 0 | 0 | 0 | 0 | 0 | 0 | 0
Commercial_Warehouse (WA)_New_Space Heating_Natural Gas_Furnace_E9_Baseline Forecast | Commercial | Warehouse (WA) | New | Space Heating | Natural Gas | Furnace | E9 |  | Baseline Forecast | 0 | 0 | 0 | 0 | 0 | 0 | 0 | 0 | 0 | 0 | 0 | 0 | 0 | 0 | 0 | 0 | 0 | 0 | 0 | 0 | 0 | 0 | 0 | 0 | 0 | 0 | 0
Commercial_Warehouse (WA)_New_Space Heating_Natural Gas_Furnace_E10_Baseline Forecast | Commercial | Warehouse (WA) | New | Space Heating | Natural Gas | Furnace | E10 |  | Baseline Forecast | 0 | 0 | 0 | 0 | 0 | 0 | 0 | 0 | 0 | 0 | 0 | 0 | 0 | 0 | 0 | 0 | 0 | 0 | 0 | 0 | 0 | 0 | 0 | 0 | 0 | 0 | 0
Commercial_Warehouse (WA)_New_Space Heating_Natural Gas_Boiler_E1_Baseline Forecast | Commercial | Warehouse (WA) | New | Space Heating | Natural Gas | Boiler | E1 | AFUE 80% (Standard) | Baseline Forecast | 0 | 6269.6078 | 5851.0089 | 5896.837 | 5896.0606 | 5780.5212 | 5683.3667 | 5567.4096 | 5480.6308 | 5396.683 | 5310.8987 | 5133.4428 | 5060.9542 | 4983.4679 | 4891.6724 | 4799.4839 | 4736.3041 | 4658.7553 | 4579.2061 | 4497.6379 | 4431.0654 | 4424.3772 | 4345.9323 | 4273.1383 | 4207.5264 | 4156.8221 | 3736.9792
Commercial_Warehouse (WA)_New_Space Heating_Natural Gas_Boiler_E2_Baseline Forecast | Commercial | Warehouse (WA) | New | Space Heating | Natural Gas | Boiler | E2 | AFUE 85% | Baseline Forecast | 0 | 0 | 0 | 0 | 0 | 0 | 0 | 0 | 0 | 0 | 0 | 0 | 0 | 0 | 0 | 0 | 0 | 0 | 0 | 0 | 0 | 0 | 0 | 0 | 0 | 0 | 0
Commercial_Warehouse (WA)_New_Space Heating_Natural Gas_Boiler_E3_Baseline Forecast | Commercial | Warehouse (WA) | New | Space Heating | Natural Gas | Boiler | E3 | AFUE 97% | Baseline Forecast | 0 | 0 | 0 | 0 | 0 | 0 | 0 | 0 | 0 | 0 | 0 | 0 | 0 | 0 | 0 | 0 | 0 | 0 | 0 | 0 | 0 | 0 | 0 | 0 | 0 | 0 | 0
Commercial_Warehouse (WA)_New_Space Heating_Natural Gas_Boiler_E4_Baseline Forecast | Commercial | Warehouse (WA) | New | Space Heating | Natural Gas | Boiler | E4 | Convert to NG Air Source Heat Pump | Baseline Forecast | 0 | 0 | 0 | 0 | 0 | 0 | 0 | 0 | 0 | 0 | 0 | 0 | 0 | 0 | 0 | 0 | 0 | 0 | 0 | 0 | 0 | 0 | 0 | 0 | 0 | 0 | 0
Commercial_Warehouse (WA)_New_Space Heating_Natural Gas_Boiler_E5_Baseline Forecast | Commercial | Warehouse (WA) | New | Space Heating | Natural Gas | Boiler | E5 |  | Baseline Forecast | 0 | 0 | 0 | 0 | 0 | 0 | 0 | 0 | 0 | 0 | 0 | 0 | 0 | 0 | 0 | 0 | 0 | 0 | 0 | 0 | 0 | 0 | 0 | 0 | 0 | 0 | 0
Commercial_Warehouse (WA)_New_Space Heating_Natural Gas_Boiler_E6_Baseline Forecast | Commercial | Warehouse (WA) | New | Space Heating | Natural Gas | Boiler | E6 |  | Baseline Forecast | 0 | 0 | 0 | 0 | 0 | 0 | 0 | 0 | 0 | 0 | 0 | 0 | 0 | 0 | 0 | 0 | 0 | 0 | 0 | 0 | 0 | 0 | 0 | 0 | 0 | 0 | 0
Commercial_Warehouse (WA)_New_Space Heating_Natural Gas_Boiler_E7_Baseline Forecast | Commercial | Warehouse (WA) | New | Space Heating | Natural Gas | Boiler | E7 |  | Baseline Forecast | 0 | 0 | 0 | 0 | 0 | 0 | 0 | 0 | 0 | 0 | 0 | 0 | 0 | 0 | 0 | 0 | 0 | 0 | 0 | 0 | 0 | 0 | 0 | 0 | 0 | 0 | 0
Commercial_Warehouse (WA)_New_Space Heating_Natural Gas_Boiler_E8_Baseline Forecast | Commercial | Warehouse (WA) | New | Space Heating | Natural Gas | Boiler | E8 |  | Baseline Forecast | 0 | 0 | 0 | 0 | 0 | 0 | 0 | 0 | 0 | 0 | 0 | 0 | 0 | 0 | 0 | 0 | 0 | 0 | 0 | 0 | 0 | 0 | 0 | 0 | 0 | 0 | 0
Commercial_Warehouse (WA)_New_Space Heating_Natural Gas_Boiler_E9_Baseline Forecast | Commercial | Warehouse (WA) | New | Space Heating | Natural Gas | Boiler | E9 |  | Baseline Forecast | 0 | 0 | 0 | 0 | 0 | 0 | 0 | 0 | 0 | 0 | 0 | 0 | 0 | 0 | 0 | 0 | 0 | 0 | 0 | 0 | 0 | 0 | 0 | 0 | 0 | 0 | 0
Commercial_Warehouse (WA)_New_Space Heating_Natural Gas_Boiler_E10_Baseline Forecast | Commercial | Warehouse (WA) | New | Space Heating | Natural Gas | Boiler | E10 |  | Baseline Forecast | 0 | 0 | 0 | 0 | 0 | 0 | 0 | 0 | 0 | 0 | 0 | 0 | 0 | 0 | 0 | 0 | 0 | 0 | 0 | 0 | 0 | 0 | 0 | 0 | 0 | 0 | 0
Commercial_Warehouse (WA)_New_Space Heating_Natural Gas_Unit Heater_E1_Baseline Forecast | Commercial | Warehouse (WA) | New | Space Heating | Natural Gas | Unit Heater | E1 | Standard | Baseline Forecast | 0 | 45985.2159 | 42914.9506 | 43251.0828 | 43245.3881 | 42397.9502 | 41685.3584 | 40834.8567 | 40198.3662 | 39582.6409 | 38953.4453 | 37651.8729 | 37120.1962 | 36551.8639 | 35878.5784 | 35202.4104 | 34739.0102 | 38350.6926 | 41288.5458 | 43922.0271 | 46371.1836 | 48915.4887 | 50632.9439 | 52106.0903 | 53391.5917 | 54569.847 | 52842.4864
Commercial_Warehouse (WA)_New_Space Heating_Natural Gas_Unit Heater_E2_Baseline Forecast | Commercial | Warehouse (WA) | New | Space Heating | Natural Gas | Unit Heater | E2 | Condensing | Baseline Forecast | 0 | 0 | 0 | 0 | 0 | 0 | 0 | 0 | 0 | 0 | 0 | 0 | 0 | 0 | 0 | 0 | 0 | 0 | 0 | 0 | 0 | 0 | 0 | 0 | 0 | 0 | 0
Commercial_Warehouse (WA)_New_Space Heating_Natural Gas_Unit Heater_E3_Baseline Forecast | Commercial | Warehouse (WA) | New | Space Heating | Natural Gas | Unit Heater | E3 | Infrared Radiant | Baseline Forecast | 0 | 0 | 0 | 0 | 0 | 0 | 0 | 0 | 0 | 0 | 0 | 0 | 0 | 0 | 0 | 0 | 0 | 0 | 0 | 0 | 0 | 0 | 0 | 0 | 0 | 0 | 0
Commercial_Warehouse (WA)_New_Space Heating_Natural Gas_Unit Heater_E4_Baseline Forecast | Commercial | Warehouse (WA) | New | Space Heating | Natural Gas | Unit Heater | E4 |  | Baseline Forecast | 0 | 0 | 0 | 0 | 0 | 0 | 0 | 0 | 0 | 0 | 0 | 0 | 0 | 0 | 0 | 0 | 0 | 0 | 0 | 0 | 0 | 0 | 0 | 0 | 0 | 0 | 0
Commercial_Warehouse (WA)_New_Space Heating_Natural Gas_Unit Heater_E5_Baseline Forecast | Commercial | Warehouse (WA) | New | Space Heating | Natural Gas | Unit Heater | E5 |  | Baseline Forecast | 0 | 0 | 0 | 0 | 0 | 0 | 0 | 0 | 0 | 0 | 0 | 0 | 0 | 0 | 0 | 0 | 0 | 0 | 0 | 0 | 0 | 0 | 0 | 0 | 0 | 0 | 0
Commercial_Warehouse (WA)_New_Space Heating_Natural Gas_Unit Heater_E6_Baseline Forecast | Commercial | Warehouse (WA) | New | Space Heating | Natural Gas | Unit Heater | E6 |  | Baseline Forecast | 0 | 0 | 0 | 0 | 0 | 0 | 0 | 0 | 0 | 0 | 0 | 0 | 0 | 0 | 0 | 0 | 0 | 0 | 0 | 0 | 0 | 0 | 0 | 0 | 0 | 0 | 0
Commercial_Warehouse (WA)_New_Space Heating_Natural Gas_Unit Heater_E7_Baseline Forecast | Commercial | Warehouse (WA) | New | Space Heating | Natural Gas | Unit Heater | E7 |  | Baseline Forecast | 0 | 0 | 0 | 0 | 0 | 0 | 0 | 0 | 0 | 0 | 0 | 0 | 0 | 0 | 0 | 0 | 0 | 0 | 0 | 0 | 0 | 0 | 0 | 0 | 0 | 0 | 0
Commercial_Warehouse (WA)_New_Space Heating_Natural Gas_Unit Heater_E8_Baseline Forecast | Commercial | Warehouse (WA) | New | Space Heating | Natural Gas | Unit Heater | E8 |  | Baseline Forecast | 0 | 0 | 0 | 0 | 0 | 0 | 0 | 0 | 0 | 0 | 0 | 0 | 0 | 0 | 0 | 0 | 0 | 0 | 0 | 0 | 0 | 0 | 0 | 0 | 0 | 0 | 0
Commercial_Warehouse (WA)_New_Space Heating_Natural Gas_Unit Heater_E9_Baseline Forecast | Commercial | Warehouse (WA) | New | Space Heating | Natural Gas | Unit Heater | E9 |  | Baseline Forecast | 0 | 0 | 0 | 0 | 0 | 0 | 0 | 0 | 0 | 0 | 0 | 0 | 0 | 0 | 0 | 0 | 0 | 0 | 0 | 0 | 0 | 0 | 0 | 0 | 0 | 0 | 0
Commercial_Warehouse (WA)_New_Space Heating_Natural Gas_Unit Heater_E10_Baseline Forecast | Commercial | Warehouse (WA) | New | Space Heating | Natural Gas | Unit Heater | E10 |  | Baseline Forecast | 0 | 0 | 0 | 0 | 0 | 0 | 0 | 0 | 0 | 0 | 0 | 0 | 0 | 0 | 0 | 0 | 0 | 0 | 0 | 0 | 0 | 0 | 0 | 0 | 0 | 0 | 0
Commercial_Warehouse (WA)_New_Water Heating_Natural Gas_Water Heater_E1_Baseline Forecast | Commercial | Warehouse (WA) | New | Water Heating | Natural Gas | Water Heater | E1 | TE 0.80 | Baseline Forecast | 0 | 59651.4287 | 55668.7201 | 56104.7465 | 56097.3594 | 54998.0739 | 54073.709 | 52970.4492 | 52144.8019 | 51346.091 | 50529.9066 | 48841.5236 | 53574.6967 | 57405.2691 | 60724.0812 | 63657.3745 | 66420.3316 | 68656.718 | 70503.3937 | 72019.1144 | 73396.5562 | 75086.7575 | 75781.309 | 95835.7062 | 94144.7837 | 94402.3227 | 91205.8452
Commercial_Warehouse (WA)_New_Water Heating_Natural Gas_Water Heater_E2_Baseline Forecast | Commercial | Warehouse (WA) | New | Water Heating | Natural Gas | Water Heater | E2 | TE 0.90 | Baseline Forecast | 0 | 0 | 0 | 0 | 0 | 0 | 0 | 0 | 0 | 0 | 0 | 0 | 0 | 0 | 0 | 0 | 0 | 0 | 0 | 0 | 0 | 0 | 0 | 0 | 0 | 0 | 0
Commercial_Warehouse (WA)_New_Water Heating_Natural Gas_Water Heater_E3_Baseline Forecast | Commercial | Warehouse (WA) | New | Water Heating | Natural Gas | Water Heater | E3 | TE 0.94 | Baseline Forecast | 0 | 67266.5047 | 62775.3652 | 63267.0546 | 63258.7244 | 62019.1046 | 60976.7356 | 59732.6342 | 58801.5852 | 57900.9111 | 56980.5329 | 55076.6118 | 60414.0197 | 64733.6013 | 68476.0916 | 71783.8478 | 74899.5229 | 77421.4054 | 79503.8269 | 81213.0439 | 82766.3293 | 84672.301 | 85455.5187 | 108070.0517 | 106163.2667 | 106453.6831 | 102849.1446
Commercial_Warehouse (WA)_New_Water Heating_Natural Gas_Water Heater_E4_Baseline Forecast | Commercial | Warehouse (WA) | New | Water Heating | Natural Gas | Water Heater | E4 | Instantaneous TE 0.94 | Baseline Forecast | 0 | 0 | 0 | 0 | 0 | 0 | 0 | 0 | 0 | 0 | 0 | 0 | 0 | 0 | 0 | 0 | 0 | 0 | 0 | 0 | 0 | 0 | 0 | 0 | 0 | 0 | 0
Commercial_Warehouse (WA)_New_Water Heating_Natural Gas_Water Heater_E5_Baseline Forecast | Commercial | Warehouse (WA) | New | Water Heating | Natural Gas | Water Heater | E5 | Gas-Fired Absorption HPWH | Baseline Forecast | 0 | 0 | 0 | 0 | 0 | 0 | 0 | 0 | 0 | 0 | 0 | 0 | 0 | 0 | 0 | 0 | 0 | 0 | 0 | 0 | 0 | 0 | 0 | 0 | 0 | 0 | 0
Commercial_Warehouse (WA)_New_Water Heating_Natural Gas_Water Heater_E6_Baseline Forecast | Commercial | Warehouse (WA) | New | Water Heating | Natural Gas | Water Heater | E6 |  | Baseline Forecast | 0 | 0 | 0 | 0 | 0 | 0 | 0 | 0 | 0 | 0 | 0 | 0 | 0 | 0 | 0 | 0 | 0 | 0 | 0 | 0 | 0 | 0 | 0 | 0 | 0 | 0 | 0
Commercial_Warehouse (WA)_New_Water Heating_Natural Gas_Water Heater_E7_Baseline Forecast | Commercial | Warehouse (WA) | New | Water Heating | Natural Gas | Water Heater | E7 |  | Baseline Forecast | 0 | 0 | 0 | 0 | 0 | 0 | 0 | 0 | 0 | 0 | 0 | 0 | 0 | 0 | 0 | 0 | 0 | 0 | 0 | 0 | 0 | 0 | 0 | 0 | 0 | 0 | 0
Commercial_Warehouse (WA)_New_Water Heating_Natural Gas_Water Heater_E8_Baseline Forecast | Commercial | Warehouse (WA) | New | Water Heating | Natural Gas | Water Heater | E8 |  | Baseline Forecast | 0 | 0 | 0 | 0 | 0 | 0 | 0 | 0 | 0 | 0 | 0 | 0 | 0 | 0 | 0 | 0 | 0 | 0 | 0 | 0 | 0 | 0 | 0 | 0 | 0 | 0 | 0
Commercial_Warehouse (WA)_New_Water Heating_Natural Gas_Water Heater_E9_Baseline Forecast | Commercial | Warehouse (WA) | New | Water Heating | Natural Gas | Water Heater | E9 |  | Baseline Forecast | 0 | 0 | 0 | 0 | 0 | 0 | 0 | 0 | 0 | 0 | 0 | 0 | 0 | 0 | 0 | 0 | 0 | 0 | 0 | 0 | 0 | 0 | 0 | 0 | 0 | 0 | 0
Commercial_Warehouse (WA)_New_Water Heating_Natural Gas_Water Heater_E10_Baseline Forecast | Commercial | Warehouse (WA) | New | Water Heating | Natural Gas | Water Heater | E10 |  | Baseline Forecast | 0 | 0 | 0 | 0 | 0 | 0 | 0 | 0 | 0 | 0 | 0 | 0 | 0 | 0 | 0 | 0 | 0 | 0 | 0 | 0 | 0 | 0 | 0 | 0 | 0 | 0 | 0
Commercial_Warehouse (WA)_New_Food Preparation_Natural Gas_Oven_E1_Baseline Forecast | Commercial | Warehouse (WA) | New | Food Preparation | Natural Gas | Oven | E1 | Standard | Baseline Forecast | 0 | 618.2333 | 576.9561 | 581.4751 | 581.3986 | 570.0055 | 560.4253 | 548.991 | 540.4339 | 532.156 | 647.3436 | 720.5069 | 786.7923 | 837.8829 | 873.5376 | 1060.3623 | 1035.6909 | 1023.5847 | 1009.3128 | 1016.1983 | 1036.6846 | 1070.4369 | 1101.2034 | 1132.0309 | 1225.6961 | 1284.8537 | 1290.5555
Commercial_Warehouse (WA)_New_Food Preparation_Natural Gas_Oven_E2_Baseline Forecast | Commercial | Warehouse (WA) | New | Food Preparation | Natural Gas | Oven | E2 | ENERGY STAR (>42% Baking Efficiency) | Baseline Forecast | 0 | 889.6528 | 830.2539 | 836.7569 | 836.6467 | 820.2518 | 806.4656 | 790.0114 | 777.6975 | 765.7854 | 931.5432 | 1036.827 | 1132.2133 | 1205.7339 | 1257.0419 | 1525.8872 | 1490.3845 | 1472.9633 | 1452.4257 | 1462.3341 | 1491.8145 | 1540.3848 | 1584.6585 | 1629.02 | 1763.8066 | 1848.9358 | 1857.1409
Commercial_Warehouse (WA)_New_Food Preparation_Natural Gas_Oven_E3_Baseline Forecast | Commercial | Warehouse (WA) | New | Food Preparation | Natural Gas | Oven | E3 |  | Baseline Forecast | 0 | 0 | 0 | 0 | 0 | 0 | 0 | 0 | 0 | 0 | 0 | 0 | 0 | 0 | 0 | 0 | 0 | 0 | 0 | 0 | 0 | 0 | 0 | 0 | 0 | 0 | 0
Commercial_Warehouse (WA)_New_Food Preparation_Natural Gas_Oven_E4_Baseline Forecast | Commercial | Warehouse (WA) | New | Food Preparation | Natural Gas | Oven | E4 |  | Baseline Forecast | 0 | 0 | 0 | 0 | 0 | 0 | 0 | 0 | 0 | 0 | 0 | 0 | 0 | 0 | 0 | 0 | 0 | 0 | 0 | 0 | 0 | 0 | 0 | 0 | 0 | 0 | 0
Commercial_Warehouse (WA)_New_Food Preparation_Natural Gas_Oven_E5_Baseline Forecast | Commercial | Warehouse (WA) | New | Food Preparation | Natural Gas | Oven | E5 |  | Baseline Forecast | 0 | 0 | 0 | 0 | 0 | 0 | 0 | 0 | 0 | 0 | 0 | 0 | 0 | 0 | 0 | 0 | 0 | 0 | 0 | 0 | 0 | 0 | 0 | 0 | 0 | 0 | 0
Commercial_Warehouse (WA)_New_Food Preparation_Natural Gas_Oven_E6_Baseline Forecast | Commercial | Warehouse (WA) | New | Food Preparation | Natural Gas | Oven | E6 |  | Baseline Forecast | 0 | 0 | 0 | 0 | 0 | 0 | 0 | 0 | 0 | 0 | 0 | 0 | 0 | 0 | 0 | 0 | 0 | 0 | 0 | 0 | 0 | 0 | 0 | 0 | 0 | 0 | 0
Commercial_Warehouse (WA)_New_Food Preparation_Natural Gas_Oven_E7_Baseline Forecast | Commercial | Warehouse (WA) | New | Food Preparation | Natural Gas | Oven | E7 |  | Baseline Forecast | 0 | 0 | 0 | 0 | 0 | 0 | 0 | 0 | 0 | 0 | 0 | 0 | 0 | 0 | 0 | 0 | 0 | 0 | 0 | 0 | 0 | 0 | 0 | 0 | 0 | 0 | 0
Commercial_Warehouse (WA)_New_Food Preparation_Natural Gas_Oven_E8_Baseline Forecast | Commercial | Warehouse (WA) | New | Food Preparation | Natural Gas | Oven | E8 |  | Baseline Forecast | 0 | 0 | 0 | 0 | 0 | 0 | 0 | 0 | 0 | 0 | 0 | 0 | 0 | 0 | 0 | 0 | 0 | 0 | 0 | 0 | 0 | 0 | 0 | 0 | 0 | 0 | 0
Commercial_Warehouse (WA)_New_Food Preparation_Natural Gas_Oven_E9_Baseline Forecast | Commercial | Warehouse (WA) | New | Food Preparation | Natural Gas | Oven | E9 |  | Baseline Forecast | 0 | 0 | 0 | 0 | 0 | 0 | 0 | 0 | 0 | 0 | 0 | 0 | 0 | 0 | 0 | 0 | 0 | 0 | 0 | 0 | 0 | 0 | 0 | 0 | 0 | 0 | 0
Commercial_Warehouse (WA)_New_Food Preparation_Natural Gas_Oven_E10_Baseline Forecast | Commercial | Warehouse (WA) | New | Food Preparation | Natural Gas | Oven | E10 |  | Baseline Forecast | 0 | 0 | 0 | 0 | 0 | 0 | 0 | 0 | 0 | 0 | 0 | 0 | 0 | 0 | 0 | 0 | 0 | 0 | 0 | 0 | 0 | 0 | 0 | 0 | 0 | 0 | 0
Commercial_Warehouse (WA)_New_Food Preparation_Natural Gas_Conveyor Oven_E1_Baseline Forecast | Commercial | Warehouse (WA) | New | Food Preparation | Natural Gas | Conveyor Oven | E1 | Standard | Baseline Forecast | 0 | 309.1167 | 288.4781 | 290.7376 | 290.6993 | 285.0027 | 280.2126 | 274.4955 | 270.2169 | 266.078 | 261.8485 | 253.0992 | 249.5252 | 245.7048 | 241.1789 | 236.6337 | 233.5187 | 291.5185 | 332.9274 | 365.6224 | 391.7058 | 413.7293 | 507.8193 | 495.0095 | 489.545 | 483.8312 | 458.231
Commercial_Warehouse (WA)_New_Food Preparation_Natural Gas_Conveyor Oven_E2_Baseline Forecast | Commercial | Warehouse (WA) | New | Food Preparation | Natural Gas | Conveyor Oven | E2 | ENERGY STAR (>42% Baking Efficiency) | Baseline Forecast | 0 | 444.8264 | 415.127 | 418.3785 | 418.3234 | 410.1259 | 403.2328 | 395.0057 | 388.8488 | 382.8927 | 376.8063 | 364.2159 | 359.0729 | 353.5752 | 347.0624 | 340.5216 | 336.0391 | 419.5023 | 479.0906 | 526.1396 | 563.6742 | 595.3665 | 730.7643 | 712.3308 | 704.4671 | 696.2449 | 659.4055
Commercial_Warehouse (WA)_New_Food Preparation_Natural Gas_Conveyor Oven_E3_Baseline Forecast | Commercial | Warehouse (WA) | New | Food Preparation | Natural Gas | Conveyor Oven | E3 |  | Baseline Forecast | 0 | 0 | 0 | 0 | 0 | 0 | 0 | 0 | 0 | 0 | 0 | 0 | 0 | 0 | 0 | 0 | 0 | 0 | 0 | 0 | 0 | 0 | 0 | 0 | 0 | 0 | 0
Commercial_Warehouse (WA)_New_Food Preparation_Natural Gas_Conveyor Oven_E4_Baseline Forecast | Commercial | Warehouse (WA) | New | Food Preparation | Natural Gas | Conveyor Oven | E4 |  | Baseline Forecast | 0 | 0 | 0 | 0 | 0 | 0 | 0 | 0 | 0 | 0 | 0 | 0 | 0 | 0 | 0 | 0 | 0 | 0 | 0 | 0 | 0 | 0 | 0 | 0 | 0 | 0 | 0
Commercial_Warehouse (WA)_New_Food Preparation_Natural Gas_Conveyor Oven_E5_Baseline Forecast | Commercial | Warehouse (WA) | New | Food Preparation | Natural Gas | Conveyor Oven | E5 |  | Baseline Forecast | 0 | 0 | 0 | 0 | 0 | 0 | 0 | 0 | 0 | 0 | 0 | 0 | 0 | 0 | 0 | 0 | 0 | 0 | 0 | 0 | 0 | 0 | 0 | 0 | 0 | 0 | 0
Commercial_Warehouse (WA)_New_Food Preparation_Natural Gas_Conveyor Oven_E6_Baseline Forecast | Commercial | Warehouse (WA) | New | Food Preparation | Natural Gas | Conveyor Oven | E6 |  | Baseline Forecast | 0 | 0 | 0 | 0 | 0 | 0 | 0 | 0 | 0 | 0 | 0 | 0 | 0 | 0 | 0 | 0 | 0 | 0 | 0 | 0 | 0 | 0 | 0 | 0 | 0 | 0 | 0
Commercial_Warehouse (WA)_New_Food Preparation_Natural Gas_Conveyor Oven_E7_Baseline Forecast | Commercial | Warehouse (WA) | New | Food Preparation | Natural Gas | Conveyor Oven | E7 |  | Baseline Forecast | 0 | 0 | 0 | 0 | 0 | 0 | 0 | 0 | 0 | 0 | 0 | 0 | 0 | 0 | 0 | 0 | 0 | 0 | 0 | 0 | 0 | 0 | 0 | 0 | 0 | 0 | 0
Commercial_Warehouse (WA)_New_Food Preparation_Natural Gas_Conveyor Oven_E8_Baseline Forecast | Commercial | Warehouse (WA) | New | Food Preparation | Natural Gas | Conveyor Oven | E8 |  | Baseline Forecast | 0 | 0 | 0 | 0 | 0 | 0 | 0 | 0 | 0 | 0 | 0 | 0 | 0 | 0 | 0 | 0 | 0 | 0 | 0 | 0 | 0 | 0 | 0 | 0 | 0 | 0 | 0
Commercial_Warehouse (WA)_New_Food Preparation_Natural Gas_Conveyor Oven_E9_Baseline Forecast | Commercial | Warehouse (WA) | New | Food Preparation | Natural Gas | Conveyor Oven | E9 |  | Baseline Forecast | 0 | 0 | 0 | 0 | 0 | 0 | 0 | 0 | 0 | 0 | 0 | 0 | 0 | 0 | 0 | 0 | 0 | 0 | 0 | 0 | 0 | 0 | 0 | 0 | 0 | 0 | 0
Commercial_Warehouse (WA)_New_Food Preparation_Natural Gas_Conveyor Oven_E10_Baseline Forecast | Commercial | Warehouse (WA) | New | Food Preparation | Natural Gas | Conveyor Oven | E10 |  | Baseline Forecast | 0 | 0 | 0 | 0 | 0 | 0 | 0 | 0 | 0 | 0 | 0 | 0 | 0 | 0 | 0 | 0 | 0 | 0 | 0 | 0 | 0 | 0 | 0 | 0 | 0 | 0 | 0
Commercial_Warehouse (WA)_New_Food Preparation_Natural Gas_Double Rack Oven_E1_Baseline Forecast | Commercial | Warehouse (WA) | New | Food Preparation | Natural Gas | Double Rack Oven | E1 | Standard | Baseline Forecast | 0 | 309.1167 | 288.4781 | 290.7376 | 290.6993 | 285.0027 | 280.2126 | 274.4955 | 270.2169 | 266.078 | 296.1948 | 315.6823 | 337.4589 | 356.168 | 371.0354 | 383.1964 | 394.2961 | 402.6326 | 409.0595 | 512.7745 | 505.8765 | 511.8039 | 514.8693 | 517.3524 | 521.1454 | 525.8403 | 512.905
Commercial_Warehouse (WA)_New_Food Preparation_Natural Gas_Double Rack Oven_E2_Baseline Forecast | Commercial | Warehouse (WA) | New | Food Preparation | Natural Gas | Double Rack Oven | E2 | FTSC Qualified (>50% Cooking Efficiency) | Baseline Forecast | 0 | 444.8264 | 415.127 | 418.3785 | 418.3234 | 410.1259 | 403.2328 | 395.0057 | 388.8488 | 382.8927 | 426.2315 | 454.2746 | 485.6115 | 512.5344 | 533.929 | 551.4289 | 567.4017 | 579.3981 | 588.6465 | 737.895 | 727.9687 | 736.4983 | 740.9095 | 744.4828 | 749.9409 | 756.697 | 738.0829
Commercial_Warehouse (WA)_New_Food Preparation_Natural Gas_Double Rack Oven_E3_Baseline Forecast | Commercial | Warehouse (WA) | New | Food Preparation | Natural Gas | Double Rack Oven | E3 |  | Baseline Forecast | 0 | 0 | 0 | 0 | 0 | 0 | 0 | 0 | 0 | 0 | 0 | 0 | 0 | 0 | 0 | 0 | 0 | 0 | 0 | 0 | 0 | 0 | 0 | 0 | 0 | 0 | 0
Commercial_Warehouse (WA)_New_Food Preparation_Natural Gas_Double Rack Oven_E4_Baseline Forecast | Commercial | Warehouse (WA) | New | Food Preparation | Natural Gas | Double Rack Oven | E4 |  | Baseline Forecast | 0 | 0 | 0 | 0 | 0 | 0 | 0 | 0 | 0 | 0 | 0 | 0 | 0 | 0 | 0 | 0 | 0 | 0 | 0 | 0 | 0 | 0 | 0 | 0 | 0 | 0 | 0
Commercial_Warehouse (WA)_New_Food Preparation_Natural Gas_Double Rack Oven_E5_Baseline Forecast | Commercial | Warehouse (WA) | New | Food Preparation | Natural Gas | Double Rack Oven | E5 |  | Baseline Forecast | 0 | 0 | 0 | 0 | 0 | 0 | 0 | 0 | 0 | 0 | 0 | 0 | 0 | 0 | 0 | 0 | 0 | 0 | 0 | 0 | 0 | 0 | 0 | 0 | 0 | 0 | 0
Commercial_Warehouse (WA)_New_Food Preparation_Natural Gas_Double Rack Oven_E6_Baseline Forecast | Commercial | Warehouse (WA) | New | Food Preparation | Natural Gas | Double Rack Oven | E6 |  | Baseline Forecast | 0 | 0 | 0 | 0 | 0 | 0 | 0 | 0 | 0 | 0 | 0 | 0 | 0 | 0 | 0 | 0 | 0 | 0 | 0 | 0 | 0 | 0 | 0 | 0 | 0 | 0 | 0
Commercial_Warehouse (WA)_New_Food Preparation_Natural Gas_Double Rack Oven_E7_Baseline Forecast | Commercial | Warehouse (WA) | New | Food Preparation | Natural Gas | Double Rack Oven | E7 |  | Baseline Forecast | 0 | 0 | 0 | 0 | 0 | 0 | 0 | 0 | 0 | 0 | 0 | 0 | 0 | 0 | 0 | 0 | 0 | 0 | 0 | 0 | 0 | 0 | 0 | 0 | 0 | 0 | 0
Commercial_Warehouse (WA)_New_Food Preparation_Natural Gas_Double Rack Oven_E8_Baseline Forecast | Commercial | Warehouse (WA) | New | Food Preparation | Natural Gas | Double Rack Oven | E8 |  | Baseline Forecast | 0 | 0 | 0 | 0 | 0 | 0 | 0 | 0 | 0 | 0 | 0 | 0 | 0 | 0 | 0 | 0 | 0 | 0 | 0 | 0 | 0 | 0 | 0 | 0 | 0 | 0 | 0
Commercial_Warehouse (WA)_New_Food Preparation_Natural Gas_Double Rack Oven_E9_Baseline Forecast | Commercial | Warehouse (WA) | New | Food Preparation | Natural Gas | Double Rack Oven | E9 |  | Baseline Forecast | 0 | 0 | 0 | 0 | 0 | 0 | 0 | 0 | 0 | 0 | 0 | 0 | 0 | 0 | 0 | 0 | 0 | 0 | 0 | 0 | 0 | 0 | 0 | 0 | 0 | 0 | 0
Commercial_Warehouse (WA)_New_Food Preparation_Natural Gas_Double Rack Oven_E10_Baseline Forecast | Commercial | Warehouse (WA) | New | Food Preparation | Natural Gas | Double Rack Oven | E10 |  | Baseline Forecast | 0 | 0 | 0 | 0 | 0 | 0 | 0 | 0 | 0 | 0 | 0 | 0 | 0 | 0 | 0 | 0 | 0 | 0 | 0 | 0 | 0 | 0 | 0 | 0 | 0 | 0 | 0
Commercial_Warehouse (WA)_New_Food Preparation_Natural Gas_Fryer_E1_Baseline Forecast | Commercial | Warehouse (WA) | New | Food Preparation | Natural Gas | Fryer | E1 | Standard | Baseline Forecast | 0 | 2231.6714 | 2082.6709 | 2098.9834 | 2098.7071 | 2057.5807 | 2022.9985 | 1981.7235 | 1950.8345 | 1920.9532 | 1890.4183 | 1827.2527 | 2004.3295 | 2147.6384 | 2271.8014 | 2381.5414 | 2484.9088 | 2568.5761 | 2637.6637 | 2694.3697 | 2745.9024 | 2809.1359 | 2835.1204 | 3585.3929 | 3522.1323 | 3531.7673 | 3412.1811
Commercial_Warehouse (WA)_New_Food Preparation_Natural Gas_Fryer_E2_Baseline Forecast | Commercial | Warehouse (WA) | New | Food Preparation | Natural Gas | Fryer | E2 | ENERGY STAR | Baseline Forecast | 0 | 784.1008 | 731.7492 | 737.4807 | 737.3836 | 722.9338 | 710.7833 | 696.2812 | 685.4283 | 674.9295 | 664.201 | 642.0077 | 704.2239 | 754.5757 | 798.2005 | 836.7578 | 873.076 | 902.4727 | 926.7467 | 946.6704 | 964.7765 | 986.9937 | 996.1234 | 1259.7326 | 1237.506 | 1240.8912 | 1198.8745
Commercial_Warehouse (WA)_New_Food Preparation_Natural Gas_Fryer_E3_Baseline Forecast | Commercial | Warehouse (WA) | New | Food Preparation | Natural Gas | Fryer | E3 |  | Baseline Forecast | 0 | 0 | 0 | 0 | 0 | 0 | 0 | 0 | 0 | 0 | 0 | 0 | 0 | 0 | 0 | 0 | 0 | 0 | 0 | 0 | 0 | 0 | 0 | 0 | 0 | 0 | 0
Commercial_Warehouse (WA)_New_Food Preparation_Natural Gas_Fryer_E4_Baseline Forecast | Commercial | Warehouse (WA) | New | Food Preparation | Natural Gas | Fryer | E4 |  | Baseline Forecast | 0 | 0 | 0 | 0 | 0 | 0 | 0 | 0 | 0 | 0 | 0 | 0 | 0 | 0 | 0 | 0 | 0 | 0 | 0 | 0 | 0 | 0 | 0 | 0 | 0 | 0 | 0
Commercial_Warehouse (WA)_New_Food Preparation_Natural Gas_Fryer_E5_Baseline Forecast | Commercial | Warehouse (WA) | New | Food Preparation | Natural Gas | Fryer | E5 |  | Baseline Forecast | 0 | 0 | 0 | 0 | 0 | 0 | 0 | 0 | 0 | 0 | 0 | 0 | 0 | 0 | 0 | 0 | 0 | 0 | 0 | 0 | 0 | 0 | 0 | 0 | 0 | 0 | 0
Commercial_Warehouse (WA)_New_Food Preparation_Natural Gas_Fryer_E6_Baseline Forecast | Commercial | Warehouse (WA) | New | Food Preparation | Natural Gas | Fryer | E6 |  | Baseline Forecast | 0 | 0 | 0 | 0 | 0 | 0 | 0 | 0 | 0 | 0 | 0 | 0 | 0 | 0 | 0 | 0 | 0 | 0 | 0 | 0 | 0 | 0 | 0 | 0 | 0 | 0 | 0
Commercial_Warehouse (WA)_New_Food Preparation_Natural Gas_Fryer_E7_Baseline Forecast | Commercial | Warehouse (WA) | New | Food Preparation | Natural Gas | Fryer | E7 |  | Baseline Forecast | 0 | 0 | 0 | 0 | 0 | 0 | 0 | 0 | 0 | 0 | 0 | 0 | 0 | 0 | 0 | 0 | 0 | 0 | 0 | 0 | 0 | 0 | 0 | 0 | 0 | 0 | 0
Commercial_Warehouse (WA)_New_Food Preparation_Natural Gas_Fryer_E8_Baseline Forecast | Commercial | Warehouse (WA) | New | Food Preparation | Natural Gas | Fryer | E8 |  | Baseline Forecast | 0 | 0 | 0 | 0 | 0 | 0 | 0 | 0 | 0 | 0 | 0 | 0 | 0 | 0 | 0 | 0 | 0 | 0 | 0 | 0 | 0 | 0 | 0 | 0 | 0 | 0 | 0
Commercial_Warehouse (WA)_New_Food Preparation_Natural Gas_Fryer_E9_Baseline Forecast | Commercial | Warehouse (WA) | New | Food Preparation | Natural Gas | Fryer | E9 |  | Baseline Forecast | 0 | 0 | 0 | 0 | 0 | 0 | 0 | 0 | 0 | 0 | 0 | 0 | 0 | 0 | 0 | 0 | 0 | 0 | 0 | 0 | 0 | 0 | 0 | 0 | 0 | 0 | 0
Commercial_Warehouse (WA)_New_Food Preparation_Natural Gas_Fryer_E10_Baseline Forecast | Commercial | Warehouse (WA) | New | Food Preparation | Natural Gas | Fryer | E10 |  | Baseline Forecast | 0 | 0 | 0 | 0 | 0 | 0 | 0 | 0 | 0 | 0 | 0 | 0 | 0 | 0 | 0 | 0 | 0 | 0 | 0 | 0 | 0 | 0 | 0 | 0 | 0 | 0 | 0
Commercial_Warehouse (WA)_New_Food Preparation_Natural Gas_Broiler_E1_Baseline Forecast | Commercial | Warehouse (WA) | New | Food Preparation | Natural Gas | Broiler | E1 | Standard | Baseline Forecast | 0 | 0 | 0 | 0 | 0 | 0 | 0 | 0 | 0 | 0 | 0 | 0 | 0 | 0 | 0 | 0 | 0 | 0 | 0 | 0 | 0 | 0 | 0 | 0 | 0 | 0 | 0
Commercial_Warehouse (WA)_New_Food Preparation_Natural Gas_Broiler_E2_Baseline Forecast | Commercial | Warehouse (WA) | New | Food Preparation | Natural Gas | Broiler | E2 | Infrared Burners | Baseline Forecast | 0 | 0 | 0 | 0 | 0 | 0 | 0 | 0 | 0 | 0 | 0 | 0 | 0 | 0 | 0 | 0 | 0 | 0 | 0 | 0 | 0 | 0 | 0 | 0 | 0 | 0 | 0
Commercial_Warehouse (WA)_New_Food Preparation_Natural Gas_Broiler_E3_Baseline Forecast | Commercial | Warehouse (WA) | New | Food Preparation | Natural Gas | Broiler | E3 |  | Baseline Forecast | 0 | 0 | 0 | 0 | 0 | 0 | 0 | 0 | 0 | 0 | 0 | 0 | 0 | 0 | 0 | 0 | 0 | 0 | 0 | 0 | 0 | 0 | 0 | 0 | 0 | 0 | 0
Commercial_Warehouse (WA)_New_Food Preparation_Natural Gas_Broiler_E4_Baseline Forecast | Commercial | Warehouse (WA) | New | Food Preparation | Natural Gas | Broiler | E4 |  | Baseline Forecast | 0 | 0 | 0 | 0 | 0 | 0 | 0 | 0 | 0 | 0 | 0 | 0 | 0 | 0 | 0 | 0 | 0 | 0 | 0 | 0 | 0 | 0 | 0 | 0 | 0 | 0 | 0
Commercial_Warehouse (WA)_New_Food Preparation_Natural Gas_Broiler_E5_Baseline Forecast | Commercial | Warehouse (WA) | New | Food Preparation | Natural Gas | Broiler | E5 |  | Baseline Forecast | 0 | 0 | 0 | 0 | 0 | 0 | 0 | 0 | 0 | 0 | 0 | 0 | 0 | 0 | 0 | 0 | 0 | 0 | 0 | 0 | 0 | 0 | 0 | 0 | 0 | 0 | 0
Commercial_Warehouse (WA)_New_Food Preparation_Natural Gas_Broiler_E6_Baseline Forecast | Commercial | Warehouse (WA) | New | Food Preparation | Natural Gas | Broiler | E6 |  | Baseline Forecast | 0 | 0 | 0 | 0 | 0 | 0 | 0 | 0 | 0 | 0 | 0 | 0 | 0 | 0 | 0 | 0 | 0 | 0 | 0 | 0 | 0 | 0 | 0 | 0 | 0 | 0 | 0
Commercial_Warehouse (WA)_New_Food Preparation_Natural Gas_Broiler_E7_Baseline Forecast | Commercial | Warehouse (WA) | New | Food Preparation | Natural Gas | Broiler | E7 |  | Baseline Forecast | 0 | 0 | 0 | 0 | 0 | 0 | 0 | 0 | 0 | 0 | 0 | 0 | 0 | 0 | 0 | 0 | 0 | 0 | 0 | 0 | 0 | 0 | 0 | 0 | 0 | 0 | 0
Commercial_Warehouse (WA)_New_Food Preparation_Natural Gas_Broiler_E8_Baseline Forecast | Commercial | Warehouse (WA) | New | Food Preparation | Natural Gas | Broiler | E8 |  | Baseline Forecast | 0 | 0 | 0 | 0 | 0 | 0 | 0 | 0 | 0 | 0 | 0 | 0 | 0 | 0 | 0 | 0 | 0 | 0 | 0 | 0 | 0 | 0 | 0 | 0 | 0 | 0 | 0
Commercial_Warehouse (WA)_New_Food Preparation_Natural Gas_Broiler_E9_Baseline Forecast | Commercial | Warehouse (WA) | New | Food Preparation | Natural Gas | Broiler | E9 |  | Baseline Forecast | 0 | 0 | 0 | 0 | 0 | 0 | 0 | 0 | 0 | 0 | 0 | 0 | 0 | 0 | 0 | 0 | 0 | 0 | 0 | 0 | 0 | 0 | 0 | 0 | 0 | 0 | 0
Commercial_Warehouse (WA)_New_Food Preparation_Natural Gas_Broiler_E10_Baseline Forecast | Commercial | Warehouse (WA) | New | Food Preparation | Natural Gas | Broiler | E10 |  | Baseline Forecast | 0 | 0 | 0 | 0 | 0 | 0 | 0 | 0 | 0 | 0 | 0 | 0 | 0 | 0 | 0 | 0 | 0 | 0 | 0 | 0 | 0 | 0 | 0 | 0 | 0 | 0 | 0
Commercial_Warehouse (WA)_New_Food Preparation_Natural Gas_Griddle_E1_Baseline Forecast | Commercial | Warehouse (WA) | New | Food Preparation | Natural Gas | Griddle | E1 | Standard | Baseline Forecast | 0 | 2141.1983 | 1998.2383 | 2013.8895 | 2013.6243 | 1974.1653 | 1940.9851 | 1901.3834 | 1871.7466 | 1843.0768 | 2051.6906 | 2186.6777 | 2337.5199 | 2467.1149 | 2570.0989 | 2654.3359 | 2731.2219 | 2788.9672 | 2833.485 | 3551.9013 | 3504.1205 | 3545.1781 | 3566.4116 | 3583.6121 | 3609.8852 | 3642.4059 | 3552.8057
Commercial_Warehouse (WA)_New_Food Preparation_Natural Gas_Griddle_E2_Baseline Forecast | Commercial | Warehouse (WA) | New | Food Preparation | Natural Gas | Griddle | E2 | ENERGY STAR | Baseline Forecast | 0 | 874.5739 | 816.1818 | 822.5746 | 822.4663 | 806.3492 | 792.7967 | 776.6214 | 764.5162 | 752.806 | 838.0145 | 893.1501 | 954.7617 | 1007.6948 | 1049.7587 | 1084.1654 | 1115.5695 | 1139.1556 | 1157.339 | 1450.7766 | 1431.2605 | 1448.0305 | 1456.7033 | 1463.7289 | 1474.4601 | 1487.7433 | 1451.146
Commercial_Warehouse (WA)_New_Food Preparation_Natural Gas_Griddle_E3_Baseline Forecast | Commercial | Warehouse (WA) | New | Food Preparation | Natural Gas | Griddle | E3 |  | Baseline Forecast | 0 | 0 | 0 | 0 | 0 | 0 | 0 | 0 | 0 | 0 | 0 | 0 | 0 | 0 | 0 | 0 | 0 | 0 | 0 | 0 | 0 | 0 | 0 | 0 | 0 | 0 | 0
Commercial_Warehouse (WA)_New_Food Preparation_Natural Gas_Griddle_E4_Baseline Forecast | Commercial | Warehouse (WA) | New | Food Preparation | Natural Gas | Griddle | E4 |  | Baseline Forecast | 0 | 0 | 0 | 0 | 0 | 0 | 0 | 0 | 0 | 0 | 0 | 0 | 0 | 0 | 0 | 0 | 0 | 0 | 0 | 0 | 0 | 0 | 0 | 0 | 0 | 0 | 0
Commercial_Warehouse (WA)_New_Food Preparation_Natural Gas_Griddle_E5_Baseline Forecast | Commercial | Warehouse (WA) | New | Food Preparation | Natural Gas | Griddle | E5 |  | Baseline Forecast | 0 | 0 | 0 | 0 | 0 | 0 | 0 | 0 | 0 | 0 | 0 | 0 | 0 | 0 | 0 | 0 | 0 | 0 | 0 | 0 | 0 | 0 | 0 | 0 | 0 | 0 | 0
Commercial_Warehouse (WA)_New_Food Preparation_Natural Gas_Griddle_E6_Baseline Forecast | Commercial | Warehouse (WA) | New | Food Preparation | Natural Gas | Griddle | E6 |  | Baseline Forecast | 0 | 0 | 0 | 0 | 0 | 0 | 0 | 0 | 0 | 0 | 0 | 0 | 0 | 0 | 0 | 0 | 0 | 0 | 0 | 0 | 0 | 0 | 0 | 0 | 0 | 0 | 0
Commercial_Warehouse (WA)_New_Food Preparation_Natural Gas_Griddle_E7_Baseline Forecast | Commercial | Warehouse (WA) | New | Food Preparation | Natural Gas | Griddle | E7 |  | Baseline Forecast | 0 | 0 | 0 | 0 | 0 | 0 | 0 | 0 | 0 | 0 | 0 | 0 | 0 | 0 | 0 | 0 | 0 | 0 | 0 | 0 | 0 | 0 | 0 | 0 | 0 | 0 | 0
Commercial_Warehouse (WA)_New_Food Preparation_Natural Gas_Griddle_E8_Baseline Forecast | Commercial | Warehouse (WA) | New | Food Preparation | Natural Gas | Griddle | E8 |  | Baseline Forecast | 0 | 0 | 0 | 0 | 0 | 0 | 0 | 0 | 0 | 0 | 0 | 0 | 0 | 0 | 0 | 0 | 0 | 0 | 0 | 0 | 0 | 0 | 0 | 0 | 0 | 0 | 0
Commercial_Warehouse (WA)_New_Food Preparation_Natural Gas_Griddle_E9_Baseline Forecast | Commercial | Warehouse (WA) | New | Food Preparation | Natural Gas | Griddle | E9 |  | Baseline Forecast | 0 | 0 | 0 | 0 | 0 | 0 | 0 | 0 | 0 | 0 | 0 | 0 | 0 | 0 | 0 | 0 | 0 | 0 | 0 | 0 | 0 | 0 | 0 | 0 | 0 | 0 | 0
Commercial_Warehouse (WA)_New_Food Preparation_Natural Gas_Griddle_E10_Baseline Forecast | Commercial | Warehouse (WA) | New | Food Preparation | Natural Gas | Griddle | E10 |  | Baseline Forecast | 0 | 0 | 0 | 0 | 0 | 0 | 0 | 0 | 0 | 0 | 0 | 0 | 0 | 0 | 0 | 0 | 0 | 0 | 0 | 0 | 0 | 0 | 0 | 0 | 0 | 0 | 0
Commercial_Warehouse (WA)_New_Food Preparation_Natural Gas_Range_E1_Baseline Forecast | Commercial | Warehouse (WA) | New | Food Preparation | Natural Gas | Range | E1 | Standard | Baseline Forecast | 0 | 1236.4666 | 1153.9122 | 1162.9503 | 1162.7972 | 1140.011 | 1120.8505 | 1097.9819 | 1080.8678 | 1064.3119 | 1294.6872 | 1441.0139 | 1573.5846 | 1675.7658 | 1747.0751 | 2120.7246 | 2071.3818 | 2047.1694 | 2018.6255 | 2032.3965 | 2073.3692 | 2140.8738 | 2202.4068 | 2264.0617 | 2451.3923 | 2569.7074 | 2581.111
Commercial_Warehouse (WA)_New_Food Preparation_Natural Gas_Range_E2_Baseline Forecast | Commercial | Warehouse (WA) | New | Food Preparation | Natural Gas | Range | E2 | High Efficiency | Baseline Forecast | 0 | 1779.3056 | 1660.5079 | 1673.5138 | 1673.2935 | 1640.5036 | 1612.9313 | 1580.0228 | 1555.3951 | 1531.5708 | 1863.0865 | 2073.6541 | 2264.4266 | 2411.4678 | 2514.0837 | 3051.7745 | 2980.769 | 2945.9266 | 2904.8514 | 2924.6682 | 2983.6289 | 3080.7696 | 3169.317 | 3258.04 | 3527.6133 | 3697.8716 | 3714.2817
Commercial_Warehouse (WA)_New_Food Preparation_Natural Gas_Range_E3_Baseline Forecast | Commercial | Warehouse (WA) | New | Food Preparation | Natural Gas | Range | E3 |  | Baseline Forecast | 0 | 0 | 0 | 0 | 0 | 0 | 0 | 0 | 0 | 0 | 0 | 0 | 0 | 0 | 0 | 0 | 0 | 0 | 0 | 0 | 0 | 0 | 0 | 0 | 0 | 0 | 0
Commercial_Warehouse (WA)_New_Food Preparation_Natural Gas_Range_E4_Baseline Forecast | Commercial | Warehouse (WA) | New | Food Preparation | Natural Gas | Range | E4 |  | Baseline Forecast | 0 | 0 | 0 | 0 | 0 | 0 | 0 | 0 | 0 | 0 | 0 | 0 | 0 | 0 | 0 | 0 | 0 | 0 | 0 | 0 | 0 | 0 | 0 | 0 | 0 | 0 | 0
Commercial_Warehouse (WA)_New_Food Preparation_Natural Gas_Range_E5_Baseline Forecast | Commercial | Warehouse (WA) | New | Food Preparation | Natural Gas | Range | E5 |  | Baseline Forecast | 0 | 0 | 0 | 0 | 0 | 0 | 0 | 0 | 0 | 0 | 0 | 0 | 0 | 0 | 0 | 0 | 0 | 0 | 0 | 0 | 0 | 0 | 0 | 0 | 0 | 0 | 0
Commercial_Warehouse (WA)_New_Food Preparation_Natural Gas_Range_E6_Baseline Forecast | Commercial | Warehouse (WA) | New | Food Preparation | Natural Gas | Range | E6 |  | Baseline Forecast | 0 | 0 | 0 | 0 | 0 | 0 | 0 | 0 | 0 | 0 | 0 | 0 | 0 | 0 | 0 | 0 | 0 | 0 | 0 | 0 | 0 | 0 | 0 | 0 | 0 | 0 | 0
Commercial_Warehouse (WA)_New_Food Preparation_Natural Gas_Range_E7_Baseline Forecast | Commercial | Warehouse (WA) | New | Food Preparation | Natural Gas | Range | E7 |  | Baseline Forecast | 0 | 0 | 0 | 0 | 0 | 0 | 0 | 0 | 0 | 0 | 0 | 0 | 0 | 0 | 0 | 0 | 0 | 0 | 0 | 0 | 0 | 0 | 0 | 0 | 0 | 0 | 0
Commercial_Warehouse (WA)_New_Food Preparation_Natural Gas_Range_E8_Baseline Forecast | Commercial | Warehouse (WA) | New | Food Preparation | Natural Gas | Range | E8 |  | Baseline Forecast | 0 | 0 | 0 | 0 | 0 | 0 | 0 | 0 | 0 | 0 | 0 | 0 | 0 | 0 | 0 | 0 | 0 | 0 | 0 | 0 | 0 | 0 | 0 | 0 | 0 | 0 | 0
Commercial_Warehouse (WA)_New_Food Preparation_Natural Gas_Range_E9_Baseline Forecast | Commercial | Warehouse (WA) | New | Food Preparation | Natural Gas | Range | E9 |  | Baseline Forecast | 0 | 0 | 0 | 0 | 0 | 0 | 0 | 0 | 0 | 0 | 0 | 0 | 0 | 0 | 0 | 0 | 0 | 0 | 0 | 0 | 0 | 0 | 0 | 0 | 0 | 0 | 0
Commercial_Warehouse (WA)_New_Food Preparation_Natural Gas_Range_E10_Baseline Forecast | Commercial | Warehouse (WA) | New | Food Preparation | Natural Gas | Range | E10 |  | Baseline Forecast | 0 | 0 | 0 | 0 | 0 | 0 | 0 | 0 | 0 | 0 | 0 | 0 | 0 | 0 | 0 | 0 | 0 | 0 | 0 | 0 | 0 | 0 | 0 | 0 | 0 | 0 | 0
Commercial_Warehouse (WA)_New_Food Preparation_Natural Gas_Steamer_E1_Baseline Forecast | Commercial | Warehouse (WA) | New | Food Preparation | Natural Gas | Steamer | E1 | Standard | Baseline Forecast | 0 | 0 | 0 | 0 | 0 | 0 | 0 | 0 | 0 | 0 | 0 | 0 | 0 | 0 | 0 | 0 | 0 | 0 | 0 | 0 | 0 | 0 | 0 | 0 | 0 | 0 | 0
Commercial_Warehouse (WA)_New_Food Preparation_Natural Gas_Steamer_E2_Baseline Forecast | Commercial | Warehouse (WA) | New | Food Preparation | Natural Gas | Steamer | E2 | ENERGY STAR | Baseline Forecast | 0 | 0 | 0 | 0 | 0 | 0 | 0 | 0 | 0 | 0 | 0 | 0 | 0 | 0 | 0 | 0 | 0 | 0 | 0 | 0 | 0 | 0 | 0 | 0 | 0 | 0 | 0
Commercial_Warehouse (WA)_New_Food Preparation_Natural Gas_Steamer_E3_Baseline Forecast | Commercial | Warehouse (WA) | New | Food Preparation | Natural Gas | Steamer | E3 |  | Baseline Forecast | 0 | 0 | 0 | 0 | 0 | 0 | 0 | 0 | 0 | 0 | 0 | 0 | 0 | 0 | 0 | 0 | 0 | 0 | 0 | 0 | 0 | 0 | 0 | 0 | 0 | 0 | 0
Commercial_Warehouse (WA)_New_Food Preparation_Natural Gas_Steamer_E4_Baseline Forecast | Commercial | Warehouse (WA) | New | Food Preparation | Natural Gas | Steamer | E4 |  | Baseline Forecast | 0 | 0 | 0 | 0 | 0 | 0 | 0 | 0 | 0 | 0 | 0 | 0 | 0 | 0 | 0 | 0 | 0 | 0 | 0 | 0 | 0 | 0 | 0 | 0 | 0 | 0 | 0
Commercial_Warehouse (WA)_New_Food Preparation_Natural Gas_Steamer_E5_Baseline Forecast | Commercial | Warehouse (WA) | New | Food Preparation | Natural Gas | Steamer | E5 |  | Baseline Forecast | 0 | 0 | 0 | 0 | 0 | 0 | 0 | 0 | 0 | 0 | 0 | 0 | 0 | 0 | 0 | 0 | 0 | 0 | 0 | 0 | 0 | 0 | 0 | 0 | 0 | 0 | 0
Commercial_Warehouse (WA)_New_Food Preparation_Natural Gas_Steamer_E6_Baseline Forecast | Commercial | Warehouse (WA) | New | Food Preparation | Natural Gas | Steamer | E6 |  | Baseline Forecast | 0 | 0 | 0 | 0 | 0 | 0 | 0 | 0 | 0 | 0 | 0 | 0 | 0 | 0 | 0 | 0 | 0 | 0 | 0 | 0 | 0 | 0 | 0 | 0 | 0 | 0 | 0
Commercial_Warehouse (WA)_New_Food Preparation_Natural Gas_Steamer_E7_Baseline Forecast | Commercial | Warehouse (WA) | New | Food Preparation | Natural Gas | Steamer | E7 |  | Baseline Forecast | 0 | 0 | 0 | 0 | 0 | 0 | 0 | 0 | 0 | 0 | 0 | 0 | 0 | 0 | 0 | 0 | 0 | 0 | 0 | 0 | 0 | 0 | 0 | 0 | 0 | 0 | 0
Commercial_Warehouse (WA)_New_Food Preparation_Natural Gas_Steamer_E8_Baseline Forecast | Commercial | Warehouse (WA) | New | Food Preparation | Natural Gas | Steamer | E8 |  | Baseline Forecast | 0 | 0 | 0 | 0 | 0 | 0 | 0 | 0 | 0 | 0 | 0 | 0 | 0 | 0 | 0 | 0 | 0 | 0 | 0 | 0 | 0 | 0 | 0 | 0 | 0 | 0 | 0
Commercial_Warehouse (WA)_New_Food Preparation_Natural Gas_Steamer_E9_Baseline Forecast | Commercial | Warehouse (WA) | New | Food Preparation | Natural Gas | Steamer | E9 |  | Baseline Forecast | 0 | 0 | 0 | 0 | 0 | 0 | 0 | 0 | 0 | 0 | 0 | 0 | 0 | 0 | 0 | 0 | 0 | 0 | 0 | 0 | 0 | 0 | 0 | 0 | 0 | 0 | 0
Commercial_Warehouse (WA)_New_Food Preparation_Natural Gas_Steamer_E10_Baseline Forecast | Commercial | Warehouse (WA) | New | Food Preparation | Natural Gas | Steamer | E10 |  | Baseline Forecast | 0 | 0 | 0 | 0 | 0 | 0 | 0 | 0 | 0 | 0 | 0 | 0 | 0 | 0 | 0 | 0 | 0 | 0 | 0 | 0 | 0 | 0 | 0 | 0 | 0 | 0 | 0
Commercial_Warehouse (WA)_New_Food Preparation_Natural Gas_Food Prep Other_E1_Baseline Forecast | Commercial | Warehouse (WA) | New | Food Preparation | Natural Gas | Food Prep Other | E1 | Standard | Baseline Forecast | 0 | 0 | 0 | 0 | 0 | 0 | 0 | 0 | 0 | 0 | 0 | 0 | 0 | 0 | 0 | 0 | 0 | 0 | 0 | 0 | 0 | 0 | 0 | 0 | 0 | 0 | 0
Commercial_Warehouse (WA)_New_Food Preparation_Natural Gas_Food Prep Other_E2_Baseline Forecast | Commercial | Warehouse (WA) | New | Food Preparation | Natural Gas | Food Prep Other | E2 | ENERGY STAR | Baseline Forecast | 0 | 0 | 0 | 0 | 0 | 0 | 0 | 0 | 0 | 0 | 0 | 0 | 0 | 0 | 0 | 0 | 0 | 0 | 0 | 0 | 0 | 0 | 0 | 0 | 0 | 0 | 0
Commercial_Warehouse (WA)_New_Food Preparation_Natural Gas_Food Prep Other_E3_Baseline Forecast | Commercial | Warehouse (WA) | New | Food Preparation | Natural Gas | Food Prep Other | E3 |  | Baseline Forecast | 0 | 0 | 0 | 0 | 0 | 0 | 0 | 0 | 0 | 0 | 0 | 0 | 0 | 0 | 0 | 0 | 0 | 0 | 0 | 0 | 0 | 0 | 0 | 0 | 0 | 0 | 0
Commercial_Warehouse (WA)_New_Food Preparation_Natural Gas_Food Prep Other_E4_Baseline Forecast | Commercial | Warehouse (WA) | New | Food Preparation | Natural Gas | Food Prep Other | E4 |  | Baseline Forecast | 0 | 0 | 0 | 0 | 0 | 0 | 0 | 0 | 0 | 0 | 0 | 0 | 0 | 0 | 0 | 0 | 0 | 0 | 0 | 0 | 0 | 0 | 0 | 0 | 0 | 0 | 0
Commercial_Warehouse (WA)_New_Food Preparation_Natural Gas_Food Prep Other_E5_Baseline Forecast | Commercial | Warehouse (WA) | New | Food Preparation | Natural Gas | Food Prep Other | E5 |  | Baseline Forecast | 0 | 0 | 0 | 0 | 0 | 0 | 0 | 0 | 0 | 0 | 0 | 0 | 0 | 0 | 0 | 0 | 0 | 0 | 0 | 0 | 0 | 0 | 0 | 0 | 0 | 0 | 0
Commercial_Warehouse (WA)_New_Food Preparation_Natural Gas_Food Prep Other_E6_Baseline Forecast | Commercial | Warehouse (WA) | New | Food Preparation | Natural Gas | Food Prep Other | E6 |  | Baseline Forecast | 0 | 0 | 0 | 0 | 0 | 0 | 0 | 0 | 0 | 0 | 0 | 0 | 0 | 0 | 0 | 0 | 0 | 0 | 0 | 0 | 0 | 0 | 0 | 0 | 0 | 0 | 0
Commercial_Warehouse (WA)_New_Food Preparation_Natural Gas_Food Prep Other_E7_Baseline Forecast | Commercial | Warehouse (WA) | New | Food Preparation | Natural Gas | Food Prep Other | E7 |  | Baseline Forecast | 0 | 0 | 0 | 0 | 0 | 0 | 0 | 0 | 0 | 0 | 0 | 0 | 0 | 0 | 0 | 0 | 0 | 0 | 0 | 0 | 0 | 0 | 0 | 0 | 0 | 0 | 0
Commercial_Warehouse (WA)_New_Food Preparation_Natural Gas_Food Prep Other_E8_Baseline Forecast | Commercial | Warehouse (WA) | New | Food Preparation | Natural Gas | Food Prep Other | E8 |  | Baseline Forecast | 0 | 0 | 0 | 0 | 0 | 0 | 0 | 0 | 0 | 0 | 0 | 0 | 0 | 0 | 0 | 0 | 0 | 0 | 0 | 0 | 0 | 0 | 0 | 0 | 0 | 0 | 0
Commercial_Warehouse (WA)_New_Food Preparation_Natural Gas_Food Prep Other_E9_Baseline Forecast | Commercial | Warehouse (WA) | New | Food Preparation | Natural Gas | Food Prep Other | E9 |  | Baseline Forecast | 0 | 0 | 0 | 0 | 0 | 0 | 0 | 0 | 0 | 0 | 0 | 0 | 0 | 0 | 0 | 0 | 0 | 0 | 0 | 0 | 0 | 0 | 0 | 0 | 0 | 0 | 0
Commercial_Warehouse (WA)_New_Food Preparation_Natural Gas_Food Prep Other_E10_Baseline Forecast | Commercial | Warehouse (WA) | New | Food Preparation | Natural Gas | Food Prep Other | E10 |  | Baseline Forecast | 0 | 0 | 0 | 0 | 0 | 0 | 0 | 0 | 0 | 0 | 0 | 0 | 0 | 0 | 0 | 0 | 0 | 0 | 0 | 0 | 0 | 0 | 0 | 0 | 0 | 0 | 0
Commercial_Warehouse (WA)_New_Miscellaneous_Natural Gas_Pool Heater_E1_Baseline Forecast | Commercial | Warehouse (WA) | New | Miscellaneous | Natural Gas | Pool Heater | E1 | Standard (EF .82) | Baseline Forecast | 0 | 0 | 0 | 0 | 0 | 0 | 0 | 0 | 0 | 0 | 0 | 0 | 0 | 0 | 0 | 0 | 0 | 0 | 0 | 0 | 0 | 0 | 0 | 0 | 0 | 0 | 0
Commercial_Warehouse (WA)_New_Miscellaneous_Natural Gas_Pool Heater_E2_Baseline Forecast | Commercial | Warehouse (WA) | New | Miscellaneous | Natural Gas | Pool Heater | E2 | Condensing (EF .90) | Baseline Forecast | 0 | 0 | 0 | 0 | 0 | 0 | 0 | 0 | 0 | 0 | 0 | 0 | 0 | 0 | 0 | 0 | 0 | 0 | 0 | 0 | 0 | 0 | 0 | 0 | 0 | 0 | 0
Commercial_Warehouse (WA)_New_Miscellaneous_Natural Gas_Pool Heater_E3_Baseline Forecast | Commercial | Warehouse (WA) | New | Miscellaneous | Natural Gas | Pool Heater | E3 |  | Baseline Forecast | 0 | 0 | 0 | 0 | 0 | 0 | 0 | 0 | 0 | 0 | 0 | 0 | 0 | 0 | 0 | 0 | 0 | 0 | 0 | 0 | 0 | 0 | 0 | 0 | 0 | 0 | 0
Commercial_Warehouse (WA)_New_Miscellaneous_Natural Gas_Pool Heater_E4_Baseline Forecast | Commercial | Warehouse (WA) | New | Miscellaneous | Natural Gas | Pool Heater | E4 |  | Baseline Forecast | 0 | 0 | 0 | 0 | 0 | 0 | 0 | 0 | 0 | 0 | 0 | 0 | 0 | 0 | 0 | 0 | 0 | 0 | 0 | 0 | 0 | 0 | 0 | 0 | 0 | 0 | 0
Commercial_Warehouse (WA)_New_Miscellaneous_Natural Gas_Pool Heater_E5_Baseline Forecast | Commercial | Warehouse (WA) | New | Miscellaneous | Natural Gas | Pool Heater | E5 |  | Baseline Forecast | 0 | 0 | 0 | 0 | 0 | 0 | 0 | 0 | 0 | 0 | 0 | 0 | 0 | 0 | 0 | 0 | 0 | 0 | 0 | 0 | 0 | 0 | 0 | 0 | 0 | 0 | 0
Commercial_Warehouse (WA)_New_Miscellaneous_Natural Gas_Pool Heater_E6_Baseline Forecast | Commercial | Warehouse (WA) | New | Miscellaneous | Natural Gas | Pool Heater | E6 |  | Baseline Forecast | 0 | 0 | 0 | 0 | 0 | 0 | 0 | 0 | 0 | 0 | 0 | 0 | 0 | 0 | 0 | 0 | 0 | 0 | 0 | 0 | 0 | 0 | 0 | 0 | 0 | 0 | 0
Commercial_Warehouse (WA)_New_Miscellaneous_Natural Gas_Pool Heater_E7_Baseline Forecast | Commercial | Warehouse (WA) | New | Miscellaneous | Natural Gas | Pool Heater | E7 |  | Baseline Forecast | 0 | 0 | 0 | 0 | 0 | 0 | 0 | 0 | 0 | 0 | 0 | 0 | 0 | 0 | 0 | 0 | 0 | 0 | 0 | 0 | 0 | 0 | 0 | 0 | 0 | 0 | 0
Commercial_Warehouse (WA)_New_Miscellaneous_Natural Gas_Pool Heater_E8_Baseline Forecast | Commercial | Warehouse (WA) | New | Miscellaneous | Natural Gas | Pool Heater | E8 |  | Baseline Forecast | 0 | 0 | 0 | 0 | 0 | 0 | 0 | 0 | 0 | 0 | 0 | 0 | 0 | 0 | 0 | 0 | 0 | 0 | 0 | 0 | 0 | 0 | 0 | 0 | 0 | 0 | 0
Commercial_Warehouse (WA)_New_Miscellaneous_Natural Gas_Pool Heater_E9_Baseline Forecast | Commercial | Warehouse (WA) | New | Miscellaneous | Natural Gas | Pool Heater | E9 |  | Baseline Forecast | 0 | 0 | 0 | 0 | 0 | 0 | 0 | 0 | 0 | 0 | 0 | 0 | 0 | 0 | 0 | 0 | 0 | 0 | 0 | 0 | 0 | 0 | 0 | 0 | 0 | 0 | 0
Commercial_Warehouse (WA)_New_Miscellaneous_Natural Gas_Pool Heater_E10_Baseline Forecast | Commercial | Warehouse (WA) | New | Miscellaneous | Natural Gas | Pool Heater | E10 |  | Baseline Forecast | 0 | 0 | 0 | 0 | 0 | 0 | 0 | 0 | 0 | 0 | 0 | 0 | 0 | 0 | 0 | 0 | 0 | 0 | 0 | 0 | 0 | 0 | 0 | 0 | 0 | 0 | 0
Commercial_Warehouse (WA)_New_Miscellaneous_Natural Gas_Miscellaneous_E1_Baseline Forecast | Commercial | Warehouse (WA) | New | Miscellaneous | Natural Gas | Miscellaneous | E1 | Standard | Baseline Forecast | 0 | 190345.49 | 177636.8151 | 179028.159 | 206196.7998 | 224181.1067 | 239852.0441 | 256173.2902 | 273115.0448 | 289584.8338 | 305613.5516 | 374076.0108 | 378366.8208 | 387976.4946 | 412733.6095 | 431480.9831 | 448729.824 | 466530.4824 | 484250.107 | 501358.6483 | 518539.0544 | 552602.7902 | 563339.942 | 576378.5832 | 596736.4554 | 614136.9848 | 619050.8056
Commercial_Warehouse (WA)_New_Miscellaneous_Natural Gas_Miscellaneous_E2_Baseline Forecast | Commercial | Warehouse (WA) | New | Miscellaneous | Natural Gas | Miscellaneous | E2 |  | Baseline Forecast | 0 | 0 | 0 | 0 | 0 | 0 | 0 | 0 | 0 | 0 | 0 | 0 | 0 | 0 | 0 | 0 | 0 | 0 | 0 | 0 | 0 | 0 | 0 | 0 | 0 | 0 | 0
Commercial_Warehouse (WA)_New_Miscellaneous_Natural Gas_Miscellaneous_E3_Baseline Forecast | Commercial | Warehouse (WA) | New | Miscellaneous | Natural Gas | Miscellaneous | E3 |  | Baseline Forecast | 0 | 0 | 0 | 0 | 0 | 0 | 0 | 0 | 0 | 0 | 0 | 0 | 0 | 0 | 0 | 0 | 0 | 0 | 0 | 0 | 0 | 0 | 0 | 0 | 0 | 0 | 0
Commercial_Warehouse (WA)_New_Miscellaneous_Natural Gas_Miscellaneous_E4_Baseline Forecast | Commercial | Warehouse (WA) | New | Miscellaneous | Natural Gas | Miscellaneous | E4 |  | Baseline Forecast | 0 | 0 | 0 | 0 | 0 | 0 | 0 | 0 | 0 | 0 | 0 | 0 | 0 | 0 | 0 | 0 | 0 | 0 | 0 | 0 | 0 | 0 | 0 | 0 | 0 | 0 | 0
Commercial_Warehouse (WA)_New_Miscellaneous_Natural Gas_Miscellaneous_E5_Baseline Forecast | Commercial | Warehouse (WA) | New | Miscellaneous | Natural Gas | Miscellaneous | E5 |  | Baseline Forecast | 0 | 0 | 0 | 0 | 0 | 0 | 0 | 0 | 0 | 0 | 0 | 0 | 0 | 0 | 0 | 0 | 0 | 0 | 0 | 0 | 0 | 0 | 0 | 0 | 0 | 0 | 0
Commercial_Warehouse (WA)_New_Miscellaneous_Natural Gas_Miscellaneous_E6_Baseline Forecast | Commercial | Warehouse (WA) | New | Miscellaneous | Natural Gas | Miscellaneous | E6 |  | Baseline Forecast | 0 | 0 | 0 | 0 | 0 | 0 | 0 | 0 | 0 | 0 | 0 | 0 | 0 | 0 | 0 | 0 | 0 | 0 | 0 | 0 | 0 | 0 | 0 | 0 | 0 | 0 | 0
Commercial_Warehouse (WA)_New_Miscellaneous_Natural Gas_Miscellaneous_E7_Baseline Forecast | Commercial | Warehouse (WA) | New | Miscellaneous | Natural Gas | Miscellaneous | E7 |  | Baseline Forecast | 0 | 0 | 0 | 0 | 0 | 0 | 0 | 0 | 0 | 0 | 0 | 0 | 0 | 0 | 0 | 0 | 0 | 0 | 0 | 0 | 0 | 0 | 0 | 0 | 0 | 0 | 0
Commercial_Warehouse (WA)_New_Miscellaneous_Natural Gas_Miscellaneous_E8_Baseline Forecast | Commercial | Warehouse (WA) | New | Miscellaneous | Natural Gas | Miscellaneous | E8 |  | Baseline Forecast | 0 | 0 | 0 | 0 | 0 | 0 | 0 | 0 | 0 | 0 | 0 | 0 | 0 | 0 | 0 | 0 | 0 | 0 | 0 | 0 | 0 | 0 | 0 | 0 | 0 | 0 | 0
Commercial_Warehouse (WA)_New_Miscellaneous_Natural Gas_Miscellaneous_E9_Baseline Forecast | Commercial | Warehouse (WA) | New | Miscellaneous | Natural Gas | Miscellaneous | E9 |  | Baseline Forecast | 0 | 0 | 0 | 0 | 0 | 0 | 0 | 0 | 0 | 0 | 0 | 0 | 0 | 0 | 0 | 0 | 0 | 0 | 0 | 0 | 0 | 0 | 0 | 0 | 0 | 0 | 0
Commercial_Warehouse (WA)_New_Miscellaneous_Natural Gas_Miscellaneous_E10_Baseline Forecast | Commercial | Warehouse (WA) | New | Miscellaneous | Natural Gas | Miscellaneous | E10 |  | Baseline Forecast | 0 | 0 | 0 | 0 | 0 | 0 | 0 | 0 | 0 | 0 | 0 | 0 | 0 | 0 | 0 | 0 | 0 | 0 | 0 | 0 | 0 | 0 | 0 | 0 | 0 | 0 | 0
Commercial_Miscellaneous (WA)_Existing_Space Heating_Natural Gas_Furnace_E1_Baseline Forecast | Commercial | Miscellaneous (WA) | Existing | Space Heating | Natural Gas | Furnace | E1 | AFUE 80% (Standard) | Baseline Forecast | 0 | 514723.9944 | 523094.3101 | 529482.2991 | 534118.0403 | 537206.766 | 538931.5156 | 539455.5069 | 538924.2536 | 537467.4579 | 535200.7007 | 532226.9523 | 514145.9157 | 498620.4528 | 485229.3499 | 473613.5623 | 463467.7217 | 454532.7497 | 446589.4356 | 439452.858 | 432967.5429 | 427003.265 | 421451.4099 | 526998.4937 | 512013.4914 | 497220.7821 | 482775.7357
Commercial_Miscellaneous (WA)_Existing_Space Heating_Natural Gas_Furnace_E2_Baseline Forecast | Commercial | Miscellaneous (WA) | Existing | Space Heating | Natural Gas | Furnace | E2 | AFUE 90% | Baseline Forecast | 0 | 0 | 0 | 0 | 0 | 0 | 0 | 0 | 0 | 0 | 0 | 0 | 0 | 0 | 0 | 0 | 0 | 0 | 0 | 0 | 0 | 0 | 0 | 0 | 0 | 0 | 0
Commercial_Miscellaneous (WA)_Existing_Space Heating_Natural Gas_Furnace_E3_Baseline Forecast | Commercial | Miscellaneous (WA) | Existing | Space Heating | Natural Gas | Furnace | E3 | AFUE 96% | Baseline Forecast | 0 | 0 | 0 | 0 | 0 | 0 | 0 | 0 | 0 | 0 | 0 | 0 | 0 | 0 | 0 | 0 | 0 | 0 | 0 | 0 | 0 | 0 | 0 | 0 | 0 | 0 | 0
Commercial_Miscellaneous (WA)_Existing_Space Heating_Natural Gas_Furnace_E4_Baseline Forecast | Commercial | Miscellaneous (WA) | Existing | Space Heating | Natural Gas | Furnace | E4 |  | Baseline Forecast | 0 | 0 | 0 | 0 | 0 | 0 | 0 | 0 | 0 | 0 | 0 | 0 | 0 | 0 | 0 | 0 | 0 | 0 | 0 | 0 | 0 | 0 | 0 | 0 | 0 | 0 | 0
Commercial_Miscellaneous (WA)_Existing_Space Heating_Natural Gas_Furnace_E5_Baseline Forecast | Commercial | Miscellaneous (WA) | Existing | Space Heating | Natural Gas | Furnace | E5 |  | Baseline Forecast | 0 | 0 | 0 | 0 | 0 | 0 | 0 | 0 | 0 | 0 | 0 | 0 | 0 | 0 | 0 | 0 | 0 | 0 | 0 | 0 | 0 | 0 | 0 | 0 | 0 | 0 | 0
Commercial_Miscellaneous (WA)_Existing_Space Heating_Natural Gas_Furnace_E6_Baseline Forecast | Commercial | Miscellaneous (WA) | Existing | Space Heating | Natural Gas | Furnace | E6 |  | Baseline Forecast | 0 | 0 | 0 | 0 | 0 | 0 | 0 | 0 | 0 | 0 | 0 | 0 | 0 | 0 | 0 | 0 | 0 | 0 | 0 | 0 | 0 | 0 | 0 | 0 | 0 | 0 | 0
Commercial_Miscellaneous (WA)_Existing_Space Heating_Natural Gas_Furnace_E7_Baseline Forecast | Commercial | Miscellaneous (WA) | Existing | Space Heating | Natural Gas | Furnace | E7 |  | Baseline Forecast | 0 | 0 | 0 | 0 | 0 | 0 | 0 | 0 | 0 | 0 | 0 | 0 | 0 | 0 | 0 | 0 | 0 | 0 | 0 | 0 | 0 | 0 | 0 | 0 | 0 | 0 | 0
Commercial_Miscellaneous (WA)_Existing_Space Heating_Natural Gas_Furnace_E8_Baseline Forecast | Commercial | Miscellaneous (WA) | Existing | Space Heating | Natural Gas | Furnace | E8 |  | Baseline Forecast | 0 | 0 | 0 | 0 | 0 | 0 | 0 | 0 | 0 | 0 | 0 | 0 | 0 | 0 | 0 | 0 | 0 | 0 | 0 | 0 | 0 | 0 | 0 | 0 | 0 | 0 | 0
Commercial_Miscellaneous (WA)_Existing_Space Heating_Natural Gas_Furnace_E9_Baseline Forecast | Commercial | Miscellaneous (WA) | Existing | Space Heating | Natural Gas | Furnace | E9 |  | Baseline Forecast | 0 | 0 | 0 | 0 | 0 | 0 | 0 | 0 | 0 | 0 | 0 | 0 | 0 | 0 | 0 | 0 | 0 | 0 | 0 | 0 | 0 | 0 | 0 | 0 | 0 | 0 | 0
Commercial_Miscellaneous (WA)_Existing_Space Heating_Natural Gas_Furnace_E10_Baseline Forecast | Commercial | Miscellaneous (WA) | Existing | Space Heating | Natural Gas | Furnace | E10 |  | Baseline Forecast | 0 | 0 | 0 | 0 | 0 | 0 | 0 | 0 | 0 | 0 | 0 | 0 | 0 | 0 | 0 | 0 | 0 | 0 | 0 | 0 | 0 | 0 | 0 | 0 | 0 | 0 | 0
Commercial_Miscellaneous (WA)_Existing_Space Heating_Natural Gas_Boiler_E1_Baseline Forecast | Commercial | Miscellaneous (WA) | Existing | Space Heating | Natural Gas | Boiler | E1 | AFUE 80% (Standard) | Baseline Forecast | 0 | 69041.8775 | 75611.3451 | 80373.1005 | 85300.424 | 88674.3147 | 92322.3915 | 94457.8518 | 97103.0588 | 98260.4348 | 100123.0991 | 100509.4439 | 101765.2667 | 101545.0121 | 102334.1953 | 101964.7681 | 102402.747 | 101345.7371 | 100127.4554 | 100521.0009 | 99415.7668 | 97896.271 | 97991.729 | 96998.8553 | 95948.8501 | 94850.6124 | 93712.044