Commercial_Lodging (ID)_Existing_Food Preparation_Natural Gas_Double Rack Oven_E7_Baseline Forecast | Commercial | Lodging (ID) | Existing | Food Preparation | Natural Gas | Double Rack Oven | E7 |  | Baseline Forecast | 0 | 0 | 0 | 0 | 0 | 0 | 0 | 0 | 0 | 0 | 0 | 0 | 0 | 0 | 0 | 0 | 0 | 0 | 0 | 0 | 0 | 0 | 0 | 0 | 0 | 0 | 0
Commercial_Lodging (ID)_Existing_Food Preparation_Natural Gas_Double Rack Oven_E8_Baseline Forecast | Commercial | Lodging (ID) | Existing | Food Preparation | Natural Gas | Double Rack Oven | E8 |  | Baseline Forecast | 0 | 0 | 0 | 0 | 0 | 0 | 0 | 0 | 0 | 0 | 0 | 0 | 0 | 0 | 0 | 0 | 0 | 0 | 0 | 0 | 0 | 0 | 0 | 0 | 0 | 0 | 0
Commercial_Lodging (ID)_Existing_Food Preparation_Natural Gas_Double Rack Oven_E9_Baseline Forecast | Commercial | Lodging (ID) | Existing | Food Preparation | Natural Gas | Double Rack Oven | E9 |  | Baseline Forecast | 0 | 0 | 0 | 0 | 0 | 0 | 0 | 0 | 0 | 0 | 0 | 0 | 0 | 0 | 0 | 0 | 0 | 0 | 0 | 0 | 0 | 0 | 0 | 0 | 0 | 0 | 0
Commercial_Lodging (ID)_Existing_Food Preparation_Natural Gas_Double Rack Oven_E10_Baseline Forecast | Commercial | Lodging (ID) | Existing | Food Preparation | Natural Gas | Double Rack Oven | E10 |  | Baseline Forecast | 0 | 0 | 0 | 0 | 0 | 0 | 0 | 0 | 0 | 0 | 0 | 0 | 0 | 0 | 0 | 0 | 0 | 0 | 0 | 0 | 0 | 0 | 0 | 0 | 0 | 0 | 0
Commercial_Lodging (ID)_Existing_Food Preparation_Natural Gas_Fryer_E1_Baseline Forecast | Commercial | Lodging (ID) | Existing | Food Preparation | Natural Gas | Fryer | E1 | Standard | Baseline Forecast | 0.74 | 0.74 | 0.74 | 0.74 | 0.74 | 0.74 | 0.74 | 0.74 | 0.74 | 0.74 | 0.74 | 0.74 | 0.74 | 0.74 | 0.74 | 0.74 | 0.74 | 0.74 | 0.74 | 0.74 | 0.74 | 0.74 | 0.74 | 0.74 | 0.74 | 0.74 | 0.74
Commercial_Lodging (ID)_Existing_Food Preparation_Natural Gas_Fryer_E2_Baseline Forecast | Commercial | Lodging (ID) | Existing | Food Preparation | Natural Gas | Fryer | E2 | ENERGY STAR | Baseline Forecast | 0.26 | 0.26 | 0.26 | 0.26 | 0.26 | 0.26 | 0.26 | 0.26 | 0.26 | 0.26 | 0.26 | 0.26 | 0.26 | 0.26 | 0.26 | 0.26 | 0.26 | 0.26 | 0.26 | 0.26 | 0.26 | 0.26 | 0.26 | 0.26 | 0.26 | 0.26 | 0.26
Commercial_Lodging (ID)_Existing_Food Preparation_Natural Gas_Fryer_E3_Baseline Forecast | Commercial | Lodging (ID) | Existing | Food Preparation | Natural Gas | Fryer | E3 |  | Baseline Forecast | 0 | 0 | 0 | 0 | 0 | 0 | 0 | 0 | 0 | 0 | 0 | 0 | 0 | 0 | 0 | 0 | 0 | 0 | 0 | 0 | 0 | 0 | 0 | 0 | 0 | 0 | 0
Commercial_Lodging (ID)_Existing_Food Preparation_Natural Gas_Fryer_E4_Baseline Forecast | Commercial | Lodging (ID) | Existing | Food Preparation | Natural Gas | Fryer | E4 |  | Baseline Forecast | 0 | 0 | 0 | 0 | 0 | 0 | 0 | 0 | 0 | 0 | 0 | 0 | 0 | 0 | 0 | 0 | 0 | 0 | 0 | 0 | 0 | 0 | 0 | 0 | 0 | 0 | 0
Commercial_Lodging (ID)_Existing_Food Preparation_Natural Gas_Fryer_E5_Baseline Forecast | Commercial | Lodging (ID) | Existing | Food Preparation | Natural Gas | Fryer | E5 |  | Baseline Forecast | 0 | 0 | 0 | 0 | 0 | 0 | 0 | 0 | 0 | 0 | 0 | 0 | 0 | 0 | 0 | 0 | 0 | 0 | 0 | 0 | 0 | 0 | 0 | 0 | 0 | 0 | 0
Commercial_Lodging (ID)_Existing_Food Preparation_Natural Gas_Fryer_E6_Baseline Forecast | Commercial | Lodging (ID) | Existing | Food Preparation | Natural Gas | Fryer | E6 |  | Baseline Forecast | 0 | 0 | 0 | 0 | 0 | 0 | 0 | 0 | 0 | 0 | 0 | 0 | 0 | 0 | 0 | 0 | 0 | 0 | 0 | 0 | 0 | 0 | 0 | 0 | 0 | 0 | 0
Commercial_Lodging (ID)_Existing_Food Preparation_Natural Gas_Fryer_E7_Baseline Forecast | Commercial | Lodging (ID) | Existing | Food Preparation | Natural Gas | Fryer | E7 |  | Baseline Forecast | 0 | 0 | 0 | 0 | 0 | 0 | 0 | 0 | 0 | 0 | 0 | 0 | 0 | 0 | 0 | 0 | 0 | 0 | 0 | 0 | 0 | 0 | 0 | 0 | 0 | 0 | 0
Commercial_Lodging (ID)_Existing_Food Preparation_Natural Gas_Fryer_E8_Baseline Forecast | Commercial | Lodging (ID) | Existing | Food Preparation | Natural Gas | Fryer | E8 |  | Baseline Forecast | 0 | 0 | 0 | 0 | 0 | 0 | 0 | 0 | 0 | 0 | 0 | 0 | 0 | 0 | 0 | 0 | 0 | 0 | 0 | 0 | 0 | 0 | 0 | 0 | 0 | 0 | 0
Commercial_Lodging (ID)_Existing_Food Preparation_Natural Gas_Fryer_E9_Baseline Forecast | Commercial | Lodging (ID) | Existing | Food Preparation | Natural Gas | Fryer | E9 |  | Baseline Forecast | 0 | 0 | 0 | 0 | 0 | 0 | 0 | 0 | 0 | 0 | 0 | 0 | 0 | 0 | 0 | 0 | 0 | 0 | 0 | 0 | 0 | 0 | 0 | 0 | 0 | 0 | 0
Commercial_Lodging (ID)_Existing_Food Preparation_Natural Gas_Fryer_E10_Baseline Forecast | Commercial | Lodging (ID) | Existing | Food Preparation | Natural Gas | Fryer | E10 |  | Baseline Forecast | 0 | 0 | 0 | 0 | 0 | 0 | 0 | 0 | 0 | 0 | 0 | 0 | 0 | 0 | 0 | 0 | 0 | 0 | 0 | 0 | 0 | 0 | 0 | 0 | 0 | 0 | 0
Commercial_Lodging (ID)_Existing_Food Preparation_Natural Gas_Broiler_E1_Baseline Forecast | Commercial | Lodging (ID) | Existing | Food Preparation | Natural Gas | Broiler | E1 | Standard | Baseline Forecast | 0.74 | 0.74 | 0.74 | 0.74 | 0.74 | 0.74 | 0.74 | 0.74 | 0.74 | 0.74 | 0.74 | 0.74 | 0.74 | 0.74 | 0.74 | 0.74 | 0.74 | 0.74 | 0.74 | 0.74 | 0.74 | 0.74 | 0.74 | 0.74 | 0.74 | 0.74 | 0.74
Commercial_Lodging (ID)_Existing_Food Preparation_Natural Gas_Broiler_E2_Baseline Forecast | Commercial | Lodging (ID) | Existing | Food Preparation | Natural Gas | Broiler | E2 | Infrared Burners | Baseline Forecast | 0.26 | 0.26 | 0.26 | 0.26 | 0.26 | 0.26 | 0.26 | 0.26 | 0.26 | 0.26 | 0.26 | 0.26 | 0.26 | 0.26 | 0.26 | 0.26 | 0.26 | 0.26 | 0.26 | 0.26 | 0.26 | 0.26 | 0.26 | 0.26 | 0.26 | 0.26 | 0.26
Commercial_Lodging (ID)_Existing_Food Preparation_Natural Gas_Broiler_E3_Baseline Forecast | Commercial | Lodging (ID) | Existing | Food Preparation | Natural Gas | Broiler | E3 |  | Baseline Forecast | 0 | 0 | 0 | 0 | 0 | 0 | 0 | 0 | 0 | 0 | 0 | 0 | 0 | 0 | 0 | 0 | 0 | 0 | 0 | 0 | 0 | 0 | 0 | 0 | 0 | 0 | 0
Commercial_Lodging (ID)_Existing_Food Preparation_Natural Gas_Broiler_E4_Baseline Forecast | Commercial | Lodging (ID) | Existing | Food Preparation | Natural Gas | Broiler | E4 |  | Baseline Forecast | 0 | 0 | 0 | 0 | 0 | 0 | 0 | 0 | 0 | 0 | 0 | 0 | 0 | 0 | 0 | 0 | 0 | 0 | 0 | 0 | 0 | 0 | 0 | 0 | 0 | 0 | 0
Commercial_Lodging (ID)_Existing_Food Preparation_Natural Gas_Broiler_E5_Baseline Forecast | Commercial | Lodging (ID) | Existing | Food Preparation | Natural Gas | Broiler | E5 |  | Baseline Forecast | 0 | 0 | 0 | 0 | 0 | 0 | 0 | 0 | 0 | 0 | 0 | 0 | 0 | 0 | 0 | 0 | 0 | 0 | 0 | 0 | 0 | 0 | 0 | 0 | 0 | 0 | 0
Commercial_Lodging (ID)_Existing_Food Preparation_Natural Gas_Broiler_E6_Baseline Forecast | Commercial | Lodging (ID) | Existing | Food Preparation | Natural Gas | Broiler | E6 |  | Baseline Forecast | 0 | 0 | 0 | 0 | 0 | 0 | 0 | 0 | 0 | 0 | 0 | 0 | 0 | 0 | 0 | 0 | 0 | 0 | 0 | 0 | 0 | 0 | 0 | 0 | 0 | 0 | 0
Commercial_Lodging (ID)_Existing_Food Preparation_Natural Gas_Broiler_E7_Baseline Forecast | Commercial | Lodging (ID) | Existing | Food Preparation | Natural Gas | Broiler | E7 |  | Baseline Forecast | 0 | 0 | 0 | 0 | 0 | 0 | 0 | 0 | 0 | 0 | 0 | 0 | 0 | 0 | 0 | 0 | 0 | 0 | 0 | 0 | 0 | 0 | 0 | 0 | 0 | 0 | 0
Commercial_Lodging (ID)_Existing_Food Preparation_Natural Gas_Broiler_E8_Baseline Forecast | Commercial | Lodging (ID) | Existing | Food Preparation | Natural Gas | Broiler | E8 |  | Baseline Forecast | 0 | 0 | 0 | 0 | 0 | 0 | 0 | 0 | 0 | 0 | 0 | 0 | 0 | 0 | 0 | 0 | 0 | 0 | 0 | 0 | 0 | 0 | 0 | 0 | 0 | 0 | 0
Commercial_Lodging (ID)_Existing_Food Preparation_Natural Gas_Broiler_E9_Baseline Forecast | Commercial | Lodging (ID) | Existing | Food Preparation | Natural Gas | Broiler | E9 |  | Baseline Forecast | 0 | 0 | 0 | 0 | 0 | 0 | 0 | 0 | 0 | 0 | 0 | 0 | 0 | 0 | 0 | 0 | 0 | 0 | 0 | 0 | 0 | 0 | 0 | 0 | 0 | 0 | 0
Commercial_Lodging (ID)_Existing_Food Preparation_Natural Gas_Broiler_E10_Baseline Forecast | Commercial | Lodging (ID) | Existing | Food Preparation | Natural Gas | Broiler | E10 |  | Baseline Forecast | 0 | 0 | 0 | 0 | 0 | 0 | 0 | 0 | 0 | 0 | 0 | 0 | 0 | 0 | 0 | 0 | 0 | 0 | 0 | 0 | 0 | 0 | 0 | 0 | 0 | 0 | 0
Commercial_Lodging (ID)_Existing_Food Preparation_Natural Gas_Griddle_E1_Baseline Forecast | Commercial | Lodging (ID) | Existing | Food Preparation | Natural Gas | Griddle | E1 | Standard | Baseline Forecast | 0.71 | 0.71 | 0.71 | 0.71 | 0.71 | 0.71 | 0.71 | 0.71 | 0.71 | 0.71 | 0.71 | 0.71 | 0.71 | 0.71 | 0.71 | 0.71 | 0.71 | 0.71 | 0.71 | 0.71 | 0.71 | 0.71 | 0.71 | 0.71 | 0.71 | 0.71 | 0.71
Commercial_Lodging (ID)_Existing_Food Preparation_Natural Gas_Griddle_E2_Baseline Forecast | Commercial | Lodging (ID) | Existing | Food Preparation | Natural Gas | Griddle | E2 | ENERGY STAR | Baseline Forecast | 0.29 | 0.29 | 0.29 | 0.29 | 0.29 | 0.29 | 0.29 | 0.29 | 0.29 | 0.29 | 0.29 | 0.29 | 0.29 | 0.29 | 0.29 | 0.29 | 0.29 | 0.29 | 0.29 | 0.29 | 0.29 | 0.29 | 0.29 | 0.29 | 0.29 | 0.29 | 0.29
Commercial_Lodging (ID)_Existing_Food Preparation_Natural Gas_Griddle_E3_Baseline Forecast | Commercial | Lodging (ID) | Existing | Food Preparation | Natural Gas | Griddle | E3 |  | Baseline Forecast | 0 | 0 | 0 | 0 | 0 | 0 | 0 | 0 | 0 | 0 | 0 | 0 | 0 | 0 | 0 | 0 | 0 | 0 | 0 | 0 | 0 | 0 | 0 | 0 | 0 | 0 | 0
Commercial_Lodging (ID)_Existing_Food Preparation_Natural Gas_Griddle_E4_Baseline Forecast | Commercial | Lodging (ID) | Existing | Food Preparation | Natural Gas | Griddle | E4 |  | Baseline Forecast | 0 | 0 | 0 | 0 | 0 | 0 | 0 | 0 | 0 | 0 | 0 | 0 | 0 | 0 | 0 | 0 | 0 | 0 | 0 | 0 | 0 | 0 | 0 | 0 | 0 | 0 | 0
Commercial_Lodging (ID)_Existing_Food Preparation_Natural Gas_Griddle_E5_Baseline Forecast | Commercial | Lodging (ID) | Existing | Food Preparation | Natural Gas | Griddle | E5 |  | Baseline Forecast | 0 | 0 | 0 | 0 | 0 | 0 | 0 | 0 | 0 | 0 | 0 | 0 | 0 | 0 | 0 | 0 | 0 | 0 | 0 | 0 | 0 | 0 | 0 | 0 | 0 | 0 | 0
Commercial_Lodging (ID)_Existing_Food Preparation_Natural Gas_Griddle_E6_Baseline Forecast | Commercial | Lodging (ID) | Existing | Food Preparation | Natural Gas | Griddle | E6 |  | Baseline Forecast | 0 | 0 | 0 | 0 | 0 | 0 | 0 | 0 | 0 | 0 | 0 | 0 | 0 | 0 | 0 | 0 | 0 | 0 | 0 | 0 | 0 | 0 | 0 | 0 | 0 | 0 | 0
Commercial_Lodging (ID)_Existing_Food Preparation_Natural Gas_Griddle_E7_Baseline Forecast | Commercial | Lodging (ID) | Existing | Food Preparation | Natural Gas | Griddle | E7 |  | Baseline Forecast | 0 | 0 | 0 | 0 | 0 | 0 | 0 | 0 | 0 | 0 | 0 | 0 | 0 | 0 | 0 | 0 | 0 | 0 | 0 | 0 | 0 | 0 | 0 | 0 | 0 | 0 | 0
Commercial_Lodging (ID)_Existing_Food Preparation_Natural Gas_Griddle_E8_Baseline Forecast | Commercial | Lodging (ID) | Existing | Food Preparation | Natural Gas | Griddle | E8 |  | Baseline Forecast | 0 | 0 | 0 | 0 | 0 | 0 | 0 | 0 | 0 | 0 | 0 | 0 | 0 | 0 | 0 | 0 | 0 | 0 | 0 | 0 | 0 | 0 | 0 | 0 | 0 | 0 | 0
Commercial_Lodging (ID)_Existing_Food Preparation_Natural Gas_Griddle_E9_Baseline Forecast | Commercial | Lodging (ID) | Existing | Food Preparation | Natural Gas | Griddle | E9 |  | Baseline Forecast | 0 | 0 | 0 | 0 | 0 | 0 | 0 | 0 | 0 | 0 | 0 | 0 | 0 | 0 | 0 | 0 | 0 | 0 | 0 | 0 | 0 | 0 | 0 | 0 | 0 | 0 | 0
Commercial_Lodging (ID)_Existing_Food Preparation_Natural Gas_Griddle_E10_Baseline Forecast | Commercial | Lodging (ID) | Existing | Food Preparation | Natural Gas | Griddle | E10 |  | Baseline Forecast | 0 | 0 | 0 | 0 | 0 | 0 | 0 | 0 | 0 | 0 | 0 | 0 | 0 | 0 | 0 | 0 | 0 | 0 | 0 | 0 | 0 | 0 | 0 | 0 | 0 | 0 | 0
Commercial_Lodging (ID)_Existing_Food Preparation_Natural Gas_Range_E1_Baseline Forecast | Commercial | Lodging (ID) | Existing | Food Preparation | Natural Gas | Range | E1 | Standard | Baseline Forecast | 0.41 | 0.41 | 0.41 | 0.41 | 0.41 | 0.41 | 0.41 | 0.41 | 0.41 | 0.41 | 0.41 | 0.41 | 0.41 | 0.41 | 0.41 | 0.41 | 0.41 | 0.41 | 0.41 | 0.41 | 0.41 | 0.41 | 0.41 | 0.41 | 0.41 | 0.41 | 0.41
Commercial_Lodging (ID)_Existing_Food Preparation_Natural Gas_Range_E2_Baseline Forecast | Commercial | Lodging (ID) | Existing | Food Preparation | Natural Gas | Range | E2 | High Efficiency | Baseline Forecast | 0.59 | 0.59 | 0.59 | 0.59 | 0.59 | 0.59 | 0.59 | 0.59 | 0.59 | 0.59 | 0.59 | 0.59 | 0.59 | 0.59 | 0.59 | 0.59 | 0.59 | 0.59 | 0.59 | 0.59 | 0.59 | 0.59 | 0.59 | 0.59 | 0.59 | 0.59 | 0.59
Commercial_Lodging (ID)_Existing_Food Preparation_Natural Gas_Range_E3_Baseline Forecast | Commercial | Lodging (ID) | Existing | Food Preparation | Natural Gas | Range | E3 |  | Baseline Forecast | 0 | 0 | 0 | 0 | 0 | 0 | 0 | 0 | 0 | 0 | 0 | 0 | 0 | 0 | 0 | 0 | 0 | 0 | 0 | 0 | 0 | 0 | 0 | 0 | 0 | 0 | 0
Commercial_Lodging (ID)_Existing_Food Preparation_Natural Gas_Range_E4_Baseline Forecast | Commercial | Lodging (ID) | Existing | Food Preparation | Natural Gas | Range | E4 |  | Baseline Forecast | 0 | 0 | 0 | 0 | 0 | 0 | 0 | 0 | 0 | 0 | 0 | 0 | 0 | 0 | 0 | 0 | 0 | 0 | 0 | 0 | 0 | 0 | 0 | 0 | 0 | 0 | 0
Commercial_Lodging (ID)_Existing_Food Preparation_Natural Gas_Range_E5_Baseline Forecast | Commercial | Lodging (ID) | Existing | Food Preparation | Natural Gas | Range | E5 |  | Baseline Forecast | 0 | 0 | 0 | 0 | 0 | 0 | 0 | 0 | 0 | 0 | 0 | 0 | 0 | 0 | 0 | 0 | 0 | 0 | 0 | 0 | 0 | 0 | 0 | 0 | 0 | 0 | 0
Commercial_Lodging (ID)_Existing_Food Preparation_Natural Gas_Range_E6_Baseline Forecast | Commercial | Lodging (ID) | Existing | Food Preparation | Natural Gas | Range | E6 |  | Baseline Forecast | 0 | 0 | 0 | 0 | 0 | 0 | 0 | 0 | 0 | 0 | 0 | 0 | 0 | 0 | 0 | 0 | 0 | 0 | 0 | 0 | 0 | 0 | 0 | 0 | 0 | 0 | 0
Commercial_Lodging (ID)_Existing_Food Preparation_Natural Gas_Range_E7_Baseline Forecast | Commercial | Lodging (ID) | Existing | Food Preparation | Natural Gas | Range | E7 |  | Baseline Forecast | 0 | 0 | 0 | 0 | 0 | 0 | 0 | 0 | 0 | 0 | 0 | 0 | 0 | 0 | 0 | 0 | 0 | 0 | 0 | 0 | 0 | 0 | 0 | 0 | 0 | 0 | 0
Commercial_Lodging (ID)_Existing_Food Preparation_Natural Gas_Range_E8_Baseline Forecast | Commercial | Lodging (ID) | Existing | Food Preparation | Natural Gas | Range | E8 |  | Baseline Forecast | 0 | 0 | 0 | 0 | 0 | 0 | 0 | 0 | 0 | 0 | 0 | 0 | 0 | 0 | 0 | 0 | 0 | 0 | 0 | 0 | 0 | 0 | 0 | 0 | 0 | 0 | 0
Commercial_Lodging (ID)_Existing_Food Preparation_Natural Gas_Range_E9_Baseline Forecast | Commercial | Lodging (ID) | Existing | Food Preparation | Natural Gas | Range | E9 |  | Baseline Forecast | 0 | 0 | 0 | 0 | 0 | 0 | 0 | 0 | 0 | 0 | 0 | 0 | 0 | 0 | 0 | 0 | 0 | 0 | 0 | 0 | 0 | 0 | 0 | 0 | 0 | 0 | 0
Commercial_Lodging (ID)_Existing_Food Preparation_Natural Gas_Range_E10_Baseline Forecast | Commercial | Lodging (ID) | Existing | Food Preparation | Natural Gas | Range | E10 |  | Baseline Forecast | 0 | 0 | 0 | 0 | 0 | 0 | 0 | 0 | 0 | 0 | 0 | 0 | 0 | 0 | 0 | 0 | 0 | 0 | 0 | 0 | 0 | 0 | 0 | 0 | 0 | 0 | 0
Commercial_Lodging (ID)_Existing_Food Preparation_Natural Gas_Steamer_E1_Baseline Forecast | Commercial | Lodging (ID) | Existing | Food Preparation | Natural Gas | Steamer | E1 | Standard | Baseline Forecast | 0.5 | 0.5 | 0.5 | 0.5 | 0.5 | 0.5 | 0.5 | 0.5 | 0.5 | 0.5 | 0.5 | 0.5 | 0.5 | 0.5 | 0.5 | 0.5 | 0.5 | 0.5 | 0.5 | 0.5 | 0.5 | 0.5 | 0.5 | 0.5 | 0.5 | 0.5 | 0.5
Commercial_Lodging (ID)_Existing_Food Preparation_Natural Gas_Steamer_E2_Baseline Forecast | Commercial | Lodging (ID) | Existing | Food Preparation | Natural Gas | Steamer | E2 | ENERGY STAR | Baseline Forecast | 0.5 | 0.5 | 0.5 | 0.5 | 0.5 | 0.5 | 0.5 | 0.5 | 0.5 | 0.5 | 0.5 | 0.5 | 0.5 | 0.5 | 0.5 | 0.5 | 0.5 | 0.5 | 0.5 | 0.5 | 0.5 | 0.5 | 0.5 | 0.5 | 0.5 | 0.5 | 0.5
Commercial_Lodging (ID)_Existing_Food Preparation_Natural Gas_Steamer_E3_Baseline Forecast | Commercial | Lodging (ID) | Existing | Food Preparation | Natural Gas | Steamer | E3 |  | Baseline Forecast | 0 | 0 | 0 | 0 | 0 | 0 | 0 | 0 | 0 | 0 | 0 | 0 | 0 | 0 | 0 | 0 | 0 | 0 | 0 | 0 | 0 | 0 | 0 | 0 | 0 | 0 | 0
Commercial_Lodging (ID)_Existing_Food Preparation_Natural Gas_Steamer_E4_Baseline Forecast | Commercial | Lodging (ID) | Existing | Food Preparation | Natural Gas | Steamer | E4 |  | Baseline Forecast | 0 | 0 | 0 | 0 | 0 | 0 | 0 | 0 | 0 | 0 | 0 | 0 | 0 | 0 | 0 | 0 | 0 | 0 | 0 | 0 | 0 | 0 | 0 | 0 | 0 | 0 | 0
Commercial_Lodging (ID)_Existing_Food Preparation_Natural Gas_Steamer_E5_Baseline Forecast | Commercial | Lodging (ID) | Existing | Food Preparation | Natural Gas | Steamer | E5 |  | Baseline Forecast | 0 | 0 | 0 | 0 | 0 | 0 | 0 | 0 | 0 | 0 | 0 | 0 | 0 | 0 | 0 | 0 | 0 | 0 | 0 | 0 | 0 | 0 | 0 | 0 | 0 | 0 | 0
Commercial_Lodging (ID)_Existing_Food Preparation_Natural Gas_Steamer_E6_Baseline Forecast | Commercial | Lodging (ID) | Existing | Food Preparation | Natural Gas | Steamer | E6 |  | Baseline Forecast | 0 | 0 | 0 | 0 | 0 | 0 | 0 | 0 | 0 | 0 | 0 | 0 | 0 | 0 | 0 | 0 | 0 | 0 | 0 | 0 | 0 | 0 | 0 | 0 | 0 | 0 | 0
Commercial_Lodging (ID)_Existing_Food Preparation_Natural Gas_Steamer_E7_Baseline Forecast | Commercial | Lodging (ID) | Existing | Food Preparation | Natural Gas | Steamer | E7 |  | Baseline Forecast | 0 | 0 | 0 | 0 | 0 | 0 | 0 | 0 | 0 | 0 | 0 | 0 | 0 | 0 | 0 | 0 | 0 | 0 | 0 | 0 | 0 | 0 | 0 | 0 | 0 | 0 | 0
Commercial_Lodging (ID)_Existing_Food Preparation_Natural Gas_Steamer_E8_Baseline Forecast | Commercial | Lodging (ID) | Existing | Food Preparation | Natural Gas | Steamer | E8 |  | Baseline Forecast | 0 | 0 | 0 | 0 | 0 | 0 | 0 | 0 | 0 | 0 | 0 | 0 | 0 | 0 | 0 | 0 | 0 | 0 | 0 | 0 | 0 | 0 | 0 | 0 | 0 | 0 | 0
Commercial_Lodging (ID)_Existing_Food Preparation_Natural Gas_Steamer_E9_Baseline Forecast | Commercial | Lodging (ID) | Existing | Food Preparation | Natural Gas | Steamer | E9 |  | Baseline Forecast | 0 | 0 | 0 | 0 | 0 | 0 | 0 | 0 | 0 | 0 | 0 | 0 | 0 | 0 | 0 | 0 | 0 | 0 | 0 | 0 | 0 | 0 | 0 | 0 | 0 | 0 | 0
Commercial_Lodging (ID)_Existing_Food Preparation_Natural Gas_Steamer_E10_Baseline Forecast | Commercial | Lodging (ID) | Existing | Food Preparation | Natural Gas | Steamer | E10 |  | Baseline Forecast | 0 | 0 | 0 | 0 | 0 | 0 | 0 | 0 | 0 | 0 | 0 | 0 | 0 | 0 | 0 | 0 | 0 | 0 | 0 | 0 | 0 | 0 | 0 | 0 | 0 | 0 | 0
Commercial_Lodging (ID)_Existing_Food Preparation_Natural Gas_Food Prep Other_E1_Baseline Forecast | Commercial | Lodging (ID) | Existing | Food Preparation | Natural Gas | Food Prep Other | E1 | Standard | Baseline Forecast | 0.74 | 0.74 | 0.74 | 0.74 | 0.74 | 0.74 | 0.74 | 0.74 | 0.74 | 0.74 | 0.74 | 0.74 | 0.74 | 0.74 | 0.74 | 0.74 | 0.74 | 0.74 | 0.74 | 0.74 | 0.74 | 0.74 | 0.74 | 0.74 | 0.74 | 0.74 | 0.74
Commercial_Lodging (ID)_Existing_Food Preparation_Natural Gas_Food Prep Other_E2_Baseline Forecast | Commercial | Lodging (ID) | Existing | Food Preparation | Natural Gas | Food Prep Other | E2 | ENERGY STAR | Baseline Forecast | 0.26 | 0.26 | 0.26 | 0.26 | 0.26 | 0.26 | 0.26 | 0.26 | 0.26 | 0.26 | 0.26 | 0.26 | 0.26 | 0.26 | 0.26 | 0.26 | 0.26 | 0.26 | 0.26 | 0.26 | 0.26 | 0.26 | 0.26 | 0.26 | 0.26 | 0.26 | 0.26
Commercial_Lodging (ID)_Existing_Food Preparation_Natural Gas_Food Prep Other_E3_Baseline Forecast | Commercial | Lodging (ID) | Existing | Food Preparation | Natural Gas | Food Prep Other | E3 |  | Baseline Forecast | 0 | 0 | 0 | 0 | 0 | 0 | 0 | 0 | 0 | 0 | 0 | 0 | 0 | 0 | 0 | 0 | 0 | 0 | 0 | 0 | 0 | 0 | 0 | 0 | 0 | 0 | 0
Commercial_Lodging (ID)_Existing_Food Preparation_Natural Gas_Food Prep Other_E4_Baseline Forecast | Commercial | Lodging (ID) | Existing | Food Preparation | Natural Gas | Food Prep Other | E4 |  | Baseline Forecast | 0 | 0 | 0 | 0 | 0 | 0 | 0 | 0 | 0 | 0 | 0 | 0 | 0 | 0 | 0 | 0 | 0 | 0 | 0 | 0 | 0 | 0 | 0 | 0 | 0 | 0 | 0
Commercial_Lodging (ID)_Existing_Food Preparation_Natural Gas_Food Prep Other_E5_Baseline Forecast | Commercial | Lodging (ID) | Existing | Food Preparation | Natural Gas | Food Prep Other | E5 |  | Baseline Forecast | 0 | 0 | 0 | 0 | 0 | 0 | 0 | 0 | 0 | 0 | 0 | 0 | 0 | 0 | 0 | 0 | 0 | 0 | 0 | 0 | 0 | 0 | 0 | 0 | 0 | 0 | 0
Commercial_Lodging (ID)_Existing_Food Preparation_Natural Gas_Food Prep Other_E6_Baseline Forecast | Commercial | Lodging (ID) | Existing | Food Preparation | Natural Gas | Food Prep Other | E6 |  | Baseline Forecast | 0 | 0 | 0 | 0 | 0 | 0 | 0 | 0 | 0 | 0 | 0 | 0 | 0 | 0 | 0 | 0 | 0 | 0 | 0 | 0 | 0 | 0 | 0 | 0 | 0 | 0 | 0
Commercial_Lodging (ID)_Existing_Food Preparation_Natural Gas_Food Prep Other_E7_Baseline Forecast | Commercial | Lodging (ID) | Existing | Food Preparation | Natural Gas | Food Prep Other | E7 |  | Baseline Forecast | 0 | 0 | 0 | 0 | 0 | 0 | 0 | 0 | 0 | 0 | 0 | 0 | 0 | 0 | 0 | 0 | 0 | 0 | 0 | 0 | 0 | 0 | 0 | 0 | 0 | 0 | 0
Commercial_Lodging (ID)_Existing_Food Preparation_Natural Gas_Food Prep Other_E8_Baseline Forecast | Commercial | Lodging (ID) | Existing | Food Preparation | Natural Gas | Food Prep Other | E8 |  | Baseline Forecast | 0 | 0 | 0 | 0 | 0 | 0 | 0 | 0 | 0 | 0 | 0 | 0 | 0 | 0 | 0 | 0 | 0 | 0 | 0 | 0 | 0 | 0 | 0 | 0 | 0 | 0 | 0
Commercial_Lodging (ID)_Existing_Food Preparation_Natural Gas_Food Prep Other_E9_Baseline Forecast | Commercial | Lodging (ID) | Existing | Food Preparation | Natural Gas | Food Prep Other | E9 |  | Baseline Forecast | 0 | 0 | 0 | 0 | 0 | 0 | 0 | 0 | 0 | 0 | 0 | 0 | 0 | 0 | 0 | 0 | 0 | 0 | 0 | 0 | 0 | 0 | 0 | 0 | 0 | 0 | 0
Commercial_Lodging (ID)_Existing_Food Preparation_Natural Gas_Food Prep Other_E10_Baseline Forecast | Commercial | Lodging (ID) | Existing | Food Preparation | Natural Gas | Food Prep Other | E10 |  | Baseline Forecast | 0 | 0 | 0 | 0 | 0 | 0 | 0 | 0 | 0 | 0 | 0 | 0 | 0 | 0 | 0 | 0 | 0 | 0 | 0 | 0 | 0 | 0 | 0 | 0 | 0 | 0 | 0
Commercial_Lodging (ID)_Existing_Miscellaneous_Natural Gas_Pool Heater_E1_Baseline Forecast | Commercial | Lodging (ID) | Existing | Miscellaneous | Natural Gas | Pool Heater | E1 | Standard (EF .82) | Baseline Forecast | 0.9 | 0.9 | 0.9 | 0.9 | 0.9 | 0.9 | 0.9 | 0.9 | 0.9 | 0.9 | 0.9 | 0.9 | 0.9 | 0.9 | 0.9 | 0.9 | 0.9 | 0.9 | 0.9 | 0.9 | 0.9 | 0.9 | 0.9 | 0.9 | 0.9 | 0.9 | 0.9
Commercial_Lodging (ID)_Existing_Miscellaneous_Natural Gas_Pool Heater_E2_Baseline Forecast | Commercial | Lodging (ID) | Existing | Miscellaneous | Natural Gas | Pool Heater | E2 | Condensing (EF .90) | Baseline Forecast | 0.1 | 0.1 | 0.1 | 0.1 | 0.1 | 0.1 | 0.1 | 0.1 | 0.1 | 0.1 | 0.1 | 0.1 | 0.1 | 0.1 | 0.1 | 0.1 | 0.1 | 0.1 | 0.1 | 0.1 | 0.1 | 0.1 | 0.1 | 0.1 | 0.1 | 0.1 | 0.1
Commercial_Lodging (ID)_Existing_Miscellaneous_Natural Gas_Pool Heater_E3_Baseline Forecast | Commercial | Lodging (ID) | Existing | Miscellaneous | Natural Gas | Pool Heater | E3 |  | Baseline Forecast | 0 | 0 | 0 | 0 | 0 | 0 | 0 | 0 | 0 | 0 | 0 | 0 | 0 | 0 | 0 | 0 | 0 | 0 | 0 | 0 | 0 | 0 | 0 | 0 | 0 | 0 | 0
Commercial_Lodging (ID)_Existing_Miscellaneous_Natural Gas_Pool Heater_E4_Baseline Forecast | Commercial | Lodging (ID) | Existing | Miscellaneous | Natural Gas | Pool Heater | E4 |  | Baseline Forecast | 0 | 0 | 0 | 0 | 0 | 0 | 0 | 0 | 0 | 0 | 0 | 0 | 0 | 0 | 0 | 0 | 0 | 0 | 0 | 0 | 0 | 0 | 0 | 0 | 0 | 0 | 0
Commercial_Lodging (ID)_Existing_Miscellaneous_Natural Gas_Pool Heater_E5_Baseline Forecast | Commercial | Lodging (ID) | Existing | Miscellaneous | Natural Gas | Pool Heater | E5 |  | Baseline Forecast | 0 | 0 | 0 | 0 | 0 | 0 | 0 | 0 | 0 | 0 | 0 | 0 | 0 | 0 | 0 | 0 | 0 | 0 | 0 | 0 | 0 | 0 | 0 | 0 | 0 | 0 | 0
Commercial_Lodging (ID)_Existing_Miscellaneous_Natural Gas_Pool Heater_E6_Baseline Forecast | Commercial | Lodging (ID) | Existing | Miscellaneous | Natural Gas | Pool Heater | E6 |  | Baseline Forecast | 0 | 0 | 0 | 0 | 0 | 0 | 0 | 0 | 0 | 0 | 0 | 0 | 0 | 0 | 0 | 0 | 0 | 0 | 0 | 0 | 0 | 0 | 0 | 0 | 0 | 0 | 0
Commercial_Lodging (ID)_Existing_Miscellaneous_Natural Gas_Pool Heater_E7_Baseline Forecast | Commercial | Lodging (ID) | Existing | Miscellaneous | Natural Gas | Pool Heater | E7 |  | Baseline Forecast | 0 | 0 | 0 | 0 | 0 | 0 | 0 | 0 | 0 | 0 | 0 | 0 | 0 | 0 | 0 | 0 | 0 | 0 | 0 | 0 | 0 | 0 | 0 | 0 | 0 | 0 | 0
Commercial_Lodging (ID)_Existing_Miscellaneous_Natural Gas_Pool Heater_E8_Baseline Forecast | Commercial | Lodging (ID) | Existing | Miscellaneous | Natural Gas | Pool Heater | E8 |  | Baseline Forecast | 0 | 0 | 0 | 0 | 0 | 0 | 0 | 0 | 0 | 0 | 0 | 0 | 0 | 0 | 0 | 0 | 0 | 0 | 0 | 0 | 0 | 0 | 0 | 0 | 0 | 0 | 0
Commercial_Lodging (ID)_Existing_Miscellaneous_Natural Gas_Pool Heater_E9_Baseline Forecast | Commercial | Lodging (ID) | Existing | Miscellaneous | Natural Gas | Pool Heater | E9 |  | Baseline Forecast | 0 | 0 | 0 | 0 | 0 | 0 | 0 | 0 | 0 | 0 | 0 | 0 | 0 | 0 | 0 | 0 | 0 | 0 | 0 | 0 | 0 | 0 | 0 | 0 | 0 | 0 | 0
Commercial_Lodging (ID)_Existing_Miscellaneous_Natural Gas_Pool Heater_E10_Baseline Forecast | Commercial | Lodging (ID) | Existing | Miscellaneous | Natural Gas | Pool Heater | E10 |  | Baseline Forecast | 0 | 0 | 0 | 0 | 0 | 0 | 0 | 0 | 0 | 0 | 0 | 0 | 0 | 0 | 0 | 0 | 0 | 0 | 0 | 0 | 0 | 0 | 0 | 0 | 0 | 0 | 0
Commercial_Lodging (ID)_Existing_Miscellaneous_Natural Gas_Miscellaneous_E1_Baseline Forecast | Commercial | Lodging (ID) | Existing | Miscellaneous | Natural Gas | Miscellaneous | E1 | Standard | Baseline Forecast | bar: 2019 to 2045
Commercial_Lodging (ID)_Existing_Miscellaneous_Natural Gas_Miscellaneous_E2_Baseline Forecast | Commercial | Lodging (ID) | Existing | Miscellaneous | Natural Gas | Miscellaneous | E2 |  | Baseline Forecast | 0 | 0 | 0 | 0 | 0 | 0 | 0 | 0 | 0 | 0 | 0 | 0 | 0 | 0 | 0 | 0 | 0 | 0 | 0 | 0 | 0 | 0 | 0 | 0 | 0 | 0 | 0
Commercial_Lodging (ID)_Existing_Miscellaneous_Natural Gas_Miscellaneous_E3_Baseline Forecast | Commercial | Lodging (ID) | Existing | Miscellaneous | Natural Gas | Miscellaneous | E3 |  | Baseline Forecast | 0 | 0 | 0 | 0 | 0 | 0 | 0 | 0 | 0 | 0 | 0 | 0 | 0 | 0 | 0 | 0 | 0 | 0 | 0 | 0 | 0 | 0 | 0 | 0 | 0 | 0 | 0
Commercial_Lodging (ID)_Existing_Miscellaneous_Natural Gas_Miscellaneous_E4_Baseline Forecast | Commercial | Lodging (ID) | Existing | Miscellaneous | Natural Gas | Miscellaneous | E4 |  | Baseline Forecast | 0 | 0 | 0 | 0 | 0 | 0 | 0 | 0 | 0 | 0 | 0 | 0 | 0 | 0 | 0 | 0 | 0 | 0 | 0 | 0 | 0 | 0 | 0 | 0 | 0 | 0 | 0
Commercial_Lodging (ID)_Existing_Miscellaneous_Natural Gas_Miscellaneous_E5_Baseline Forecast | Commercial | Lodging (ID) | Existing | Miscellaneous | Natural Gas | Miscellaneous | E5 |  | Baseline Forecast | 0 | 0 | 0 | 0 | 0 | 0 | 0 | 0 | 0 | 0 | 0 | 0 | 0 | 0 | 0 | 0 | 0 | 0 | 0 | 0 | 0 | 0 | 0 | 0 | 0 | 0 | 0
Commercial_Lodging (ID)_Existing_Miscellaneous_Natural Gas_Miscellaneous_E6_Baseline Forecast | Commercial | Lodging (ID) | Existing | Miscellaneous | Natural Gas | Miscellaneous | E6 |  | Baseline Forecast | 0 | 0 | 0 | 0 | 0 | 0 | 0 | 0 | 0 | 0 | 0 | 0 | 0 | 0 | 0 | 0 | 0 | 0 | 0 | 0 | 0 | 0 | 0 | 0 | 0 | 0 | 0
Commercial_Lodging (ID)_Existing_Miscellaneous_Natural Gas_Miscellaneous_E7_Baseline Forecast | Commercial | Lodging (ID) | Existing | Miscellaneous | Natural Gas | Miscellaneous | E7 |  | Baseline Forecast | 0 | 0 | 0 | 0 | 0 | 0 | 0 | 0 | 0 | 0 | 0 | 0 | 0 | 0 | 0 | 0 | 0 | 0 | 0 | 0 | 0 | 0 | 0 | 0 | 0 | 0 | 0
Commercial_Lodging (ID)_Existing_Miscellaneous_Natural Gas_Miscellaneous_E8_Baseline Forecast | Commercial | Lodging (ID) | Existing | Miscellaneous | Natural Gas | Miscellaneous | E8 |  | Baseline Forecast | 0 | 0 | 0 | 0 | 0 | 0 | 0 | 0 | 0 | 0 | 0 | 0 | 0 | 0 | 0 | 0 | 0 | 0 | 0 | 0 | 0 | 0 | 0 | 0 | 0 | 0 | 0
Commercial_Lodging (ID)_Existing_Miscellaneous_Natural Gas_Miscellaneous_E9_Baseline Forecast | Commercial | Lodging (ID) | Existing | Miscellaneous | Natural Gas | Miscellaneous | E9 |  | Baseline Forecast | 0 | 0 | 0 | 0 | 0 | 0 | 0 | 0 | 0 | 0 | 0 | 0 | 0 | 0 | 0 | 0 | 0 | 0 | 0 | 0 | 0 | 0 | 0 | 0 | 0 | 0 | 0
Commercial_Lodging (ID)_Existing_Miscellaneous_Natural Gas_Miscellaneous_E10_Baseline Forecast | Commercial | Lodging (ID) | Existing | Miscellaneous | Natural Gas | Miscellaneous | E10 |  | Baseline Forecast | 0 | 0 | 0 | 0 | 0 | 0 | 0 | 0 | 0 | 0 | 0 | 0 | 0 | 0 | 0 | 0 | 0 | 0 | 0 | 0 | 0 | 0 | 0 | 0 | 0 | 0 | 0
Commercial_Lodging (ID)_New_Space Heating_Natural Gas_Furnace_E1_Baseline Forecast | Commercial | Lodging (ID) | New | Space Heating | Natural Gas | Furnace | E1 | AFUE 80% (Standard) | Baseline Forecast | 1 | 1 | 1 | 1 | 1 | 1 | 1 | 1 | 1 | 1 | 1 | 0.97524 | 0.97551 | 0.97581 | 0.97606 | 0.97606 | 0.97659 | 0.97659 | 0.97659 | 0.97683 | 0.97659 | 0.97659 | 0.97683 | 0.97683 | 0.97683 | 0.97683 | 0.97683
Commercial_Lodging (ID)_New_Space Heating_Natural Gas_Furnace_E2_Baseline Forecast | Commercial | Lodging (ID) | New | Space Heating | Natural Gas | Furnace | E2 | AFUE 90% | Baseline Forecast | 0 | 0 | 0 | 0 | 0 | 0 | 0 | 0 | 0 | 0 | 0 | 0.024757 | 0.024488 | 0.024195 | 0.023938 | 0.023938 | 0.023412 | 0.023412 | 0.023412 | 0.023171 | 0.023412 | 0.023412 | 0.023171 | 0.023171 | 0.023171 | 0.023171 | 0.023171
Commercial_Lodging (ID)_New_Space Heating_Natural Gas_Furnace_E3_Baseline Forecast | Commercial | Lodging (ID) | New | Space Heating | Natural Gas | Furnace | E3 | AFUE 96% | Baseline Forecast | 0 | 0 | 0 | 0 | 0 | 0 | 0 | 0 | 0 | 0 | 0 | 0 | 0 | 0 | 0 | 0 | 0 | 0 | 0 | 0 | 0 | 0 | 0 | 0 | 0 | 0 | 0
Commercial_Lodging (ID)_New_Space Heating_Natural Gas_Furnace_E4_Baseline Forecast | Commercial | Lodging (ID) | New | Space Heating | Natural Gas | Furnace | E4 |  | Baseline Forecast | 0 | 0 | 0 | 0 | 0 | 0 | 0 | 0 | 0 | 0 | 0 | 0 | 0 | 0 | 0 | 0 | 0 | 0 | 0 | 0 | 0 | 0 | 0 | 0 | 0 | 0 | 0
Commercial_Lodging (ID)_New_Space Heating_Natural Gas_Furnace_E5_Baseline Forecast | Commercial | Lodging (ID) | New | Space Heating | Natural Gas | Furnace | E5 |  | Baseline Forecast | 0 | 0 | 0 | 0 | 0 | 0 | 0 | 0 | 0 | 0 | 0 | 0 | 0 | 0 | 0 | 0 | 0 | 0 | 0 | 0 | 0 | 0 | 0 | 0 | 0 | 0 | 0
Commercial_Lodging (ID)_New_Space Heating_Natural Gas_Furnace_E6_Baseline Forecast | Commercial | Lodging (ID) | New | Space Heating | Natural Gas | Furnace | E6 |  | Baseline Forecast | 0 | 0 | 0 | 0 | 0 | 0 | 0 | 0 | 0 | 0 | 0 | 0 | 0 | 0 | 0 | 0 | 0 | 0 | 0 | 0 | 0 | 0 | 0 | 0 | 0 | 0 | 0
Commercial_Lodging (ID)_New_Space Heating_Natural Gas_Furnace_E7_Baseline Forecast | Commercial | Lodging (ID) | New | Space Heating | Natural Gas | Furnace | E7 |  | Baseline Forecast | 0 | 0 | 0 | 0 | 0 | 0 | 0 | 0 | 0 | 0 | 0 | 0 | 0 | 0 | 0 | 0 | 0 | 0 | 0 | 0 | 0 | 0 | 0 | 0 | 0 | 0 | 0
Commercial_Lodging (ID)_New_Space Heating_Natural Gas_Furnace_E8_Baseline Forecast | Commercial | Lodging (ID) | New | Space Heating | Natural Gas | Furnace | E8 |  | Baseline Forecast | 0 | 0 | 0 | 0 | 0 | 0 | 0 | 0 | 0 | 0 | 0 | 0 | 0 | 0 | 0 | 0 | 0 | 0 | 0 | 0 | 0 | 0 | 0 | 0 | 0 | 0 | 0
Commercial_Lodging (ID)_New_Space Heating_Natural Gas_Furnace_E9_Baseline Forecast | Commercial | Lodging (ID) | New | Space Heating | Natural Gas | Furnace | E9 |  | Baseline Forecast | 0 | 0 | 0 | 0 | 0 | 0 | 0 | 0 | 0 | 0 | 0 | 0 | 0 | 0 | 0 | 0 | 0 | 0 | 0 | 0 | 0 | 0 | 0 | 0 | 0 | 0 | 0
Commercial_Lodging (ID)_New_Space Heating_Natural Gas_Furnace_E10_Baseline Forecast | Commercial | Lodging (ID) | New | Space Heating | Natural Gas | Furnace | E10 |  | Baseline Forecast | 0 | 0 | 0 | 0 | 0 | 0 | 0 | 0 | 0 | 0 | 0 | 0 | 0 | 0 | 0 | 0 | 0 | 0 | 0 | 0 | 0 | 0 | 0 | 0 | 0 | 0 | 0
Commercial_Lodging (ID)_New_Space Heating_Natural Gas_Boiler_E1_Baseline Forecast | Commercial | Lodging (ID) | New | Space Heating | Natural Gas | Boiler | E1 | AFUE 80% (Standard) | Baseline Forecast | 0.44 | 0.61111 | 0.61111 | 0.61111 | 0.61111 | 0.61111 | 0.61111 | 0.61111 | 0.61111 | 0.61111 | 0.61111 | 0.44 | 0.44 | 0.44 | 0.44 | 0.44 | 0.44 | 0.44 | 0.44 | 0.44 | 0.44 | 0.44 | 0.44 | 0.44 | 0.44 | 0.44 | 0.44
Commercial_Lodging (ID)_New_Space Heating_Natural Gas_Boiler_E2_Baseline Forecast | Commercial | Lodging (ID) | New | Space Heating | Natural Gas | Boiler | E2 | AFUE 85% | Baseline Forecast | 0 | 0 | 0 | 0 | 0 | 0 | 0 | 0 | 0 | 0 | 0 | 0 | 0 | 0 | 0 | 0 | 0 | 0 | 0 | 0 | 0 | 0 | 0 | 0 | 0 | 0 | 0
Commercial_Lodging (ID)_New_Space Heating_Natural Gas_Boiler_E3_Baseline Forecast | Commercial | Lodging (ID) | New | Space Heating | Natural Gas | Boiler | E3 | AFUE 97% | Baseline Forecast | 0.56 | 0.38889 | 0.38889 | 0.38889 | 0.38889 | 0.38889 | 0.38889 | 0.38889 | 0.38889 | 0.38889 | 0.38889 | 0.56 | 0.56 | 0.56 | 0.56 | 0.56 | 0.56 | 0.56 | 0.56 | 0.56 | 0.56 | 0.56 | 0.56 | 0.56 | 0.56 | 0.56 | 0.56
Commercial_Lodging (ID)_New_Space Heating_Natural Gas_Boiler_E4_Baseline Forecast | Commercial | Lodging (ID) | New | Space Heating | Natural Gas | Boiler | E4 | Convert to NG Air Source Heat Pump | Baseline Forecast | 0 | 0 | 0 | 0 | 0 | 0 | 0 | 0 | 0 | 0 | 0 | 0 | 0 | 0 | 0 | 0 | 0 | 0 | 0 | 0 | 0 | 0 | 0 | 0 | 0 | 0 | 0
Commercial_Lodging (ID)_New_Space Heating_Natural Gas_Boiler_E5_Baseline Forecast | Commercial | Lodging (ID) | New | Space Heating | Natural Gas | Boiler | E5 |  | Baseline Forecast | 0 | 0 | 0 | 0 | 0 | 0 | 0 | 0 | 0 | 0 | 0 | 0 | 0 | 0 | 0 | 0 | 0 | 0 | 0 | 0 | 0 | 0 | 0 | 0 | 0 | 0 | 0
Commercial_Lodging (ID)_New_Space Heating_Natural Gas_Boiler_E6_Baseline Forecast | Commercial | Lodging (ID) | New | Space Heating | Natural Gas | Boiler | E6 |  | Baseline Forecast | 0 | 0 | 0 | 0 | 0 | 0 | 0 | 0 | 0 | 0 | 0 | 0 | 0 | 0 | 0 | 0 | 0 | 0 | 0 | 0 | 0 | 0 | 0 | 0 | 0 | 0 | 0
Commercial_Lodging (ID)_New_Space Heating_Natural Gas_Boiler_E7_Baseline Forecast | Commercial | Lodging (ID) | New | Space Heating | Natural Gas | Boiler | E7 |  | Baseline Forecast | 0 | 0 | 0 | 0 | 0 | 0 | 0 | 0 | 0 | 0 | 0 | 0 | 0 | 0 | 0 | 0 | 0 | 0 | 0 | 0 | 0 | 0 | 0 | 0 | 0 | 0 | 0
Commercial_Lodging (ID)_New_Space Heating_Natural Gas_Boiler_E8_Baseline Forecast | Commercial | Lodging (ID) | New | Space Heating | Natural Gas | Boiler | E8 |  | Baseline Forecast | 0 | 0 | 0 | 0 | 0 | 0 | 0 | 0 | 0 | 0 | 0 | 0 | 0 | 0 | 0 | 0 | 0 | 0 | 0 | 0 | 0 | 0 | 0 | 0 | 0 | 0 | 0
Commercial_Lodging (ID)_New_Space Heating_Natural Gas_Boiler_E9_Baseline Forecast | Commercial | Lodging (ID) | New | Space Heating | Natural Gas | Boiler | E9 |  | Baseline Forecast | 0 | 0 | 0 | 0 | 0 | 0 | 0 | 0 | 0 | 0 | 0 | 0 | 0 | 0 | 0 | 0 | 0 | 0 | 0 | 0 | 0 | 0 | 0 | 0 | 0 | 0 | 0
Commercial_Lodging (ID)_New_Space Heating_Natural Gas_Boiler_E10_Baseline Forecast | Commercial | Lodging (ID) | New | Space Heating | Natural Gas | Boiler | E10 |  | Baseline Forecast | 0 | 0 | 0 | 0 | 0 | 0 | 0 | 0 | 0 | 0 | 0 | 0 | 0 | 0 | 0 | 0 | 0 | 0 | 0 | 0 | 0 | 0 | 0 | 0 | 0 | 0 | 0
Commercial_Lodging (ID)_New_Space Heating_Natural Gas_Unit Heater_E1_Baseline Forecast | Commercial | Lodging (ID) | New | Space Heating | Natural Gas | Unit Heater | E1 | Standard | Baseline Forecast | bar: 2019 to 2045
Commercial_Lodging (ID)_New_Space Heating_Natural Gas_Unit Heater_E2_Baseline Forecast | Commercial | Lodging (ID) | New | Space Heating | Natural Gas | Unit Heater | E2 | Condensing | Baseline Forecast | 0 | 0 | 0 | 0 | 0 | 0 | 0 | 0 | 0 | 0 | 0 | 0 | 0 | 0 | 0 | 0 | 0 | 0 | 0 | 0 | 0 | 0 | 0 | 0 | 0 | 0 | 0
Commercial_Lodging (ID)_New_Space Heating_Natural Gas_Unit Heater_E3_Baseline Forecast | Commercial | Lodging (ID) | New | Space Heating | Natural Gas | Unit Heater | E3 | Infrared Radiant | Baseline Forecast | 0 | 0 | 0 | 0 | 0 | 0 | 0 | 0 | 0 | 0 | 0 | 0 | 0 | 0 | 0 | 0 | 0 | 0 | 0 | 0 | 0 | 0 | 0 | 0 | 0 | 0 | 0
Commercial_Lodging (ID)_New_Space Heating_Natural Gas_Unit Heater_E4_Baseline Forecast | Commercial | Lodging (ID) | New | Space Heating | Natural Gas | Unit Heater | E4 |  | Baseline Forecast | 0 | 0 | 0 | 0 | 0 | 0 | 0 | 0 | 0 | 0 | 0 | 0 | 0 | 0 | 0 | 0 | 0 | 0 | 0 | 0 | 0 | 0 | 0 | 0 | 0 | 0 | 0
Commercial_Lodging (ID)_New_Space Heating_Natural Gas_Unit Heater_E5_Baseline Forecast | Commercial | Lodging (ID) | New | Space Heating | Natural Gas | Unit Heater | E5 |  | Baseline Forecast | 0 | 0 | 0 | 0 | 0 | 0 | 0 | 0 | 0 | 0 | 0 | 0 | 0 | 0 | 0 | 0 | 0 | 0 | 0 | 0 | 0 | 0 | 0 | 0 | 0 | 0 | 0
Commercial_Lodging (ID)_New_Space Heating_Natural Gas_Unit Heater_E6_Baseline Forecast | Commercial | Lodging (ID) | New | Space Heating | Natural Gas | Unit Heater | E6 |  | Baseline Forecast | 0 | 0 | 0 | 0 | 0 | 0 | 0 | 0 | 0 | 0 | 0 | 0 | 0 | 0 | 0 | 0 | 0 | 0 | 0 | 0 | 0 | 0 | 0 | 0 | 0 | 0 | 0
Commercial_Lodging (ID)_New_Space Heating_Natural Gas_Unit Heater_E7_Baseline Forecast | Commercial | Lodging (ID) | New | Space Heating | Natural Gas | Unit Heater | E7 |  | Baseline Forecast | 0 | 0 | 0 | 0 | 0 | 0 | 0 | 0 | 0 | 0 | 0 | 0 | 0 | 0 | 0 | 0 | 0 | 0 | 0 | 0 | 0 | 0 | 0 | 0 | 0 | 0 | 0
Commercial_Lodging (ID)_New_Space Heating_Natural Gas_Unit Heater_E8_Baseline Forecast | Commercial | Lodging (ID) | New | Space Heating | Natural Gas | Unit Heater | E8 |  | Baseline Forecast | 0 | 0 | 0 | 0 | 0 | 0 | 0 | 0 | 0 | 0 | 0 | 0 | 0 | 0 | 0 | 0 | 0 | 0 | 0 | 0 | 0 | 0 | 0 | 0 | 0 | 0 | 0
Commercial_Lodging (ID)_New_Space Heating_Natural Gas_Unit Heater_E9_Baseline Forecast | Commercial | Lodging (ID) | New | Space Heating | Natural Gas | Unit Heater | E9 |  | Baseline Forecast | 0 | 0 | 0 | 0 | 0 | 0 | 0 | 0 | 0 | 0 | 0 | 0 | 0 | 0 | 0 | 0 | 0 | 0 | 0 | 0 | 0 | 0 | 0 | 0 | 0 | 0 | 0
Commercial_Lodging (ID)_New_Space Heating_Natural Gas_Unit Heater_E10_Baseline Forecast | Commercial | Lodging (ID) | New | Space Heating | Natural Gas | Unit Heater | E10 |  | Baseline Forecast | 0 | 0 | 0 | 0 | 0 | 0 | 0 | 0 | 0 | 0 | 0 | 0 | 0 | 0 | 0 | 0 | 0 | 0 | 0 | 0 | 0 | 0 | 0 | 0 | 0 | 0 | 0
Commercial_Lodging (ID)_New_Water Heating_Natural Gas_Water Heater_E1_Baseline Forecast | Commercial | Lodging (ID) | New | Water Heating | Natural Gas | Water Heater | E1 | TE 0.80 | Baseline Forecast | 0.47 | 0.47 | 0.47 | 0.47 | 0.47 | 0.47 | 0.47 | 0.47 | 0.47 | 0.47 | 0.47 | 0.47 | 0.47 | 0.47 | 0.47 | 0.47 | 0.47 | 0.47 | 0.47 | 0.47 | 0.47 | 0.47 | 0.47 | 0.47 | 0.47 | 0.47 | 0.47
Commercial_Lodging (ID)_New_Water Heating_Natural Gas_Water Heater_E2_Baseline Forecast | Commercial | Lodging (ID) | New | Water Heating | Natural Gas | Water Heater | E2 | TE 0.90 | Baseline Forecast | 0 | 0 | 0 | 0 | 0 | 0 | 0 | 0 | 0 | 0 | 0 | 0 | 0 | 0 | 0 | 0 | 0 | 0 | 0 | 0 | 0 | 0 | 0 | 0 | 0 | 0 | 0
Commercial_Lodging (ID)_New_Water Heating_Natural Gas_Water Heater_E3_Baseline Forecast | Commercial | Lodging (ID) | New | Water Heating | Natural Gas | Water Heater | E3 | TE 0.94 | Baseline Forecast | 0.53 | 0.53 | 0.53 | 0.53 | 0.53 | 0.53 | 0.53 | 0.53 | 0.53 | 0.53 | 0.53 | 0.53 | 0.53 | 0.53 | 0.53 | 0.53 | 0.53 | 0.53 | 0.53 | 0.53 | 0.53 | 0.53 | 0.53 | 0.53 | 0.53 | 0.53 | 0.53
Commercial_Lodging (ID)_New_Water Heating_Natural Gas_Water Heater_E4_Baseline Forecast | Commercial | Lodging (ID) | New | Water Heating | Natural Gas | Water Heater | E4 | Instantaneous TE 0.94 | Baseline Forecast | 0 | 0 | 0 | 0 | 0 | 0 | 0 | 0 | 0 | 0 | 0 | 0 | 0 | 0 | 0 | 0 | 0 | 0 | 0 | 0 | 0 | 0 | 0 | 0 | 0 | 0 | 0
Commercial_Lodging (ID)_New_Water Heating_Natural Gas_Water Heater_E5_Baseline Forecast | Commercial | Lodging (ID) | New | Water Heating | Natural Gas | Water Heater | E5 | Gas-Fired Absorption HPWH | Baseline Forecast | 0 | 0 | 0 | 0 | 0 | 0 | 0 | 0 | 0 | 0 | 0 | 0 | 0 | 0 | 0 | 0 | 0 | 0 | 0 | 0 | 0 | 0 | 0 | 0 | 0 | 0 | 0
Commercial_Lodging (ID)_New_Water Heating_Natural Gas_Water Heater_E6_Baseline Forecast | Commercial | Lodging (ID) | New | Water Heating | Natural Gas | Water Heater | E6 |  | Baseline Forecast | 0 | 0 | 0 | 0 | 0 | 0 | 0 | 0 | 0 | 0 | 0 | 0 | 0 | 0 | 0 | 0 | 0 | 0 | 0 | 0 | 0 | 0 | 0 | 0 | 0 | 0 | 0
Commercial_Lodging (ID)_New_Water Heating_Natural Gas_Water Heater_E7_Baseline Forecast | Commercial | Lodging (ID) | New | Water Heating | Natural Gas | Water Heater | E7 |  | Baseline Forecast | 0 | 0 | 0 | 0 | 0 | 0 | 0 | 0 | 0 | 0 | 0 | 0 | 0 | 0 | 0 | 0 | 0 | 0 | 0 | 0 | 0 | 0 | 0 | 0 | 0 | 0 | 0
Commercial_Lodging (ID)_New_Water Heating_Natural Gas_Water Heater_E8_Baseline Forecast | Commercial | Lodging (ID) | New | Water Heating | Natural Gas | Water Heater | E8 |  | Baseline Forecast | 0 | 0 | 0 | 0 | 0 | 0 | 0 | 0 | 0 | 0 | 0 | 0 | 0 | 0 | 0 | 0 | 0 | 0 | 0 | 0 | 0 | 0 | 0 | 0 | 0 | 0 | 0
Commercial_Lodging (ID)_New_Water Heating_Natural Gas_Water Heater_E9_Baseline Forecast | Commercial | Lodging (ID) | New | Water Heating | Natural Gas | Water Heater | E9 |  | Baseline Forecast | 0 | 0 | 0 | 0 | 0 | 0 | 0 | 0 | 0 | 0 | 0 | 0 | 0 | 0 | 0 | 0 | 0 | 0 | 0 | 0 | 0 | 0 | 0 | 0 | 0 | 0 | 0
Commercial_Lodging (ID)_New_Water Heating_Natural Gas_Water Heater_E10_Baseline Forecast | Commercial | Lodging (ID) | New | Water Heating | Natural Gas | Water Heater | E10 |  | Baseline Forecast | 0 | 0 | 0 | 0 | 0 | 0 | 0 | 0 | 0 | 0 | 0 | 0 | 0 | 0 | 0 | 0 | 0 | 0 | 0 | 0 | 0 | 0 | 0 | 0 | 0 | 0 | 0
Commercial_Lodging (ID)_New_Food Preparation_Natural Gas_Oven_E1_Baseline Forecast | Commercial | Lodging (ID) | New | Food Preparation | Natural Gas | Oven | E1 | Standard | Baseline Forecast | 0.41 | 0.41 | 0.41 | 0.41 | 0.41 | 0.41 | 0.41 | 0.41 | 0.41 | 0.41 | 0.41 | 0.41 | 0.41 | 0.41 | 0.41 | 0.41 | 0.41 | 0.41 | 0.41 | 0.41 | 0.41 | 0.41 | 0.41 | 0.41 | 0.41 | 0.41 | 0.41
Commercial_Lodging (ID)_New_Food Preparation_Natural Gas_Oven_E2_Baseline Forecast | Commercial | Lodging (ID) | New | Food Preparation | Natural Gas | Oven | E2 | ENERGY STAR (>42% Baking Efficiency) | Baseline Forecast | 0.59 | 0.59 | 0.59 | 0.59 | 0.59 | 0.59 | 0.59 | 0.59 | 0.59 | 0.59 | 0.59 | 0.59 | 0.59 | 0.59 | 0.59 | 0.59 | 0.59 | 0.59 | 0.59 | 0.59 | 0.59 | 0.59 | 0.59 | 0.59 | 0.59 | 0.59 | 0.59
Commercial_Lodging (ID)_New_Food Preparation_Natural Gas_Oven_E3_Baseline Forecast | Commercial | Lodging (ID) | New | Food Preparation | Natural Gas | Oven | E3 |  | Baseline Forecast | 0 | 0 | 0 | 0 | 0 | 0 | 0 | 0 | 0 | 0 | 0 | 0 | 0 | 0 | 0 | 0 | 0 | 0 | 0 | 0 | 0 | 0 | 0 | 0 | 0 | 0 | 0
Commercial_Lodging (ID)_New_Food Preparation_Natural Gas_Oven_E4_Baseline Forecast | Commercial | Lodging (ID) | New | Food Preparation | Natural Gas | Oven | E4 |  | Baseline Forecast | 0 | 0 | 0 | 0 | 0 | 0 | 0 | 0 | 0 | 0 | 0 | 0 | 0 | 0 | 0 | 0 | 0 | 0 | 0 | 0 | 0 | 0 | 0 | 0 | 0 | 0 | 0
Commercial_Lodging (ID)_New_Food Preparation_Natural Gas_Oven_E5_Baseline Forecast | Commercial | Lodging (ID) | New | Food Preparation | Natural Gas | Oven | E5 |  | Baseline Forecast | 0 | 0 | 0 | 0 | 0 | 0 | 0 | 0 | 0 | 0 | 0 | 0 | 0 | 0 | 0 | 0 | 0 | 0 | 0 | 0 | 0 | 0 | 0 | 0 | 0 | 0 | 0
Commercial_Lodging (ID)_New_Food Preparation_Natural Gas_Oven_E6_Baseline Forecast | Commercial | Lodging (ID) | New | Food Preparation | Natural Gas | Oven | E6 |  | Baseline Forecast | 0 | 0 | 0 | 0 | 0 | 0 | 0 | 0 | 0 | 0 | 0 | 0 | 0 | 0 | 0 | 0 | 0 | 0 | 0 | 0 | 0 | 0 | 0 | 0 | 0 | 0 | 0
Commercial_Lodging (ID)_New_Food Preparation_Natural Gas_Oven_E7_Baseline Forecast | Commercial | Lodging (ID) | New | Food Preparation | Natural Gas | Oven | E7 |  | Baseline Forecast | 0 | 0 | 0 | 0 | 0 | 0 | 0 | 0 | 0 | 0 | 0 | 0 | 0 | 0 | 0 | 0 | 0 | 0 | 0 | 0 | 0 | 0 | 0 | 0 | 0 | 0 | 0
Commercial_Lodging (ID)_New_Food Preparation_Natural Gas_Oven_E8_Baseline Forecast | Commercial | Lodging (ID) | New | Food Preparation | Natural Gas | Oven | E8 |  | Baseline Forecast | 0 | 0 | 0 | 0 | 0 | 0 | 0 | 0 | 0 | 0 | 0 | 0 | 0 | 0 | 0 | 0 | 0 | 0 | 0 | 0 | 0 | 0 | 0 | 0 | 0 | 0 | 0
Commercial_Lodging (ID)_New_Food Preparation_Natural Gas_Oven_E9_Baseline Forecast | Commercial | Lodging (ID) | New | Food Preparation | Natural Gas | Oven | E9 |  | Baseline Forecast | 0 | 0 | 0 | 0 | 0 | 0 | 0 | 0 | 0 | 0 | 0 | 0 | 0 | 0 | 0 | 0 | 0 | 0 | 0 | 0 | 0 | 0 | 0 | 0 | 0 | 0 | 0
Commercial_Lodging (ID)_New_Food Preparation_Natural Gas_Oven_E10_Baseline Forecast | Commercial | Lodging (ID) | New | Food Preparation | Natural Gas | Oven | E10 |  | Baseline Forecast | 0 | 0 | 0 | 0 | 0 | 0 | 0 | 0 | 0 | 0 | 0 | 0 | 0 | 0 | 0 | 0 | 0 | 0 | 0 | 0 | 0 | 0 | 0 | 0 | 0 | 0 | 0
Commercial_Lodging (ID)_New_Food Preparation_Natural Gas_Conveyor Oven_E1_Baseline Forecast | Commercial | Lodging (ID) | New | Food Preparation | Natural Gas | Conveyor Oven | E1 | Standard | Baseline Forecast | 0.41 | 0.41 | 0.41 | 0.41 | 0.41 | 0.41 | 0.41 | 0.41 | 0.41 | 0.41 | 0.41 | 0.41 | 0.41 | 0.41 | 0.41 | 0.41 | 0.41 | 0.41 | 0.41 | 0.41 | 0.41 | 0.41 | 0.41 | 0.41 | 0.41 | 0.41 | 0.41
Commercial_Lodging (ID)_New_Food Preparation_Natural Gas_Conveyor Oven_E2_Baseline Forecast | Commercial | Lodging (ID) | New | Food Preparation | Natural Gas | Conveyor Oven | E2 | ENERGY STAR (>42% Baking Efficiency) | Baseline Forecast | 0.59 | 0.59 | 0.59 | 0.59 | 0.59 | 0.59 | 0.59 | 0.59 | 0.59 | 0.59 | 0.59 | 0.59 | 0.59 | 0.59 | 0.59 | 0.59 | 0.59 | 0.59 | 0.59 | 0.59 | 0.59 | 0.59 | 0.59 | 0.59 | 0.59 | 0.59 | 0.59
Commercial_Lodging (ID)_New_Food Preparation_Natural Gas_Conveyor Oven_E3_Baseline Forecast | Commercial | Lodging (ID) | New | Food Preparation | Natural Gas | Conveyor Oven | E3 |  | Baseline Forecast | 0 | 0 | 0 | 0 | 0 | 0 | 0 | 0 | 0 | 0 | 0 | 0 | 0 | 0 | 0 | 0 | 0 | 0 | 0 | 0 | 0 | 0 | 0 | 0 | 0 | 0 | 0
Commercial_Lodging (ID)_New_Food Preparation_Natural Gas_Conveyor Oven_E4_Baseline Forecast | Commercial | Lodging (ID) | New | Food Preparation | Natural Gas | Conveyor Oven | E4 |  | Baseline Forecast | 0 | 0 | 0 | 0 | 0 | 0 | 0 | 0 | 0 | 0 | 0 | 0 | 0 | 0 | 0 | 0 | 0 | 0 | 0 | 0 | 0 | 0 | 0 | 0 | 0 | 0 | 0
Commercial_Lodging (ID)_New_Food Preparation_Natural Gas_Conveyor Oven_E5_Baseline Forecast | Commercial | Lodging (ID) | New | Food Preparation | Natural Gas | Conveyor Oven | E5 |  | Baseline Forecast | 0 | 0 | 0 | 0 | 0 | 0 | 0 | 0 | 0 | 0 | 0 | 0 | 0 | 0 | 0 | 0 | 0 | 0 | 0 | 0 | 0 | 0 | 0 | 0 | 0 | 0 | 0
Commercial_Lodging (ID)_New_Food Preparation_Natural Gas_Conveyor Oven_E6_Baseline Forecast | Commercial | Lodging (ID) | New | Food Preparation | Natural Gas | Conveyor Oven | E6 |  | Baseline Forecast | 0 | 0 | 0 | 0 | 0 | 0 | 0 | 0 | 0 | 0 | 0 | 0 | 0 | 0 | 0 | 0 | 0 | 0 | 0 | 0 | 0 | 0 | 0 | 0 | 0 | 0 | 0
Commercial_Lodging (ID)_New_Food Preparation_Natural Gas_Conveyor Oven_E7_Baseline Forecast | Commercial | Lodging (ID) | New | Food Preparation | Natural Gas | Conveyor Oven | E7 |  | Baseline Forecast | 0 | 0 | 0 | 0 | 0 | 0 | 0 | 0 | 0 | 0 | 0 | 0 | 0 | 0 | 0 | 0 | 0 | 0 | 0 | 0 | 0 | 0 | 0 | 0 | 0 | 0 | 0
Commercial_Lodging (ID)_New_Food Preparation_Natural Gas_Conveyor Oven_E8_Baseline Forecast | Commercial | Lodging (ID) | New | Food Preparation | Natural Gas | Conveyor Oven | E8 |  | Baseline Forecast | 0 | 0 | 0 | 0 | 0 | 0 | 0 | 0 | 0 | 0 | 0 | 0 | 0 | 0 | 0 | 0 | 0 | 0 | 0 | 0 | 0 | 0 | 0 | 0 | 0 | 0 | 0
Commercial_Lodging (ID)_New_Food Preparation_Natural Gas_Conveyor Oven_E9_Baseline Forecast | Commercial | Lodging (ID) | New | Food Preparation | Natural Gas | Conveyor Oven | E9 |  | Baseline Forecast | 0 | 0 | 0 | 0 | 0 | 0 | 0 | 0 | 0 | 0 | 0 | 0 | 0 | 0 | 0 | 0 | 0 | 0 | 0 | 0 | 0 | 0 | 0 | 0 | 0 | 0 | 0
Commercial_Lodging (ID)_New_Food Preparation_Natural Gas_Conveyor Oven_E10_Baseline Forecast | Commercial | Lodging (ID) | New | Food Preparation | Natural Gas | Conveyor Oven | E10 |  | Baseline Forecast | 0 | 0 | 0 | 0 | 0 | 0 | 0 | 0 | 0 | 0 | 0 | 0 | 0 | 0 | 0 | 0 | 0 | 0 | 0 | 0 | 0 | 0 | 0 | 0 | 0 | 0 | 0
Commercial_Lodging (ID)_New_Food Preparation_Natural Gas_Double Rack Oven_E1_Baseline Forecast | Commercial | Lodging (ID) | New | Food Preparation | Natural Gas | Double Rack Oven | E1 | Standard | Baseline Forecast | 0.41 | 0.41 | 0.41 | 0.41 | 0.41 | 0.41 | 0.41 | 0.41 | 0.41 | 0.41 | 0.41 | 0.41 | 0.41 | 0.41 | 0.41 | 0.41 | 0.41 | 0.41 | 0.41 | 0.41 | 0.41 | 0.41 | 0.41 | 0.41 | 0.41 | 0.41 | 0.41
Commercial_Lodging (ID)_New_Food Preparation_Natural Gas_Double Rack Oven_E2_Baseline Forecast | Commercial | Lodging (ID) | New | Food Preparation | Natural Gas | Double Rack Oven | E2 | FTSC Qualified (>50% Cooking Efficiency) | Baseline Forecast | 0.59 | 0.59 | 0.59 | 0.59 | 0.59 | 0.59 | 0.59 | 0.59 | 0.59 | 0.59 | 0.59 | 0.59 | 0.59 | 0.59 | 0.59 | 0.59 | 0.59 | 0.59 | 0.59 | 0.59 | 0.59 | 0.59 | 0.59 | 0.59 | 0.59 | 0.59 | 0.59
Commercial_Lodging (ID)_New_Food Preparation_Natural Gas_Double Rack Oven_E3_Baseline Forecast | Commercial | Lodging (ID) | New | Food Preparation | Natural Gas | Double Rack Oven | E3 |  | Baseline Forecast | 0 | 0 | 0 | 0 | 0 | 0 | 0 | 0 | 0 | 0 | 0 | 0 | 0 | 0 | 0 | 0 | 0 | 0 | 0 | 0 | 0 | 0 | 0 | 0 | 0 | 0 | 0
Commercial_Lodging (ID)_New_Food Preparation_Natural Gas_Double Rack Oven_E4_Baseline Forecast | Commercial | Lodging (ID) | New | Food Preparation | Natural Gas | Double Rack Oven | E4 |  | Baseline Forecast | 0 | 0 | 0 | 0 | 0 | 0 | 0 | 0 | 0 | 0 | 0 | 0 | 0 | 0 | 0 | 0 | 0 | 0 | 0 | 0 | 0 | 0 | 0 | 0 | 0 | 0 | 0
Commercial_Lodging (ID)_New_Food Preparation_Natural Gas_Double Rack Oven_E5_Baseline Forecast | Commercial | Lodging (ID) | New | Food Preparation | Natural Gas | Double Rack Oven | E5 |  | Baseline Forecast | 0 | 0 | 0 | 0 | 0 | 0 | 0 | 0 | 0 | 0 | 0 | 0 | 0 | 0 | 0 | 0 | 0 | 0 | 0 | 0 | 0 | 0 | 0 | 0 | 0 | 0 | 0
Commercial_Lodging (ID)_New_Food Preparation_Natural Gas_Double Rack Oven_E6_Baseline Forecast | Commercial | Lodging (ID) | New | Food Preparation | Natural Gas | Double Rack Oven | E6 |  | Baseline Forecast | 0 | 0 | 0 | 0 | 0 | 0 | 0 | 0 | 0 | 0 | 0 | 0 | 0 | 0 | 0 | 0 | 0 | 0 | 0 | 0 | 0 | 0 | 0 | 0 | 0 | 0 | 0
Commercial_Lodging (ID)_New_Food Preparation_Natural Gas_Double Rack Oven_E7_Baseline Forecast | Commercial | Lodging (ID) | New | Food Preparation | Natural Gas | Double Rack Oven | E7 |  | Baseline Forecast | 0 | 0 | 0 | 0 | 0 | 0 | 0 | 0 | 0 | 0 | 0 | 0 | 0 | 0 | 0 | 0 | 0 | 0 | 0 | 0 | 0 | 0 | 0 | 0 | 0 | 0 | 0
Commercial_Lodging (ID)_New_Food Preparation_Natural Gas_Double Rack Oven_E8_Baseline Forecast | Commercial | Lodging (ID) | New | Food Preparation | Natural Gas | Double Rack Oven | E8 |  | Baseline Forecast | 0 | 0 | 0 | 0 | 0 | 0 | 0 | 0 | 0 | 0 | 0 | 0 | 0 | 0 | 0 | 0 | 0 | 0 | 0 | 0 | 0 | 0 | 0 | 0 | 0 | 0 | 0
Commercial_Lodging (ID)_New_Food Preparation_Natural Gas_Double Rack Oven_E9_Baseline Forecast | Commercial | Lodging (ID) | New | Food Preparation | Natural Gas | Double Rack Oven | E9 |  | Baseline Forecast | 0 | 0 | 0 | 0 | 0 | 0 | 0 | 0 | 0 | 0 | 0 | 0 | 0 | 0 | 0 | 0 | 0 | 0 | 0 | 0 | 0 | 0 | 0 | 0 | 0 | 0 | 0
Commercial_Lodging (ID)_New_Food Preparation_Natural Gas_Double Rack Oven_E10_Baseline Forecast | Commercial | Lodging (ID) | New | Food Preparation | Natural Gas | Double Rack Oven | E10 |  | Baseline Forecast | 0 | 0 | 0 | 0 | 0 | 0 | 0 | 0 | 0 | 0 | 0 | 0 | 0 | 0 | 0 | 0 | 0 | 0 | 0 | 0 | 0 | 0 | 0 | 0 | 0 | 0 | 0
Commercial_Lodging (ID)_New_Food Preparation_Natural Gas_Fryer_E1_Baseline Forecast | Commercial | Lodging (ID) | New | Food Preparation | Natural Gas | Fryer | E1 | Standard | Baseline Forecast | 0.74 | 0.74 | 0.74 | 0.74 | 0.74 | 0.74 | 0.74 | 0.74 | 0.74 | 0.74 | 0.74 | 0.74 | 0.74 | 0.74 | 0.74 | 0.74 | 0.74 | 0.74 | 0.74 | 0.74 | 0.74 | 0.74 | 0.74 | 0.74 | 0.74 | 0.74 | 0.74
Commercial_Lodging (ID)_New_Food Preparation_Natural Gas_Fryer_E2_Baseline Forecast | Commercial | Lodging (ID) | New | Food Preparation | Natural Gas | Fryer | E2 | ENERGY STAR | Baseline Forecast | 0.26 | 0.26 | 0.26 | 0.26 | 0.26 | 0.26 | 0.26 | 0.26 | 0.26 | 0.26 | 0.26 | 0.26 | 0.26 | 0.26 | 0.26 | 0.26 | 0.26 | 0.26 | 0.26 | 0.26 | 0.26 | 0.26 | 0.26 | 0.26 | 0.26 | 0.26 | 0.26
Commercial_Lodging (ID)_New_Food Preparation_Natural Gas_Fryer_E3_Baseline Forecast | Commercial | Lodging (ID) | New | Food Preparation | Natural Gas | Fryer | E3 |  | Baseline Forecast | 0 | 0 | 0 | 0 | 0 | 0 | 0 | 0 | 0 | 0 | 0 | 0 | 0 | 0 | 0 | 0 | 0 | 0 | 0 | 0 | 0 | 0 | 0 | 0 | 0 | 0 | 0
Commercial_Lodging (ID)_New_Food Preparation_Natural Gas_Fryer_E4_Baseline Forecast | Commercial | Lodging (ID) | New | Food Preparation | Natural Gas | Fryer | E4 |  | Baseline Forecast | 0 | 0 | 0 | 0 | 0 | 0 | 0 | 0 | 0 | 0 | 0 | 0 | 0 | 0 | 0 | 0 | 0 | 0 | 0 | 0 | 0 | 0 | 0 | 0 | 0 | 0 | 0
Commercial_Lodging (ID)_New_Food Preparation_Natural Gas_Fryer_E5_Baseline Forecast | Commercial | Lodging (ID) | New | Food Preparation | Natural Gas | Fryer | E5 |  | Baseline Forecast | 0 | 0 | 0 | 0 | 0 | 0 | 0 | 0 | 0 | 0 | 0 | 0 | 0 | 0 | 0 | 0 | 0 | 0 | 0 | 0 | 0 | 0 | 0 | 0 | 0 | 0 | 0
Commercial_Lodging (ID)_New_Food Preparation_Natural Gas_Fryer_E6_Baseline Forecast | Commercial | Lodging (ID) | New | Food Preparation | Natural Gas | Fryer | E6 |  | Baseline Forecast | 0 | 0 | 0 | 0 | 0 | 0 | 0 | 0 | 0 | 0 | 0 | 0 | 0 | 0 | 0 | 0 | 0 | 0 | 0 | 0 | 0 | 0 | 0 | 0 | 0 | 0 | 0
Commercial_Lodging (ID)_New_Food Preparation_Natural Gas_Fryer_E7_Baseline Forecast | Commercial | Lodging (ID) | New | Food Preparation | Natural Gas | Fryer | E7 |  | Baseline Forecast | 0 | 0 | 0 | 0 | 0 | 0 | 0 | 0 | 0 | 0 | 0 | 0 | 0 | 0 | 0 | 0 | 0 | 0 | 0 | 0 | 0 | 0 | 0 | 0 | 0 | 0 | 0
Commercial_Lodging (ID)_New_Food Preparation_Natural Gas_Fryer_E8_Baseline Forecast | Commercial | Lodging (ID) | New | Food Preparation | Natural Gas | Fryer | E8 |  | Baseline Forecast | 0 | 0 | 0 | 0 | 0 | 0 | 0 | 0 | 0 | 0 | 0 | 0 | 0 | 0 | 0 | 0 | 0 | 0 | 0 | 0 | 0 | 0 | 0 | 0 | 0 | 0 | 0
Commercial_Lodging (ID)_New_Food Preparation_Natural Gas_Fryer_E9_Baseline Forecast | Commercial | Lodging (ID) | New | Food Preparation | Natural Gas | Fryer | E9 |  | Baseline Forecast | 0 | 0 | 0 | 0 | 0 | 0 | 0 | 0 | 0 | 0 | 0 | 0 | 0 | 0 | 0 | 0 | 0 | 0 | 0 | 0 | 0 | 0 | 0 | 0 | 0 | 0 | 0
Commercial_Lodging (ID)_New_Food Preparation_Natural Gas_Fryer_E10_Baseline Forecast | Commercial | Lodging (ID) | New | Food Preparation | Natural Gas | Fryer | E10 |  | Baseline Forecast | 0 | 0 | 0 | 0 | 0 | 0 | 0 | 0 | 0 | 0 | 0 | 0 | 0 | 0 | 0 | 0 | 0 | 0 | 0 | 0 | 0 | 0 | 0 | 0 | 0 | 0 | 0
Commercial_Lodging (ID)_New_Food Preparation_Natural Gas_Broiler_E1_Baseline Forecast | Commercial | Lodging (ID) | New | Food Preparation | Natural Gas | Broiler | E1 | Standard | Baseline Forecast | 0.74 | 0.74 | 0.74 | 0.74 | 0.74 | 0.74 | 0.74 | 0.74 | 0.74 | 0.74 | 0.74 | 0.74 | 0.74 | 0.74 | 0.74 | 0.74 | 0.74 | 0.74 | 0.74 | 0.74 | 0.74 | 0.74 | 0.74 | 0.74 | 0.74 | 0.74 | 0.74
Commercial_Lodging (ID)_New_Food Preparation_Natural Gas_Broiler_E2_Baseline Forecast | Commercial | Lodging (ID) | New | Food Preparation | Natural Gas | Broiler | E2 | Infrared Burners | Baseline Forecast | 0.26 | 0.26 | 0.26 | 0.26 | 0.26 | 0.26 | 0.26 | 0.26 | 0.26 | 0.26 | 0.26 | 0.26 | 0.26 | 0.26 | 0.26 | 0.26 | 0.26 | 0.26 | 0.26 | 0.26 | 0.26 | 0.26 | 0.26 | 0.26 | 0.26 | 0.26 | 0.26
Commercial_Lodging (ID)_New_Food Preparation_Natural Gas_Broiler_E3_Baseline Forecast | Commercial | Lodging (ID) | New | Food Preparation | Natural Gas | Broiler | E3 |  | Baseline Forecast | 0 | 0 | 0 | 0 | 0 | 0 | 0 | 0 | 0 | 0 | 0 | 0 | 0 | 0 | 0 | 0 | 0 | 0 | 0 | 0 | 0 | 0 | 0 | 0 | 0 | 0 | 0
Commercial_Lodging (ID)_New_Food Preparation_Natural Gas_Broiler_E4_Baseline Forecast | Commercial | Lodging (ID) | New | Food Preparation | Natural Gas | Broiler | E4 |  | Baseline Forecast | 0 | 0 | 0 | 0 | 0 | 0 | 0 | 0 | 0 | 0 | 0 | 0 | 0 | 0 | 0 | 0 | 0 | 0 | 0 | 0 | 0 | 0 | 0 | 0 | 0 | 0 | 0
Commercial_Lodging (ID)_New_Food Preparation_Natural Gas_Broiler_E5_Baseline Forecast | Commercial | Lodging (ID) | New | Food Preparation | Natural Gas | Broiler | E5 |  | Baseline Forecast | 0 | 0 | 0 | 0 | 0 | 0 | 0 | 0 | 0 | 0 | 0 | 0 | 0 | 0 | 0 | 0 | 0 | 0 | 0 | 0 | 0 | 0 | 0 | 0 | 0 | 0 | 0
Commercial_Lodging (ID)_New_Food Preparation_Natural Gas_Broiler_E6_Baseline Forecast | Commercial | Lodging (ID) | New | Food Preparation | Natural Gas | Broiler | E6 |  | Baseline Forecast | 0 | 0 | 0 | 0 | 0 | 0 | 0 | 0 | 0 | 0 | 0 | 0 | 0 | 0 | 0 | 0 | 0 | 0 | 0 | 0 | 0 | 0 | 0 | 0 | 0 | 0 | 0
Commercial_Lodging (ID)_New_Food Preparation_Natural Gas_Broiler_E7_Baseline Forecast | Commercial | Lodging (ID) | New | Food Preparation | Natural Gas | Broiler | E7 |  | Baseline Forecast | 0 | 0 | 0 | 0 | 0 | 0 | 0 | 0 | 0 | 0 | 0 | 0 | 0 | 0 | 0 | 0 | 0 | 0 | 0 | 0 | 0 | 0 | 0 | 0 | 0 | 0 | 0
Commercial_Lodging (ID)_New_Food Preparation_Natural Gas_Broiler_E8_Baseline Forecast | Commercial | Lodging (ID) | New | Food Preparation | Natural Gas | Broiler | E8 |  | Baseline Forecast | 0 | 0 | 0 | 0 | 0 | 0 | 0 | 0 | 0 | 0 | 0 | 0 | 0 | 0 | 0 | 0 | 0 | 0 | 0 | 0 | 0 | 0 | 0 | 0 | 0 | 0 | 0
Commercial_Lodging (ID)_New_Food Preparation_Natural Gas_Broiler_E9_Baseline Forecast | Commercial | Lodging (ID) | New | Food Preparation | Natural Gas | Broiler | E9 |  | Baseline Forecast | 0 | 0 | 0 | 0 | 0 | 0 | 0 | 0 | 0 | 0 | 0 | 0 | 0 | 0 | 0 | 0 | 0 | 0 | 0 | 0 | 0 | 0 | 0 | 0 | 0 | 0 | 0
Commercial_Lodging (ID)_New_Food Preparation_Natural Gas_Broiler_E10_Baseline Forecast | Commercial | Lodging (ID) | New | Food Preparation | Natural Gas | Broiler | E10 |  | Baseline Forecast | 0 | 0 | 0 | 0 | 0 | 0 | 0 | 0 | 0 | 0 | 0 | 0 | 0 | 0 | 0 | 0 | 0 | 0 | 0 | 0 | 0 | 0 | 0 | 0 | 0 | 0 | 0
Commercial_Lodging (ID)_New_Food Preparation_Natural Gas_Griddle_E1_Baseline Forecast | Commercial | Lodging (ID) | New | Food Preparation | Natural Gas | Griddle | E1 | Standard | Baseline Forecast | 0.71 | 0.71 | 0.71 | 0.71 | 0.71 | 0.71 | 0.71 | 0.71 | 0.71 | 0.71 | 0.71 | 0.71 | 0.71 | 0.71 | 0.71 | 0.71 | 0.71 | 0.71 | 0.71 | 0.71 | 0.71 | 0.71 | 0.71 | 0.71 | 0.71 | 0.71 | 0.71
Commercial_Lodging (ID)_New_Food Preparation_Natural Gas_Griddle_E2_Baseline Forecast | Commercial | Lodging (ID) | New | Food Preparation | Natural Gas | Griddle | E2 | ENERGY STAR | Baseline Forecast | 0.29 | 0.29 | 0.29 | 0.29 | 0.29 | 0.29 | 0.29 | 0.29 | 0.29 | 0.29 | 0.29 | 0.29 | 0.29 | 0.29 | 0.29 | 0.29 | 0.29 | 0.29 | 0.29 | 0.29 | 0.29 | 0.29 | 0.29 | 0.29 | 0.29 | 0.29 | 0.29
Commercial_Lodging (ID)_New_Food Preparation_Natural Gas_Griddle_E3_Baseline Forecast | Commercial | Lodging (ID) | New | Food Preparation | Natural Gas | Griddle | E3 |  | Baseline Forecast | 0 | 0 | 0 | 0 | 0 | 0 | 0 | 0 | 0 | 0 | 0 | 0 | 0 | 0 | 0 | 0 | 0 | 0 | 0 | 0 | 0 | 0 | 0 | 0 | 0 | 0 | 0
Commercial_Lodging (ID)_New_Food Preparation_Natural Gas_Griddle_E4_Baseline Forecast | Commercial | Lodging (ID) | New | Food Preparation | Natural Gas | Griddle | E4 |  | Baseline Forecast | 0 | 0 | 0 | 0 | 0 | 0 | 0 | 0 | 0 | 0 | 0 | 0 | 0 | 0 | 0 | 0 | 0 | 0 | 0 | 0 | 0 | 0 | 0 | 0 | 0 | 0 | 0
Commercial_Lodging (ID)_New_Food Preparation_Natural Gas_Griddle_E5_Baseline Forecast | Commercial | Lodging (ID) | New | Food Preparation | Natural Gas | Griddle | E5 |  | Baseline Forecast | 0 | 0 | 0 | 0 | 0 | 0 | 0 | 0 | 0 | 0 | 0 | 0 | 0 | 0 | 0 | 0 | 0 | 0 | 0 | 0 | 0 | 0 | 0 | 0 | 0 | 0 | 0
Commercial_Lodging (ID)_New_Food Preparation_Natural Gas_Griddle_E6_Baseline Forecast | Commercial | Lodging (ID) | New | Food Preparation | Natural Gas | Griddle | E6 |  | Baseline Forecast | 0 | 0 | 0 | 0 | 0 | 0 | 0 | 0 | 0 | 0 | 0 | 0 | 0 | 0 | 0 | 0 | 0 | 0 | 0 | 0 | 0 | 0 | 0 | 0 | 0 | 0 | 0
Commercial_Lodging (ID)_New_Food Preparation_Natural Gas_Griddle_E7_Baseline Forecast | Commercial | Lodging (ID) | New | Food Preparation | Natural Gas | Griddle | E7 |  | Baseline Forecast | 0 | 0 | 0 | 0 | 0 | 0 | 0 | 0 | 0 | 0 | 0 | 0 | 0 | 0 | 0 | 0 | 0 | 0 | 0 | 0 | 0 | 0 | 0 | 0 | 0 | 0 | 0
Commercial_Lodging (ID)_New_Food Preparation_Natural Gas_Griddle_E8_Baseline Forecast | Commercial | Lodging (ID) | New | Food Preparation | Natural Gas | Griddle | E8 |  | Baseline Forecast | 0 | 0 | 0 | 0 | 0 | 0 | 0 | 0 | 0 | 0 | 0 | 0 | 0 | 0 | 0 | 0 | 0 | 0 | 0 | 0 | 0 | 0 | 0 | 0 | 0 | 0 | 0
Commercial_Lodging (ID)_New_Food Preparation_Natural Gas_Griddle_E9_Baseline Forecast | Commercial | Lodging (ID) | New | Food Preparation | Natural Gas | Griddle | E9 |  | Baseline Forecast | 0 | 0 | 0 | 0 | 0 | 0 | 0 | 0 | 0 | 0 | 0 | 0 | 0 | 0 | 0 | 0 | 0 | 0 | 0 | 0 | 0 | 0 | 0 | 0 | 0 | 0 | 0
Commercial_Lodging (ID)_New_Food Preparation_Natural Gas_Griddle_E10_Baseline Forecast | Commercial | Lodging (ID) | New | Food Preparation | Natural Gas | Griddle | E10 |  | Baseline Forecast | 0 | 0 | 0 | 0 | 0 | 0 | 0 | 0 | 0 | 0 | 0 | 0 | 0 | 0 | 0 | 0 | 0 | 0 | 0 | 0 | 0 | 0 | 0 | 0 | 0 | 0 | 0
Commercial_Lodging (ID)_New_Food Preparation_Natural Gas_Range_E1_Baseline Forecast | Commercial | Lodging (ID) | New | Food Preparation | Natural Gas | Range | E1 | Standard | Baseline Forecast | 0.41 | 0.41 | 0.41 | 0.41 | 0.41 | 0.41 | 0.41 | 0.41 | 0.41 | 0.41 | 0.41 | 0.41 | 0.41 | 0.41 | 0.41 | 0.41 | 0.41 | 0.41 | 0.41 | 0.41 | 0.41 | 0.41 | 0.41 | 0.41 | 0.41 | 0.41 | 0.41
Commercial_Lodging (ID)_New_Food Preparation_Natural Gas_Range_E2_Baseline Forecast | Commercial | Lodging (ID) | New | Food Preparation | Natural Gas | Range | E2 | High Efficiency | Baseline Forecast | 0.59 | 0.59 | 0.59 | 0.59 | 0.59 | 0.59 | 0.59 | 0.59 | 0.59 | 0.59 | 0.59 | 0.59 | 0.59 | 0.59 | 0.59 | 0.59 | 0.59 | 0.59 | 0.59 | 0.59 | 0.59 | 0.59 | 0.59 | 0.59 | 0.59 | 0.59 | 0.59
Commercial_Lodging (ID)_New_Food Preparation_Natural Gas_Range_E3_Baseline Forecast | Commercial | Lodging (ID) | New | Food Preparation | Natural Gas | Range | E3 |  | Baseline Forecast | 0 | 0 | 0 | 0 | 0 | 0 | 0 | 0 | 0 | 0 | 0 | 0 | 0 | 0 | 0 | 0 | 0 | 0 | 0 | 0 | 0 | 0 | 0 | 0 | 0 | 0 | 0
Commercial_Lodging (ID)_New_Food Preparation_Natural Gas_Range_E4_Baseline Forecast | Commercial | Lodging (ID) | New | Food Preparation | Natural Gas | Range | E4 |  | Baseline Forecast | 0 | 0 | 0 | 0 | 0 | 0 | 0 | 0 | 0 | 0 | 0 | 0 | 0 | 0 | 0 | 0 | 0 | 0 | 0 | 0 | 0 | 0 | 0 | 0 | 0 | 0 | 0
Commercial_Lodging (ID)_New_Food Preparation_Natural Gas_Range_E5_Baseline Forecast | Commercial | Lodging (ID) | New | Food Preparation | Natural Gas | Range | E5 |  | Baseline Forecast | 0 | 0 | 0 | 0 | 0 | 0 | 0 | 0 | 0 | 0 | 0 | 0 | 0 | 0 | 0 | 0 | 0 | 0 | 0 | 0 | 0 | 0 | 0 | 0 | 0 | 0 | 0
Commercial_Lodging (ID)_New_Food Preparation_Natural Gas_Range_E6_Baseline Forecast | Commercial | Lodging (ID) | New | Food Preparation | Natural Gas | Range | E6 |  | Baseline Forecast | 0 | 0 | 0 | 0 | 0 | 0 | 0 | 0 | 0 | 0 | 0 | 0 | 0 | 0 | 0 | 0 | 0 | 0 | 0 | 0 | 0 | 0 | 0 | 0 | 0 | 0 | 0
Commercial_Lodging (ID)_New_Food Preparation_Natural Gas_Range_E7_Baseline Forecast | Commercial | Lodging (ID) | New | Food Preparation | Natural Gas | Range | E7 |  | Baseline Forecast | 0 | 0 | 0 | 0 | 0 | 0 | 0 | 0 | 0 | 0 | 0 | 0 | 0 | 0 | 0 | 0 | 0 | 0 | 0 | 0 | 0 | 0 | 0 | 0 | 0 | 0 | 0
Commercial_Lodging (ID)_New_Food Preparation_Natural Gas_Range_E8_Baseline Forecast | Commercial | Lodging (ID) | New | Food Preparation | Natural Gas | Range | E8 |  | Baseline Forecast | 0 | 0 | 0 | 0 | 0 | 0 | 0 | 0 | 0 | 0 | 0 | 0 | 0 | 0 | 0 | 0 | 0 | 0 | 0 | 0 | 0 | 0 | 0 | 0 | 0 | 0 | 0
Commercial_Lodging (ID)_New_Food Preparation_Natural Gas_Range_E9_Baseline Forecast | Commercial | Lodging (ID) | New | Food Preparation | Natural Gas | Range | E9 |  | Baseline Forecast | 0 | 0 | 0 | 0 | 0 | 0 | 0 | 0 | 0 | 0 | 0 | 0 | 0 | 0 | 0 | 0 | 0 | 0 | 0 | 0 | 0 | 0 | 0 | 0 | 0 | 0 | 0
Commercial_Lodging (ID)_New_Food Preparation_Natural Gas_Range_E10_Baseline Forecast | Commercial | Lodging (ID) | New | Food Preparation | Natural Gas | Range | E10 |  | Baseline Forecast | 0 | 0 | 0 | 0 | 0 | 0 | 0 | 0 | 0 | 0 | 0 | 0 | 0 | 0 | 0 | 0 | 0 | 0 | 0 | 0 | 0 | 0 | 0 | 0 | 0 | 0 | 0
Commercial_Lodging (ID)_New_Food Preparation_Natural Gas_Steamer_E1_Baseline Forecast | Commercial | Lodging (ID) | New | Food Preparation | Natural Gas | Steamer | E1 | Standard | Baseline Forecast | 0.5 | 0.5 | 0.5 | 0.5 | 0.5 | 0.5 | 0.5 | 0.5 | 0.5 | 0.5 | 0.5 | 0.5 | 0.5 | 0.5 | 0.5 | 0.5 | 0.5 | 0.5 | 0.5 | 0.5 | 0.5 | 0.5 | 0.5 | 0.5 | 0.5 | 0.5 | 0.5
Commercial_Lodging (ID)_New_Food Preparation_Natural Gas_Steamer_E2_Baseline Forecast | Commercial | Lodging (ID) | New | Food Preparation | Natural Gas | Steamer | E2 | ENERGY STAR | Baseline Forecast | 0.5 | 0.5 | 0.5 | 0.5 | 0.5 | 0.5 | 0.5 | 0.5 | 0.5 | 0.5 | 0.5 | 0.5 | 0.5 | 0.5 | 0.5 | 0.5 | 0.5 | 0.5 | 0.5 | 0.5 | 0.5 | 0.5 | 0.5 | 0.5 | 0.5 | 0.5 | 0.5
Commercial_Lodging (ID)_New_Food Preparation_Natural Gas_Steamer_E3_Baseline Forecast | Commercial | Lodging (ID) | New | Food Preparation | Natural Gas | Steamer | E3 |  | Baseline Forecast | 0 | 0 | 0 | 0 | 0 | 0 | 0 | 0 | 0 | 0 | 0 | 0 | 0 | 0 | 0 | 0 | 0 | 0 | 0 | 0 | 0 | 0 | 0 | 0 | 0 | 0 | 0
Commercial_Lodging (ID)_New_Food Preparation_Natural Gas_Steamer_E4_Baseline Forecast | Commercial | Lodging (ID) | New | Food Preparation | Natural Gas | Steamer | E4 |  | Baseline Forecast | 0 | 0 | 0 | 0 | 0 | 0 | 0 | 0 | 0 | 0 | 0 | 0 | 0 | 0 | 0 | 0 | 0 | 0 | 0 | 0 | 0 | 0 | 0 | 0 | 0 | 0 | 0
Commercial_Lodging (ID)_New_Food Preparation_Natural Gas_Steamer_E5_Baseline Forecast | Commercial | Lodging (ID) | New | Food Preparation | Natural Gas | Steamer | E5 |  | Baseline Forecast | 0 | 0 | 0 | 0 | 0 | 0 | 0 | 0 | 0 | 0 | 0 | 0 | 0 | 0 | 0 | 0 | 0 | 0 | 0 | 0 | 0 | 0 | 0 | 0 | 0 | 0 | 0
Commercial_Lodging (ID)_New_Food Preparation_Natural Gas_Steamer_E6_Baseline Forecast | Commercial | Lodging (ID) | New | Food Preparation | Natural Gas | Steamer | E6 |  | Baseline Forecast | 0 | 0 | 0 | 0 | 0 | 0 | 0 | 0 | 0 | 0 | 0 | 0 | 0 | 0 | 0 | 0 | 0 | 0 | 0 | 0 | 0 | 0 | 0 | 0 | 0 | 0 | 0
Commercial_Lodging (ID)_New_Food Preparation_Natural Gas_Steamer_E7_Baseline Forecast | Commercial | Lodging (ID) | New | Food Preparation | Natural Gas | Steamer | E7 |  | Baseline Forecast | 0 | 0 | 0 | 0 | 0 | 0 | 0 | 0 | 0 | 0 | 0 | 0 | 0 | 0 | 0 | 0 | 0 | 0 | 0 | 0 | 0 | 0 | 0 | 0 | 0 | 0 | 0
Commercial_Lodging (ID)_New_Food Preparation_Natural Gas_Steamer_E8_Baseline Forecast | Commercial | Lodging (ID) | New | Food Preparation | Natural Gas | Steamer | E8 |  | Baseline Forecast | 0 | 0 | 0 | 0 | 0 | 0 | 0 | 0 | 0 | 0 | 0 | 0 | 0 | 0 | 0 | 0 | 0 | 0 | 0 | 0 | 0 | 0 | 0 | 0 | 0 | 0 | 0
Commercial_Lodging (ID)_New_Food Preparation_Natural Gas_Steamer_E9_Baseline Forecast | Commercial | Lodging (ID) | New | Food Preparation | Natural Gas | Steamer | E9 |  | Baseline Forecast | 0 | 0 | 0 | 0 | 0 | 0 | 0 | 0 | 0 | 0 | 0 | 0 | 0 | 0 | 0 | 0 | 0 | 0 | 0 | 0 | 0 | 0 | 0 | 0 | 0 | 0 | 0
Commercial_Lodging (ID)_New_Food Preparation_Natural Gas_Steamer_E10_Baseline Forecast | Commercial | Lodging (ID) | New | Food Preparation | Natural Gas | Steamer | E10 |  | Baseline Forecast | 0 | 0 | 0 | 0 | 0 | 0 | 0 | 0 | 0 | 0 | 0 | 0 | 0 | 0 | 0 | 0 | 0 | 0 | 0 | 0 | 0 | 0 | 0 | 0 | 0 | 0 | 0
Commercial_Lodging (ID)_New_Food Preparation_Natural Gas_Food Prep Other_E1_Baseline Forecast | Commercial | Lodging (ID) | New | Food Preparation | Natural Gas | Food Prep Other | E1 | Standard | Baseline Forecast | 0.74 | 0.74 | 0.74 | 0.74 | 0.74 | 0.74 | 0.74 | 0.74 | 0.74 | 0.74 | 0.74 | 0.74 | 0.74 | 0.74 | 0.74 | 0.74 | 0.74 | 0.74 | 0.74 | 0.74 | 0.74 | 0.74 | 0.74 | 0.74 | 0.74 | 0.74 | 0.74
Commercial_Lodging (ID)_New_Food Preparation_Natural Gas_Food Prep Other_E2_Baseline Forecast | Commercial | Lodging (ID) | New | Food Preparation | Natural Gas | Food Prep Other | E2 | ENERGY STAR | Baseline Forecast | 0.26 | 0.26 | 0.26 | 0.26 | 0.26 | 0.26 | 0.26 | 0.26 | 0.26 | 0.26 | 0.26 | 0.26 | 0.26 | 0.26 | 0.26 | 0.26 | 0.26 | 0.26 | 0.26 | 0.26 | 0.26 | 0.26 | 0.26 | 0.26 | 0.26 | 0.26 | 0.26
Commercial_Lodging (ID)_New_Food Preparation_Natural Gas_Food Prep Other_E3_Baseline Forecast | Commercial | Lodging (ID) | New | Food Preparation | Natural Gas | Food Prep Other | E3 |  | Baseline Forecast | 0 | 0 | 0 | 0 | 0 | 0 | 0 | 0 | 0 | 0 | 0 | 0 | 0 | 0 | 0 | 0 | 0 | 0 | 0 | 0 | 0 | 0 | 0 | 0 | 0 | 0 | 0
Commercial_Lodging (ID)_New_Food Preparation_Natural Gas_Food Prep Other_E4_Baseline Forecast | Commercial | Lodging (ID) | New | Food Preparation | Natural Gas | Food Prep Other | E4 |  | Baseline Forecast | 0 | 0 | 0 | 0 | 0 | 0 | 0 | 0 | 0 | 0 | 0 | 0 | 0 | 0 | 0 | 0 | 0 | 0 | 0 | 0 | 0 | 0 | 0 | 0 | 0 | 0 | 0
Commercial_Lodging (ID)_New_Food Preparation_Natural Gas_Food Prep Other_E5_Baseline Forecast | Commercial | Lodging (ID) | New | Food Preparation | Natural Gas | Food Prep Other | E5 |  | Baseline Forecast | 0 | 0 | 0 | 0 | 0 | 0 | 0 | 0 | 0 | 0 | 0 | 0 | 0 | 0 | 0 | 0 | 0 | 0 | 0 | 0 | 0 | 0 | 0 | 0 | 0 | 0 | 0
Commercial_Lodging (ID)_New_Food Preparation_Natural Gas_Food Prep Other_E6_Baseline Forecast | Commercial | Lodging (ID) | New | Food Preparation | Natural Gas | Food Prep Other | E6 |  | Baseline Forecast | 0 | 0 | 0 | 0 | 0 | 0 | 0 | 0 | 0 | 0 | 0 | 0 | 0 | 0 | 0 | 0 | 0 | 0 | 0 | 0 | 0 | 0 | 0 | 0 | 0 | 0 | 0
Commercial_Lodging (ID)_New_Food Preparation_Natural Gas_Food Prep Other_E7_Baseline Forecast | Commercial | Lodging (ID) | New | Food Preparation | Natural Gas | Food Prep Other | E7 |  | Baseline Forecast | 0 | 0 | 0 | 0 | 0 | 0 | 0 | 0 | 0 | 0 | 0 | 0 | 0 | 0 | 0 | 0 | 0 | 0 | 0 | 0 | 0 | 0 | 0 | 0 | 0 | 0 | 0
Commercial_Lodging (ID)_New_Food Preparation_Natural Gas_Food Prep Other_E8_Baseline Forecast | Commercial | Lodging (ID) | New | Food Preparation | Natural Gas | Food Prep Other | E8 |  | Baseline Forecast | 0 | 0 | 0 | 0 | 0 | 0 | 0 | 0 | 0 | 0 | 0 | 0 | 0 | 0 | 0 | 0 | 0 | 0 | 0 | 0 | 0 | 0 | 0 | 0 | 0 | 0 | 0
Commercial_Lodging (ID)_New_Food Preparation_Natural Gas_Food Prep Other_E9_Baseline Forecast | Commercial | Lodging (ID) | New | Food Preparation | Natural Gas | Food Prep Other | E9 |  | Baseline Forecast | 0 | 0 | 0 | 0 | 0 | 0 | 0 | 0 | 0 | 0 | 0 | 0 | 0 | 0 | 0 | 0 | 0 | 0 | 0 | 0 | 0 | 0 | 0 | 0 | 0 | 0 | 0
Commercial_Lodging (ID)_New_Food Preparation_Natural Gas_Food Prep Other_E10_Baseline Forecast | Commercial | Lodging (ID) | New | Food Preparation | Natural Gas | Food Prep Other | E10 |  | Baseline Forecast | 0 | 0 | 0 | 0 | 0 | 0 | 0 | 0 | 0 | 0 | 0 | 0 | 0 | 0 | 0 | 0 | 0 | 0 | 0 | 0 | 0 | 0 | 0 | 0 | 0 | 0 | 0
Commercial_Lodging (ID)_New_Miscellaneous_Natural Gas_Pool Heater_E1_Baseline Forecast | Commercial | Lodging (ID) | New | Miscellaneous | Natural Gas | Pool Heater | E1 | Standard (EF .82) | Baseline Forecast | 0.9 | 0.9 | 0.9 | 0.9 | 0.9 | 0.9 | 0.9 | 0.9 | 0.9 | 0.9 | 0.9 | 0.9 | 0.9 | 0.9 | 0.9 | 0.9 | 0.9 | 0.9 | 0.9 | 0.9 | 0.9 | 0.9 | 0.9 | 0.9 | 0.9 | 0.9 | 0.9
Commercial_Lodging (ID)_New_Miscellaneous_Natural Gas_Pool Heater_E2_Baseline Forecast | Commercial | Lodging (ID) | New | Miscellaneous | Natural Gas | Pool Heater | E2 | Condensing (EF .90) | Baseline Forecast | 0.1 | 0.1 | 0.1 | 0.1 | 0.1 | 0.1 | 0.1 | 0.1 | 0.1 | 0.1 | 0.1 | 0.1 | 0.1 | 0.1 | 0.1 | 0.1 | 0.1 | 0.1 | 0.1 | 0.1 | 0.1 | 0.1 | 0.1 | 0.1 | 0.1 | 0.1 | 0.1
Commercial_Lodging (ID)_New_Miscellaneous_Natural Gas_Pool Heater_E3_Baseline Forecast | Commercial | Lodging (ID) | New | Miscellaneous | Natural Gas | Pool Heater | E3 |  | Baseline Forecast | 0 | 0 | 0 | 0 | 0 | 0 | 0 | 0 | 0 | 0 | 0 | 0 | 0 | 0 | 0 | 0 | 0 | 0 | 0 | 0 | 0 | 0 | 0 | 0 | 0 | 0 | 0
Commercial_Lodging (ID)_New_Miscellaneous_Natural Gas_Pool Heater_E4_Baseline Forecast | Commercial | Lodging (ID) | New | Miscellaneous | Natural Gas | Pool Heater | E4 |  | Baseline Forecast | 0 | 0 | 0 | 0 | 0 | 0 | 0 | 0 | 0 | 0 | 0 | 0 | 0 | 0 | 0 | 0 | 0 | 0 | 0 | 0 | 0 | 0 | 0 | 0 | 0 | 0 | 0
Commercial_Lodging (ID)_New_Miscellaneous_Natural Gas_Pool Heater_E5_Baseline Forecast | Commercial | Lodging (ID) | New | Miscellaneous | Natural Gas | Pool Heater | E5 |  | Baseline Forecast | 0 | 0 | 0 | 0 | 0 | 0 | 0 | 0 | 0 | 0 | 0 | 0 | 0 | 0 | 0 | 0 | 0 | 0 | 0 | 0 | 0 | 0 | 0 | 0 | 0 | 0 | 0
Commercial_Lodging (ID)_New_Miscellaneous_Natural Gas_Pool Heater_E6_Baseline Forecast | Commercial | Lodging (ID) | New | Miscellaneous | Natural Gas | Pool Heater | E6 |  | Baseline Forecast | 0 | 0 | 0 | 0 | 0 | 0 | 0 | 0 | 0 | 0 | 0 | 0 | 0 | 0 | 0 | 0 | 0 | 0 | 0 | 0 | 0 | 0 | 0 | 0 | 0 | 0 | 0
Commercial_Lodging (ID)_New_Miscellaneous_Natural Gas_Pool Heater_E7_Baseline Forecast | Commercial | Lodging (ID) | New | Miscellaneous | Natural Gas | Pool Heater | E7 |  | Baseline Forecast | 0 | 0 | 0 | 0 | 0 | 0 | 0 | 0 | 0 | 0 | 0 | 0 | 0 | 0 | 0 | 0 | 0 | 0 | 0 | 0 | 0 | 0 | 0 | 0 | 0 | 0 | 0
Commercial_Lodging (ID)_New_Miscellaneous_Natural Gas_Pool Heater_E8_Baseline Forecast | Commercial | Lodging (ID) | New | Miscellaneous | Natural Gas | Pool Heater | E8 |  | Baseline Forecast | 0 | 0 | 0 | 0 | 0 | 0 | 0 | 0 | 0 | 0 | 0 | 0 | 0 | 0 | 0 | 0 | 0 | 0 | 0 | 0 | 0 | 0 | 0 | 0 | 0 | 0 | 0
Commercial_Lodging (ID)_New_Miscellaneous_Natural Gas_Pool Heater_E9_Baseline Forecast | Commercial | Lodging (ID) | New | Miscellaneous | Natural Gas | Pool Heater | E9 |  | Baseline Forecast | 0 | 0 | 0 | 0 | 0 | 0 | 0 | 0 | 0 | 0 | 0 | 0 | 0 | 0 | 0 | 0 | 0 | 0 | 0 | 0 | 0 | 0 | 0 | 0 | 0 | 0 | 0
Commercial_Lodging (ID)_New_Miscellaneous_Natural Gas_Pool Heater_E10_Baseline Forecast | Commercial | Lodging (ID) | New | Miscellaneous | Natural Gas | Pool Heater | E10 |  | Baseline Forecast | 0 | 0 | 0 | 0 | 0 | 0 | 0 | 0 | 0 | 0 | 0 | 0 | 0 | 0 | 0 | 0 | 0 | 0 | 0 | 0 | 0 | 0 | 0 | 0 | 0 | 0 | 0
Commercial_Lodging (ID)_New_Miscellaneous_Natural Gas_Miscellaneous_E1_Baseline Forecast | Commercial | Lodging (ID) | New | Miscellaneous | Natural Gas | Miscellaneous | E1 | Standard | Baseline Forecast | bar: 2019 to 2045
Commercial_Lodging (ID)_New_Miscellaneous_Natural Gas_Miscellaneous_E2_Baseline Forecast | Commercial | Lodging (ID) | New | Miscellaneous | Natural Gas | Miscellaneous | E2 |  | Baseline Forecast | 0 | 0 | 0 | 0 | 0 | 0 | 0 | 0 | 0 | 0 | 0 | 0 | 0 | 0 | 0 | 0 | 0 | 0 | 0 | 0 | 0 | 0 | 0 | 0 | 0 | 0 | 0
Commercial_Lodging (ID)_New_Miscellaneous_Natural Gas_Miscellaneous_E3_Baseline Forecast | Commercial | Lodging (ID) | New | Miscellaneous | Natural Gas | Miscellaneous | E3 |  | Baseline Forecast | 0 | 0 | 0 | 0 | 0 | 0 | 0 | 0 | 0 | 0 | 0 | 0 | 0 | 0 | 0 | 0 | 0 | 0 | 0 | 0 | 0 | 0 | 0 | 0 | 0 | 0 | 0
Commercial_Lodging (ID)_New_Miscellaneous_Natural Gas_Miscellaneous_E4_Baseline Forecast | Commercial | Lodging (ID) | New | Miscellaneous | Natural Gas | Miscellaneous | E4 |  | Baseline Forecast | 0 | 0 | 0 | 0 | 0 | 0 | 0 | 0 | 0 | 0 | 0 | 0 | 0 | 0 | 0 | 0 | 0 | 0 | 0 | 0 | 0 | 0 | 0 | 0 | 0 | 0 | 0
Commercial_Lodging (ID)_New_Miscellaneous_Natural Gas_Miscellaneous_E5_Baseline Forecast | Commercial | Lodging (ID) | New | Miscellaneous | Natural Gas | Miscellaneous | E5 |  | Baseline Forecast | 0 | 0 | 0 | 0 | 0 | 0 | 0 | 0 | 0 | 0 | 0 | 0 | 0 | 0 | 0 | 0 | 0 | 0 | 0 | 0 | 0 | 0 | 0 | 0 | 0 | 0 | 0
Commercial_Lodging (ID)_New_Miscellaneous_Natural Gas_Miscellaneous_E6_Baseline Forecast | Commercial | Lodging (ID) | New | Miscellaneous | Natural Gas | Miscellaneous | E6 |  | Baseline Forecast | 0 | 0 | 0 | 0 | 0 | 0 | 0 | 0 | 0 | 0 | 0 | 0 | 0 | 0 | 0 | 0 | 0 | 0 | 0 | 0 | 0 | 0 | 0 | 0 | 0 | 0 | 0
Commercial_Lodging (ID)_New_Miscellaneous_Natural Gas_Miscellaneous_E7_Baseline Forecast | Commercial | Lodging (ID) | New | Miscellaneous | Natural Gas | Miscellaneous | E7 |  | Baseline Forecast | 0 | 0 | 0 | 0 | 0 | 0 | 0 | 0 | 0 | 0 | 0 | 0 | 0 | 0 | 0 | 0 | 0 | 0 | 0 | 0 | 0 | 0 | 0 | 0 | 0 | 0 | 0
Commercial_Lodging (ID)_New_Miscellaneous_Natural Gas_Miscellaneous_E8_Baseline Forecast | Commercial | Lodging (ID) | New | Miscellaneous | Natural Gas | Miscellaneous | E8 |  | Baseline Forecast | 0 | 0 | 0 | 0 | 0 | 0 | 0 | 0 | 0 | 0 | 0 | 0 | 0 | 0 | 0 | 0 | 0 | 0 | 0 | 0 | 0 | 0 | 0 | 0 | 0 | 0 | 0
Commercial_Lodging (ID)_New_Miscellaneous_Natural Gas_Miscellaneous_E9_Baseline Forecast | Commercial | Lodging (ID) | New | Miscellaneous | Natural Gas | Miscellaneous | E9 |  | Baseline Forecast | 0 | 0 | 0 | 0 | 0 | 0 | 0 | 0 | 0 | 0 | 0 | 0 | 0 | 0 | 0 | 0 | 0 | 0 | 0 | 0 | 0 | 0 | 0 | 0 | 0 | 0 | 0
Commercial_Lodging (ID)_New_Miscellaneous_Natural Gas_Miscellaneous_E10_Baseline Forecast | Commercial | Lodging (ID) | New | Miscellaneous | Natural Gas | Miscellaneous | E10 |  | Baseline Forecast | 0 | 0 | 0 | 0 | 0 | 0 | 0 | 0 | 0 | 0 | 0 | 0 | 0 | 0 | 0 | 0 | 0 | 0 | 0 | 0 | 0 | 0 | 0 | 0 | 0 | 0 | 0
Commercial_Warehouse (ID)_Existing_Space Heating_Natural Gas_Furnace_E1_Baseline Forecast | Commercial | Warehouse (ID) | Existing | Space Heating | Natural Gas | Furnace | E1 | AFUE 80% (Standard) | Baseline Forecast | bar: 2019 to 2045
Commercial_Warehouse (ID)_Existing_Space Heating_Natural Gas_Furnace_E2_Baseline Forecast | Commercial | Warehouse (ID) | Existing | Space Heating | Natural Gas | Furnace | E2 | AFUE 90% | Baseline Forecast | 0 | 0 | 0 | 0 | 0 | 0 | 0 | 0 | 0 | 0 | 0 | 0 | 0 | 0 | 0 | 0 | 0 | 0 | 0 | 0 | 0 | 0 | 0 | 0 | 0 | 0 | 0
Commercial_Warehouse (ID)_Existing_Space Heating_Natural Gas_Furnace_E3_Baseline Forecast | Commercial | Warehouse (ID) | Existing | Space Heating | Natural Gas | Furnace | E3 | AFUE 96% | Baseline Forecast | 0 | 0 | 0 | 0 | 0 | 0 | 0 | 0 | 0 | 0 | 0 | 0 | 0 | 0 | 0 | 0 | 0 | 0 | 0 | 0 | 0 | 0 | 0 | 0 | 0 | 0 | 0
Commercial_Warehouse (ID)_Existing_Space Heating_Natural Gas_Furnace_E4_Baseline Forecast | Commercial | Warehouse (ID) | Existing | Space Heating | Natural Gas | Furnace | E4 |  | Baseline Forecast | 0 | 0 | 0 | 0 | 0 | 0 | 0 | 0 | 0 | 0 | 0 | 0 | 0 | 0 | 0 | 0 | 0 | 0 | 0 | 0 | 0 | 0 | 0 | 0 | 0 | 0 | 0
Commercial_Warehouse (ID)_Existing_Space Heating_Natural Gas_Furnace_E5_Baseline Forecast | Commercial | Warehouse (ID) | Existing | Space Heating | Natural Gas | Furnace | E5 |  | Baseline Forecast | 0 | 0 | 0 | 0 | 0 | 0 | 0 | 0 | 0 | 0 | 0 | 0 | 0 | 0 | 0 | 0 | 0 | 0 | 0 | 0 | 0 | 0 | 0 | 0 | 0 | 0 | 0
Commercial_Warehouse (ID)_Existing_Space Heating_Natural Gas_Furnace_E6_Baseline Forecast | Commercial | Warehouse (ID) | Existing | Space Heating | Natural Gas | Furnace | E6 |  | Baseline Forecast | 0 | 0 | 0 | 0 | 0 | 0 | 0 | 0 | 0 | 0 | 0 | 0 | 0 | 0 | 0 | 0 | 0 | 0 | 0 | 0 | 0 | 0 | 0 | 0 | 0 | 0 | 0
Commercial_Warehouse (ID)_Existing_Space Heating_Natural Gas_Furnace_E7_Baseline Forecast | Commercial | Warehouse (ID) | Existing | Space Heating | Natural Gas | Furnace | E7 |  | Baseline Forecast | 0 | 0 | 0 | 0 | 0 | 0 | 0 | 0 | 0 | 0 | 0 | 0 | 0 | 0 | 0 | 0 | 0 | 0 | 0 | 0 | 0 | 0 | 0 | 0 | 0 | 0 | 0
Commercial_Warehouse (ID)_Existing_Space Heating_Natural Gas_Furnace_E8_Baseline Forecast | Commercial | Warehouse (ID) | Existing | Space Heating | Natural Gas | Furnace | E8 |  | Baseline Forecast | 0 | 0 | 0 | 0 | 0 | 0 | 0 | 0 | 0 | 0 | 0 | 0 | 0 | 0 | 0 | 0 | 0 | 0 | 0 | 0 | 0 | 0 | 0 | 0 | 0 | 0 | 0
Commercial_Warehouse (ID)_Existing_Space Heating_Natural Gas_Furnace_E9_Baseline Forecast | Commercial | Warehouse (ID) | Existing | Space Heating | Natural Gas | Furnace | E9 |  | Baseline Forecast | 0 | 0 | 0 | 0 | 0 | 0 | 0 | 0 | 0 | 0 | 0 | 0 | 0 | 0 | 0 | 0 | 0 | 0 | 0 | 0 | 0 | 0 | 0 | 0 | 0 | 0 | 0
Commercial_Warehouse (ID)_Existing_Space Heating_Natural Gas_Furnace_E10_Baseline Forecast | Commercial | Warehouse (ID) | Existing | Space Heating | Natural Gas | Furnace | E10 |  | Baseline Forecast | 0 | 0 | 0 | 0 | 0 | 0 | 0 | 0 | 0 | 0 | 0 | 0 | 0 | 0 | 0 | 0 | 0 | 0 | 0 | 0 | 0 | 0 | 0 | 0 | 0 | 0 | 0
Commercial_Warehouse (ID)_Existing_Space Heating_Natural Gas_Boiler_E1_Baseline Forecast | Commercial | Warehouse (ID) | Existing | Space Heating | Natural Gas | Boiler | E1 | AFUE 80% (Standard) | Baseline Forecast | bar: 2019 to 2045
Commercial_Warehouse (ID)_Existing_Space Heating_Natural Gas_Boiler_E2_Baseline Forecast | Commercial | Warehouse (ID) | Existing | Space Heating | Natural Gas | Boiler | E2 | AFUE 85% | Baseline Forecast | 0 | 0 | 0 | 0 | 0 | 0 | 0 | 0 | 0 | 0 | 0 | 0 | 0 | 0 | 0 | 0 | 0 | 0 | 0 | 0 | 0 | 0 | 0 | 0 | 0 | 0 | 0
Commercial_Warehouse (ID)_Existing_Space Heating_Natural Gas_Boiler_E3_Baseline Forecast | Commercial | Warehouse (ID) | Existing | Space Heating | Natural Gas | Boiler | E3 | AFUE 97% | Baseline Forecast | 0 | 0 | 0 | 0 | 0 | 0 | 0 | 0 | 0 | 0 | 0 | 0 | 0 | 0 | 0 | 0 | 0 | 0 | 0 | 0 | 0 | 0 | 0 | 0 | 0 | 0 | 0
Commercial_Warehouse (ID)_Existing_Space Heating_Natural Gas_Boiler_E4_Baseline Forecast | Commercial | Warehouse (ID) | Existing | Space Heating | Natural Gas | Boiler | E4 | Convert to NG Air Source Heat Pump | Baseline Forecast | 0 | 0 | 0 | 0 | 0 | 0 | 0 | 0 | 0 | 0 | 0 | 0 | 0 | 0 | 0 | 0 | 0 | 0 | 0 | 0 | 0 | 0 | 0 | 0 | 0 | 0 | 0
Commercial_Warehouse (ID)_Existing_Space Heating_Natural Gas_Boiler_E5_Baseline Forecast | Commercial | Warehouse (ID) | Existing | Space Heating | Natural Gas | Boiler | E5 |  | Baseline Forecast | 0 | 0 | 0 | 0 | 0 | 0 | 0 | 0 | 0 | 0 | 0 | 0 | 0 | 0 | 0 | 0 | 0 | 0 | 0 | 0 | 0 | 0 | 0 | 0 | 0 | 0 | 0
Commercial_Warehouse (ID)_Existing_Space Heating_Natural Gas_Boiler_E6_Baseline Forecast | Commercial | Warehouse (ID) | Existing | Space Heating | Natural Gas | Boiler | E6 |  | Baseline Forecast | 0 | 0 | 0 | 0 | 0 | 0 | 0 | 0 | 0 | 0 | 0 | 0 | 0 | 0 | 0 | 0 | 0 | 0 | 0 | 0 | 0 | 0 | 0 | 0 | 0 | 0 | 0
Commercial_Warehouse (ID)_Existing_Space Heating_Natural Gas_Boiler_E7_Baseline Forecast | Commercial | Warehouse (ID) | Existing | Space Heating | Natural Gas | Boiler | E7 |  | Baseline Forecast | 0 | 0 | 0 | 0 | 0 | 0 | 0 | 0 | 0 | 0 | 0 | 0 | 0 | 0 | 0 | 0 | 0 | 0 | 0 | 0 | 0 | 0 | 0 | 0 | 0 | 0 | 0
Commercial_Warehouse (ID)_Existing_Space Heating_Natural Gas_Boiler_E8_Baseline Forecast | Commercial | Warehouse (ID) | Existing | Space Heating | Natural Gas | Boiler | E8 |  | Baseline Forecast | 0 | 0 | 0 | 0 | 0 | 0 | 0 | 0 | 0 | 0 | 0 | 0 | 0 | 0 | 0 | 0 | 0 | 0 | 0 | 0 | 0 | 0 | 0 | 0 | 0 | 0 | 0
Commercial_Warehouse (ID)_Existing_Space Heating_Natural Gas_Boiler_E9_Baseline Forecast | Commercial | Warehouse (ID) | Existing | Space Heating | Natural Gas | Boiler | E9 |  | Baseline Forecast | 0 | 0 | 0 | 0 | 0 | 0 | 0 | 0 | 0 | 0 | 0 | 0 | 0 | 0 | 0 | 0 | 0 | 0 | 0 | 0 | 0 | 0 | 0 | 0 | 0 | 0 | 0
Commercial_Warehouse (ID)_Existing_Space Heating_Natural Gas_Boiler_E10_Baseline Forecast | Commercial | Warehouse (ID) | Existing | Space Heating | Natural Gas | Boiler | E10 |  | Baseline Forecast | 0 | 0 | 0 | 0 | 0 | 0 | 0 | 0 | 0 | 0 | 0 | 0 | 0 | 0 | 0 | 0 | 0 | 0 | 0 | 0 | 0 | 0 | 0 | 0 | 0 | 0 | 0
Commercial_Warehouse (ID)_Existing_Space Heating_Natural Gas_Unit Heater_E1_Baseline Forecast | Commercial | Warehouse (ID) | Existing | Space Heating | Natural Gas | Unit Heater | E1 | Standard | Baseline Forecast | bar: 2019 to 2045
Commercial_Warehouse (ID)_Existing_Space Heating_Natural Gas_Unit Heater_E2_Baseline Forecast | Commercial | Warehouse (ID) | Existing | Space Heating | Natural Gas | Unit Heater | E2 | Condensing | Baseline Forecast | 0 | 0 | 0 | 0 | 0 | 0 | 0 | 0 | 0 | 0 | 0 | 0 | 0 | 0 | 0 | 0 | 0 | 0 | 0 | 0 | 0 | 0 | 0 | 0 | 0 | 0 | 0
Commercial_Warehouse (ID)_Existing_Space Heating_Natural Gas_Unit Heater_E3_Baseline Forecast | Commercial | Warehouse (ID) | Existing | Space Heating | Natural Gas | Unit Heater | E3 | Infrared Radiant | Baseline Forecast | 0 | 0 | 0 | 0 | 0 | 0 | 0 | 0 | 0 | 0 | 0 | 0 | 0 | 0 | 0 | 0 | 0 | 0 | 0 | 0 | 0 | 0 | 0 | 0 | 0 | 0 | 0
Commercial_Warehouse (ID)_Existing_Space Heating_Natural Gas_Unit Heater_E4_Baseline Forecast | Commercial | Warehouse (ID) | Existing | Space Heating | Natural Gas | Unit Heater | E4 |  | Baseline Forecast | 0 | 0 | 0 | 0 | 0 | 0 | 0 | 0 | 0 | 0 | 0 | 0 | 0 | 0 | 0 | 0 | 0 | 0 | 0 | 0 | 0 | 0 | 0 | 0 | 0 | 0 | 0
Commercial_Warehouse (ID)_Existing_Space Heating_Natural Gas_Unit Heater_E5_Baseline Forecast | Commercial | Warehouse (ID) | Existing | Space Heating | Natural Gas | Unit Heater | E5 |  | Baseline Forecast | 0 | 0 | 0 | 0 | 0 | 0 | 0 | 0 | 0 | 0 | 0 | 0 | 0 | 0 | 0 | 0 | 0 | 0 | 0 | 0 | 0 | 0 | 0 | 0 | 0 | 0 | 0
Commercial_Warehouse (ID)_Existing_Space Heating_Natural Gas_Unit Heater_E6_Baseline Forecast | Commercial | Warehouse (ID) | Existing | Space Heating | Natural Gas | Unit Heater | E6 |  | Baseline Forecast | 0 | 0 | 0 | 0 | 0 | 0 | 0 | 0 | 0 | 0 | 0 | 0 | 0 | 0 | 0 | 0 | 0 | 0 | 0 | 0 | 0 | 0 | 0 | 0 | 0 | 0 | 0
Commercial_Warehouse (ID)_Existing_Space Heating_Natural Gas_Unit Heater_E7_Baseline Forecast | Commercial | Warehouse (ID) | Existing | Space Heating | Natural Gas | Unit Heater | E7 |  | Baseline Forecast | 0 | 0 | 0 | 0 | 0 | 0 | 0 | 0 | 0 | 0 | 0 | 0 | 0 | 0 | 0 | 0 | 0 | 0 | 0 | 0 | 0 | 0 | 0 | 0 | 0 | 0 | 0
Commercial_Warehouse (ID)_Existing_Space Heating_Natural Gas_Unit Heater_E8_Baseline Forecast | Commercial | Warehouse (ID) | Existing | Space Heating | Natural Gas | Unit Heater | E8 |  | Baseline Forecast | 0 | 0 | 0 | 0 | 0 | 0 | 0 | 0 | 0 | 0 | 0 | 0 | 0 | 0 | 0 | 0 | 0 | 0 | 0 | 0 | 0 | 0 | 0 | 0 | 0 | 0 | 0
Commercial_Warehouse (ID)_Existing_Space Heating_Natural Gas_Unit Heater_E9_Baseline Forecast | Commercial | Warehouse (ID) | Existing | Space Heating | Natural Gas | Unit Heater | E9 |  | Baseline Forecast | 0 | 0 | 0 | 0 | 0 | 0 | 0 | 0 | 0 | 0 | 0 | 0 | 0 | 0 | 0 | 0 | 0 | 0 | 0 | 0 | 0 | 0 | 0 | 0 | 0 | 0 | 0
Commercial_Warehouse (ID)_Existing_Space Heating_Natural Gas_Unit Heater_E10_Baseline Forecast | Commercial | Warehouse (ID) | Existing | Space Heating | Natural Gas | Unit Heater | E10 |  | Baseline Forecast | 0 | 0 | 0 | 0 | 0 | 0 | 0 | 0 | 0 | 0 | 0 | 0 | 0 | 0 | 0 | 0 | 0 | 0 | 0 | 0 | 0 | 0 | 0 | 0 | 0 | 0 | 0
Commercial_Warehouse (ID)_Existing_Water Heating_Natural Gas_Water Heater_E1_Baseline Forecast | Commercial | Warehouse (ID) | Existing | Water Heating | Natural Gas | Water Heater | E1 | TE 0.80 | Baseline Forecast | 0.47 | 0.47 | 0.47 | 0.47 | 0.47 | 0.47 | 0.47 | 0.47 | 0.47 | 0.47 | 0.47 | 0.47 | 0.47 | 0.47 | 0.47 | 0.47 | 0.47 | 0.47 | 0.47 | 0.47 | 0.47 | 0.47 | 0.47 | 0.47 | 0.47 | 0.47 | 0.47
Commercial_Warehouse (ID)_Existing_Water Heating_Natural Gas_Water Heater_E2_Baseline Forecast | Commercial | Warehouse (ID) | Existing | Water Heating | Natural Gas | Water Heater | E2 | TE 0.90 | Baseline Forecast | 0 | 0 | 0 | 0 | 0 | 0 | 0 | 0 | 0 | 0 | 0 | 0 | 0 | 0 | 0 | 0 | 0 | 0 | 0 | 0 | 0 | 0 | 0 | 0 | 0 | 0 | 0
Commercial_Warehouse (ID)_Existing_Water Heating_Natural Gas_Water Heater_E3_Baseline Forecast | Commercial | Warehouse (ID) | Existing | Water Heating | Natural Gas | Water Heater | E3 | TE 0.94 | Baseline Forecast | 0.53 | 0.53 | 0.53 | 0.53 | 0.53 | 0.53 | 0.53 | 0.53 | 0.53 | 0.53 | 0.53 | 0.53 | 0.53 | 0.53 | 0.53 | 0.53 | 0.53 | 0.53 | 0.53 | 0.53 | 0.53 | 0.53 | 0.53 | 0.53 | 0.53 | 0.53 | 0.53
Commercial_Warehouse (ID)_Existing_Water Heating_Natural Gas_Water Heater_E4_Baseline Forecast | Commercial | Warehouse (ID) | Existing | Water Heating | Natural Gas | Water Heater | E4 | Instantaneous TE 0.94 | Baseline Forecast | 0 | 0 | 0 | 0 | 0 | 0 | 0 | 0 | 0 | 0 | 0 | 0 | 0 | 0 | 0 | 0 | 0 | 0 | 0 | 0 | 0 | 0 | 0 | 0 | 0 | 0 | 0
Commercial_Warehouse (ID)_Existing_Water Heating_Natural Gas_Water Heater_E5_Baseline Forecast | Commercial | Warehouse (ID) | Existing | Water Heating | Natural Gas | Water Heater | E5 | Gas-Fired Absorption HPWH | Baseline Forecast | 0 | 0 | 0 | 0 | 0 | 0 | 0 | 0 | 0 | 0 | 0 | 0 | 0 | 0 | 0 | 0 | 0 | 0 | 0 | 0 | 0 | 0 | 0 | 0 | 0 | 0 | 0
Commercial_Warehouse (ID)_Existing_Water Heating_Natural Gas_Water Heater_E6_Baseline Forecast | Commercial | Warehouse (ID) | Existing | Water Heating | Natural Gas | Water Heater | E6 |  | Baseline Forecast | 0 | 0 | 0 | 0 | 0 | 0 | 0 | 0 | 0 | 0 | 0 | 0 | 0 | 0 | 0 | 0 | 0 | 0 | 0 | 0 | 0 | 0 | 0 | 0 | 0 | 0 | 0
Commercial_Warehouse (ID)_Existing_Water Heating_Natural Gas_Water Heater_E7_Baseline Forecast | Commercial | Warehouse (ID) | Existing | Water Heating | Natural Gas | Water Heater | E7 |  | Baseline Forecast | 0 | 0 | 0 | 0 | 0 | 0 | 0 | 0 | 0 | 0 | 0 | 0 | 0 | 0 | 0 | 0 | 0 | 0 | 0 | 0 | 0 | 0 | 0 | 0 | 0 | 0 | 0
Commercial_Warehouse (ID)_Existing_Water Heating_Natural Gas_Water Heater_E8_Baseline Forecast | Commercial | Warehouse (ID) | Existing | Water Heating | Natural Gas | Water Heater | E8 |  | Baseline Forecast | 0 | 0 | 0 | 0 | 0 | 0 | 0 | 0 | 0 | 0 | 0 | 0 | 0 | 0 | 0 | 0 | 0 | 0 | 0 | 0 | 0 | 0 | 0 | 0 | 0 | 0 | 0
Commercial_Warehouse (ID)_Existing_Water Heating_Natural Gas_Water Heater_E9_Baseline Forecast | Commercial | Warehouse (ID) | Existing | Water Heating | Natural Gas | Water Heater | E9 |  | Baseline Forecast | 0 | 0 | 0 | 0 | 0 | 0 | 0 | 0 | 0 | 0 | 0 | 0 | 0 | 0 | 0 | 0 | 0 | 0 | 0 | 0 | 0 | 0 | 0 | 0 | 0 | 0 | 0
Commercial_Warehouse (ID)_Existing_Water Heating_Natural Gas_Water Heater_E10_Baseline Forecast | Commercial | Warehouse (ID) | Existing | Water Heating | Natural Gas | Water Heater | E10 |  | Baseline Forecast | 0 | 0 | 0 | 0 | 0 | 0 | 0 | 0 | 0 | 0 | 0 | 0 | 0 | 0 | 0 | 0 | 0 | 0 | 0 | 0 | 0 | 0 | 0 | 0 | 0 | 0 | 0
Commercial_Warehouse (ID)_Existing_Food Preparation_Natural Gas_Oven_E1_Baseline Forecast | Commercial | Warehouse (ID) | Existing | Food Preparation | Natural Gas | Oven | E1 | Standard | Baseline Forecast | 0.41 | 0.41 | 0.41 | 0.41 | 0.41 | 0.41 | 0.41 | 0.41 | 0.41 | 0.41 | 0.41 | 0.41 | 0.41 | 0.41 | 0.41 | 0.41 | 0.41 | 0.41 | 0.41 | 0.41 | 0.41 | 0.41 | 0.41 | 0.41 | 0.41 | 0.41 | 0.41
Commercial_Warehouse (ID)_Existing_Food Preparation_Natural Gas_Oven_E2_Baseline Forecast | Commercial | Warehouse (ID) | Existing | Food Preparation | Natural Gas | Oven | E2 | ENERGY STAR (>42% Baking Efficiency) | Baseline Forecast | 0.59 | 0.59 | 0.59 | 0.59 | 0.59 | 0.59 | 0.59 | 0.59 | 0.59 | 0.59 | 0.59 | 0.59 | 0.59 | 0.59 | 0.59 | 0.59 | 0.59 | 0.59 | 0.59 | 0.59 | 0.59 | 0.59 | 0.59 | 0.59 | 0.59 | 0.59 | 0.59
Commercial_Warehouse (ID)_Existing_Food Preparation_Natural Gas_Oven_E3_Baseline Forecast | Commercial | Warehouse (ID) | Existing | Food Preparation | Natural Gas | Oven | E3 |  | Baseline Forecast | 0 | 0 | 0 | 0 | 0 | 0 | 0 | 0 | 0 | 0 | 0 | 0 | 0 | 0 | 0 | 0 | 0 | 0 | 0 | 0 | 0 | 0 | 0 | 0 | 0 | 0 | 0
Commercial_Warehouse (ID)_Existing_Food Preparation_Natural Gas_Oven_E4_Baseline Forecast | Commercial | Warehouse (ID) | Existing | Food Preparation | Natural Gas | Oven | E4 |  | Baseline Forecast | 0 | 0 | 0 | 0 | 0 | 0 | 0 | 0 | 0 | 0 | 0 | 0 | 0 | 0 | 0 | 0 | 0 | 0 | 0 | 0 | 0 | 0 | 0 | 0 | 0 | 0 | 0
Commercial_Warehouse (ID)_Existing_Food Preparation_Natural Gas_Oven_E5_Baseline Forecast | Commercial | Warehouse (ID) | Existing | Food Preparation | Natural Gas | Oven | E5 |  | Baseline Forecast | 0 | 0 | 0 | 0 | 0 | 0 | 0 | 0 | 0 | 0 | 0 | 0 | 0 | 0 | 0 | 0 | 0 | 0 | 0 | 0 | 0 | 0 | 0 | 0 | 0 | 0 | 0
Commercial_Warehouse (ID)_Existing_Food Preparation_Natural Gas_Oven_E6_Baseline Forecast | Commercial | Warehouse (ID) | Existing | Food Preparation | Natural Gas | Oven | E6 |  | Baseline Forecast | 0 | 0 | 0 | 0 | 0 | 0 | 0 | 0 | 0 | 0 | 0 | 0 | 0 | 0 | 0 | 0 | 0 | 0 | 0 | 0 | 0 | 0 | 0 | 0 | 0 | 0 | 0
Commercial_Warehouse (ID)_Existing_Food Preparation_Natural Gas_Oven_E7_Baseline Forecast | Commercial | Warehouse (ID) | Existing | Food Preparation | Natural Gas | Oven | E7 |  | Baseline Forecast | 0 | 0 | 0 | 0 | 0 | 0 | 0 | 0 | 0 | 0 | 0 | 0 | 0 | 0 | 0 | 0 | 0 | 0 | 0 | 0 | 0 | 0 | 0 | 0 | 0 | 0 | 0
Commercial_Warehouse (ID)_Existing_Food Preparation_Natural Gas_Oven_E8_Baseline Forecast | Commercial | Warehouse (ID) | Existing | Food Preparation | Natural Gas | Oven | E8 |  | Baseline Forecast | 0 | 0 | 0 | 0 | 0 | 0 | 0 | 0 | 0 | 0 | 0 | 0 | 0 | 0 | 0 | 0 | 0 | 0 | 0 | 0 | 0 | 0 | 0 | 0 | 0 | 0 | 0
Commercial_Warehouse (ID)_Existing_Food Preparation_Natural Gas_Oven_E9_Baseline Forecast | Commercial | Warehouse (ID) | Existing | Food Preparation | Natural Gas | Oven | E9 |  | Baseline Forecast | 0 | 0 | 0 | 0 | 0 | 0 | 0 | 0 | 0 | 0 | 0 | 0 | 0 | 0 | 0 | 0 | 0 | 0 | 0 | 0 | 0 | 0 | 0 | 0 | 0 | 0 | 0
Commercial_Warehouse (ID)_Existing_Food Preparation_Natural Gas_Oven_E10_Baseline Forecast | Commercial | Warehouse (ID) | Existing | Food Preparation | Natural Gas | Oven | E10 |  | Baseline Forecast | 0 | 0 | 0 | 0 | 0 | 0 | 0 | 0 | 0 | 0 | 0 | 0 | 0 | 0 | 0 | 0 | 0 | 0 | 0 | 0 | 0 | 0 | 0 | 0 | 0 | 0 | 0
Commercial_Warehouse (ID)_Existing_Food Preparation_Natural Gas_Conveyor Oven_E1_Baseline Forecast | Commercial | Warehouse (ID) | Existing | Food Preparation | Natural Gas | Conveyor Oven | E1 | Standard | Baseline Forecast | 0.41 | 0.41 | 0.41 | 0.41 | 0.41 | 0.41 | 0.41 | 0.41 | 0.41 | 0.41 | 0.41 | 0.41 | 0.41 | 0.41 | 0.41 | 0.41 | 0.41 | 0.41 | 0.41 | 0.41 | 0.41 | 0.41 | 0.41 | 0.41 | 0.41 | 0.41 | 0.41
Commercial_Warehouse (ID)_Existing_Food Preparation_Natural Gas_Conveyor Oven_E2_Baseline Forecast | Commercial | Warehouse (ID) | Existing | Food Preparation | Natural Gas | Conveyor Oven | E2 | ENERGY STAR (>42% Baking Efficiency) | Baseline Forecast | 0.59 | 0.59 | 0.59 | 0.59 | 0.59 | 0.59 | 0.59 | 0.59 | 0.59 | 0.59 | 0.59 | 0.59 | 0.59 | 0.59 | 0.59 | 0.59 | 0.59 | 0.59 | 0.59 | 0.59 | 0.59 | 0.59 | 0.59 | 0.59 | 0.59 | 0.59 | 0.59
Commercial_Warehouse (ID)_Existing_Food Preparation_Natural Gas_Conveyor Oven_E3_Baseline Forecast | Commercial | Warehouse (ID) | Existing | Food Preparation | Natural Gas | Conveyor Oven | E3 |  | Baseline Forecast | 0 | 0 | 0 | 0 | 0 | 0 | 0 | 0 | 0 | 0 | 0 | 0 | 0 | 0 | 0 | 0 | 0 | 0 | 0 | 0 | 0 | 0 | 0 | 0 | 0 | 0 | 0
Commercial_Warehouse (ID)_Existing_Food Preparation_Natural Gas_Conveyor Oven_E4_Baseline Forecast | Commercial | Warehouse (ID) | Existing | Food Preparation | Natural Gas | Conveyor Oven | E4 |  | Baseline Forecast | 0 | 0 | 0 | 0 | 0 | 0 | 0 | 0 | 0 | 0 | 0 | 0 | 0 | 0 | 0 | 0 | 0 | 0 | 0 | 0 | 0 | 0 | 0 | 0 | 0 | 0 | 0
Commercial_Warehouse (ID)_Existing_Food Preparation_Natural Gas_Conveyor Oven_E5_Baseline Forecast | Commercial | Warehouse (ID) | Existing | Food Preparation | Natural Gas | Conveyor Oven | E5 |  | Baseline Forecast | 0 | 0 | 0 | 0 | 0 | 0 | 0 | 0 | 0 | 0 | 0 | 0 | 0 | 0 | 0 | 0 | 0 | 0 | 0 | 0 | 0 | 0 | 0 | 0 | 0 | 0 | 0
Commercial_Warehouse (ID)_Existing_Food Preparation_Natural Gas_Conveyor Oven_E6_Baseline Forecast | Commercial | Warehouse (ID) | Existing | Food Preparation | Natural Gas | Conveyor Oven | E6 |  | Baseline Forecast | 0 | 0 | 0 | 0 | 0 | 0 | 0 | 0 | 0 | 0 | 0 | 0 | 0 | 0 | 0 | 0 | 0 | 0 | 0 | 0 | 0 | 0 | 0 | 0 | 0 | 0 | 0
Commercial_Warehouse (ID)_Existing_Food Preparation_Natural Gas_Conveyor Oven_E7_Baseline Forecast | Commercial | Warehouse (ID) | Existing | Food Preparation | Natural Gas | Conveyor Oven | E7 |  | Baseline Forecast | 0 | 0 | 0 | 0 | 0 | 0 | 0 | 0 | 0 | 0 | 0 | 0 | 0 | 0 | 0 | 0 | 0 | 0 | 0 | 0 | 0 | 0 | 0 | 0 | 0 | 0 | 0
Commercial_Warehouse (ID)_Existing_Food Preparation_Natural Gas_Conveyor Oven_E8_Baseline Forecast | Commercial | Warehouse (ID) | Existing | Food Preparation | Natural Gas | Conveyor Oven | E8 |  | Baseline Forecast | 0 | 0 | 0 | 0 | 0 | 0 | 0 | 0 | 0 | 0 | 0 | 0 | 0 | 0 | 0 | 0 | 0 | 0 | 0 | 0 | 0 | 0 | 0 | 0 | 0 | 0 | 0
Commercial_Warehouse (ID)_Existing_Food Preparation_Natural Gas_Conveyor Oven_E9_Baseline Forecast | Commercial | Warehouse (ID) | Existing | Food Preparation | Natural Gas | Conveyor Oven | E9 |  | Baseline Forecast | 0 | 0 | 0 | 0 | 0 | 0 | 0 | 0 | 0 | 0 | 0 | 0 | 0 | 0 | 0 | 0 | 0 | 0 | 0 | 0 | 0 | 0 | 0 | 0 | 0 | 0 | 0
Commercial_Warehouse (ID)_Existing_Food Preparation_Natural Gas_Conveyor Oven_E10_Baseline Forecast | Commercial | Warehouse (ID) | Existing | Food Preparation | Natural Gas | Conveyor Oven | E10 |  | Baseline Forecast | 0 | 0 | 0 | 0 | 0 | 0 | 0 | 0 | 0 | 0 | 0 | 0 | 0 | 0 | 0 | 0 | 0 | 0 | 0 | 0 | 0 | 0 | 0 | 0 | 0 | 0 | 0
Commercial_Warehouse (ID)_Existing_Food Preparation_Natural Gas_Double Rack Oven_E1_Baseline Forecast | Commercial | Warehouse (ID) | Existing | Food Preparation | Natural Gas | Double Rack Oven | E1 | Standard | Baseline Forecast | 0.41 | 0.41 | 0.41 | 0.41 | 0.41 | 0.41 | 0.41 | 0.41 | 0.41 | 0.41 | 0.41 | 0.41 | 0.41 | 0.41 | 0.41 | 0.41 | 0.41 | 0.41 | 0.41 | 0.41 | 0.41 | 0.41 | 0.41 | 0.41 | 0.41 | 0.41 | 0.41
Commercial_Warehouse (ID)_Existing_Food Preparation_Natural Gas_Double Rack Oven_E2_Baseline Forecast | Commercial | Warehouse (ID) | Existing | Food Preparation | Natural Gas | Double Rack Oven | E2 | FTSC Qualified (>50% Cooking Efficiency) | Baseline Forecast | 0.59 | 0.59 | 0.59 | 0.59 | 0.59 | 0.59 | 0.59 | 0.59 | 0.59 | 0.59 | 0.59 | 0.59 | 0.59 | 0.59 | 0.59 | 0.59 | 0.59 | 0.59 | 0.59 | 0.59 | 0.59 | 0.59 | 0.59 | 0.59 | 0.59 | 0.59 | 0.59
Commercial_Warehouse (ID)_Existing_Food Preparation_Natural Gas_Double Rack Oven_E3_Baseline Forecast | Commercial | Warehouse (ID) | Existing | Food Preparation | Natural Gas | Double Rack Oven | E3 |  | Baseline Forecast | 0 | 0 | 0 | 0 | 0 | 0 | 0 | 0 | 0 | 0 | 0 | 0 | 0 | 0 | 0 | 0 | 0 | 0 | 0 | 0 | 0 | 0 | 0 | 0 | 0 | 0 | 0
Commercial_Warehouse (ID)_Existing_Food Preparation_Natural Gas_Double Rack Oven_E4_Baseline Forecast | Commercial | Warehouse (ID) | Existing | Food Preparation | Natural Gas | Double Rack Oven | E4 |  | Baseline Forecast | 0 | 0 | 0 | 0 | 0 | 0 | 0 | 0 | 0 | 0 | 0 | 0 | 0 | 0 | 0 | 0 | 0 | 0 | 0 | 0 | 0 | 0 | 0 | 0 | 0 | 0 | 0
Commercial_Warehouse (ID)_Existing_Food Preparation_Natural Gas_Double Rack Oven_E5_Baseline Forecast | Commercial | Warehouse (ID) | Existing | Food Preparation | Natural Gas | Double Rack Oven | E5 |  | Baseline Forecast | 0 | 0 | 0 | 0 | 0 | 0 | 0 | 0 | 0 | 0 | 0 | 0 | 0 | 0 | 0 | 0 | 0 | 0 | 0 | 0 | 0 | 0 | 0 | 0 | 0 | 0 | 0
Commercial_Warehouse (ID)_Existing_Food Preparation_Natural Gas_Double Rack Oven_E6_Baseline Forecast | Commercial | Warehouse (ID) | Existing | Food Preparation | Natural Gas | Double Rack Oven | E6 |  | Baseline Forecast | 0 | 0 | 0 | 0 | 0 | 0 | 0 | 0 | 0 | 0 | 0 | 0 | 0 | 0 | 0 | 0 | 0 | 0 | 0 | 0 | 0 | 0 | 0 | 0 | 0 | 0 | 0
Commercial_Warehouse (ID)_Existing_Food Preparation_Natural Gas_Double Rack Oven_E7_Baseline Forecast | Commercial | Warehouse (ID) | Existing | Food Preparation | Natural Gas | Double Rack Oven | E7 |  | Baseline Forecast | 0 | 0 | 0 | 0 | 0 | 0 | 0 | 0 | 0 | 0 | 0 | 0 | 0 | 0 | 0 | 0 | 0 | 0 | 0 | 0 | 0 | 0 | 0 | 0 | 0 | 0 | 0
Commercial_Warehouse (ID)_Existing_Food Preparation_Natural Gas_Double Rack Oven_E8_Baseline Forecast | Commercial | Warehouse (ID) | Existing | Food Preparation | Natural Gas | Double Rack Oven | E8 |  | Baseline Forecast | 0 | 0 | 0 | 0 | 0 | 0 | 0 | 0 | 0 | 0 | 0 | 0 | 0 | 0 | 0 | 0 | 0 | 0 | 0 | 0 | 0 | 0 | 0 | 0 | 0 | 0 | 0
Commercial_Warehouse (ID)_Existing_Food Preparation_Natural Gas_Double Rack Oven_E9_Baseline Forecast | Commercial | Warehouse (ID) | Existing | Food Preparation | Natural Gas | Double Rack Oven | E9 |  | Baseline Forecast | 0 | 0 | 0 | 0 | 0 | 0 | 0 | 0 | 0 | 0 | 0 | 0 | 0 | 0 | 0 | 0 | 0 | 0 | 0 | 0 | 0 | 0 | 0 | 0 | 0 | 0 | 0
Commercial_Warehouse (ID)_Existing_Food Preparation_Natural Gas_Double Rack Oven_E10_Baseline Forecast | Commercial | Warehouse (ID) | Existing | Food Preparation | Natural Gas | Double Rack Oven | E10 |  | Baseline Forecast | 0 | 0 | 0 | 0 | 0 | 0 | 0 | 0 | 0 | 0 | 0 | 0 | 0 | 0 | 0 | 0 | 0 | 0 | 0 | 0 | 0 | 0 | 0 | 0 | 0 | 0 | 0
Commercial_Warehouse (ID)_Existing_Food Preparation_Natural Gas_Fryer_E1_Baseline Forecast | Commercial | Warehouse (ID) | Existing | Food Preparation | Natural Gas | Fryer | E1 | Standard | Baseline Forecast | 0.74 | 0.74 | 0.74 | 0.74 | 0.74 | 0.74 | 0.74 | 0.74 | 0.74 | 0.74 | 0.74 | 0.74 | 0.74 | 0.74 | 0.74 | 0.74 | 0.74 | 0.74 | 0.74 | 0.74 | 0.74 | 0.74 | 0.74 | 0.74 | 0.74 | 0.74 | 0.74
Commercial_Warehouse (ID)_Existing_Food Preparation_Natural Gas_Fryer_E2_Baseline Forecast | Commercial | Warehouse (ID) | Existing | Food Preparation | Natural Gas | Fryer | E2 | ENERGY STAR | Baseline Forecast | 0.26 | 0.26 | 0.26 | 0.26 | 0.26 | 0.26 | 0.26 | 0.26 | 0.26 | 0.26 | 0.26 | 0.26 | 0.26 | 0.26 | 0.26 | 0.26 | 0.26 | 0.26 | 0.26 | 0.26 | 0.26 | 0.26 | 0.26 | 0.26 | 0.26 | 0.26 | 0.26
Commercial_Warehouse (ID)_Existing_Food Preparation_Natural Gas_Fryer_E3_Baseline Forecast | Commercial | Warehouse (ID) | Existing | Food Preparation | Natural Gas | Fryer | E3 |  | Baseline Forecast | 0 | 0 | 0 | 0 | 0 | 0 | 0 | 0 | 0 | 0 | 0 | 0 | 0 | 0 | 0 | 0 | 0 | 0 | 0 | 0 | 0 | 0 | 0 | 0 | 0 | 0 | 0
Commercial_Warehouse (ID)_Existing_Food Preparation_Natural Gas_Fryer_E4_Baseline Forecast | Commercial | Warehouse (ID) | Existing | Food Preparation | Natural Gas | Fryer | E4 |  | Baseline Forecast | 0 | 0 | 0 | 0 | 0 | 0 | 0 | 0 | 0 | 0 | 0 | 0 | 0 | 0 | 0 | 0 | 0 | 0 | 0 | 0 | 0 | 0 | 0 | 0 | 0 | 0 | 0
Commercial_Warehouse (ID)_Existing_Food Preparation_Natural Gas_Fryer_E5_Baseline Forecast | Commercial | Warehouse (ID) | Existing | Food Preparation | Natural Gas | Fryer | E5 |  | Baseline Forecast | 0 | 0 | 0 | 0 | 0 | 0 | 0 | 0 | 0 | 0 | 0 | 0 | 0 | 0 | 0 | 0 | 0 | 0 | 0 | 0 | 0 | 0 | 0 | 0 | 0 | 0 | 0
Commercial_Warehouse (ID)_Existing_Food Preparation_Natural Gas_Fryer_E6_Baseline Forecast | Commercial | Warehouse (ID) | Existing | Food Preparation | Natural Gas | Fryer | E6 |  | Baseline Forecast | 0 | 0 | 0 | 0 | 0 | 0 | 0 | 0 | 0 | 0 | 0 | 0 | 0 | 0 | 0 | 0 | 0 | 0 | 0 | 0 | 0 | 0 | 0 | 0 | 0 | 0 | 0
Commercial_Warehouse (ID)_Existing_Food Preparation_Natural Gas_Fryer_E7_Baseline Forecast | Commercial | Warehouse (ID) | Existing | Food Preparation | Natural Gas | Fryer | E7 |  | Baseline Forecast | 0 | 0 | 0 | 0 | 0 | 0 | 0 | 0 | 0 | 0 | 0 | 0 | 0 | 0 | 0 | 0 | 0 | 0 | 0 | 0 | 0 | 0 | 0 | 0 | 0 | 0 | 0
Commercial_Warehouse (ID)_Existing_Food Preparation_Natural Gas_Fryer_E8_Baseline Forecast | Commercial | Warehouse (ID) | Existing | Food Preparation | Natural Gas | Fryer | E8 |  | Baseline Forecast | 0 | 0 | 0 | 0 | 0 | 0 | 0 | 0 | 0 | 0 | 0 | 0 | 0 | 0 | 0 | 0 | 0 | 0 | 0 | 0 | 0 | 0 | 0 | 0 | 0 | 0 | 0
Commercial_Warehouse (ID)_Existing_Food Preparation_Natural Gas_Fryer_E9_Baseline Forecast | Commercial | Warehouse (ID) | Existing | Food Preparation | Natural Gas | Fryer | E9 |  | Baseline Forecast | 0 | 0 | 0 | 0 | 0 | 0 | 0 | 0 | 0 | 0 | 0 | 0 | 0 | 0 | 0 | 0 | 0 | 0 | 0 | 0 | 0 | 0 | 0 | 0 | 0 | 0 | 0
Commercial_Warehouse (ID)_Existing_Food Preparation_Natural Gas_Fryer_E10_Baseline Forecast | Commercial | Warehouse (ID) | Existing | Food Preparation | Natural Gas | Fryer | E10 |  | Baseline Forecast | 0 | 0 | 0 | 0 | 0 | 0 | 0 | 0 | 0 | 0 | 0 | 0 | 0 | 0 | 0 | 0 | 0 | 0 | 0 | 0 | 0 | 0 | 0 | 0 | 0 | 0 | 0
Commercial_Warehouse (ID)_Existing_Food Preparation_Natural Gas_Broiler_E1_Baseline Forecast | Commercial | Warehouse (ID) | Existing | Food Preparation | Natural Gas | Broiler | E1 | Standard | Baseline Forecast | 0.74 | 0.74 | 0.74 | 0.74 | 0.74 | 0.74 | 0.74 | 0.74 | 0.74 | 0.74 | 0.74 | 0.74 | 0.74 | 0.74 | 0.74 | 0.74 | 0.74 | 0.74 | 0.74 | 0.74 | 0.74 | 0.74 | 0.74 | 0.74 | 0.74 | 0.74 | 0.74
Commercial_Warehouse (ID)_Existing_Food Preparation_Natural Gas_Broiler_E2_Baseline Forecast | Commercial | Warehouse (ID) | Existing | Food Preparation | Natural Gas | Broiler | E2 | Infrared Burners | Baseline Forecast | 0.26 | 0.26 | 0.26 | 0.26 | 0.26 | 0.26 | 0.26 | 0.26 | 0.26 | 0.26 | 0.26 | 0.26 | 0.26 | 0.26 | 0.26 | 0.26 | 0.26 | 0.26 | 0.26 | 0.26 | 0.26 | 0.26 | 0.26 | 0.26 | 0.26 | 0.26 | 0.26
Commercial_Warehouse (ID)_Existing_Food Preparation_Natural Gas_Broiler_E3_Baseline Forecast | Commercial | Warehouse (ID) | Existing | Food Preparation | Natural Gas | Broiler | E3 |  | Baseline Forecast | 0 | 0 | 0 | 0 | 0 | 0 | 0 | 0 | 0 | 0 | 0 | 0 | 0 | 0 | 0 | 0 | 0 | 0 | 0 | 0 | 0 | 0 | 0 | 0 | 0 | 0 | 0
Commercial_Warehouse (ID)_Existing_Food Preparation_Natural Gas_Broiler_E4_Baseline Forecast | Commercial | Warehouse (ID) | Existing | Food Preparation | Natural Gas | Broiler | E4 |  | Baseline Forecast | 0 | 0 | 0 | 0 | 0 | 0 | 0 | 0 | 0 | 0 | 0 | 0 | 0 | 0 | 0 | 0 | 0 | 0 | 0 | 0 | 0 | 0 | 0 | 0 | 0 | 0 | 0
Commercial_Warehouse (ID)_Existing_Food Preparation_Natural Gas_Broiler_E5_Baseline Forecast | Commercial | Warehouse (ID) | Existing | Food Preparation | Natural Gas | Broiler | E5 |  | Baseline Forecast | 0 | 0 | 0 | 0 | 0 | 0 | 0 | 0 | 0 | 0 | 0 | 0 | 0 | 0 | 0 | 0 | 0 | 0 | 0 | 0 | 0 | 0 | 0 | 0 | 0 | 0 | 0
Commercial_Warehouse (ID)_Existing_Food Preparation_Natural Gas_Broiler_E6_Baseline Forecast | Commercial | Warehouse (ID) | Existing | Food Preparation | Natural Gas | Broiler | E6 |  | Baseline Forecast | 0 | 0 | 0 | 0 | 0 | 0 | 0 | 0 | 0 | 0 | 0 | 0 | 0 | 0 | 0 | 0 | 0 | 0 | 0 | 0 | 0 | 0 | 0 | 0 | 0 | 0 | 0
Commercial_Warehouse (ID)_Existing_Food Preparation_Natural Gas_Broiler_E7_Baseline Forecast | Commercial | Warehouse (ID) | Existing | Food Preparation | Natural Gas | Broiler | E7 |  | Baseline Forecast | 0 | 0 | 0 | 0 | 0 | 0 | 0 | 0 | 0 | 0 | 0 | 0 | 0 | 0 | 0 | 0 | 0 | 0 | 0 | 0 | 0 | 0 | 0 | 0 | 0 | 0 | 0
Commercial_Warehouse (ID)_Existing_Food Preparation_Natural Gas_Broiler_E8_Baseline Forecast | Commercial | Warehouse (ID) | Existing | Food Preparation | Natural Gas | Broiler | E8 |  | Baseline Forecast | 0 | 0 | 0 | 0 | 0 | 0 | 0 | 0 | 0 | 0 | 0 | 0 | 0 | 0 | 0 | 0 | 0 | 0 | 0 | 0 | 0 | 0 | 0 | 0 | 0 | 0 | 0
Commercial_Warehouse (ID)_Existing_Food Preparation_Natural Gas_Broiler_E9_Baseline Forecast | Commercial | Warehouse (ID) | Existing | Food Preparation | Natural Gas | Broiler | E9 |  | Baseline Forecast | 0 | 0 | 0 | 0 | 0 | 0 | 0 | 0 | 0 | 0 | 0 | 0 | 0 | 0 | 0 | 0 | 0 | 0 | 0 | 0 | 0 | 0 | 0 | 0 | 0 | 0 | 0
Commercial_Warehouse (ID)_Existing_Food Preparation_Natural Gas_Broiler_E10_Baseline Forecast | Commercial | Warehouse (ID) | Existing | Food Preparation | Natural Gas | Broiler | E10 |  | Baseline Forecast | 0 | 0 | 0 | 0 | 0 | 0 | 0 | 0 | 0 | 0 | 0 | 0 | 0 | 0 | 0 | 0 | 0 | 0 | 0 | 0 | 0 | 0 | 0 | 0 | 0 | 0 | 0
Commercial_Warehouse (ID)_Existing_Food Preparation_Natural Gas_Griddle_E1_Baseline Forecast | Commercial | Warehouse (ID) | Existing | Food Preparation | Natural Gas | Griddle | E1 | Standard | Baseline Forecast | 0.71 | 0.71 | 0.71 | 0.71 | 0.71 | 0.71 | 0.71 | 0.71 | 0.71 | 0.71 | 0.71 | 0.71 | 0.71 | 0.71 | 0.71 | 0.71 | 0.71 | 0.71 | 0.71 | 0.71 | 0.71 | 0.71 | 0.71 | 0.71 | 0.71 | 0.71 | 0.71
Commercial_Warehouse (ID)_Existing_Food Preparation_Natural Gas_Griddle_E2_Baseline Forecast | Commercial | Warehouse (ID) | Existing | Food Preparation | Natural Gas | Griddle | E2 | ENERGY STAR | Baseline Forecast | 0.29 | 0.29 | 0.29 | 0.29 | 0.29 | 0.29 | 0.29 | 0.29 | 0.29 | 0.29 | 0.29 | 0.29 | 0.29 | 0.29 | 0.29 | 0.29 | 0.29 | 0.29 | 0.29 | 0.29 | 0.29 | 0.29 | 0.29 | 0.29 | 0.29 | 0.29 | 0.29
Commercial_Warehouse (ID)_Existing_Food Preparation_Natural Gas_Griddle_E3_Baseline Forecast | Commercial | Warehouse (ID) | Existing | Food Preparation | Natural Gas | Griddle | E3 |  | Baseline Forecast | 0 | 0 | 0 | 0 | 0 | 0 | 0 | 0 | 0 | 0 | 0 | 0 | 0 | 0 | 0 | 0 | 0 | 0 | 0 | 0 | 0 | 0 | 0 | 0 | 0 | 0 | 0
Commercial_Warehouse (ID)_Existing_Food Preparation_Natural Gas_Griddle_E4_Baseline Forecast | Commercial | Warehouse (ID) | Existing | Food Preparation | Natural Gas | Griddle | E4 |  | Baseline Forecast | 0 | 0 | 0 | 0 | 0 | 0 | 0 | 0 | 0 | 0 | 0 | 0 | 0 | 0 | 0 | 0 | 0 | 0 | 0 | 0 | 0 | 0 | 0 | 0 | 0 | 0 | 0
Commercial_Warehouse (ID)_Existing_Food Preparation_Natural Gas_Griddle_E5_Baseline Forecast | Commercial | Warehouse (ID) | Existing | Food Preparation | Natural Gas | Griddle | E5 |  | Baseline Forecast | 0 | 0 | 0 | 0 | 0 | 0 | 0 | 0 | 0 | 0 | 0 | 0 | 0 | 0 | 0 | 0 | 0 | 0 | 0 | 0 | 0 | 0 | 0 | 0 | 0 | 0 | 0
Commercial_Warehouse (ID)_Existing_Food Preparation_Natural Gas_Griddle_E6_Baseline Forecast | Commercial | Warehouse (ID) | Existing | Food Preparation | Natural Gas | Griddle | E6 |  | Baseline Forecast | 0 | 0 | 0 | 0 | 0 | 0 | 0 | 0 | 0 | 0 | 0 | 0 | 0 | 0 | 0 | 0 | 0 | 0 | 0 | 0 | 0 | 0 | 0 | 0 | 0 | 0 | 0
Commercial_Warehouse (ID)_Existing_Food Preparation_Natural Gas_Griddle_E7_Baseline Forecast | Commercial | Warehouse (ID) | Existing | Food Preparation | Natural Gas | Griddle | E7 |  | Baseline Forecast | 0 | 0 | 0 | 0 | 0 | 0 | 0 | 0 | 0 | 0 | 0 | 0 | 0 | 0 | 0 | 0 | 0 | 0 | 0 | 0 | 0 | 0 | 0 | 0 | 0 | 0 | 0
Commercial_Warehouse (ID)_Existing_Food Preparation_Natural Gas_Griddle_E8_Baseline Forecast | Commercial | Warehouse (ID) | Existing | Food Preparation | Natural Gas | Griddle | E8 |  | Baseline Forecast | 0 | 0 | 0 | 0 | 0 | 0 | 0 | 0 | 0 | 0 | 0 | 0 | 0 | 0 | 0 | 0 | 0 | 0 | 0 | 0 | 0 | 0 | 0 | 0 | 0 | 0 | 0
Commercial_Warehouse (ID)_Existing_Food Preparation_Natural Gas_Griddle_E9_Baseline Forecast | Commercial | Warehouse (ID) | Existing | Food Preparation | Natural Gas | Griddle | E9 |  | Baseline Forecast | 0 | 0 | 0 | 0 | 0 | 0 | 0 | 0 | 0 | 0 | 0 | 0 | 0 | 0 | 0 | 0 | 0 | 0 | 0 | 0 | 0 | 0 | 0 | 0 | 0 | 0 | 0
Commercial_Warehouse (ID)_Existing_Food Preparation_Natural Gas_Griddle_E10_Baseline Forecast | Commercial | Warehouse (ID) | Existing | Food Preparation | Natural Gas | Griddle | E10 |  | Baseline Forecast | 0 | 0 | 0 | 0 | 0 | 0 | 0 | 0 | 0 | 0 | 0 | 0 | 0 | 0 | 0 | 0 | 0 | 0 | 0 | 0 | 0 | 0 | 0 | 0 | 0 | 0 | 0
Commercial_Warehouse (ID)_Existing_Food Preparation_Natural Gas_Range_E1_Baseline Forecast | Commercial | Warehouse (ID) | Existing | Food Preparation | Natural Gas | Range | E1 | Standard | Baseline Forecast | 0.41 | 0.41 | 0.41 | 0.41 | 0.41 | 0.41 | 0.41 | 0.41 | 0.41 | 0.41 | 0.41 | 0.41 | 0.41 | 0.41 | 0.41 | 0.41 | 0.41 | 0.41 | 0.41 | 0.41 | 0.41 | 0.41 | 0.41 | 0.41 | 0.41 | 0.41 | 0.41
Commercial_Warehouse (ID)_Existing_Food Preparation_Natural Gas_Range_E2_Baseline Forecast | Commercial | Warehouse (ID) | Existing | Food Preparation | Natural Gas | Range | E2 | High Efficiency | Baseline Forecast | 0.59 | 0.59 | 0.59 | 0.59 | 0.59 | 0.59 | 0.59 | 0.59 | 0.59 | 0.59 | 0.59 | 0.59 | 0.59 | 0.59 | 0.59 | 0.59 | 0.59 | 0.59 | 0.59 | 0.59 | 0.59 | 0.59 | 0.59 | 0.59 | 0.59 | 0.59 | 0.59
Commercial_Warehouse (ID)_Existing_Food Preparation_Natural Gas_Range_E3_Baseline Forecast | Commercial | Warehouse (ID) | Existing | Food Preparation | Natural Gas | Range | E3 |  | Baseline Forecast | 0 | 0 | 0 | 0 | 0 | 0 | 0 | 0 | 0 | 0 | 0 | 0 | 0 | 0 | 0 | 0 | 0 | 0 | 0 | 0 | 0 | 0 | 0 | 0 | 0 | 0 | 0
Commercial_Warehouse (ID)_Existing_Food Preparation_Natural Gas_Range_E4_Baseline Forecast | Commercial | Warehouse (ID) | Existing | Food Preparation | Natural Gas | Range | E4 |  | Baseline Forecast | 0 | 0 | 0 | 0 | 0 | 0 | 0 | 0 | 0 | 0 | 0 | 0 | 0 | 0 | 0 | 0 | 0 | 0 | 0 | 0 | 0 | 0 | 0 | 0 | 0 | 0 | 0
Commercial_Warehouse (ID)_Existing_Food Preparation_Natural Gas_Range_E5_Baseline Forecast | Commercial | Warehouse (ID) | Existing | Food Preparation | Natural Gas | Range | E5 |  | Baseline Forecast | 0 | 0 | 0 | 0 | 0 | 0 | 0 | 0 | 0 | 0 | 0 | 0 | 0 | 0 | 0 | 0 | 0 | 0 | 0 | 0 | 0 | 0 | 0 | 0 | 0 | 0 | 0
Commercial_Warehouse (ID)_Existing_Food Preparation_Natural Gas_Range_E6_Baseline Forecast | Commercial | Warehouse (ID) | Existing | Food Preparation | Natural Gas | Range | E6 |  | Baseline Forecast | 0 | 0 | 0 | 0 | 0 | 0 | 0 | 0 | 0 | 0 | 0 | 0 | 0 | 0 | 0 | 0 | 0 | 0 | 0 | 0 | 0 | 0 | 0 | 0 | 0 | 0 | 0
Commercial_Warehouse (ID)_Existing_Food Preparation_Natural Gas_Range_E7_Baseline Forecast | Commercial | Warehouse (ID) | Existing | Food Preparation | Natural Gas | Range | E7 |  | Baseline Forecast | 0 | 0 | 0 | 0 | 0 | 0 | 0 | 0 | 0 | 0 | 0 | 0 | 0 | 0 | 0 | 0 | 0 | 0 | 0 | 0 | 0 | 0 | 0 | 0 | 0 | 0 | 0
Commercial_Warehouse (ID)_Existing_Food Preparation_Natural Gas_Range_E8_Baseline Forecast | Commercial | Warehouse (ID) | Existing | Food Preparation | Natural Gas | Range | E8 |  | Baseline Forecast | 0 | 0 | 0 | 0 | 0 | 0 | 0 | 0 | 0 | 0 | 0 | 0 | 0 | 0 | 0 | 0 | 0 | 0 | 0 | 0 | 0 | 0 | 0 | 0 | 0 | 0 | 0
Commercial_Warehouse (ID)_Existing_Food Preparation_Natural Gas_Range_E9_Baseline Forecast | Commercial | Warehouse (ID) | Existing | Food Preparation | Natural Gas | Range | E9 |  | Baseline Forecast | 0 | 0 | 0 | 0 | 0 | 0 | 0 | 0 | 0 | 0 | 0 | 0 | 0 | 0 | 0 | 0 | 0 | 0 | 0 | 0 | 0 | 0 | 0 | 0 | 0 | 0 | 0
Commercial_Warehouse (ID)_Existing_Food Preparation_Natural Gas_Range_E10_Baseline Forecast | Commercial | Warehouse (ID) | Existing | Food Preparation | Natural Gas | Range | E10 |  | Baseline Forecast | 0 | 0 | 0 | 0 | 0 | 0 | 0 | 0 | 0 | 0 | 0 | 0 | 0 | 0 | 0 | 0 | 0 | 0 | 0 | 0 | 0 | 0 | 0 | 0 | 0 | 0 | 0
Commercial_Warehouse (ID)_Existing_Food Preparation_Natural Gas_Steamer_E1_Baseline Forecast | Commercial | Warehouse (ID) | Existing | Food Preparation | Natural Gas | Steamer | E1 | Standard | Baseline Forecast | 0.5 | 0.5 | 0.5 | 0.5 | 0.5 | 0.5 | 0.5 | 0.5 | 0.5 | 0.5 | 0.5 | 0.5 | 0.5 | 0.5 | 0.5 | 0.5 | 0.5 | 0.5 | 0.5 | 0.5 | 0.5 | 0.5 | 0.5 | 0.5 | 0.5 | 0.5 | 0.5
Commercial_Warehouse (ID)_Existing_Food Preparation_Natural Gas_Steamer_E2_Baseline Forecast | Commercial | Warehouse (ID) | Existing | Food Preparation | Natural Gas | Steamer | E2 | ENERGY STAR | Baseline Forecast | 0.5 | 0.5 | 0.5 | 0.5 | 0.5 | 0.5 | 0.5 | 0.5 | 0.5 | 0.5 | 0.5 | 0.5 | 0.5 | 0.5 | 0.5 | 0.5 | 0.5 | 0.5 | 0.5 | 0.5 | 0.5 | 0.5 | 0.5 | 0.5 | 0.5 | 0.5 | 0.5
Commercial_Warehouse (ID)_Existing_Food Preparation_Natural Gas_Steamer_E3_Baseline Forecast | Commercial | Warehouse (ID) | Existing | Food Preparation | Natural Gas | Steamer | E3 |  | Baseline Forecast | 0 | 0 | 0 | 0 | 0 | 0 | 0 | 0 | 0 | 0 | 0 | 0 | 0 | 0 | 0 | 0 | 0 | 0 | 0 | 0 | 0 | 0 | 0 | 0 | 0 | 0 | 0
Commercial_Warehouse (ID)_Existing_Food Preparation_Natural Gas_Steamer_E4_Baseline Forecast | Commercial | Warehouse (ID) | Existing | Food Preparation | Natural Gas | Steamer | E4 |  | Baseline Forecast | 0 | 0 | 0 | 0 | 0 | 0 | 0 | 0 | 0 | 0 | 0 | 0 | 0 | 0 | 0 | 0 | 0 | 0 | 0 | 0 | 0 | 0 | 0 | 0 | 0 | 0 | 0
Commercial_Warehouse (ID)_Existing_Food Preparation_Natural Gas_Steamer_E5_Baseline Forecast | Commercial | Warehouse (ID) | Existing | Food Preparation | Natural Gas | Steamer | E5 |  | Baseline Forecast | 0 | 0 | 0 | 0 | 0 | 0 | 0 | 0 | 0 | 0 | 0 | 0 | 0 | 0 | 0 | 0 | 0 | 0 | 0 | 0 | 0 | 0 | 0 | 0 | 0 | 0 | 0
Commercial_Warehouse (ID)_Existing_Food Preparation_Natural Gas_Steamer_E6_Baseline Forecast | Commercial | Warehouse (ID) | Existing | Food Preparation | Natural Gas | Steamer | E6 |  | Baseline Forecast | 0 | 0 | 0 | 0 | 0 | 0 | 0 | 0 | 0 | 0 | 0 | 0 | 0 | 0 | 0 | 0 | 0 | 0 | 0 | 0 | 0 | 0 | 0 | 0 | 0 | 0 | 0
Commercial_Warehouse (ID)_Existing_Food Preparation_Natural Gas_Steamer_E7_Baseline Forecast | Commercial | Warehouse (ID) | Existing | Food Preparation | Natural Gas | Steamer | E7 |  | Baseline Forecast | 0 | 0 | 0 | 0 | 0 | 0 | 0 | 0 | 0 | 0 | 0 | 0 | 0 | 0 | 0 | 0 | 0 | 0 | 0 | 0 | 0 | 0 | 0 | 0 | 0 | 0 | 0
Commercial_Warehouse (ID)_Existing_Food Preparation_Natural Gas_Steamer_E8_Baseline Forecast | Commercial | Warehouse (ID) | Existing | Food Preparation | Natural Gas | Steamer | E8 |  | Baseline Forecast | 0 | 0 | 0 | 0 | 0 | 0 | 0 | 0 | 0 | 0 | 0 | 0 | 0 | 0 | 0 | 0 | 0 | 0 | 0 | 0 | 0 | 0 | 0 | 0 | 0 | 0 | 0
Commercial_Warehouse (ID)_Existing_Food Preparation_Natural Gas_Steamer_E9_Baseline Forecast | Commercial | Warehouse (ID) | Existing | Food Preparation | Natural Gas | Steamer | E9 |  | Baseline Forecast | 0 | 0 | 0 | 0 | 0 | 0 | 0 | 0 | 0 | 0 | 0 | 0 | 0 | 0 | 0 | 0 | 0 | 0 | 0 | 0 | 0 | 0 | 0 | 0 | 0 | 0 | 0
Commercial_Warehouse (ID)_Existing_Food Preparation_Natural Gas_Steamer_E10_Baseline Forecast | Commercial | Warehouse (ID) | Existing | Food Preparation | Natural Gas | Steamer | E10 |  | Baseline Forecast | 0 | 0 | 0 | 0 | 0 | 0 | 0 | 0 | 0 | 0 | 0 | 0 | 0 | 0 | 0 | 0 | 0 | 0 | 0 | 0 | 0 | 0 | 0 | 0 | 0 | 0 | 0
Commercial_Warehouse (ID)_Existing_Food Preparation_Natural Gas_Food Prep Other_E1_Baseline Forecast | Commercial | Warehouse (ID) | Existing | Food Preparation | Natural Gas | Food Prep Other | E1 | Standard | Baseline Forecast | 0.74 | 0.74 | 0.74 | 0.74 | 0.74 | 0.74 | 0.74 | 0.74 | 0.74 | 0.74 | 0.74 | 0.74 | 0.74 | 0.74 | 0.74 | 0.74 | 0.74 | 0.74 | 0.74 | 0.74 | 0.74 | 0.74 | 0.74 | 0.74 | 0.74 | 0.74 | 0.74
Commercial_Warehouse (ID)_Existing_Food Preparation_Natural Gas_Food Prep Other_E2_Baseline Forecast | Commercial | Warehouse (ID) | Existing | Food Preparation | Natural Gas | Food Prep Other | E2 | ENERGY STAR | Baseline Forecast | 0.26 | 0.26 | 0.26 | 0.26 | 0.26 | 0.26 | 0.26 | 0.26 | 0.26 | 0.26 | 0.26 | 0.26 | 0.26 | 0.26 | 0.26 | 0.26 | 0.26 | 0.26 | 0.26 | 0.26 | 0.26 | 0.26 | 0.26 | 0.26 | 0.26 | 0.26 | 0.26
Commercial_Warehouse (ID)_Existing_Food Preparation_Natural Gas_Food Prep Other_E3_Baseline Forecast | Commercial | Warehouse (ID) | Existing | Food Preparation | Natural Gas | Food Prep Other | E3 |  | Baseline Forecast | 0 | 0 | 0 | 0 | 0 | 0 | 0 | 0 | 0 | 0 | 0 | 0 | 0 | 0 | 0 | 0 | 0 | 0 | 0 | 0 | 0 | 0 | 0 | 0 | 0 | 0 | 0
Commercial_Warehouse (ID)_Existing_Food Preparation_Natural Gas_Food Prep Other_E4_Baseline Forecast | Commercial | Warehouse (ID) | Existing | Food Preparation | Natural Gas | Food Prep Other | E4 |  | Baseline Forecast | 0 | 0 | 0 | 0 | 0 | 0 | 0 | 0 | 0 | 0 | 0 | 0 | 0 | 0 | 0 | 0 | 0 | 0 | 0 | 0 | 0 | 0 | 0 | 0 | 0 | 0 | 0
Commercial_Warehouse (ID)_Existing_Food Preparation_Natural Gas_Food Prep Other_E5_Baseline Forecast | Commercial | Warehouse (ID) | Existing | Food Preparation | Natural Gas | Food Prep Other | E5 |  | Baseline Forecast | 0 | 0 | 0 | 0 | 0 | 0 | 0 | 0 | 0 | 0 | 0 | 0 | 0 | 0 | 0 | 0 | 0 | 0 | 0 | 0 | 0 | 0 | 0 | 0 | 0 | 0 | 0
Commercial_Warehouse (ID)_Existing_Food Preparation_Natural Gas_Food Prep Other_E6_Baseline Forecast | Commercial | Warehouse (ID) | Existing | Food Preparation | Natural Gas | Food Prep Other | E6 |  | Baseline Forecast | 0 | 0 | 0 | 0 | 0 | 0 | 0 | 0 | 0 | 0 | 0 | 0 | 0 | 0 | 0 | 0 | 0 | 0 | 0 | 0 | 0 | 0 | 0 | 0 | 0 | 0 | 0
Commercial_Warehouse (ID)_Existing_Food Preparation_Natural Gas_Food Prep Other_E7_Baseline Forecast | Commercial | Warehouse (ID) | Existing | Food Preparation | Natural Gas | Food Prep Other | E7 |  | Baseline Forecast | 0 | 0 | 0 | 0 | 0 | 0 | 0 | 0 | 0 | 0 | 0 | 0 | 0 | 0 | 0 | 0 | 0 | 0 | 0 | 0 | 0 | 0 | 0 | 0 | 0 | 0 | 0
Commercial_Warehouse (ID)_Existing_Food Preparation_Natural Gas_Food Prep Other_E8_Baseline Forecast | Commercial | Warehouse (ID) | Existing | Food Preparation | Natural Gas | Food Prep Other | E8 |  | Baseline Forecast | 0 | 0 | 0 | 0 | 0 | 0 | 0 | 0 | 0 | 0 | 0 | 0 | 0 | 0 | 0 | 0 | 0 | 0 | 0 | 0 | 0 | 0 | 0 | 0 | 0 | 0 | 0
Commercial_Warehouse (ID)_Existing_Food Preparation_Natural Gas_Food Prep Other_E9_Baseline Forecast | Commercial | Warehouse (ID) | Existing | Food Preparation | Natural Gas | Food Prep Other | E9 |  | Baseline Forecast | 0 | 0 | 0 | 0 | 0 | 0 | 0 | 0 | 0 | 0 | 0 | 0 | 0 | 0 | 0 | 0 | 0 | 0 | 0 | 0 | 0 | 0 | 0 | 0 | 0 | 0 | 0
Commercial_Warehouse (ID)_Existing_Food Preparation_Natural Gas_Food Prep Other_E10_Baseline Forecast | Commercial | Warehouse (ID) | Existing | Food Preparation | Natural Gas | Food Prep Other | E10 |  | Baseline Forecast | 0 | 0 | 0 | 0 | 0 | 0 | 0 | 0 | 0 | 0 | 0 | 0 | 0 | 0 | 0 | 0 | 0 | 0 | 0 | 0 | 0 | 0 | 0 | 0 | 0 | 0 | 0
Commercial_Warehouse (ID)_Existing_Miscellaneous_Natural Gas_Pool Heater_E1_Baseline Forecast | Commercial | Warehouse (ID) | Existing | Miscellaneous | Natural Gas | Pool Heater | E1 | Standard (EF .82) | Baseline Forecast | 0.9 | 0.9 | 0.9 | 0.9 | 0.9 | 0.9 | 0.9 | 0.9 | 0.9 | 0.9 | 0.9 | 0.9 | 0.9 | 0.9 | 0.9 | 0.9 | 0.9 | 0.9 | 0.9 | 0.9 | 0.9 | 0.9 | 0.9 | 0.9 | 0.9 | 0.9 | 0.9
Commercial_Warehouse (ID)_Existing_Miscellaneous_Natural Gas_Pool Heater_E2_Baseline Forecast | Commercial | Warehouse (ID) | Existing | Miscellaneous | Natural Gas | Pool Heater | E2 | Condensing (EF .90) | Baseline Forecast | 0.1 | 0.1 | 0.1 | 0.1 | 0.1 | 0.1 | 0.1 | 0.1 | 0.1 | 0.1 | 0.1 | 0.1 | 0.1 | 0.1 | 0.1 | 0.1 | 0.1 | 0.1 | 0.1 | 0.1 | 0.1 | 0.1 | 0.1 | 0.1 | 0.1 | 0.1 | 0.1
Commercial_Warehouse (ID)_Existing_Miscellaneous_Natural Gas_Pool Heater_E3_Baseline Forecast | Commercial | Warehouse (ID) | Existing | Miscellaneous | Natural Gas | Pool Heater | E3 |  | Baseline Forecast | 0 | 0 | 0 | 0 | 0 | 0 | 0 | 0 | 0 | 0 | 0 | 0 | 0 | 0 | 0 | 0 | 0 | 0 | 0 | 0 | 0 | 0 | 0 | 0 | 0 | 0 | 0
Commercial_Warehouse (ID)_Existing_Miscellaneous_Natural Gas_Pool Heater_E4_Baseline Forecast | Commercial | Warehouse (ID) | Existing | Miscellaneous | Natural Gas | Pool Heater | E4 |  | Baseline Forecast | 0 | 0 | 0 | 0 | 0 | 0 | 0 | 0 | 0 | 0 | 0 | 0 | 0 | 0 | 0 | 0 | 0 | 0 | 0 | 0 | 0 | 0 | 0 | 0 | 0 | 0 | 0
Commercial_Warehouse (ID)_Existing_Miscellaneous_Natural Gas_Pool Heater_E5_Baseline Forecast | Commercial | Warehouse (ID) | Existing | Miscellaneous | Natural Gas | Pool Heater | E5 |  | Baseline Forecast | 0 | 0 | 0 | 0 | 0 | 0 | 0 | 0 | 0 | 0 | 0 | 0 | 0 | 0 | 0 | 0 | 0 | 0 | 0 | 0 | 0 | 0 | 0 | 0 | 0 | 0 | 0
Commercial_Warehouse (ID)_Existing_Miscellaneous_Natural Gas_Pool Heater_E6_Baseline Forecast | Commercial | Warehouse (ID) | Existing | Miscellaneous | Natural Gas | Pool Heater | E6 |  | Baseline Forecast | 0 | 0 | 0 | 0 | 0 | 0 | 0 | 0 | 0 | 0 | 0 | 0 | 0 | 0 | 0 | 0 | 0 | 0 | 0 | 0 | 0 | 0 | 0 | 0 | 0 | 0 | 0
Commercial_Warehouse (ID)_Existing_Miscellaneous_Natural Gas_Pool Heater_E7_Baseline Forecast | Commercial | Warehouse (ID) | Existing | Miscellaneous | Natural Gas | Pool Heater | E7 |  | Baseline Forecast | 0 | 0 | 0 | 0 | 0 | 0 | 0 | 0 | 0 | 0 | 0 | 0 | 0 | 0 | 0 | 0 | 0 | 0 | 0 | 0 | 0 | 0 | 0 | 0 | 0 | 0 | 0
Commercial_Warehouse (ID)_Existing_Miscellaneous_Natural Gas_Pool Heater_E8_Baseline Forecast | Commercial | Warehouse (ID) | Existing | Miscellaneous | Natural Gas | Pool Heater | E8 |  | Baseline Forecast | 0 | 0 | 0 | 0 | 0 | 0 | 0 | 0 | 0 | 0 | 0 | 0 | 0 | 0 | 0 | 0 | 0 | 0 | 0 | 0 | 0 | 0 | 0 | 0 | 0 | 0 | 0
Commercial_Warehouse (ID)_Existing_Miscellaneous_Natural Gas_Pool Heater_E9_Baseline Forecast | Commercial | Warehouse (ID) | Existing | Miscellaneous | Natural Gas | Pool Heater | E9 |  | Baseline Forecast | 0 | 0 | 0 | 0 | 0 | 0 | 0 | 0 | 0 | 0 | 0 | 0 | 0 | 0 | 0 | 0 | 0 | 0 | 0 | 0 | 0 | 0 | 0 | 0 | 0 | 0 | 0
Commercial_Warehouse (ID)_Existing_Miscellaneous_Natural Gas_Pool Heater_E10_Baseline Forecast | Commercial | Warehouse (ID) | Existing | Miscellaneous | Natural Gas | Pool Heater | E10 |  | Baseline Forecast | 0 | 0 | 0 | 0 | 0 | 0 | 0 | 0 | 0 | 0 | 0 | 0 | 0 | 0 | 0 | 0 | 0 | 0 | 0 | 0 | 0 | 0 | 0 | 0 | 0 | 0 | 0
Commercial_Warehouse (ID)_Existing_Miscellaneous_Natural Gas_Miscellaneous_E1_Baseline Forecast | Commercial | Warehouse (ID) | Existing | Miscellaneous | Natural Gas | Miscellaneous | E1 | Standard | Baseline Forecast | bar: 2019 to 2045
Commercial_Warehouse (ID)_Existing_Miscellaneous_Natural Gas_Miscellaneous_E2_Baseline Forecast | Commercial | Warehouse (ID) | Existing | Miscellaneous | Natural Gas | Miscellaneous | E2 |  | Baseline Forecast | 0 | 0 | 0 | 0 | 0 | 0 | 0 | 0 | 0 | 0 | 0 | 0 | 0 | 0 | 0 | 0 | 0 | 0 | 0 | 0 | 0 | 0 | 0 | 0 | 0 | 0 | 0
Commercial_Warehouse (ID)_Existing_Miscellaneous_Natural Gas_Miscellaneous_E3_Baseline Forecast | Commercial | Warehouse (ID) | Existing | Miscellaneous | Natural Gas | Miscellaneous | E3 |  | Baseline Forecast | 0 | 0 | 0 | 0 | 0 | 0 | 0 | 0 | 0 | 0 | 0 | 0 | 0 | 0 | 0 | 0 | 0 | 0 | 0 | 0 | 0 | 0 | 0 | 0 | 0 | 0 | 0
Commercial_Warehouse (ID)_Existing_Miscellaneous_Natural Gas_Miscellaneous_E4_Baseline Forecast | Commercial | Warehouse (ID) | Existing | Miscellaneous | Natural Gas | Miscellaneous | E4 |  | Baseline Forecast | 0 | 0 | 0 | 0 | 0 | 0 | 0 | 0 | 0 | 0 | 0 | 0 | 0 | 0 | 0 | 0 | 0 | 0 | 0 | 0 | 0 | 0 | 0 | 0 | 0 | 0 | 0
Commercial_Warehouse (ID)_Existing_Miscellaneous_Natural Gas_Miscellaneous_E5_Baseline Forecast | Commercial | Warehouse (ID) | Existing | Miscellaneous | Natural Gas | Miscellaneous | E5 |  | Baseline Forecast | 0 | 0 | 0 | 0 | 0 | 0 | 0 | 0 | 0 | 0 | 0 | 0 | 0 | 0 | 0 | 0 | 0 | 0 | 0 | 0 | 0 | 0 | 0 | 0 | 0 | 0 | 0
Commercial_Warehouse (ID)_Existing_Miscellaneous_Natural Gas_Miscellaneous_E6_Baseline Forecast | Commercial | Warehouse (ID) | Existing | Miscellaneous | Natural Gas | Miscellaneous | E6 |  | Baseline Forecast | 0 | 0 | 0 | 0 | 0 | 0 | 0 | 0 | 0 | 0 | 0 | 0 | 0 | 0 | 0 | 0 | 0 | 0 | 0 | 0 | 0 | 0 | 0 | 0 | 0 | 0 | 0
Commercial_Warehouse (ID)_Existing_Miscellaneous_Natural Gas_Miscellaneous_E7_Baseline Forecast | Commercial | Warehouse (ID) | Existing | Miscellaneous | Natural Gas | Miscellaneous | E7 |  | Baseline Forecast | 0 | 0 | 0 | 0 | 0 | 0 | 0 | 0 | 0 | 0 | 0 | 0 | 0 | 0 | 0 | 0 | 0 | 0 | 0 | 0 | 0 | 0 | 0 | 0 | 0 | 0 | 0
Commercial_Warehouse (ID)_Existing_Miscellaneous_Natural Gas_Miscellaneous_E8_Baseline Forecast | Commercial | Warehouse (ID) | Existing | Miscellaneous | Natural Gas | Miscellaneous | E8 |  | Baseline Forecast | 0 | 0 | 0 | 0 | 0 | 0 | 0 | 0 | 0 | 0 | 0 | 0 | 0 | 0 | 0 | 0 | 0 | 0 | 0 | 0 | 0 | 0 | 0 | 0 | 0 | 0 | 0
Commercial_Warehouse (ID)_Existing_Miscellaneous_Natural Gas_Miscellaneous_E9_Baseline Forecast | Commercial | Warehouse (ID) | Existing | Miscellaneous | Natural Gas | Miscellaneous | E9 |  | Baseline Forecast | 0 | 0 | 0 | 0 | 0 | 0 | 0 | 0 | 0 | 0 | 0 | 0 | 0 | 0 | 0 | 0 | 0 | 0 | 0 | 0 | 0 | 0 | 0 | 0 | 0 | 0 | 0
Commercial_Warehouse (ID)_Existing_Miscellaneous_Natural Gas_Miscellaneous_E10_Baseline Forecast | Commercial | Warehouse (ID) | Existing | Miscellaneous | Natural Gas | Miscellaneous | E10 |  | Baseline Forecast | 0 | 0 | 0 | 0 | 0 | 0 | 0 | 0 | 0 | 0 | 0 | 0 | 0 | 0 | 0 | 0 | 0 | 0 | 0 | 0 | 0 | 0 | 0 | 0 | 0 | 0 | 0
Commercial_Warehouse (ID)_New_Space Heating_Natural Gas_Furnace_E1_Baseline Forecast | Commercial | Warehouse (ID) | New | Space Heating | Natural Gas | Furnace | E1 | AFUE 80% (Standard) | Baseline Forecast | bar: 2019 to 2045
Commercial_Warehouse (ID)_New_Space Heating_Natural Gas_Furnace_E2_Baseline Forecast | Commercial | Warehouse (ID) | New | Space Heating | Natural Gas | Furnace | E2 | AFUE 90% | Baseline Forecast | 0 | 0 | 0 | 0 | 0 | 0 | 0 | 0 | 0 | 0 | 0 | 0 | 0 | 0 | 0 | 0 | 0 | 0 | 0 | 0 | 0 | 0 | 0 | 0 | 0 | 0 | 0
Commercial_Warehouse (ID)_New_Space Heating_Natural Gas_Furnace_E3_Baseline Forecast | Commercial | Warehouse (ID) | New | Space Heating | Natural Gas | Furnace | E3 | AFUE 96% | Baseline Forecast | 0 | 0 | 0 | 0 | 0 | 0 | 0 | 0 | 0 | 0 | 0 | 0 | 0 | 0 | 0 | 0 | 0 | 0 | 0 | 0 | 0 | 0 | 0 | 0 | 0 | 0 | 0
Commercial_Warehouse (ID)_New_Space Heating_Natural Gas_Furnace_E4_Baseline Forecast | Commercial | Warehouse (ID) | New | Space Heating | Natural Gas | Furnace | E4 |  | Baseline Forecast | 0 | 0 | 0 | 0 | 0 | 0 | 0 | 0 | 0 | 0 | 0 | 0 | 0 | 0 | 0 | 0 | 0 | 0 | 0 | 0 | 0 | 0 | 0 | 0 | 0 | 0 | 0
Commercial_Warehouse (ID)_New_Space Heating_Natural Gas_Furnace_E5_Baseline Forecast | Commercial | Warehouse (ID) | New | Space Heating | Natural Gas | Furnace | E5 |  | Baseline Forecast | 0 | 0 | 0 | 0 | 0 | 0 | 0 | 0 | 0 | 0 | 0 | 0 | 0 | 0 | 0 | 0 | 0 | 0 | 0 | 0 | 0 | 0 | 0 | 0 | 0 | 0 | 0
Commercial_Warehouse (ID)_New_Space Heating_Natural Gas_Furnace_E6_Baseline Forecast | Commercial | Warehouse (ID) | New | Space Heating | Natural Gas | Furnace | E6 |  | Baseline Forecast | 0 | 0 | 0 | 0 | 0 | 0 | 0 | 0 | 0 | 0 | 0 | 0 | 0 | 0 | 0 | 0 | 0 | 0 | 0 | 0 | 0 | 0 | 0 | 0 | 0 | 0 | 0
Commercial_Warehouse (ID)_New_Space Heating_Natural Gas_Furnace_E7_Baseline Forecast | Commercial | Warehouse (ID) | New | Space Heating | Natural Gas | Furnace | E7 |  | Baseline Forecast | 0 | 0 | 0 | 0 | 0 | 0 | 0 | 0 | 0 | 0 | 0 | 0 | 0 | 0 | 0 | 0 | 0 | 0 | 0 | 0 | 0 | 0 | 0 | 0 | 0 | 0 | 0
Commercial_Warehouse (ID)_New_Space Heating_Natural Gas_Furnace_E8_Baseline Forecast | Commercial | Warehouse (ID) | New | Space Heating | Natural Gas | Furnace | E8 |  | Baseline Forecast | 0 | 0 | 0 | 0 | 0 | 0 | 0 | 0 | 0 | 0 | 0 | 0 | 0 | 0 | 0 | 0 | 0 | 0 | 0 | 0 | 0 | 0 | 0 | 0 | 0 | 0 | 0
Commercial_Warehouse (ID)_New_Space Heating_Natural Gas_Furnace_E9_Baseline Forecast | Commercial | Warehouse (ID) | New | Space Heating | Natural Gas | Furnace | E9 |  | Baseline Forecast | 0 | 0 | 0 | 0 | 0 | 0 | 0 | 0 | 0 | 0 | 0 | 0 | 0 | 0 | 0 | 0 | 0 | 0 | 0 | 0 | 0 | 0 | 0 | 0 | 0 | 0 | 0
Commercial_Warehouse (ID)_New_Space Heating_Natural Gas_Furnace_E10_Baseline Forecast | Commercial | Warehouse (ID) | New | Space Heating | Natural Gas | Furnace | E10 |  | Baseline Forecast | 0 | 0 | 0 | 0 | 0 | 0 | 0 | 0 | 0 | 0 | 0 | 0 | 0 | 0 | 0 | 0 | 0 | 0 | 0 | 0 | 0 | 0 | 0 | 0 | 0 | 0 | 0
Commercial_Warehouse (ID)_New_Space Heating_Natural Gas_Boiler_E1_Baseline Forecast | Commercial | Warehouse (ID) | New | Space Heating | Natural Gas | Boiler | E1 | AFUE 80% (Standard) | Baseline Forecast | bar: 2019 to 2045
Commercial_Warehouse (ID)_New_Space Heating_Natural Gas_Boiler_E2_Baseline Forecast | Commercial | Warehouse (ID) | New | Space Heating | Natural Gas | Boiler | E2 | AFUE 85% | Baseline Forecast | 0 | 0 | 0 | 0 | 0 | 0 | 0 | 0 | 0 | 0 | 0 | 0 | 0 | 0 | 0 | 0 | 0 | 0 | 0 | 0 | 0 | 0 | 0 | 0 | 0 | 0 | 0
Commercial_Warehouse (ID)_New_Space Heating_Natural Gas_Boiler_E3_Baseline Forecast | Commercial | Warehouse (ID) | New | Space Heating | Natural Gas | Boiler | E3 | AFUE 97% | Baseline Forecast | 0 | 0 | 0 | 0 | 0 | 0 | 0 | 0 | 0 | 0 | 0 | 0 | 0 | 0 | 0 | 0 | 0 | 0 | 0 | 0 | 0 | 0 | 0 | 0 | 0 | 0 | 0
Commercial_Warehouse (ID)_New_Space Heating_Natural Gas_Boiler_E4_Baseline Forecast | Commercial | Warehouse (ID) | New | Space Heating | Natural Gas | Boiler | E4 | Convert to NG Air Source Heat Pump | Baseline Forecast | 0 | 0 | 0 | 0 | 0 | 0 | 0 | 0 | 0 | 0 | 0 | 0 | 0 | 0 | 0 | 0 | 0 | 0 | 0 | 0 | 0 | 0 | 0 | 0 | 0 | 0 | 0
Commercial_Warehouse (ID)_New_Space Heating_Natural Gas_Boiler_E5_Baseline Forecast | Commercial | Warehouse (ID) | New | Space Heating | Natural Gas | Boiler | E5 |  | Baseline Forecast | 0 | 0 | 0 | 0 | 0 | 0 | 0 | 0 | 0 | 0 | 0 | 0 | 0 | 0 | 0 | 0 | 0 | 0 | 0 | 0 | 0 | 0 | 0 | 0 | 0 | 0 | 0
Commercial_Warehouse (ID)_New_Space Heating_Natural Gas_Boiler_E6_Baseline Forecast | Commercial | Warehouse (ID) | New | Space Heating | Natural Gas | Boiler | E6 |  | Baseline Forecast | 0 | 0 | 0 | 0 | 0 | 0 | 0 | 0 | 0 | 0 | 0 | 0 | 0 | 0 | 0 | 0 | 0 | 0 | 0 | 0 | 0 | 0 | 0 | 0 | 0 | 0 | 0
Commercial_Warehouse (ID)_New_Space Heating_Natural Gas_Boiler_E7_Baseline Forecast | Commercial | Warehouse (ID) | New | Space Heating | Natural Gas | Boiler | E7 |  | Baseline Forecast | 0 | 0 | 0 | 0 | 0 | 0 | 0 | 0 | 0 | 0 | 0 | 0 | 0 | 0 | 0 | 0 | 0 | 0 | 0 | 0 | 0 | 0 | 0 | 0 | 0 | 0 | 0
Commercial_Warehouse (ID)_New_Space Heating_Natural Gas_Boiler_E8_Baseline Forecast | Commercial | Warehouse (ID) | New | Space Heating | Natural Gas | Boiler | E8 |  | Baseline Forecast | 0 | 0 | 0 | 0 | 0 | 0 | 0 | 0 | 0 | 0 | 0 | 0 | 0 | 0 | 0 | 0 | 0 | 0 | 0 | 0 | 0 | 0 | 0 | 0 | 0 | 0 | 0
Commercial_Warehouse (ID)_New_Space Heating_Natural Gas_Boiler_E9_Baseline Forecast | Commercial | Warehouse (ID) | New | Space Heating | Natural Gas | Boiler | E9 |  | Baseline Forecast | 0 | 0 | 0 | 0 | 0 | 0 | 0 | 0 | 0 | 0 | 0 | 0 | 0 | 0 | 0 | 0 | 0 | 0 | 0 | 0 | 0 | 0 | 0 | 0 | 0 | 0 | 0
Commercial_Warehouse (ID)_New_Space Heating_Natural Gas_Boiler_E10_Baseline Forecast | Commercial | Warehouse (ID) | New | Space Heating | Natural Gas | Boiler | E10 |  | Baseline Forecast | 0 | 0 | 0 | 0 | 0 | 0 | 0 | 0 | 0 | 0 | 0 | 0 | 0 | 0 | 0 | 0 | 0 | 0 | 0 | 0 | 0 | 0 | 0 | 0 | 0 | 0 | 0
Commercial_Warehouse (ID)_New_Space Heating_Natural Gas_Unit Heater_E1_Baseline Forecast | Commercial | Warehouse (ID) | New | Space Heating | Natural Gas | Unit Heater | E1 | Standard | Baseline Forecast | bar: 2019 to 2045
Commercial_Warehouse (ID)_New_Space Heating_Natural Gas_Unit Heater_E2_Baseline Forecast | Commercial | Warehouse (ID) | New | Space Heating | Natural Gas | Unit Heater | E2 | Condensing | Baseline Forecast | 0 | 0 | 0 | 0 | 0 | 0 | 0 | 0 | 0 | 0 | 0 | 0 | 0 | 0 | 0 | 0 | 0 | 0 | 0 | 0 | 0 | 0 | 0 | 0 | 0 | 0 | 0
Commercial_Warehouse (ID)_New_Space Heating_Natural Gas_Unit Heater_E3_Baseline Forecast | Commercial | Warehouse (ID) | New | Space Heating | Natural Gas | Unit Heater | E3 | Infrared Radiant | Baseline Forecast | 0 | 0 | 0 | 0 | 0 | 0 | 0 | 0 | 0 | 0 | 0 | 0 | 0 | 0 | 0 | 0 | 0 | 0 | 0 | 0 | 0 | 0 | 0 | 0 | 0 | 0 | 0
Commercial_Warehouse (ID)_New_Space Heating_Natural Gas_Unit Heater_E4_Baseline Forecast | Commercial | Warehouse (ID) | New | Space Heating | Natural Gas | Unit Heater | E4 |  | Baseline Forecast | 0 | 0 | 0 | 0 | 0 | 0 | 0 | 0 | 0 | 0 | 0 | 0 | 0 | 0 | 0 | 0 | 0 | 0 | 0 | 0 | 0 | 0 | 0 | 0 | 0 | 0 | 0
Commercial_Warehouse (ID)_New_Space Heating_Natural Gas_Unit Heater_E5_Baseline Forecast | Commercial | Warehouse (ID) | New | Space Heating | Natural Gas | Unit Heater | E5 |  | Baseline Forecast | 0 | 0 | 0 | 0 | 0 | 0 | 0 | 0 | 0 | 0 | 0 | 0 | 0 | 0 | 0 | 0 | 0 | 0 | 0 | 0 | 0 | 0 | 0 | 0 | 0 | 0 | 0
Commercial_Warehouse (ID)_New_Space Heating_Natural Gas_Unit Heater_E6_Baseline Forecast | Commercial | Warehouse (ID) | New | Space Heating | Natural Gas | Unit Heater | E6 |  | Baseline Forecast | 0 | 0 | 0 | 0 | 0 | 0 | 0 | 0 | 0 | 0 | 0 | 0 | 0 | 0 | 0 | 0 | 0 | 0 | 0 | 0 | 0 | 0 | 0 | 0 | 0 | 0 | 0
Commercial_Warehouse (ID)_New_Space Heating_Natural Gas_Unit Heater_E7_Baseline Forecast | Commercial | Warehouse (ID) | New | Space Heating | Natural Gas | Unit Heater | E7 |  | Baseline Forecast | 0 | 0 | 0 | 0 | 0 | 0 | 0 | 0 | 0 | 0 | 0 | 0 | 0 | 0 | 0 | 0 | 0 | 0 | 0 | 0 | 0 | 0 | 0 | 0 | 0 | 0 | 0
Commercial_Warehouse (ID)_New_Space Heating_Natural Gas_Unit Heater_E8_Baseline Forecast | Commercial | Warehouse (ID) | New | Space Heating | Natural Gas | Unit Heater | E8 |  | Baseline Forecast | 0 | 0 | 0 | 0 | 0 | 0 | 0 | 0 | 0 | 0 | 0 | 0 | 0 | 0 | 0 | 0 | 0 | 0 | 0 | 0 | 0 | 0 | 0 | 0 | 0 | 0 | 0
Commercial_Warehouse (ID)_New_Space Heating_Natural Gas_Unit Heater_E9_Baseline Forecast | Commercial | Warehouse (ID) | New | Space Heating | Natural Gas | Unit Heater | E9 |  | Baseline Forecast | 0 | 0 | 0 | 0 | 0 | 0 | 0 | 0 | 0 | 0 | 0 | 0 | 0 | 0 | 0 | 0 | 0 | 0 | 0 | 0 | 0 | 0 | 0 | 0 | 0 | 0 | 0
Commercial_Warehouse (ID)_New_Space Heating_Natural Gas_Unit Heater_E10_Baseline Forecast | Commercial | Warehouse (ID) | New | Space Heating | Natural Gas | Unit Heater | E10 |  | Baseline Forecast | 0 | 0 | 0 | 0 | 0 | 0 | 0 | 0 | 0 | 0 | 0 | 0 | 0 | 0 | 0 | 0 | 0 | 0 | 0 | 0 | 0 | 0 | 0 | 0 | 0 | 0 | 0
Commercial_Warehouse (ID)_New_Water Heating_Natural Gas_Water Heater_E1_Baseline Forecast | Commercial | Warehouse (ID) | New | Water Heating | Natural Gas | Water Heater | E1 | TE 0.80 | Baseline Forecast | 0.47 | 0.47 | 0.47 | 0.47 | 0.47 | 0.47 | 0.47 | 0.47 | 0.47 | 0.47 | 0.47 | 0.47 | 0.47 | 0.47 | 0.47 | 0.47 | 0.47 | 0.47 | 0.47 | 0.47 | 0.47 | 0.47 | 0.47 | 0.47 | 0.47 | 0.47 | 0.47
Commercial_Warehouse (ID)_New_Water Heating_Natural Gas_Water Heater_E2_Baseline Forecast | Commercial | Warehouse (ID) | New | Water Heating | Natural Gas | Water Heater | E2 | TE 0.90 | Baseline Forecast | 0 | 0 | 0 | 0 | 0 | 0 | 0 | 0 | 0 | 0 | 0 | 0 | 0 | 0 | 0 | 0 | 0 | 0 | 0 | 0 | 0 | 0 | 0 | 0 | 0 | 0 | 0
Commercial_Warehouse (ID)_New_Water Heating_Natural Gas_Water Heater_E3_Baseline Forecast | Commercial | Warehouse (ID) | New | Water Heating | Natural Gas | Water Heater | E3 | TE 0.94 | Baseline Forecast | 0.53 | 0.53 | 0.53 | 0.53 | 0.53 | 0.53 | 0.53 | 0.53 | 0.53 | 0.53 | 0.53 | 0.53 | 0.53 | 0.53 | 0.53 | 0.53 | 0.53 | 0.53 | 0.53 | 0.53 | 0.53 | 0.53 | 0.53 | 0.53 | 0.53 | 0.53 | 0.53
Commercial_Warehouse (ID)_New_Water Heating_Natural Gas_Water Heater_E4_Baseline Forecast | Commercial | Warehouse (ID) | New | Water Heating | Natural Gas | Water Heater | E4 | Instantaneous TE 0.94 | Baseline Forecast | 0 | 0 | 0 | 0 | 0 | 0 | 0 | 0 | 0 | 0 | 0 | 0 | 0 | 0 | 0 | 0 | 0 | 0 | 0 | 0 | 0 | 0 | 0 | 0 | 0 | 0 | 0
Commercial_Warehouse (ID)_New_Water Heating_Natural Gas_Water Heater_E5_Baseline Forecast | Commercial | Warehouse (ID) | New | Water Heating | Natural Gas | Water Heater | E5 | Gas-Fired Absorption HPWH | Baseline Forecast | 0 | 0 | 0 | 0 | 0 | 0 | 0 | 0 | 0 | 0 | 0 | 0 | 0 | 0 | 0 | 0 | 0 | 0 | 0 | 0 | 0 | 0 | 0 | 0 | 0 | 0 | 0
Commercial_Warehouse (ID)_New_Water Heating_Natural Gas_Water Heater_E6_Baseline Forecast | Commercial | Warehouse (ID) | New | Water Heating | Natural Gas | Water Heater | E6 |  | Baseline Forecast | 0 | 0 | 0 | 0 | 0 | 0 | 0 | 0 | 0 | 0 | 0 | 0 | 0 | 0 | 0 | 0 | 0 | 0 | 0 | 0 | 0 | 0 | 0 | 0 | 0 | 0 | 0
Commercial_Warehouse (ID)_New_Water Heating_Natural Gas_Water Heater_E7_Baseline Forecast | Commercial | Warehouse (ID) | New | Water Heating | Natural Gas | Water Heater | E7 |  | Baseline Forecast | 0 | 0 | 0 | 0 | 0 | 0 | 0 | 0 | 0 | 0 | 0 | 0 | 0 | 0 | 0 | 0 | 0 | 0 | 0 | 0 | 0 | 0 | 0 | 0 | 0 | 0 | 0
Commercial_Warehouse (ID)_New_Water Heating_Natural Gas_Water Heater_E8_Baseline Forecast | Commercial | Warehouse (ID) | New | Water Heating | Natural Gas | Water Heater | E8 |  | Baseline Forecast | 0 | 0 | 0 | 0 | 0 | 0 | 0 | 0 | 0 | 0 | 0 | 0 | 0 | 0 | 0 | 0 | 0 | 0 | 0 | 0 | 0 | 0 | 0 | 0 | 0 | 0 | 0
Commercial_Warehouse (ID)_New_Water Heating_Natural Gas_Water Heater_E9_Baseline Forecast | Commercial | Warehouse (ID) | New | Water Heating | Natural Gas | Water Heater | E9 |  | Baseline Forecast | 0 | 0 | 0 | 0 | 0 | 0 | 0 | 0 | 0 | 0 | 0 | 0 | 0 | 0 | 0 | 0 | 0 | 0 | 0 | 0 | 0 | 0 | 0 | 0 | 0 | 0 | 0
Commercial_Warehouse (ID)_New_Water Heating_Natural Gas_Water Heater_E10_Baseline Forecast | Commercial | Warehouse (ID) | New | Water Heating | Natural Gas | Water Heater | E10 |  | Baseline Forecast | 0 | 0 | 0 | 0 | 0 | 0 | 0 | 0 | 0 | 0 | 0 | 0 | 0 | 0 | 0 | 0 | 0 | 0 | 0 | 0 | 0 | 0 | 0 | 0 | 0 | 0 | 0
Commercial_Warehouse (ID)_New_Food Preparation_Natural Gas_Oven_E1_Baseline Forecast | Commercial | Warehouse (ID) | New | Food Preparation | Natural Gas | Oven | E1 | Standard | Baseline Forecast | 0.41 | 0.41 | 0.41 | 0.41 | 0.41 | 0.41 | 0.41 | 0.41 | 0.41 | 0.41 | 0.41 | 0.41 | 0.41 | 0.41 | 0.41 | 0.41 | 0.41 | 0.41 | 0.41 | 0.41 | 0.41 | 0.41 | 0.41 | 0.41 | 0.41 | 0.41 | 0.41
Commercial_Warehouse (ID)_New_Food Preparation_Natural Gas_Oven_E2_Baseline Forecast | Commercial | Warehouse (ID) | New | Food Preparation | Natural Gas | Oven | E2 | ENERGY STAR (>42% Baking Efficiency) | Baseline Forecast | 0.59 | 0.59 | 0.59 | 0.59 | 0.59 | 0.59 | 0.59 | 0.59 | 0.59 | 0.59 | 0.59 | 0.59 | 0.59 | 0.59 | 0.59 | 0.59 | 0.59 | 0.59 | 0.59 | 0.59 | 0.59 | 0.59 | 0.59 | 0.59 | 0.59 | 0.59 | 0.59
Commercial_Warehouse (ID)_New_Food Preparation_Natural Gas_Oven_E3_Baseline Forecast | Commercial | Warehouse (ID) | New | Food Preparation | Natural Gas | Oven | E3 |  | Baseline Forecast | 0 | 0 | 0 | 0 | 0 | 0 | 0 | 0 | 0 | 0 | 0 | 0 | 0 | 0 | 0 | 0 | 0 | 0 | 0 | 0 | 0 | 0 | 0 | 0 | 0 | 0 | 0
Commercial_Warehouse (ID)_New_Food Preparation_Natural Gas_Oven_E4_Baseline Forecast | Commercial | Warehouse (ID) | New | Food Preparation | Natural Gas | Oven | E4 |  | Baseline Forecast | 0 | 0 | 0 | 0 | 0 | 0 | 0 | 0 | 0 | 0 | 0 | 0 | 0 | 0 | 0 | 0 | 0 | 0 | 0 | 0 | 0 | 0 | 0 | 0 | 0 | 0 | 0
Commercial_Warehouse (ID)_New_Food Preparation_Natural Gas_Oven_E5_Baseline Forecast | Commercial | Warehouse (ID) | New | Food Preparation | Natural Gas | Oven | E5 |  | Baseline Forecast | 0 | 0 | 0 | 0 | 0 | 0 | 0 | 0 | 0 | 0 | 0 | 0 | 0 | 0 | 0 | 0 | 0 | 0 | 0 | 0 | 0 | 0 | 0 | 0 | 0 | 0 | 0
Commercial_Warehouse (ID)_New_Food Preparation_Natural Gas_Oven_E6_Baseline Forecast | Commercial | Warehouse (ID) | New | Food Preparation | Natural Gas | Oven | E6 |  | Baseline Forecast | 0 | 0 | 0 | 0 | 0 | 0 | 0 | 0 | 0 | 0 | 0 | 0 | 0 | 0 | 0 | 0 | 0 | 0 | 0 | 0 | 0 | 0 | 0 | 0 | 0 | 0 | 0
Commercial_Warehouse (ID)_New_Food Preparation_Natural Gas_Oven_E7_Baseline Forecast | Commercial | Warehouse (ID) | New | Food Preparation | Natural Gas | Oven | E7 |  | Baseline Forecast | 0 | 0 | 0 | 0 | 0 | 0 | 0 | 0 | 0 | 0 | 0 | 0 | 0 | 0 | 0 | 0 | 0 | 0 | 0 | 0 | 0 | 0 | 0 | 0 | 0 | 0 | 0
Commercial_Warehouse (ID)_New_Food Preparation_Natural Gas_Oven_E8_Baseline Forecast | Commercial | Warehouse (ID) | New | Food Preparation | Natural Gas | Oven | E8 |  | Baseline Forecast | 0 | 0 | 0 | 0 | 0 | 0 | 0 | 0 | 0 | 0 | 0 | 0 | 0 | 0 | 0 | 0 | 0 | 0 | 0 | 0 | 0 | 0 | 0 | 0 | 0 | 0 | 0
Commercial_Warehouse (ID)_New_Food Preparation_Natural Gas_Oven_E9_Baseline Forecast | Commercial | Warehouse (ID) | New | Food Preparation | Natural Gas | Oven | E9 |  | Baseline Forecast | 0 | 0 | 0 | 0 | 0 | 0 | 0 | 0 | 0 | 0 | 0 | 0 | 0 | 0 | 0 | 0 | 0 | 0 | 0 | 0 | 0 | 0 | 0 | 0 | 0 | 0 | 0
Commercial_Warehouse (ID)_New_Food Preparation_Natural Gas_Oven_E10_Baseline Forecast | Commercial | Warehouse (ID) | New | Food Preparation | Natural Gas | Oven | E10 |  | Baseline Forecast | 0 | 0 | 0 | 0 | 0 | 0 | 0 | 0 | 0 | 0 | 0 | 0 | 0 | 0 | 0 | 0 | 0 | 0 | 0 | 0 | 0 | 0 | 0 | 0 | 0 | 0 | 0
Commercial_Warehouse (ID)_New_Food Preparation_Natural Gas_Conveyor Oven_E1_Baseline Forecast | Commercial | Warehouse (ID) | New | Food Preparation | Natural Gas | Conveyor Oven | E1 | Standard | Baseline Forecast | 0.41 | 0.41 | 0.41 | 0.41 | 0.41 | 0.41 | 0.41 | 0.41 | 0.41 | 0.41 | 0.41 | 0.41 | 0.41 | 0.41 | 0.41 | 0.41 | 0.41 | 0.41 | 0.41 | 0.41 | 0.41 | 0.41 | 0.41 | 0.41 | 0.41 | 0.41 | 0.41
Commercial_Warehouse (ID)_New_Food Preparation_Natural Gas_Conveyor Oven_E2_Baseline Forecast | Commercial | Warehouse (ID) | New | Food Preparation | Natural Gas | Conveyor Oven | E2 | ENERGY STAR (>42% Baking Efficiency) | Baseline Forecast | 0.59 | 0.59 | 0.59 | 0.59 | 0.59 | 0.59 | 0.59 | 0.59 | 0.59 | 0.59 | 0.59 | 0.59 | 0.59 | 0.59 | 0.59 | 0.59 | 0.59 | 0.59 | 0.59 | 0.59 | 0.59 | 0.59 | 0.59 | 0.59 | 0.59 | 0.59 | 0.59
Commercial_Warehouse (ID)_New_Food Preparation_Natural Gas_Conveyor Oven_E3_Baseline Forecast | Commercial | Warehouse (ID) | New | Food Preparation | Natural Gas | Conveyor Oven | E3 |  | Baseline Forecast | 0 | 0 | 0 | 0 | 0 | 0 | 0 | 0 | 0 | 0 | 0 | 0 | 0 | 0 | 0 | 0 | 0 | 0 | 0 | 0 | 0 | 0 | 0 | 0 | 0 | 0 | 0
Commercial_Warehouse (ID)_New_Food Preparation_Natural Gas_Conveyor Oven_E4_Baseline Forecast | Commercial | Warehouse (ID) | New | Food Preparation | Natural Gas | Conveyor Oven | E4 |  | Baseline Forecast | 0 | 0 | 0 | 0 | 0 | 0 | 0 | 0 | 0 | 0 | 0 | 0 | 0 | 0 | 0 | 0 | 0 | 0 | 0 | 0 | 0 | 0 | 0 | 0 | 0 | 0 | 0
Commercial_Warehouse (ID)_New_Food Preparation_Natural Gas_Conveyor Oven_E5_Baseline Forecast | Commercial | Warehouse (ID) | New | Food Preparation | Natural Gas | Conveyor Oven | E5 |  | Baseline Forecast | 0 | 0 | 0 | 0 | 0 | 0 | 0 | 0 | 0 | 0 | 0 | 0 | 0 | 0 | 0 | 0 | 0 | 0 | 0 | 0 | 0 | 0 | 0 | 0 | 0 | 0 | 0
Commercial_Warehouse (ID)_New_Food Preparation_Natural Gas_Conveyor Oven_E6_Baseline Forecast | Commercial | Warehouse (ID) | New | Food Preparation | Natural Gas | Conveyor Oven | E6 |  | Baseline Forecast | 0 | 0 | 0 | 0 | 0 | 0 | 0 | 0 | 0 | 0 | 0 | 0 | 0 | 0 | 0 | 0 | 0 | 0 | 0 | 0 | 0 | 0 | 0 | 0 | 0 | 0 | 0
Commercial_Warehouse (ID)_New_Food Preparation_Natural Gas_Conveyor Oven_E7_Baseline Forecast | Commercial | Warehouse (ID) | New | Food Preparation | Natural Gas | Conveyor Oven | E7 |  | Baseline Forecast | 0 | 0 | 0 | 0 | 0 | 0 | 0 | 0 | 0 | 0 | 0 | 0 | 0 | 0 | 0 | 0 | 0 | 0 | 0 | 0 | 0 | 0 | 0 | 0 | 0 | 0 | 0
Commercial_Warehouse (ID)_New_Food Preparation_Natural Gas_Conveyor Oven_E8_Baseline Forecast | Commercial | Warehouse (ID) | New | Food Preparation | Natural Gas | Conveyor Oven | E8 |  | Baseline Forecast | 0 | 0 | 0 | 0 | 0 | 0 | 0 | 0 | 0 | 0 | 0 | 0 | 0 | 0 | 0 | 0 | 0 | 0 | 0 | 0 | 0 | 0 | 0 | 0 | 0 | 0 | 0
Commercial_Warehouse (ID)_New_Food Preparation_Natural Gas_Conveyor Oven_E9_Baseline Forecast | Commercial | Warehouse (ID) | New | Food Preparation | Natural Gas | Conveyor Oven | E9 |  | Baseline Forecast | 0 | 0 | 0 | 0 | 0 | 0 | 0 | 0 | 0 | 0 | 0 | 0 | 0 | 0 | 0 | 0 | 0 | 0 | 0 | 0 | 0 | 0 | 0 | 0 | 0 | 0 | 0
Commercial_Warehouse (ID)_New_Food Preparation_Natural Gas_Conveyor Oven_E10_Baseline Forecast | Commercial | Warehouse (ID) | New | Food Preparation | Natural Gas | Conveyor Oven | E10 |  | Baseline Forecast | 0 | 0 | 0 | 0 | 0 | 0 | 0 | 0 | 0 | 0 | 0 | 0 | 0 | 0 | 0 | 0 | 0 | 0 | 0 | 0 | 0 | 0 | 0 | 0 | 0 | 0 | 0
Commercial_Warehouse (ID)_New_Food Preparation_Natural Gas_Double Rack Oven_E1_Baseline Forecast | Commercial | Warehouse (ID) | New | Food Preparation | Natural Gas | Double Rack Oven | E1 | Standard | Baseline Forecast | 0.41 | 0.41 | 0.41 | 0.41 | 0.41 | 0.41 | 0.41 | 0.41 | 0.41 | 0.41 | 0.41 | 0.41 | 0.41 | 0.41 | 0.41 | 0.41 | 0.41 | 0.41 | 0.41 | 0.41 | 0.41 | 0.41 | 0.41 | 0.41 | 0.41 | 0.41 | 0.41
Commercial_Warehouse (ID)_New_Food Preparation_Natural Gas_Double Rack Oven_E2_Baseline Forecast | Commercial | Warehouse (ID) | New | Food Preparation | Natural Gas | Double Rack Oven | E2 | FTSC Qualified (>50% Cooking Efficiency) | Baseline Forecast | 0.59 | 0.59 | 0.59 | 0.59 | 0.59 | 0.59 | 0.59 | 0.59 | 0.59 | 0.59 | 0.59 | 0.59 | 0.59 | 0.59 | 0.59 | 0.59 | 0.59 | 0.59 | 0.59 | 0.59 | 0.59 | 0.59 | 0.59 | 0.59 | 0.59 | 0.59 | 0.59
Commercial_Warehouse (ID)_New_Food Preparation_Natural Gas_Double Rack Oven_E3_Baseline Forecast | Commercial | Warehouse (ID) | New | Food Preparation | Natural Gas | Double Rack Oven | E3 |  | Baseline Forecast | 0 | 0 | 0 | 0 | 0 | 0 | 0 | 0 | 0 | 0 | 0 | 0 | 0 | 0 | 0 | 0 | 0 | 0 | 0 | 0 | 0 | 0 | 0 | 0 | 0 | 0 | 0
Commercial_Warehouse (ID)_New_Food Preparation_Natural Gas_Double Rack Oven_E4_Baseline Forecast | Commercial | Warehouse (ID) | New | Food Preparation | Natural Gas | Double Rack Oven | E4 |  | Baseline Forecast | 0 | 0 | 0 | 0 | 0 | 0 | 0 | 0 | 0 | 0 | 0 | 0 | 0 | 0 | 0 | 0 | 0 | 0 | 0 | 0 | 0 | 0 | 0 | 0 | 0 | 0 | 0
Commercial_Warehouse (ID)_New_Food Preparation_Natural Gas_Double Rack Oven_E5_Baseline Forecast | Commercial | Warehouse (ID) | New | Food Preparation | Natural Gas | Double Rack Oven | E5 |  | Baseline Forecast | 0 | 0 | 0 | 0 | 0 | 0 | 0 | 0 | 0 | 0 | 0 | 0 | 0 | 0 | 0 | 0 | 0 | 0 | 0 | 0 | 0 | 0 | 0 | 0 | 0 | 0 | 0
Commercial_Warehouse (ID)_New_Food Preparation_Natural Gas_Double Rack Oven_E6_Baseline Forecast | Commercial | Warehouse (ID) | New | Food Preparation | Natural Gas | Double Rack Oven | E6 |  | Baseline Forecast | 0 | 0 | 0 | 0 | 0 | 0 | 0 | 0 | 0 | 0 | 0 | 0 | 0 | 0 | 0 | 0 | 0 | 0 | 0 | 0 | 0 | 0 | 0 | 0 | 0 | 0 | 0
Commercial_Warehouse (ID)_New_Food Preparation_Natural Gas_Double Rack Oven_E7_Baseline Forecast | Commercial | Warehouse (ID) | New | Food Preparation | Natural Gas | Double Rack Oven | E7 |  | Baseline Forecast | 0 | 0 | 0 | 0 | 0 | 0 | 0 | 0 | 0 | 0 | 0 | 0 | 0 | 0 | 0 | 0 | 0 | 0 | 0 | 0 | 0 | 0 | 0 | 0 | 0 | 0 | 0
Commercial_Warehouse (ID)_New_Food Preparation_Natural Gas_Double Rack Oven_E8_Baseline Forecast | Commercial | Warehouse (ID) | New | Food Preparation | Natural Gas | Double Rack Oven | E8 |  | Baseline Forecast | 0 | 0 | 0 | 0 | 0 | 0 | 0 | 0 | 0 | 0 | 0 | 0 | 0 | 0 | 0 | 0 | 0 | 0 | 0 | 0 | 0 | 0 | 0 | 0 | 0 | 0 | 0
Commercial_Warehouse (ID)_New_Food Preparation_Natural Gas_Double Rack Oven_E9_Baseline Forecast | Commercial | Warehouse (ID) | New | Food Preparation | Natural Gas | Double Rack Oven | E9 |  | Baseline Forecast | 0 | 0 | 0 | 0 | 0 | 0 | 0 | 0 | 0 | 0 | 0 | 0 | 0 | 0 | 0 | 0 | 0 | 0 | 0 | 0 | 0 | 0 | 0 | 0 | 0 | 0 | 0
Commercial_Warehouse (ID)_New_Food Preparation_Natural Gas_Double Rack Oven_E10_Baseline Forecast | Commercial | Warehouse (ID) | New | Food Preparation | Natural Gas | Double Rack Oven | E10 |  | Baseline Forecast | 0 | 0 | 0 | 0 | 0 | 0 | 0 | 0 | 0 | 0 | 0 | 0 | 0 | 0 | 0 | 0 | 0 | 0 | 0 | 0 | 0 | 0 | 0 | 0 | 0 | 0 | 0
Commercial_Warehouse (ID)_New_Food Preparation_Natural Gas_Fryer_E1_Baseline Forecast | Commercial | Warehouse (ID) | New | Food Preparation | Natural Gas | Fryer | E1 | Standard | Baseline Forecast | 0.74 | 0.74 | 0.74 | 0.74 | 0.74 | 0.74 | 0.74 | 0.74 | 0.74 | 0.74 | 0.74 | 0.74 | 0.74 | 0.74 | 0.74 | 0.74 | 0.74 | 0.74 | 0.74 | 0.74 | 0.74 | 0.74 | 0.74 | 0.74 | 0.74 | 0.74 | 0.74
Commercial_Warehouse (ID)_New_Food Preparation_Natural Gas_Fryer_E2_Baseline Forecast | Commercial | Warehouse (ID) | New | Food Preparation | Natural Gas | Fryer | E2 | ENERGY STAR | Baseline Forecast | 0.26 | 0.26 | 0.26 | 0.26 | 0.26 | 0.26 | 0.26 | 0.26 | 0.26 | 0.26 | 0.26 | 0.26 | 0.26 | 0.26 | 0.26 | 0.26 | 0.26 | 0.26 | 0.26 | 0.26 | 0.26 | 0.26 | 0.26 | 0.26 | 0.26 | 0.26 | 0.26
Commercial_Warehouse (ID)_New_Food Preparation_Natural Gas_Fryer_E3_Baseline Forecast | Commercial | Warehouse (ID) | New | Food Preparation | Natural Gas | Fryer | E3 |  | Baseline Forecast | 0 | 0 | 0 | 0 | 0 | 0 | 0 | 0 | 0 | 0 | 0 | 0 | 0 | 0 | 0 | 0 | 0 | 0 | 0 | 0 | 0 | 0 | 0 | 0 | 0 | 0 | 0
Commercial_Warehouse (ID)_New_Food Preparation_Natural Gas_Fryer_E4_Baseline Forecast | Commercial | Warehouse (ID) | New | Food Preparation | Natural Gas | Fryer | E4 |  | Baseline Forecast | 0 | 0 | 0 | 0 | 0 | 0 | 0 | 0 | 0 | 0 | 0 | 0 | 0 | 0 | 0 | 0 | 0 | 0 | 0 | 0 | 0 | 0 | 0 | 0 | 0 | 0 | 0
Commercial_Warehouse (ID)_New_Food Preparation_Natural Gas_Fryer_E5_Baseline Forecast | Commercial | Warehouse (ID) | New | Food Preparation | Natural Gas | Fryer | E5 |  | Baseline Forecast | 0 | 0 | 0 | 0 | 0 | 0 | 0 | 0 | 0 | 0 | 0 | 0 | 0 | 0 | 0 | 0 | 0 | 0 | 0 | 0 | 0 | 0 | 0 | 0 | 0 | 0 | 0
Commercial_Warehouse (ID)_New_Food Preparation_Natural Gas_Fryer_E6_Baseline Forecast | Commercial | Warehouse (ID) | New | Food Preparation | Natural Gas | Fryer | E6 |  | Baseline Forecast | 0 | 0 | 0 | 0 | 0 | 0 | 0 | 0 | 0 | 0 | 0 | 0 | 0 | 0 | 0 | 0 | 0 | 0 | 0 | 0 | 0 | 0 | 0 | 0 | 0 | 0 | 0
Commercial_Warehouse (ID)_New_Food Preparation_Natural Gas_Fryer_E7_Baseline Forecast | Commercial | Warehouse (ID) | New | Food Preparation | Natural Gas | Fryer | E7 |  | Baseline Forecast | 0 | 0 | 0 | 0 | 0 | 0 | 0 | 0 | 0 | 0 | 0 | 0 | 0 | 0 | 0 | 0 | 0 | 0 | 0 | 0 | 0 | 0 | 0 | 0 | 0 | 0 | 0
Commercial_Warehouse (ID)_New_Food Preparation_Natural Gas_Fryer_E8_Baseline Forecast | Commercial | Warehouse (ID) | New | Food Preparation | Natural Gas | Fryer | E8 |  | Baseline Forecast | 0 | 0 | 0 | 0 | 0 | 0 | 0 | 0 | 0 | 0 | 0 | 0 | 0 | 0 | 0 | 0 | 0 | 0 | 0 | 0 | 0 | 0 | 0 | 0 | 0 | 0 | 0
Commercial_Warehouse (ID)_New_Food Preparation_Natural Gas_Fryer_E9_Baseline Forecast | Commercial | Warehouse (ID) | New | Food Preparation | Natural Gas | Fryer | E9 |  | Baseline Forecast | 0 | 0 | 0 | 0 | 0 | 0 | 0 | 0 | 0 | 0 | 0 | 0 | 0 | 0 | 0 | 0 | 0 | 0 | 0 | 0 | 0 | 0 | 0 | 0 | 0 | 0 | 0
Commercial_Warehouse (ID)_New_Food Preparation_Natural Gas_Fryer_E10_Baseline Forecast | Commercial | Warehouse (ID) | New | Food Preparation | Natural Gas | Fryer | E10 |  | Baseline Forecast | 0 | 0 | 0 | 0 | 0 | 0 | 0 | 0 | 0 | 0 | 0 | 0 | 0 | 0 | 0 | 0 | 0 | 0 | 0 | 0 | 0 | 0 | 0 | 0 | 0 | 0 | 0
Commercial_Warehouse (ID)_New_Food Preparation_Natural Gas_Broiler_E1_Baseline Forecast | Commercial | Warehouse (ID) | New | Food Preparation | Natural Gas | Broiler | E1 | Standard | Baseline Forecast | 0.74 | 0.74 | 0.74 | 0.74 | 0.74 | 0.74 | 0.74 | 0.74 | 0.74 | 0.74 | 0.74 | 0.74 | 0.74 | 0.74 | 0.74 | 0.74 | 0.74 | 0.74 | 0.74 | 0.74 | 0.74 | 0.74 | 0.74 | 0.74 | 0.74 | 0.74 | 0.74
Commercial_Warehouse (ID)_New_Food Preparation_Natural Gas_Broiler_E2_Baseline Forecast | Commercial | Warehouse (ID) | New | Food Preparation | Natural Gas | Broiler | E2 | Infrared Burners | Baseline Forecast | 0.26 | 0.26 | 0.26 | 0.26 | 0.26 | 0.26 | 0.26 | 0.26 | 0.26 | 0.26 | 0.26 | 0.26 | 0.26 | 0.26 | 0.26 | 0.26 | 0.26 | 0.26 | 0.26 | 0.26 | 0.26 | 0.26 | 0.26 | 0.26 | 0.26 | 0.26 | 0.26
Commercial_Warehouse (ID)_New_Food Preparation_Natural Gas_Broiler_E3_Baseline Forecast | Commercial | Warehouse (ID) | New | Food Preparation | Natural Gas | Broiler | E3 |  | Baseline Forecast | 0 | 0 | 0 | 0 | 0 | 0 | 0 | 0 | 0 | 0 | 0 | 0 | 0 | 0 | 0 | 0 | 0 | 0 | 0 | 0 | 0 | 0 | 0 | 0 | 0 | 0 | 0
Commercial_Warehouse (ID)_New_Food Preparation_Natural Gas_Broiler_E4_Baseline Forecast | Commercial | Warehouse (ID) | New | Food Preparation | Natural Gas | Broiler | E4 |  | Baseline Forecast | 0 | 0 | 0 | 0 | 0 | 0 | 0 | 0 | 0 | 0 | 0 | 0 | 0 | 0 | 0 | 0 | 0 | 0 | 0 | 0 | 0 | 0 | 0 | 0 | 0 | 0 | 0
Commercial_Warehouse (ID)_New_Food Preparation_Natural Gas_Broiler_E5_Baseline Forecast | Commercial | Warehouse (ID) | New | Food Preparation | Natural Gas | Broiler | E5 |  | Baseline Forecast | 0 | 0 | 0 | 0 | 0 | 0 | 0 | 0 | 0 | 0 | 0 | 0 | 0 | 0 | 0 | 0 | 0 | 0 | 0 | 0 | 0 | 0 | 0 | 0 | 0 | 0 | 0
Commercial_Warehouse (ID)_New_Food Preparation_Natural Gas_Broiler_E6_Baseline Forecast | Commercial | Warehouse (ID) | New | Food Preparation | Natural Gas | Broiler | E6 |  | Baseline Forecast | 0 | 0 | 0 | 0 | 0 | 0 | 0 | 0 | 0 | 0 | 0 | 0 | 0 | 0 | 0 | 0 | 0 | 0 | 0 | 0 | 0 | 0 | 0 | 0 | 0 | 0 | 0
Commercial_Warehouse (ID)_New_Food Preparation_Natural Gas_Broiler_E7_Baseline Forecast | Commercial | Warehouse (ID) | New | Food Preparation | Natural Gas | Broiler | E7 |  | Baseline Forecast | 0 | 0 | 0 | 0 | 0 | 0 | 0 | 0 | 0 | 0 | 0 | 0 | 0 | 0 | 0 | 0 | 0 | 0 | 0 | 0 | 0 | 0 | 0 | 0 | 0 | 0 | 0
Commercial_Warehouse (ID)_New_Food Preparation_Natural Gas_Broiler_E8_Baseline Forecast | Commercial | Warehouse (ID) | New | Food Preparation | Natural Gas | Broiler | E8 |  | Baseline Forecast | 0 | 0 | 0 | 0 | 0 | 0 | 0 | 0 | 0 | 0 | 0 | 0 | 0 | 0 | 0 | 0 | 0 | 0 | 0 | 0 | 0 | 0 | 0 | 0 | 0 | 0 | 0
Commercial_Warehouse (ID)_New_Food Preparation_Natural Gas_Broiler_E9_Baseline Forecast | Commercial | Warehouse (ID) | New | Food Preparation | Natural Gas | Broiler | E9 |  | Baseline Forecast | 0 | 0 | 0 | 0 | 0 | 0 | 0 | 0 | 0 | 0 | 0 | 0 | 0 | 0 | 0 | 0 | 0 | 0 | 0 | 0 | 0 | 0 | 0 | 0 | 0 | 0 | 0
Commercial_Warehouse (ID)_New_Food Preparation_Natural Gas_Broiler_E10_Baseline Forecast | Commercial | Warehouse (ID) | New | Food Preparation | Natural Gas | Broiler | E10 |  | Baseline Forecast | 0 | 0 | 0 | 0 | 0 | 0 | 0 | 0 | 0 | 0 | 0 | 0 | 0 | 0 | 0 | 0 | 0 | 0 | 0 | 0 | 0 | 0 | 0 | 0 | 0 | 0 | 0
Commercial_Warehouse (ID)_New_Food Preparation_Natural Gas_Griddle_E1_Baseline Forecast | Commercial | Warehouse (ID) | New | Food Preparation | Natural Gas | Griddle | E1 | Standard | Baseline Forecast | 0.71 | 0.71 | 0.71 | 0.71 | 0.71 | 0.71 | 0.71 | 0.71 | 0.71 | 0.71 | 0.71 | 0.71 | 0.71 | 0.71 | 0.71 | 0.71 | 0.71 | 0.71 | 0.71 | 0.71 | 0.71 | 0.71 | 0.71 | 0.71 | 0.71 | 0.71 | 0.71
Commercial_Warehouse (ID)_New_Food Preparation_Natural Gas_Griddle_E2_Baseline Forecast | Commercial | Warehouse (ID) | New | Food Preparation | Natural Gas | Griddle | E2 | ENERGY STAR | Baseline Forecast | 0.29 | 0.29 | 0.29 | 0.29 | 0.29 | 0.29 | 0.29 | 0.29 | 0.29 | 0.29 | 0.29 | 0.29 | 0.29 | 0.29 | 0.29 | 0.29 | 0.29 | 0.29 | 0.29 | 0.29 | 0.29 | 0.29 | 0.29 | 0.29 | 0.29 | 0.29 | 0.29
Commercial_Warehouse (ID)_New_Food Preparation_Natural Gas_Griddle_E3_Baseline Forecast | Commercial | Warehouse (ID) | New | Food Preparation | Natural Gas | Griddle | E3 |  | Baseline Forecast | 0 | 0 | 0 | 0 | 0 | 0 | 0 | 0 | 0 | 0 | 0 | 0 | 0 | 0 | 0 | 0 | 0 | 0 | 0 | 0 | 0 | 0 | 0 | 0 | 0 | 0 | 0
Commercial_Warehouse (ID)_New_Food Preparation_Natural Gas_Griddle_E4_Baseline Forecast | Commercial | Warehouse (ID) | New | Food Preparation | Natural Gas | Griddle | E4 |  | Baseline Forecast | 0 | 0 | 0 | 0 | 0 | 0 | 0 | 0 | 0 | 0 | 0 | 0 | 0 | 0 | 0 | 0 | 0 | 0 | 0 | 0 | 0 | 0 | 0 | 0 | 0 | 0 | 0
Commercial_Warehouse (ID)_New_Food Preparation_Natural Gas_Griddle_E5_Baseline Forecast | Commercial | Warehouse (ID) | New | Food Preparation | Natural Gas | Griddle | E5 |  | Baseline Forecast | 0 | 0 | 0 | 0 | 0 | 0 | 0 | 0 | 0 | 0 | 0 | 0 | 0 | 0 | 0 | 0 | 0 | 0 | 0 | 0 | 0 | 0 | 0 | 0 | 0 | 0 | 0
Commercial_Warehouse (ID)_New_Food Preparation_Natural Gas_Griddle_E6_Baseline Forecast | Commercial | Warehouse (ID) | New | Food Preparation | Natural Gas | Griddle | E6 |  | Baseline Forecast | 0 | 0 | 0 | 0 | 0 | 0 | 0 | 0 | 0 | 0 | 0 | 0 | 0 | 0 | 0 | 0 | 0 | 0 | 0 | 0 | 0 | 0 | 0 | 0 | 0 | 0 | 0
Commercial_Warehouse (ID)_New_Food Preparation_Natural Gas_Griddle_E7_Baseline Forecast | Commercial | Warehouse (ID) | New | Food Preparation | Natural Gas | Griddle | E7 |  | Baseline Forecast | 0 | 0 | 0 | 0 | 0 | 0 | 0 | 0 | 0 | 0 | 0 | 0 | 0 | 0 | 0 | 0 | 0 | 0 | 0 | 0 | 0 | 0 | 0 | 0 | 0 | 0 | 0
Commercial_Warehouse (ID)_New_Food Preparation_Natural Gas_Griddle_E8_Baseline Forecast | Commercial | Warehouse (ID) | New | Food Preparation | Natural Gas | Griddle | E8 |  | Baseline Forecast | 0 | 0 | 0 | 0 | 0 | 0 | 0 | 0 | 0 | 0 | 0 | 0 | 0 | 0 | 0 | 0 | 0 | 0 | 0 | 0 | 0 | 0 | 0 | 0 | 0 | 0 | 0
Commercial_Warehouse (ID)_New_Food Preparation_Natural Gas_Griddle_E9_Baseline Forecast | Commercial | Warehouse (ID) | New | Food Preparation | Natural Gas | Griddle | E9 |  | Baseline Forecast | 0 | 0 | 0 | 0 | 0 | 0 | 0 | 0 | 0 | 0 | 0 | 0 | 0 | 0 | 0 | 0 | 0 | 0 | 0 | 0 | 0 | 0 | 0 | 0 | 0 | 0 | 0
Commercial_Warehouse (ID)_New_Food Preparation_Natural Gas_Griddle_E10_Baseline Forecast | Commercial | Warehouse (ID) | New | Food Preparation | Natural Gas | Griddle | E10 |  | Baseline Forecast | 0 | 0 | 0 | 0 | 0 | 0 | 0 | 0 | 0 | 0 | 0 | 0 | 0 | 0 | 0 | 0 | 0 | 0 | 0 | 0 | 0 | 0 | 0 | 0 | 0 | 0 | 0
Commercial_Warehouse (ID)_New_Food Preparation_Natural Gas_Range_E1_Baseline Forecast | Commercial | Warehouse (ID) | New | Food Preparation | Natural Gas | Range | E1 | Standard | Baseline Forecast | 0.41 | 0.41 | 0.41 | 0.41 | 0.41 | 0.41 | 0.41 | 0.41 | 0.41 | 0.41 | 0.41 | 0.41 | 0.41 | 0.41 | 0.41 | 0.41 | 0.41 | 0.41 | 0.41 | 0.41 | 0.41 | 0.41 | 0.41 | 0.41 | 0.41 | 0.41 | 0.41
Commercial_Warehouse (ID)_New_Food Preparation_Natural Gas_Range_E2_Baseline Forecast | Commercial | Warehouse (ID) | New | Food Preparation | Natural Gas | Range | E2 | High Efficiency | Baseline Forecast | 0.59 | 0.59 | 0.59 | 0.59 | 0.59 | 0.59 | 0.59 | 0.59 | 0.59 | 0.59 | 0.59 | 0.59 | 0.59 | 0.59 | 0.59 | 0.59 | 0.59 | 0.59 | 0.59 | 0.59 | 0.59 | 0.59 | 0.59 | 0.59 | 0.59 | 0.59 | 0.59
Commercial_Warehouse (ID)_New_Food Preparation_Natural Gas_Range_E3_Baseline Forecast | Commercial | Warehouse (ID) | New | Food Preparation | Natural Gas | Range | E3 |  | Baseline Forecast | 0 | 0 | 0 | 0 | 0 | 0 | 0 | 0 | 0 | 0 | 0 | 0 | 0 | 0 | 0 | 0 | 0 | 0 | 0 | 0 | 0 | 0 | 0 | 0 | 0 | 0 | 0
Commercial_Warehouse (ID)_New_Food Preparation_Natural Gas_Range_E4_Baseline Forecast | Commercial | Warehouse (ID) | New | Food Preparation | Natural Gas | Range | E4 |  | Baseline Forecast | 0 | 0 | 0 | 0 | 0 | 0 | 0 | 0 | 0 | 0 | 0 | 0 | 0 | 0 | 0 | 0 | 0 | 0 | 0 | 0 | 0 | 0 | 0 | 0 | 0 | 0 | 0
Commercial_Warehouse (ID)_New_Food Preparation_Natural Gas_Range_E5_Baseline Forecast | Commercial | Warehouse (ID) | New | Food Preparation | Natural Gas | Range | E5 |  | Baseline Forecast | 0 | 0 | 0 | 0 | 0 | 0 | 0 | 0 | 0 | 0 | 0 | 0 | 0 | 0 | 0 | 0 | 0 | 0 | 0 | 0 | 0 | 0 | 0 | 0 | 0 | 0 | 0
Commercial_Warehouse (ID)_New_Food Preparation_Natural Gas_Range_E6_Baseline Forecast | Commercial | Warehouse (ID) | New | Food Preparation | Natural Gas | Range | E6 |  | Baseline Forecast | 0 | 0 | 0 | 0 | 0 | 0 | 0 | 0 | 0 | 0 | 0 | 0 | 0 | 0 | 0 | 0 | 0 | 0 | 0 | 0 | 0 | 0 | 0 | 0 | 0 | 0 | 0
Commercial_Warehouse (ID)_New_Food Preparation_Natural Gas_Range_E7_Baseline Forecast | Commercial | Warehouse (ID) | New | Food Preparation | Natural Gas | Range | E7 |  | Baseline Forecast | 0 | 0 | 0 | 0 | 0 | 0 | 0 | 0 | 0 | 0 | 0 | 0 | 0 | 0 | 0 | 0 | 0 | 0 | 0 | 0 | 0 | 0 | 0 | 0 | 0 | 0 | 0
Commercial_Warehouse (ID)_New_Food Preparation_Natural Gas_Range_E8_Baseline Forecast | Commercial | Warehouse (ID) | New | Food Preparation | Natural Gas | Range | E8 |  | Baseline Forecast | 0 | 0 | 0 | 0 | 0 | 0 | 0 | 0 | 0 | 0 | 0 | 0 | 0 | 0 | 0 | 0 | 0 | 0 | 0 | 0 | 0 | 0 | 0 | 0 | 0 | 0 | 0
Commercial_Warehouse (ID)_New_Food Preparation_Natural Gas_Range_E9_Baseline Forecast | Commercial | Warehouse (ID) | New | Food Preparation | Natural Gas | Range | E9 |  | Baseline Forecast | 0 | 0 | 0 | 0 | 0 | 0 | 0 | 0 | 0 | 0 | 0 | 0 | 0 | 0 | 0 | 0 | 0 | 0 | 0 | 0 | 0 | 0 | 0 | 0 | 0 | 0 | 0
Commercial_Warehouse (ID)_New_Food Preparation_Natural Gas_Range_E10_Baseline Forecast | Commercial | Warehouse (ID) | New | Food Preparation | Natural Gas | Range | E10 |  | Baseline Forecast | 0 | 0 | 0 | 0 | 0 | 0 | 0 | 0 | 0 | 0 | 0 | 0 | 0 | 0 | 0 | 0 | 0 | 0 | 0 | 0 | 0 | 0 | 0 | 0 | 0 | 0 | 0
Commercial_Warehouse (ID)_New_Food Preparation_Natural Gas_Steamer_E1_Baseline Forecast | Commercial | Warehouse (ID) | New | Food Preparation | Natural Gas | Steamer | E1 | Standard | Baseline Forecast | 0.5 | 0.5 | 0.5 | 0.5 | 0.5 | 0.5 | 0.5 | 0.5 | 0.5 | 0.5 | 0.5 | 0.5 | 0.5 | 0.5 | 0.5 | 0.5 | 0.5 | 0.5 | 0.5 | 0.5 | 0.5 | 0.5 | 0.5 | 0.5 | 0.5 | 0.5 | 0.5
Commercial_Warehouse (ID)_New_Food Preparation_Natural Gas_Steamer_E2_Baseline Forecast | Commercial | Warehouse (ID) | New | Food Preparation | Natural Gas | Steamer | E2 | ENERGY STAR | Baseline Forecast | 0.5 | 0.5 | 0.5 | 0.5 | 0.5 | 0.5 | 0.5 | 0.5 | 0.5 | 0.5 | 0.5 | 0.5 | 0.5 | 0.5 | 0.5 | 0.5 | 0.5 | 0.5 | 0.5 | 0.5 | 0.5 | 0.5 | 0.5 | 0.5 | 0.5 | 0.5 | 0.5
Commercial_Warehouse (ID)_New_Food Preparation_Natural Gas_Steamer_E3_Baseline Forecast | Commercial | Warehouse (ID) | New | Food Preparation | Natural Gas | Steamer | E3 |  | Baseline Forecast | 0 | 0 | 0 | 0 | 0 | 0 | 0 | 0 | 0 | 0 | 0 | 0 | 0 | 0 | 0 | 0 | 0 | 0 | 0 | 0 | 0 | 0 | 0 | 0 | 0 | 0 | 0
Commercial_Warehouse (ID)_New_Food Preparation_Natural Gas_Steamer_E4_Baseline Forecast | Commercial | Warehouse (ID) | New | Food Preparation | Natural Gas | Steamer | E4 |  | Baseline Forecast | 0 | 0 | 0 | 0 | 0 | 0 | 0 | 0 | 0 | 0 | 0 | 0 | 0 | 0 | 0 | 0 | 0 | 0 | 0 | 0 | 0 | 0 | 0 | 0 | 0 | 0 | 0
Commercial_Warehouse (ID)_New_Food Preparation_Natural Gas_Steamer_E5_Baseline Forecast | Commercial | Warehouse (ID) | New | Food Preparation | Natural Gas | Steamer | E5 |  | Baseline Forecast | 0 | 0 | 0 | 0 | 0 | 0 | 0 | 0 | 0 | 0 | 0 | 0 | 0 | 0 | 0 | 0 | 0 | 0 | 0 | 0 | 0 | 0 | 0 | 0 | 0 | 0 | 0
Commercial_Warehouse (ID)_New_Food Preparation_Natural Gas_Steamer_E6_Baseline Forecast | Commercial | Warehouse (ID) | New | Food Preparation | Natural Gas | Steamer | E6 |  | Baseline Forecast | 0 | 0 | 0 | 0 | 0 | 0 | 0 | 0 | 0 | 0 | 0 | 0 | 0 | 0 | 0 | 0 | 0 | 0 | 0 | 0 | 0 | 0 | 0 | 0 | 0 | 0 | 0
Commercial_Warehouse (ID)_New_Food Preparation_Natural Gas_Steamer_E7_Baseline Forecast | Commercial | Warehouse (ID) | New | Food Preparation | Natural Gas | Steamer | E7 |  | Baseline Forecast | 0 | 0 | 0 | 0 | 0 | 0 | 0 | 0 | 0 | 0 | 0 | 0 | 0 | 0 | 0 | 0 | 0 | 0 | 0 | 0 | 0 | 0 | 0 | 0 | 0 | 0 | 0
Commercial_Warehouse (ID)_New_Food Preparation_Natural Gas_Steamer_E8_Baseline Forecast | Commercial | Warehouse (ID) | New | Food Preparation | Natural Gas | Steamer | E8 |  | Baseline Forecast | 0 | 0 | 0 | 0 | 0 | 0 | 0 | 0 | 0 | 0 | 0 | 0 | 0 | 0 | 0 | 0 | 0 | 0 | 0 | 0 | 0 | 0 | 0 | 0 | 0 | 0 | 0
Commercial_Warehouse (ID)_New_Food Preparation_Natural Gas_Steamer_E9_Baseline Forecast | Commercial | Warehouse (ID) | New | Food Preparation | Natural Gas | Steamer | E9 |  | Baseline Forecast | 0 | 0 | 0 | 0 | 0 | 0 | 0 | 0 | 0 | 0 | 0 | 0 | 0 | 0 | 0 | 0 | 0 | 0 | 0 | 0 | 0 | 0 | 0 | 0 | 0 | 0 | 0
Commercial_Warehouse (ID)_New_Food Preparation_Natural Gas_Steamer_E10_Baseline Forecast | Commercial | Warehouse (ID) | New | Food Preparation | Natural Gas | Steamer | E10 |  | Baseline Forecast | 0 | 0 | 0 | 0 | 0 | 0 | 0 | 0 | 0 | 0 | 0 | 0 | 0 | 0 | 0 | 0 | 0 | 0 | 0 | 0 | 0 | 0 | 0 | 0 | 0 | 0 | 0
Commercial_Warehouse (ID)_New_Food Preparation_Natural Gas_Food Prep Other_E1_Baseline Forecast | Commercial | Warehouse (ID) | New | Food Preparation | Natural Gas | Food Prep Other | E1 | Standard | Baseline Forecast | 0.74 | 0.74 | 0.74 | 0.74 | 0.74 | 0.74 | 0.74 | 0.74 | 0.74 | 0.74 | 0.74 | 0.74 | 0.74 | 0.74 | 0.74 | 0.74 | 0.74 | 0.74 | 0.74 | 0.74 | 0.74 | 0.74 | 0.74 | 0.74 | 0.74 | 0.74 | 0.74
Commercial_Warehouse (ID)_New_Food Preparation_Natural Gas_Food Prep Other_E2_Baseline Forecast | Commercial | Warehouse (ID) | New | Food Preparation | Natural Gas | Food Prep Other | E2 | ENERGY STAR | Baseline Forecast | 0.26 | 0.26 | 0.26 | 0.26 | 0.26 | 0.26 | 0.26 | 0.26 | 0.26 | 0.26 | 0.26 | 0.26 | 0.26 | 0.26 | 0.26 | 0.26 | 0.26 | 0.26 | 0.26 | 0.26 | 0.26 | 0.26 | 0.26 | 0.26 | 0.26 | 0.26 | 0.26
Commercial_Warehouse (ID)_New_Food Preparation_Natural Gas_Food Prep Other_E3_Baseline Forecast | Commercial | Warehouse (ID) | New | Food Preparation | Natural Gas | Food Prep Other | E3 |  | Baseline Forecast | 0 | 0 | 0 | 0 | 0 | 0 | 0 | 0 | 0 | 0 | 0 | 0 | 0 | 0 | 0 | 0 | 0 | 0 | 0 | 0 | 0 | 0 | 0 | 0 | 0 | 0 | 0
Commercial_Warehouse (ID)_New_Food Preparation_Natural Gas_Food Prep Other_E4_Baseline Forecast | Commercial | Warehouse (ID) | New | Food Preparation | Natural Gas | Food Prep Other | E4 |  | Baseline Forecast | 0 | 0 | 0 | 0 | 0 | 0 | 0 | 0 | 0 | 0 | 0 | 0 | 0 | 0 | 0 | 0 | 0 | 0 | 0 | 0 | 0 | 0 | 0 | 0 | 0 | 0 | 0
Commercial_Warehouse (ID)_New_Food Preparation_Natural Gas_Food Prep Other_E5_Baseline Forecast | Commercial | Warehouse (ID) | New | Food Preparation | Natural Gas | Food Prep Other | E5 |  | Baseline Forecast | 0 | 0 | 0 | 0 | 0 | 0 | 0 | 0 | 0 | 0 | 0 | 0 | 0 | 0 | 0 | 0 | 0 | 0 | 0 | 0 | 0 | 0 | 0 | 0 | 0 | 0 | 0
Commercial_Warehouse (ID)_New_Food Preparation_Natural Gas_Food Prep Other_E6_Baseline Forecast | Commercial | Warehouse (ID) | New | Food Preparation | Natural Gas | Food Prep Other | E6 |  | Baseline Forecast | 0 | 0 | 0 | 0 | 0 | 0 | 0 | 0 | 0 | 0 | 0 | 0 | 0 | 0 | 0 | 0 | 0 | 0 | 0 | 0 | 0 | 0 | 0 | 0 | 0 | 0 | 0
Commercial_Warehouse (ID)_New_Food Preparation_Natural Gas_Food Prep Other_E7_Baseline Forecast | Commercial | Warehouse (ID) | New | Food Preparation | Natural Gas | Food Prep Other | E7 |  | Baseline Forecast | 0 | 0 | 0 | 0 | 0 | 0 | 0 | 0 | 0 | 0 | 0 | 0 | 0 | 0 | 0 | 0 | 0 | 0 | 0 | 0 | 0 | 0 | 0 | 0 | 0 | 0 | 0
Commercial_Warehouse (ID)_New_Food Preparation_Natural Gas_Food Prep Other_E8_Baseline Forecast | Commercial | Warehouse (ID) | New | Food Preparation | Natural Gas | Food Prep Other | E8 |  | Baseline Forecast | 0 | 0 | 0 | 0 | 0 | 0 | 0 | 0 | 0 | 0 | 0 | 0 | 0 | 0 | 0 | 0 | 0 | 0 | 0 | 0 | 0 | 0 | 0 | 0 | 0 | 0 | 0
Commercial_Warehouse (ID)_New_Food Preparation_Natural Gas_Food Prep Other_E9_Baseline Forecast | Commercial | Warehouse (ID) | New | Food Preparation | Natural Gas | Food Prep Other | E9 |  | Baseline Forecast | 0 | 0 | 0 | 0 | 0 | 0 | 0 | 0 | 0 | 0 | 0 | 0 | 0 | 0 | 0 | 0 | 0 | 0 | 0 | 0 | 0 | 0 | 0 | 0 | 0 | 0 | 0
Commercial_Warehouse (ID)_New_Food Preparation_Natural Gas_Food Prep Other_E10_Baseline Forecast | Commercial | Warehouse (ID) | New | Food Preparation | Natural Gas | Food Prep Other | E10 |  | Baseline Forecast | 0 | 0 | 0 | 0 | 0 | 0 | 0 | 0 | 0 | 0 | 0 | 0 | 0 | 0 | 0 | 0 | 0 | 0 | 0 | 0 | 0 | 0 | 0 | 0 | 0 | 0 | 0
Commercial_Warehouse (ID)_New_Miscellaneous_Natural Gas_Pool Heater_E1_Baseline Forecast | Commercial | Warehouse (ID) | New | Miscellaneous | Natural Gas | Pool Heater | E1 | Standard (EF .82) | Baseline Forecast | 0.9 | 0.9 | 0.9 | 0.9 | 0.9 | 0.9 | 0.9 | 0.9 | 0.9 | 0.9 | 0.9 | 0.9 | 0.9 | 0.9 | 0.9 | 0.9 | 0.9 | 0.9 | 0.9 | 0.9 | 0.9 | 0.9 | 0.9 | 0.9 | 0.9 | 0.9 | 0.9
Commercial_Warehouse (ID)_New_Miscellaneous_Natural Gas_Pool Heater_E2_Baseline Forecast | Commercial | Warehouse (ID) | New | Miscellaneous | Natural Gas | Pool Heater | E2 | Condensing (EF .90) | Baseline Forecast | 0.1 | 0.1 | 0.1 | 0.1 | 0.1 | 0.1 | 0.1 | 0.1 | 0.1 | 0.1 | 0.1 | 0.1 | 0.1 | 0.1 | 0.1 | 0.1 | 0.1 | 0.1 | 0.1 | 0.1 | 0.1 | 0.1 | 0.1 | 0.1 | 0.1 | 0.1 | 0.1
Commercial_Warehouse (ID)_New_Miscellaneous_Natural Gas_Pool Heater_E3_Baseline Forecast | Commercial | Warehouse (ID) | New | Miscellaneous | Natural Gas | Pool Heater | E3 |  | Baseline Forecast | 0 | 0 | 0 | 0 | 0 | 0 | 0 | 0 | 0 | 0 | 0 | 0 | 0 | 0 | 0 | 0 | 0 | 0 | 0 | 0 | 0 | 0 | 0 | 0 | 0 | 0 | 0
Commercial_Warehouse (ID)_New_Miscellaneous_Natural Gas_Pool Heater_E4_Baseline Forecast | Commercial | Warehouse (ID) | New | Miscellaneous | Natural Gas | Pool Heater | E4 |  | Baseline Forecast | 0 | 0 | 0 | 0 | 0 | 0 | 0 | 0 | 0 | 0 | 0 | 0 | 0 | 0 | 0 | 0 | 0 | 0 | 0 | 0 | 0 | 0 | 0 | 0 | 0 | 0 | 0
Commercial_Warehouse (ID)_New_Miscellaneous_Natural Gas_Pool Heater_E5_Baseline Forecast | Commercial | Warehouse (ID) | New | Miscellaneous | Natural Gas | Pool Heater | E5 |  | Baseline Forecast | 0 | 0 | 0 | 0 | 0 | 0 | 0 | 0 | 0 | 0 | 0 | 0 | 0 | 0 | 0 | 0 | 0 | 0 | 0 | 0 | 0 | 0 | 0 | 0 | 0 | 0 | 0
Commercial_Warehouse (ID)_New_Miscellaneous_Natural Gas_Pool Heater_E6_Baseline Forecast | Commercial | Warehouse (ID) | New | Miscellaneous | Natural Gas | Pool Heater | E6 |  | Baseline Forecast | 0 | 0 | 0 | 0 | 0 | 0 | 0 | 0 | 0 | 0 | 0 | 0 | 0 | 0 | 0 | 0 | 0 | 0 | 0 | 0 | 0 | 0 | 0 | 0 | 0 | 0 | 0
Commercial_Warehouse (ID)_New_Miscellaneous_Natural Gas_Pool Heater_E7_Baseline Forecast | Commercial | Warehouse (ID) | New | Miscellaneous | Natural Gas | Pool Heater | E7 |  | Baseline Forecast | 0 | 0 | 0 | 0 | 0 | 0 | 0 | 0 | 0 | 0 | 0 | 0 | 0 | 0 | 0 | 0 | 0 | 0 | 0 | 0 | 0 | 0 | 0 | 0 | 0 | 0 | 0
Commercial_Warehouse (ID)_New_Miscellaneous_Natural Gas_Pool Heater_E8_Baseline Forecast | Commercial | Warehouse (ID) | New | Miscellaneous | Natural Gas | Pool Heater | E8 |  | Baseline Forecast | 0 | 0 | 0 | 0 | 0 | 0 | 0 | 0 | 0 | 0 | 0 | 0 | 0 | 0 | 0 | 0 | 0 | 0 | 0 | 0 | 0 | 0 | 0 | 0 | 0 | 0 | 0
Commercial_Warehouse (ID)_New_Miscellaneous_Natural Gas_Pool Heater_E9_Baseline Forecast | Commercial | Warehouse (ID) | New | Miscellaneous | Natural Gas | Pool Heater | E9 |  | Baseline Forecast | 0 | 0 | 0 | 0 | 0 | 0 | 0 | 0 | 0 | 0 | 0 | 0 | 0 | 0 | 0 | 0 | 0 | 0 | 0 | 0 | 0 | 0 | 0 | 0 | 0 | 0 | 0
Commercial_Warehouse (ID)_New_Miscellaneous_Natural Gas_Pool Heater_E10_Baseline Forecast | Commercial | Warehouse (ID) | New | Miscellaneous | Natural Gas | Pool Heater | E10 |  | Baseline Forecast | 0 | 0 | 0 | 0 | 0 | 0 | 0 | 0 | 0 | 0 | 0 | 0 | 0 | 0 | 0 | 0 | 0 | 0 | 0 | 0 | 0 | 0 | 0 | 0 | 0 | 0 | 0
Commercial_Warehouse (ID)_New_Miscellaneous_Natural Gas_Miscellaneous_E1_Baseline Forecast | Commercial | Warehouse (ID) | New | Miscellaneous | Natural Gas | Miscellaneous | E1 | Standard | Baseline Forecast | bar: 2019 to 2045
Commercial_Warehouse (ID)_New_Miscellaneous_Natural Gas_Miscellaneous_E2_Baseline Forecast | Commercial | Warehouse (ID) | New | Miscellaneous | Natural Gas | Miscellaneous | E2 |  | Baseline Forecast | 0 | 0 | 0 | 0 | 0 | 0 | 0 | 0 | 0 | 0 | 0 | 0 | 0 | 0 | 0 | 0 | 0 | 0 | 0 | 0 | 0 | 0 | 0 | 0 | 0 | 0 | 0
Commercial_Warehouse (ID)_New_Miscellaneous_Natural Gas_Miscellaneous_E3_Baseline Forecast | Commercial | Warehouse (ID) | New | Miscellaneous | Natural Gas | Miscellaneous | E3 |  | Baseline Forecast | 0 | 0 | 0 | 0 | 0 | 0 | 0 | 0 | 0 | 0 | 0 | 0 | 0 | 0 | 0 | 0 | 0 | 0 | 0 | 0 | 0 | 0 | 0 | 0 | 0 | 0 | 0
Commercial_Warehouse (ID)_New_Miscellaneous_Natural Gas_Miscellaneous_E4_Baseline Forecast | Commercial | Warehouse (ID) | New | Miscellaneous | Natural Gas | Miscellaneous | E4 |  | Baseline Forecast | 0 | 0 | 0 | 0 | 0 | 0 | 0 | 0 | 0 | 0 | 0 | 0 | 0 | 0 | 0 | 0 | 0 | 0 | 0 | 0 | 0 | 0 | 0 | 0 | 0 | 0 | 0
Commercial_Warehouse (ID)_New_Miscellaneous_Natural Gas_Miscellaneous_E5_Baseline Forecast | Commercial | Warehouse (ID) | New | Miscellaneous | Natural Gas | Miscellaneous | E5 |  | Baseline Forecast | 0 | 0 | 0 | 0 | 0 | 0 | 0 | 0 | 0 | 0 | 0 | 0 | 0 | 0 | 0 | 0 | 0 | 0 | 0 | 0 | 0 | 0 | 0 | 0 | 0 | 0 | 0
Commercial_Warehouse (ID)_New_Miscellaneous_Natural Gas_Miscellaneous_E6_Baseline Forecast | Commercial | Warehouse (ID) | New | Miscellaneous | Natural Gas | Miscellaneous | E6 |  | Baseline Forecast | 0 | 0 | 0 | 0 | 0 | 0 | 0 | 0 | 0 | 0 | 0 | 0 | 0 | 0 | 0 | 0 | 0 | 0 | 0 | 0 | 0 | 0 | 0 | 0 | 0 | 0 | 0
Commercial_Warehouse (ID)_New_Miscellaneous_Natural Gas_Miscellaneous_E7_Baseline Forecast | Commercial | Warehouse (ID) | New | Miscellaneous | Natural Gas | Miscellaneous | E7 |  | Baseline Forecast | 0 | 0 | 0 | 0 | 0 | 0 | 0 | 0 | 0 | 0 | 0 | 0 | 0 | 0 | 0 | 0 | 0 | 0 | 0 | 0 | 0 | 0 | 0 | 0 | 0 | 0 | 0
Commercial_Warehouse (ID)_New_Miscellaneous_Natural Gas_Miscellaneous_E8_Baseline Forecast | Commercial | Warehouse (ID) | New | Miscellaneous | Natural Gas | Miscellaneous | E8 |  | Baseline Forecast | 0 | 0 | 0 | 0 | 0 | 0 | 0 | 0 | 0 | 0 | 0 | 0 | 0 | 0 | 0 | 0 | 0 | 0 | 0 | 0 | 0 | 0 | 0 | 0 | 0 | 0 | 0
Commercial_Warehouse (ID)_New_Miscellaneous_Natural Gas_Miscellaneous_E9_Baseline Forecast | Commercial | Warehouse (ID) | New | Miscellaneous | Natural Gas | Miscellaneous | E9 |  | Baseline Forecast | 0 | 0 | 0 | 0 | 0 | 0 | 0 | 0 | 0 | 0 | 0 | 0 | 0 | 0 | 0 | 0 | 0 | 0 | 0 | 0 | 0 | 0 | 0 | 0 | 0 | 0 | 0
Commercial_Warehouse (ID)_New_Miscellaneous_Natural Gas_Miscellaneous_E10_Baseline Forecast | Commercial | Warehouse (ID) | New | Miscellaneous | Natural Gas | Miscellaneous | E10 |  | Baseline Forecast | 0 | 0 | 0 | 0 | 0 | 0 | 0 | 0 | 0 | 0 | 0 | 0 | 0 | 0 | 0 | 0 | 0 | 0 | 0 | 0 | 0 | 0 | 0 | 0 | 0 | 0 | 0
Commercial_Miscellaneous (ID)_Existing_Space Heating_Natural Gas_Furnace_E1_Baseline Forecast | Commercial | Miscellaneous (ID) | Existing | Space Heating | Natural Gas | Furnace | E1 | AFUE 80% (Standard) | Baseline Forecast | bar: 2019 to 2045
Commercial_Miscellaneous (ID)_Existing_Space Heating_Natural Gas_Furnace_E2_Baseline Forecast | Commercial | Miscellaneous (ID) | Existing | Space Heating | Natural Gas | Furnace | E2 | AFUE 90% | Baseline Forecast | 0 | 0 | 0 | 0 | 0 | 0 | 0 | 0 | 0 | 0 | 0 | 0 | 0 | 0 | 0 | 0 | 0 | 0 | 0 | 0 | 0 | 0 | 0 | 0 | 0 | 0 | 0
Commercial_Miscellaneous (ID)_Existing_Space Heating_Natural Gas_Furnace_E3_Baseline Forecast | Commercial | Miscellaneous (ID) | Existing | Space Heating | Natural Gas | Furnace | E3 | AFUE 96% | Baseline Forecast | 0 | 0 | 0 | 0 | 0 | 0 | 0 | 0 | 0 | 0 | 0 | 0 | 0 | 0 | 0 | 0 | 0 | 0 | 0 | 0 | 0 | 0 | 0 | 0 | 0 | 0 | 0
Commercial_Miscellaneous (ID)_Existing_Space Heating_Natural Gas_Furnace_E4_Baseline Forecast | Commercial | Miscellaneous (ID) | Existing | Space Heating | Natural Gas | Furnace | E4 |  | Baseline Forecast | 0 | 0 | 0 | 0 | 0 | 0 | 0 | 0 | 0 | 0 | 0 | 0 | 0 | 0 | 0 | 0 | 0 | 0 | 0 | 0 | 0 | 0 | 0 | 0 | 0 | 0 | 0
Commercial_Miscellaneous (ID)_Existing_Space Heating_Natural Gas_Furnace_E5_Baseline Forecast | Commercial | Miscellaneous (ID) | Existing | Space Heating | Natural Gas | Furnace | E5 |  | Baseline Forecast | 0 | 0 | 0 | 0 | 0 | 0 | 0 | 0 | 0 | 0 | 0 | 0 | 0 | 0 | 0 | 0 | 0 | 0 | 0 | 0 | 0 | 0 | 0 | 0 | 0 | 0 | 0
Commercial_Miscellaneous (ID)_Existing_Space Heating_Natural Gas_Furnace_E6_Baseline Forecast | Commercial | Miscellaneous (ID) | Existing | Space Heating | Natural Gas | Furnace | E6 |  | Baseline Forecast | 0 | 0 | 0 | 0 | 0 | 0 | 0 | 0 | 0 | 0 | 0 | 0 | 0 | 0 | 0 | 0 | 0 | 0 | 0 | 0 | 0 | 0 | 0 | 0 | 0 | 0 | 0
Commercial_Miscellaneous (ID)_Existing_Space Heating_Natural Gas_Furnace_E7_Baseline Forecast | Commercial | Miscellaneous (ID) | Existing | Space Heating | Natural Gas | Furnace | E7 |  | Baseline Forecast | 0 | 0 | 0 | 0 | 0 | 0 | 0 | 0 | 0 | 0 | 0 | 0 | 0 | 0 | 0 | 0 | 0 | 0 | 0 | 0 | 0 | 0 | 0 | 0 | 0 | 0 | 0
Commercial_Miscellaneous (ID)_Existing_Space Heating_Natural Gas_Furnace_E8_Baseline Forecast | Commercial | Miscellaneous (ID) | Existing | Space Heating | Natural Gas | Furnace | E8 |  | Baseline Forecast | 0 | 0 | 0 | 0 | 0 | 0 | 0 | 0 | 0 | 0 | 0 | 0 | 0 | 0 | 0 | 0 | 0 | 0 | 0 | 0 | 0 | 0 | 0 | 0 | 0 | 0 | 0
Commercial_Miscellaneous (ID)_Existing_Space Heating_Natural Gas_Furnace_E9_Baseline Forecast | Commercial | Miscellaneous (ID) | Existing | Space Heating | Natural Gas | Furnace | E9 |  | Baseline Forecast | 0 | 0 | 0 | 0 | 0 | 0 | 0 | 0 | 0 | 0 | 0 | 0 | 0 | 0 | 0 | 0 | 0 | 0 | 0 | 0 | 0 | 0 | 0 | 0 | 0 | 0 | 0
Commercial_Miscellaneous (ID)_Existing_Space Heating_Natural Gas_Furnace_E10_Baseline Forecast | Commercial | Miscellaneous (ID) | Existing | Space Heating | Natural Gas | Furnace | E10 |  | Baseline Forecast | 0 | 0 | 0 | 0 | 0 | 0 | 0 | 0 | 0 | 0 | 0 | 0 | 0 | 0 | 0 | 0 | 0 | 0 | 0 | 0 | 0 | 0 | 0 | 0 | 0 | 0 | 0
Commercial_Miscellaneous (ID)_Existing_Space Heating_Natural Gas_Boiler_E1_Baseline Forecast | Commercial | Miscellaneous (ID) | Existing | Space Heating | Natural Gas | Boiler | E1 | AFUE 80% (Standard) | Baseline Forecast | 0.75518 | 0.75862 | 0.76223 | 0.75678 | 0.76051 | 0.7567 | 0.76059 | 0.75661 | 0.76068 | 0.75652 | 0.76078 | 0.75642 | 0.76089 | 0.75631 | 0.76101 | 0.75862 | 0.7636 | 0.75862 | 0.75342 | 0.76128 | 0.75862 | 0.75342 | 0.76128 | 0.76128 | 0.76128 | 0.76128 | 0.76128
Commercial_Miscellaneous (ID)_Existing_Space Heating_Natural Gas_Boiler_E2_Baseline Forecast | Commercial | Miscellaneous (ID) | Existing | Space Heating | Natural Gas | Boiler | E2 | AFUE 85% | Baseline Forecast | 0 | 0 | 0 | 0 | 0 | 0 | 0 | 0 | 0 | 0 | 0 | 0 | 0 | 0 | 0 | 0 | 0 | 0 | 0 | 0 | 0 | 0 | 0 | 0 | 0 | 0 | 0
Commercial_Miscellaneous (ID)_Existing_Space Heating_Natural Gas_Boiler_E3_Baseline Forecast | Commercial | Miscellaneous (ID) | Existing | Space Heating | Natural Gas | Boiler | E3 | AFUE 97% | Baseline Forecast | 0.24482 | 0.24138 | 0.23777 | 0.24322 | 0.23949 | 0.2433 | 0.23941 | 0.24339 | 0.23932 | 0.24348 | 0.23922 | 0.24358 | 0.23911 | 0.24369 | 0.23899 | 0.24138 | 0.2364 | 0.24138 | 0.24658 | 0.23872 | 0.24138 | 0.24658 | 0.23872 | 0.23872 | 0.23872 | 0.23872 | 0.23872
Commercial_Miscellaneous (ID)_Existing_Space Heating_Natural Gas_Boiler_E4_Baseline Forecast | Commercial | Miscellaneous (ID) | Existing | Space Heating | Natural Gas | Boiler | E4 | Convert to NG Air Source Heat Pump | Baseline Forecast | 0 | 0 | 0 | 0 | 0 | 0 | 0 | 0 | 0 | 0 | 0 | 0 | 0 | 0 | 0 | 0 | 0 | 0 | 0 | 0 | 0 | 0 | 0 | 0 | 0 | 0 | 0
Commercial_Miscellaneous (ID)_Existing_Space Heating_Natural Gas_Boiler_E5_Baseline Forecast | Commercial | Miscellaneous (ID) | Existing | Space Heating | Natural Gas | Boiler | E5 |  | Baseline Forecast | 0 | 0 | 0 | 0 | 0 | 0 | 0 | 0 | 0 | 0 | 0 | 0 | 0 | 0 | 0 | 0 | 0 | 0 | 0 | 0 | 0 | 0 | 0 | 0 | 0 | 0 | 0
Commercial_Miscellaneous (ID)_Existing_Space Heating_Natural Gas_Boiler_E6_Baseline Forecast | Commercial | Miscellaneous (ID) | Existing | Space Heating | Natural Gas | Boiler | E6 |  | Baseline Forecast | 0 | 0 | 0 | 0 | 0 | 0 | 0 | 0 | 0 | 0 | 0 | 0 | 0 | 0 | 0 | 0 | 0 | 0 | 0 | 0 | 0 | 0 | 0 | 0 | 0 | 0 | 0
Commercial_Miscellaneous (ID)_Existing_Space Heating_Natural Gas_Boiler_E7_Baseline Forecast | Commercial | Miscellaneous (ID) | Existing | Space Heating | Natural Gas | Boiler | E7 |  | Baseline Forecast | 0 | 0 | 0 | 0 | 0 | 0 | 0 | 0 | 0 | 0 | 0 | 0 | 0 | 0 | 0 | 0 | 0 | 0 | 0 | 0 | 0 | 0 | 0 | 0 | 0 | 0 | 0
Commercial_Miscellaneous (ID)_Existing_Space Heating_Natural Gas_Boiler_E8_Baseline Forecast | Commercial | Miscellaneous (ID) | Existing | Space Heating | Natural Gas | Boiler | E8 |  | Baseline Forecast | 0 | 0 | 0 | 0 | 0 | 0 | 0 | 0 | 0 | 0 | 0 | 0 | 0 | 0 | 0 | 0 | 0 | 0 | 0 | 0 | 0 | 0 | 0 | 0 | 0 | 0 | 0
Commercial_Miscellaneous (ID)_Existing_Space Heating_Natural Gas_Boiler_E9_Baseline Forecast | Commercial | Miscellaneous (ID) | Existing | Space Heating | Natural Gas | Boiler | E9 |  | Baseline Forecast | 0 | 0 | 0 | 0 | 0 | 0 | 0 | 0 | 0 | 0 | 0 | 0 | 0 | 0 | 0 | 0 | 0 | 0 | 0 | 0 | 0 | 0 | 0 | 0 | 0 | 0 | 0
Commercial_Miscellaneous (ID)_Existing_Space Heating_Natural Gas_Boiler_E10_Baseline Forecast | Commercial | Miscellaneous (ID) | Existing | Space Heating | Natural Gas | Boiler | E10 |  | Baseline Forecast | 0 | 0 | 0 | 0 | 0 | 0 | 0 | 0 | 0 | 0 | 0 | 0 | 0 | 0 | 0 | 0 | 0 | 0 | 0 | 0 | 0 | 0 | 0 | 0 | 0 | 0 | 0
Commercial_Miscellaneous (ID)_Existing_Space Heating_Natural Gas_Unit Heater_E1_Baseline Forecast | Commercial | Miscellaneous (ID) | Existing | Space Heating | Natural Gas | Unit Heater | E1 | Standard | Baseline Forecast | bar: 2019 to 2045
Commercial_Miscellaneous (ID)_Existing_Space Heating_Natural Gas_Unit Heater_E2_Baseline Forecast | Commercial | Miscellaneous (ID) | Existing | Space Heating | Natural Gas | Unit Heater | E2 | Condensing | Baseline Forecast | 0 | 0 | 0 | 0 | 0 | 0 | 0 | 0 | 0 | 0 | 0 | 0 | 0 | 0 | 0 | 0 | 0 | 0 | 0 | 0 | 0 | 0 | 0 | 0 | 0 | 0 | 0
Commercial_Miscellaneous (ID)_Existing_Space Heating_Natural Gas_Unit Heater_E3_Baseline Forecast | Commercial | Miscellaneous (ID) | Existing | Space Heating | Natural Gas | Unit Heater | E3 | Infrared Radiant | Baseline Forecast | 0 | 0 | 0 | 0 | 0 | 0 | 0 | 0 | 0 | 0 | 0 | 0 | 0 | 0 | 0 | 0 | 0 | 0 | 0 | 0 | 0 | 0 | 0 | 0 | 0 | 0 | 0
Commercial_Miscellaneous (ID)_Existing_Space Heating_Natural Gas_Unit Heater_E4_Baseline Forecast | Commercial | Miscellaneous (ID) | Existing | Space Heating | Natural Gas | Unit Heater | E4 |  | Baseline Forecast | 0 | 0 | 0 | 0 | 0 | 0 | 0 | 0 | 0 | 0 | 0 | 0 | 0 | 0 | 0 | 0 | 0 | 0 | 0 | 0 | 0 | 0 | 0 | 0 | 0 | 0 | 0
Commercial_Miscellaneous (ID)_Existing_Space Heating_Natural Gas_Unit Heater_E5_Baseline Forecast | Commercial | Miscellaneous (ID) | Existing | Space Heating | Natural Gas | Unit Heater | E5 |  | Baseline Forecast | 0 | 0 | 0 | 0 | 0 | 0 | 0 | 0 | 0 | 0 | 0 | 0 | 0 | 0 | 0 | 0 | 0 | 0 | 0 | 0 | 0 | 0 | 0 | 0 | 0 | 0 | 0
Commercial_Miscellaneous (ID)_Existing_Space Heating_Natural Gas_Unit Heater_E6_Baseline Forecast | Commercial | Miscellaneous (ID) | Existing | Space Heating | Natural Gas | Unit Heater | E6 |  | Baseline Forecast | 0 | 0 | 0 | 0 | 0 | 0 | 0 | 0 | 0 | 0 | 0 | 0 | 0 | 0 | 0 | 0 | 0 | 0 | 0 | 0 | 0 | 0 | 0 | 0 | 0 | 0 | 0
Commercial_Miscellaneous (ID)_Existing_Space Heating_Natural Gas_Unit Heater_E7_Baseline Forecast | Commercial | Miscellaneous (ID) | Existing | Space Heating | Natural Gas | Unit Heater | E7 |  | Baseline Forecast | 0 | 0 | 0 | 0 | 0 | 0 | 0 | 0 | 0 | 0 | 0 | 0 | 0 | 0 | 0 | 0 | 0 | 0 | 0 | 0 | 0 | 0 | 0 | 0 | 0 | 0 | 0
Commercial_Miscellaneous (ID)_Existing_Space Heating_Natural Gas_Unit Heater_E8_Baseline Forecast | Commercial | Miscellaneous (ID) | Existing | Space Heating | Natural Gas | Unit Heater | E8 |  | Baseline Forecast | 0 | 0 | 0 | 0 | 0 | 0 | 0 | 0 | 0 | 0 | 0 | 0 | 0 | 0 | 0 | 0 | 0 | 0 | 0 | 0 | 0 | 0 | 0 | 0 | 0 | 0 | 0
Commercial_Miscellaneous (ID)_Existing_Space Heating_Natural Gas_Unit Heater_E9_Baseline Forecast | Commercial | Miscellaneous (ID) | Existing | Space Heating | Natural Gas | Unit Heater | E9 |  | Baseline Forecast | 0 | 0 | 0 | 0 | 0 | 0 | 0 | 0 | 0 | 0 | 0 | 0 | 0 | 0 | 0 | 0 | 0 | 0 | 0 | 0 | 0 | 0 | 0 | 0 | 0 | 0 | 0
Commercial_Miscellaneous (ID)_Existing_Space Heating_Natural Gas_Unit Heater_E10_Baseline Forecast | Commercial | Miscellaneous (ID) | Existing | Space Heating | Natural Gas | Unit Heater | E10 |  | Baseline Forecast | 0 | 0 | 0 | 0 | 0 | 0 | 0 | 0 | 0 | 0 | 0 | 0 | 0 | 0 | 0 | 0 | 0 | 0 | 0 | 0 | 0 | 0 | 0 | 0 | 0 | 0 | 0
Commercial_Miscellaneous (ID)_Existing_Water Heating_Natural Gas_Water Heater_E1_Baseline Forecast | Commercial | Miscellaneous (ID) | Existing | Water Heating | Natural Gas | Water Heater | E1 | TE 0.80 | Baseline Forecast | 0.47 | 0.47 | 0.47 | 0.47 | 0.47 | 0.47 | 0.47 | 0.47 | 0.47 | 0.47 | 0.47 | 0.47 | 0.47 | 0.47 | 0.47 | 0.47 | 0.47 | 0.47 | 0.47 | 0.47 | 0.47 | 0.47 | 0.47 | 0.47 | 0.47 | 0.47 | 0.47
Commercial_Miscellaneous (ID)_Existing_Water Heating_Natural Gas_Water Heater_E2_Baseline Forecast | Commercial | Miscellaneous (ID) | Existing | Water Heating | Natural Gas | Water Heater | E2 | TE 0.90 | Baseline Forecast | 0 | 0 | 0 | 0 | 0 | 0 | 0 | 0 | 0 | 0 | 0 | 0 | 0 | 0 | 0 | 0 | 0 | 0 | 0 | 0 | 0 | 0 | 0 | 0 | 0 | 0 | 0
Commercial_Miscellaneous (ID)_Existing_Water Heating_Natural Gas_Water Heater_E3_Baseline Forecast | Commercial | Miscellaneous (ID) | Existing | Water Heating | Natural Gas | Water Heater | E3 | TE 0.94 | Baseline Forecast | 0.53 | 0.53 | 0.53 | 0.53 | 0.53 | 0.53 | 0.53 | 0.53 | 0.53 | 0.53 | 0.53 | 0.53 | 0.53 | 0.53 | 0.53 | 0.53 | 0.53 | 0.53 | 0.53 | 0.53 | 0.53 | 0.53 | 0.53 | 0.53 | 0.53 | 0.53 | 0.53
Commercial_Miscellaneous (ID)_Existing_Water Heating_Natural Gas_Water Heater_E4_Baseline Forecast | Commercial | Miscellaneous (ID) | Existing | Water Heating | Natural Gas | Water Heater | E4 | Instantaneous TE 0.94 | Baseline Forecast | 0 | 0 | 0 | 0 | 0 | 0 | 0 | 0 | 0 | 0 | 0 | 0 | 0 | 0 | 0 | 0 | 0 | 0 | 0 | 0 | 0 | 0 | 0 | 0 | 0 | 0 | 0
Commercial_Miscellaneous (ID)_Existing_Water Heating_Natural Gas_Water Heater_E5_Baseline Forecast | Commercial | Miscellaneous (ID) | Existing | Water Heating | Natural Gas | Water Heater | E5 | Gas-Fired Absorption HPWH | Baseline Forecast | 0 | 0 | 0 | 0 | 0 | 0 | 0 | 0 | 0 | 0 | 0 | 0 | 0 | 0 | 0 | 0 | 0 | 0 | 0 | 0 | 0 | 0 | 0 | 0 | 0 | 0 | 0
Commercial_Miscellaneous (ID)_Existing_Water Heating_Natural Gas_Water Heater_E6_Baseline Forecast | Commercial | Miscellaneous (ID) | Existing | Water Heating | Natural Gas | Water Heater | E6 |  | Baseline Forecast | 0 | 0 | 0 | 0 | 0 | 0 | 0 | 0 | 0 | 0 | 0 | 0 | 0 | 0 | 0 | 0 | 0 | 0 | 0 | 0 | 0 | 0 | 0 | 0 | 0 | 0 | 0
Commercial_Miscellaneous (ID)_Existing_Water Heating_Natural Gas_Water Heater_E7_Baseline Forecast | Commercial | Miscellaneous (ID) | Existing | Water Heating | Natural Gas | Water Heater | E7 |  | Baseline Forecast | 0 | 0 | 0 | 0 | 0 | 0 | 0 | 0 | 0 | 0 | 0 | 0 | 0 | 0 | 0 | 0 | 0 | 0 | 0 | 0 | 0 | 0 | 0 | 0 | 0 | 0 | 0
Commercial_Miscellaneous (ID)_Existing_Water Heating_Natural Gas_Water Heater_E8_Baseline Forecast | Commercial | Miscellaneous (ID) | Existing | Water Heating | Natural Gas | Water Heater | E8 |  | Baseline Forecast | 0 | 0 | 0 | 0 | 0 | 0 | 0 | 0 | 0 | 0 | 0 | 0 | 0 | 0 | 0 | 0 | 0 | 0 | 0 | 0 | 0 | 0 | 0 | 0 | 0 | 0 | 0
Commercial_Miscellaneous (ID)_Existing_Water Heating_Natural Gas_Water Heater_E9_Baseline Forecast | Commercial | Miscellaneous (ID) | Existing | Water Heating | Natural Gas | Water Heater | E9 |  | Baseline Forecast | 0 | 0 | 0 | 0 | 0 | 0 | 0 | 0 | 0 | 0 | 0 | 0 | 0 | 0 | 0 | 0 | 0 | 0 | 0 | 0 | 0 | 0 | 0 | 0 | 0 | 0 | 0
Commercial_Miscellaneous (ID)_Existing_Water Heating_Natural Gas_Water Heater_E10_Baseline Forecast | Commercial | Miscellaneous (ID) | Existing | Water Heating | Natural Gas | Water Heater | E10 |  | Baseline Forecast | 0 | 0 | 0 | 0 | 0 | 0 | 0 | 0 | 0 | 0 | 0 | 0 | 0 | 0 | 0 | 0 | 0 | 0 | 0 | 0 | 0 | 0 | 0 | 0 | 0 | 0 | 0
Commercial_Miscellaneous (ID)_Existing_Food Preparation_Natural Gas_Oven_E1_Baseline Forecast | Commercial | Miscellaneous (ID) | Existing | Food Preparation | Natural Gas | Oven | E1 | Standard | Baseline Forecast | 0.41 | 0.41 | 0.41 | 0.41 | 0.41 | 0.41 | 0.41 | 0.41 | 0.41 | 0.41 | 0.41 | 0.41 | 0.41 | 0.41 | 0.41 | 0.41 | 0.41 | 0.41 | 0.41 | 0.41 | 0.41 | 0.41 | 0.41 | 0.41 | 0.41 | 0.41 | 0.41
Commercial_Miscellaneous (ID)_Existing_Food Preparation_Natural Gas_Oven_E2_Baseline Forecast | Commercial | Miscellaneous (ID) | Existing | Food Preparation | Natural Gas | Oven | E2 | ENERGY STAR (>42% Baking Efficiency) | Baseline Forecast | 0.59 | 0.59 | 0.59 | 0.59 | 0.59 | 0.59 | 0.59 | 0.59 | 0.59 | 0.59 | 0.59 | 0.59 | 0.59 | 0.59 | 0.59 | 0.59 | 0.59 | 0.59 | 0.59 | 0.59 | 0.59 | 0.59 | 0.59 | 0.59 | 0.59 | 0.59 | 0.59
Commercial_Miscellaneous (ID)_Existing_Food Preparation_Natural Gas_Oven_E3_Baseline Forecast | Commercial | Miscellaneous (ID) | Existing | Food Preparation | Natural Gas | Oven | E3 |  | Baseline Forecast | 0 | 0 | 0 | 0 | 0 | 0 | 0 | 0 | 0 | 0 | 0 | 0 | 0 | 0 | 0 | 0 | 0 | 0 | 0 | 0 | 0 | 0 | 0 | 0 | 0 | 0 | 0
Commercial_Miscellaneous (ID)_Existing_Food Preparation_Natural Gas_Oven_E4_Baseline Forecast | Commercial | Miscellaneous (ID) | Existing | Food Preparation | Natural Gas | Oven | E4 |  | Baseline Forecast | 0 | 0 | 0 | 0 | 0 | 0 | 0 | 0 | 0 | 0 | 0 | 0 | 0 | 0 | 0 | 0 | 0 | 0 | 0 | 0 | 0 | 0 | 0 | 0 | 0 | 0 | 0
Commercial_Miscellaneous (ID)_Existing_Food Preparation_Natural Gas_Oven_E5_Baseline Forecast | Commercial | Miscellaneous (ID) | Existing | Food Preparation | Natural Gas | Oven | E5 |  | Baseline Forecast | 0 | 0 | 0 | 0 | 0 | 0 | 0 | 0 | 0 | 0 | 0 | 0 | 0 | 0 | 0 | 0 | 0 | 0 | 0 | 0 | 0 | 0 | 0 | 0 | 0 | 0 | 0
Commercial_Miscellaneous (ID)_Existing_Food Preparation_Natural Gas_Oven_E6_Baseline Forecast | Commercial | Miscellaneous (ID) | Existing | Food Preparation | Natural Gas | Oven | E6 |  | Baseline Forecast | 0 | 0 | 0 | 0 | 0 | 0 | 0 | 0 | 0 | 0 | 0 | 0 | 0 | 0 | 0 | 0 | 0 | 0 | 0 | 0 | 0 | 0 | 0 | 0 | 0 | 0 | 0
Commercial_Miscellaneous (ID)_Existing_Food Preparation_Natural Gas_Oven_E7_Baseline Forecast | Commercial | Miscellaneous (ID) | Existing | Food Preparation | Natural Gas | Oven | E7 |  | Baseline Forecast | 0 | 0 | 0 | 0 | 0 | 0 | 0 | 0 | 0 | 0 | 0 | 0 | 0 | 0 | 0 | 0 | 0 | 0 | 0 | 0 | 0 | 0 | 0 | 0 | 0 | 0 | 0
Commercial_Miscellaneous (ID)_Existing_Food Preparation_Natural Gas_Oven_E8_Baseline Forecast | Commercial | Miscellaneous (ID) | Existing | Food Preparation | Natural Gas | Oven | E8 |  | Baseline Forecast | 0 | 0 | 0 | 0 | 0 | 0 | 0 | 0 | 0 | 0 | 0 | 0 | 0 | 0 | 0 | 0 | 0 | 0 | 0 | 0 | 0 | 0 | 0 | 0 | 0 | 0 | 0
Commercial_Miscellaneous (ID)_Existing_Food Preparation_Natural Gas_Oven_E9_Baseline Forecast | Commercial | Miscellaneous (ID) | Existing | Food Preparation | Natural Gas | Oven | E9 |  | Baseline Forecast | 0 | 0 | 0 | 0 | 0 | 0 | 0 | 0 | 0 | 0 | 0 | 0 | 0 | 0 | 0 | 0 | 0 | 0 | 0 | 0 | 0 | 0 | 0 | 0 | 0 | 0 | 0
Commercial_Miscellaneous (ID)_Existing_Food Preparation_Natural Gas_Oven_E10_Baseline Forecast | Commercial | Miscellaneous (ID) | Existing | Food Preparation | Natural Gas | Oven | E10 |  | Baseline Forecast | 0 | 0 | 0 | 0 | 0 | 0 | 0 | 0 | 0 | 0 | 0 | 0 | 0 | 0 | 0 | 0 | 0 | 0 | 0 | 0 | 0 | 0 | 0 | 0 | 0 | 0 | 0
Commercial_Miscellaneous (ID)_Existing_Food Preparation_Natural Gas_Conveyor Oven_E1_Baseline Forecast | Commercial | Miscellaneous (ID) | Existing | Food Preparation | Natural Gas | Conveyor Oven | E1 | Standard | Baseline Forecast | 0.41 | 0.41 | 0.41 | 0.41 | 0.41 | 0.41 | 0.41 | 0.41 | 0.41 | 0.41 | 0.41 | 0.41 | 0.41 | 0.41 | 0.41 | 0.41 | 0.41 | 0.41 | 0.41 | 0.41 | 0.41 | 0.41 | 0.41 | 0.41 | 0.41 | 0.41 | 0.41
Commercial_Miscellaneous (ID)_Existing_Food Preparation_Natural Gas_Conveyor Oven_E2_Baseline Forecast | Commercial | Miscellaneous (ID) | Existing | Food Preparation | Natural Gas | Conveyor Oven | E2 | ENERGY STAR (>42% Baking Efficiency) | Baseline Forecast | 0.59 | 0.59 | 0.59 | 0.59 | 0.59 | 0.59 | 0.59 | 0.59 | 0.59 | 0.59 | 0.59 | 0.59 | 0.59 | 0.59 | 0.59 | 0.59 | 0.59 | 0.59 | 0.59 | 0.59 | 0.59 | 0.59 | 0.59 | 0.59 | 0.59 | 0.59 | 0.59
Commercial_Miscellaneous (ID)_Existing_Food Preparation_Natural Gas_Conveyor Oven_E3_Baseline Forecast | Commercial | Miscellaneous (ID) | Existing | Food Preparation | Natural Gas | Conveyor Oven | E3 |  | Baseline Forecast | 0 | 0 | 0 | 0 | 0 | 0 | 0 | 0 | 0 | 0 | 0 | 0 | 0 | 0 | 0 | 0 | 0 | 0 | 0 | 0 | 0 | 0 | 0 | 0 | 0 | 0 | 0
Commercial_Miscellaneous (ID)_Existing_Food Preparation_Natural Gas_Conveyor Oven_E4_Baseline Forecast | Commercial | Miscellaneous (ID) | Existing | Food Preparation | Natural Gas | Conveyor Oven | E4 |  | Baseline Forecast | 0 | 0 | 0 | 0 | 0 | 0 | 0 | 0 | 0 | 0 | 0 | 0 | 0 | 0 | 0 | 0 | 0 | 0 | 0 | 0 | 0 | 0 | 0 | 0 | 0 | 0 | 0
Commercial_Miscellaneous (ID)_Existing_Food Preparation_Natural Gas_Conveyor Oven_E5_Baseline Forecast | Commercial | Miscellaneous (ID) | Existing | Food Preparation | Natural Gas | Conveyor Oven | E5 |  | Baseline Forecast | 0 | 0 | 0 | 0 | 0 | 0 | 0 | 0 | 0 | 0 | 0 | 0 | 0 | 0 | 0 | 0 | 0 | 0 | 0 | 0 | 0 | 0 | 0 | 0 | 0 | 0 | 0
Commercial_Miscellaneous (ID)_Existing_Food Preparation_Natural Gas_Conveyor Oven_E6_Baseline Forecast | Commercial | Miscellaneous (ID) | Existing | Food Preparation | Natural Gas | Conveyor Oven | E6 |  | Baseline Forecast | 0 | 0 | 0 | 0 | 0 | 0 | 0 | 0 | 0 | 0 | 0 | 0 | 0 | 0 | 0 | 0 | 0 | 0 | 0 | 0 | 0 | 0 | 0 | 0 | 0 | 0 | 0
Commercial_Miscellaneous (ID)_Existing_Food Preparation_Natural Gas_Conveyor Oven_E7_Baseline Forecast | Commercial | Miscellaneous (ID) | Existing | Food Preparation | Natural Gas | Conveyor Oven | E7 |  | Baseline Forecast | 0 | 0 | 0 | 0 | 0 | 0 | 0 | 0 | 0 | 0 | 0 | 0 | 0 | 0 | 0 | 0 | 0 | 0 | 0 | 0 | 0 | 0 | 0 | 0 | 0 | 0 | 0
Commercial_Miscellaneous (ID)_Existing_Food Preparation_Natural Gas_Conveyor Oven_E8_Baseline Forecast | Commercial | Miscellaneous (ID) | Existing | Food Preparation | Natural Gas | Conveyor Oven | E8 |  | Baseline Forecast | 0 | 0 | 0 | 0 | 0 | 0 | 0 | 0 | 0 | 0 | 0 | 0 | 0 | 0 | 0 | 0 | 0 | 0 | 0 | 0 | 0 | 0 | 0 | 0 | 0 | 0 | 0
Commercial_Miscellaneous (ID)_Existing_Food Preparation_Natural Gas_Conveyor Oven_E9_Baseline Forecast | Commercial | Miscellaneous (ID) | Existing | Food Preparation | Natural Gas | Conveyor Oven | E9 |  | Baseline Forecast | 0 | 0 | 0 | 0 | 0 | 0 | 0 | 0 | 0 | 0 | 0 | 0 | 0 | 0 | 0 | 0 | 0 | 0 | 0 | 0 | 0 | 0 | 0 | 0 | 0 | 0 | 0
Commercial_Miscellaneous (ID)_Existing_Food Preparation_Natural Gas_Conveyor Oven_E10_Baseline Forecast | Commercial | Miscellaneous (ID) | Existing | Food Preparation | Natural Gas | Conveyor Oven | E10 |  | Baseline Forecast | 0 | 0 | 0 | 0 | 0 | 0 | 0 | 0 | 0 | 0 | 0 | 0 | 0 | 0 | 0 | 0 | 0 | 0 | 0 | 0 | 0 | 0 | 0 | 0 | 0 | 0 | 0
Commercial_Miscellaneous (ID)_Existing_Food Preparation_Natural Gas_Double Rack Oven_E1_Baseline Forecast | Commercial | Miscellaneous (ID) | Existing | Food Preparation | Natural Gas | Double Rack Oven | E1 | Standard | Baseline Forecast | 0.41 | 0.41 | 0.41 | 0.41 | 0.41 | 0.41 | 0.41 | 0.41 | 0.41 | 0.41 | 0.41 | 0.41 | 0.41 | 0.41 | 0.41 | 0.41 | 0.41 | 0.41 | 0.41 | 0.41 | 0.41 | 0.41 | 0.41 | 0.41 | 0.41 | 0.41 | 0.41
Commercial_Miscellaneous (ID)_Existing_Food Preparation_Natural Gas_Double Rack Oven_E2_Baseline Forecast | Commercial | Miscellaneous (ID) | Existing | Food Preparation | Natural Gas | Double Rack Oven | E2 | FTSC Qualified (>50% Cooking Efficiency) | Baseline Forecast | 0.59 | 0.59 | 0.59 | 0.59 | 0.59 | 0.59 | 0.59 | 0.59 | 0.59 | 0.59 | 0.59 | 0.59 | 0.59 | 0.59 | 0.59 | 0.59 | 0.59 | 0.59 | 0.59 | 0.59 | 0.59 | 0.59 | 0.59 | 0.59 | 0.59 | 0.59 | 0.59
Commercial_Miscellaneous (ID)_Existing_Food Preparation_Natural Gas_Double Rack Oven_E3_Baseline Forecast | Commercial | Miscellaneous (ID) | Existing | Food Preparation | Natural Gas | Double Rack Oven | E3 |  | Baseline Forecast | 0 | 0 | 0 | 0 | 0 | 0 | 0 | 0 | 0 | 0 | 0 | 0 | 0 | 0 | 0 | 0 | 0 | 0 | 0 | 0 | 0 | 0 | 0 | 0 | 0 | 0 | 0
Commercial_Miscellaneous (ID)_Existing_Food Preparation_Natural Gas_Double Rack Oven_E4_Baseline Forecast | Commercial | Miscellaneous (ID) | Existing | Food Preparation | Natural Gas | Double Rack Oven | E4 |  | Baseline Forecast | 0 | 0 | 0 | 0 | 0 | 0 | 0 | 0 | 0 | 0 | 0 | 0 | 0 | 0 | 0 | 0 | 0 | 0 | 0 | 0 | 0 | 0 | 0 | 0 | 0 | 0 | 0
Commercial_Miscellaneous (ID)_Existing_Food Preparation_Natural Gas_Double Rack Oven_E5_Baseline Forecast | Commercial | Miscellaneous (ID) | Existing | Food Preparation | Natural Gas | Double Rack Oven | E5 |  | Baseline Forecast | 0 | 0 | 0 | 0 | 0 | 0 | 0 | 0 | 0 | 0 | 0 | 0 | 0 | 0 | 0 | 0 | 0 | 0 | 0 | 0 | 0 | 0 | 0 | 0 | 0 | 0 | 0
Commercial_Miscellaneous (ID)_Existing_Food Preparation_Natural Gas_Double Rack Oven_E6_Baseline Forecast | Commercial | Miscellaneous (ID) | Existing | Food Preparation | Natural Gas | Double Rack Oven | E6 |  | Baseline Forecast | 0 | 0 | 0 | 0 | 0 | 0 | 0 | 0 | 0 | 0 | 0 | 0 | 0 | 0 | 0 | 0 | 0 | 0 | 0 | 0 | 0 | 0 | 0 | 0 | 0 | 0 | 0
Commercial_Miscellaneous (ID)_Existing_Food Preparation_Natural Gas_Double Rack Oven_E7_Baseline Forecast | Commercial | Miscellaneous (ID) | Existing | Food Preparation | Natural Gas | Double Rack Oven | E7 |  | Baseline Forecast | 0 | 0 | 0 | 0 | 0 | 0 | 0 | 0 | 0 | 0 | 0 | 0 | 0 | 0 | 0 | 0 | 0 | 0 | 0 | 0 | 0 | 0 | 0 | 0 | 0 | 0 | 0
Commercial_Miscellaneous (ID)_Existing_Food Preparation_Natural Gas_Double Rack Oven_E8_Baseline Forecast | Commercial | Miscellaneous (ID) | Existing | Food Preparation | Natural Gas | Double Rack Oven | E8 |  | Baseline Forecast | 0 | 0 | 0 | 0 | 0 | 0 | 0 | 0 | 0 | 0 | 0 | 0 | 0 | 0 | 0 | 0 | 0 | 0 | 0 | 0 | 0 | 0 | 0 | 0 | 0 | 0 | 0
Commercial_Miscellaneous (ID)_Existing_Food Preparation_Natural Gas_Double Rack Oven_E9_Baseline Forecast | Commercial | Miscellaneous (ID) | Existing | Food Preparation | Natural Gas | Double Rack Oven | E9 |  | Baseline Forecast | 0 | 0 | 0 | 0 | 0 | 0 | 0 | 0 | 0 | 0 | 0 | 0 | 0 | 0 | 0 | 0 | 0 | 0 | 0 | 0 | 0 | 0 | 0 | 0 | 0 | 0 | 0
Commercial_Miscellaneous (ID)_Existing_Food Preparation_Natural Gas_Double Rack Oven_E10_Baseline Forecast | Commercial | Miscellaneous (ID) | Existing | Food Preparation | Natural Gas | Double Rack Oven | E10 |  | Baseline Forecast | 0 | 0 | 0 | 0 | 0 | 0 | 0 | 0 | 0 | 0 | 0 | 0 | 0 | 0 | 0 | 0 | 0 | 0 | 0 | 0 | 0 | 0 | 0 | 0 | 0 | 0 | 0
Commercial_Miscellaneous (ID)_Existing_Food Preparation_Natural Gas_Fryer_E1_Baseline Forecast | Commercial | Miscellaneous (ID) | Existing | Food Preparation | Natural Gas | Fryer | E1 | Standard | Baseline Forecast | 0.74 | 0.74 | 0.74 | 0.74 | 0.74 | 0.74 | 0.74 | 0.74 | 0.74 | 0.74 | 0.74 | 0.74 | 0.74 | 0.74 | 0.74 | 0.74 | 0.74 | 0.74 | 0.74 | 0.74 | 0.74 | 0.74 | 0.74 | 0.74 | 0.74 | 0.74 | 0.74
Commercial_Miscellaneous (ID)_Existing_Food Preparation_Natural Gas_Fryer_E2_Baseline Forecast | Commercial | Miscellaneous (ID) | Existing | Food Preparation | Natural Gas | Fryer | E2 | ENERGY STAR | Baseline Forecast | 0.26 | 0.26 | 0.26 | 0.26 | 0.26 | 0.26 | 0.26 | 0.26 | 0.26 | 0.26 | 0.26 | 0.26 | 0.26 | 0.26 | 0.26 | 0.26 | 0.26 | 0.26 | 0.26 | 0.26 | 0.26 | 0.26 | 0.26 | 0.26 | 0.26 | 0.26 | 0.26
Commercial_Miscellaneous (ID)_Existing_Food Preparation_Natural Gas_Fryer_E3_Baseline Forecast | Commercial | Miscellaneous (ID) | Existing | Food Preparation | Natural Gas | Fryer | E3 |  | Baseline Forecast | 0 | 0 | 0 | 0 | 0 | 0 | 0 | 0 | 0 | 0 | 0 | 0 | 0 | 0 | 0 | 0 | 0 | 0 | 0 | 0 | 0 | 0 | 0 | 0 | 0 | 0 | 0
Commercial_Miscellaneous (ID)_Existing_Food Preparation_Natural Gas_Fryer_E4_Baseline Forecast | Commercial | Miscellaneous (ID) | Existing | Food Preparation | Natural Gas | Fryer | E4 |  | Baseline Forecast | 0 | 0 | 0 | 0 | 0 | 0 | 0 | 0 | 0 | 0 | 0 | 0 | 0 | 0 | 0 | 0 | 0 | 0 | 0 | 0 | 0 | 0 | 0 | 0 | 0 | 0 | 0
Commercial_Miscellaneous (ID)_Existing_Food Preparation_Natural Gas_Fryer_E5_Baseline Forecast | Commercial | Miscellaneous (ID) | Existing | Food Preparation | Natural Gas | Fryer | E5 |  | Baseline Forecast | 0 | 0 | 0 | 0 | 0 | 0 | 0 | 0 | 0 | 0 | 0 | 0 | 0 | 0 | 0 | 0 | 0 | 0 | 0 | 0 | 0 | 0 | 0 | 0 | 0 | 0 | 0
Commercial_Miscellaneous (ID)_Existing_Food Preparation_Natural Gas_Fryer_E6_Baseline Forecast | Commercial | Miscellaneous (ID) | Existing | Food Preparation | Natural Gas | Fryer | E6 |  | Baseline Forecast | 0 | 0 | 0 | 0 | 0 | 0 | 0 | 0 | 0 | 0 | 0 | 0 | 0 | 0 | 0 | 0 | 0 | 0 | 0 | 0 | 0 | 0 | 0 | 0 | 0 | 0 | 0
Commercial_Miscellaneous (ID)_Existing_Food Preparation_Natural Gas_Fryer_E7_Baseline Forecast | Commercial | Miscellaneous (ID) | Existing | Food Preparation | Natural Gas | Fryer | E7 |  | Baseline Forecast | 0 | 0 | 0 | 0 | 0 | 0 | 0 | 0 | 0 | 0 | 0 | 0 | 0 | 0 | 0 | 0 | 0 | 0 | 0 | 0 | 0 | 0 | 0 | 0 | 0 | 0 | 0
Commercial_Miscellaneous (ID)_Existing_Food Preparation_Natural Gas_Fryer_E8_Baseline Forecast | Commercial | Miscellaneous (ID) | Existing | Food Preparation | Natural Gas | Fryer | E8 |  | Baseline Forecast | 0 | 0 | 0 | 0 | 0 | 0 | 0 | 0 | 0 | 0 | 0 | 0 | 0 | 0 | 0 | 0 | 0 | 0 | 0 | 0 | 0 | 0 | 0 | 0 | 0 | 0 | 0
Commercial_Miscellaneous (ID)_Existing_Food Preparation_Natural Gas_Fryer_E9_Baseline Forecast | Commercial | Miscellaneous (ID) | Existing | Food Preparation | Natural Gas | Fryer | E9 |  | Baseline Forecast | 0 | 0 | 0 | 0 | 0 | 0 | 0 | 0 | 0 | 0 | 0 | 0 | 0 | 0 | 0 | 0 | 0 | 0 | 0 | 0 | 0 | 0 | 0 | 0 | 0 | 0 | 0
Commercial_Miscellaneous (ID)_Existing_Food Preparation_Natural Gas_Fryer_E10_Baseline Forecast | Commercial | Miscellaneous (ID) | Existing | Food Preparation | Natural Gas | Fryer | E10 |  | Baseline Forecast | 0 | 0 | 0 | 0 | 0 | 0 | 0 | 0 | 0 | 0 | 0 | 0 | 0 | 0 | 0 | 0 | 0 | 0 | 0 | 0 | 0 | 0 | 0 | 0 | 0 | 0 | 0
Commercial_Miscellaneous (ID)_Existing_Food Preparation_Natural Gas_Broiler_E1_Baseline Forecast | Commercial | Miscellaneous (ID) | Existing | Food Preparation | Natural Gas | Broiler | E1 | Standard | Baseline Forecast | 0.74 | 0.74 | 0.74 | 0.74 | 0.74 | 0.74 | 0.74 | 0.74 | 0.74 | 0.74 | 0.74 | 0.74 | 0.74 | 0.74 | 0.74 | 0.74 | 0.74 | 0.74 | 0.74 | 0.74 | 0.74 | 0.74 | 0.74 | 0.74 | 0.74 | 0.74 | 0.74
Commercial_Miscellaneous (ID)_Existing_Food Preparation_Natural Gas_Broiler_E2_Baseline Forecast | Commercial | Miscellaneous (ID) | Existing | Food Preparation | Natural Gas | Broiler | E2 | Infrared Burners | Baseline Forecast | 0.26 | 0.26 | 0.26 | 0.26 | 0.26 | 0.26 | 0.26 | 0.26 | 0.26 | 0.26 | 0.26 | 0.26 | 0.26 | 0.26 | 0.26 | 0.26 | 0.26 | 0.26 | 0.26 | 0.26 | 0.26 | 0.26 | 0.26 | 0.26 | 0.26 | 0.26 | 0.26
Commercial_Miscellaneous (ID)_Existing_Food Preparation_Natural Gas_Broiler_E3_Baseline Forecast | Commercial | Miscellaneous (ID) | Existing | Food Preparation | Natural Gas | Broiler | E3 |  | Baseline Forecast | 0 | 0 | 0 | 0 | 0 | 0 | 0 | 0 | 0 | 0 | 0 | 0 | 0 | 0 | 0 | 0 | 0 | 0 | 0 | 0 | 0 | 0 | 0 | 0 | 0 | 0 | 0
Commercial_Miscellaneous (ID)_Existing_Food Preparation_Natural Gas_Broiler_E4_Baseline Forecast | Commercial | Miscellaneous (ID) | Existing | Food Preparation | Natural Gas | Broiler | E4 |  | Baseline Forecast | 0 | 0 | 0 | 0 | 0 | 0 | 0 | 0 | 0 | 0 | 0 | 0 | 0 | 0 | 0 | 0 | 0 | 0 | 0 | 0 | 0 | 0 | 0 | 0 | 0 | 0 | 0
Commercial_Miscellaneous (ID)_Existing_Food Preparation_Natural Gas_Broiler_E5_Baseline Forecast | Commercial | Miscellaneous (ID) | Existing | Food Preparation | Natural Gas | Broiler | E5 |  | Baseline Forecast | 0 | 0 | 0 | 0 | 0 | 0 | 0 | 0 | 0 | 0 | 0 | 0 | 0 | 0 | 0 | 0 | 0 | 0 | 0 | 0 | 0 | 0 | 0 | 0 | 0 | 0 | 0
Commercial_Miscellaneous (ID)_Existing_Food Preparation_Natural Gas_Broiler_E6_Baseline Forecast | Commercial | Miscellaneous (ID) | Existing | Food Preparation | Natural Gas | Broiler | E6 |  | Baseline Forecast | 0 | 0 | 0 | 0 | 0 | 0 | 0 | 0 | 0 | 0 | 0 | 0 | 0 | 0 | 0 | 0 | 0 | 0 | 0 | 0 | 0 | 0 | 0 | 0 | 0 | 0 | 0
Commercial_Miscellaneous (ID)_Existing_Food Preparation_Natural Gas_Broiler_E7_Baseline Forecast | Commercial | Miscellaneous (ID) | Existing | Food Preparation | Natural Gas | Broiler | E7 |  | Baseline Forecast | 0 | 0 | 0 | 0 | 0 | 0 | 0 | 0 | 0 | 0 | 0 | 0 | 0 | 0 | 0 | 0 | 0 | 0 | 0 | 0 | 0 | 0 | 0 | 0 | 0 | 0 | 0
Commercial_Miscellaneous (ID)_Existing_Food Preparation_Natural Gas_Broiler_E8_Baseline Forecast | Commercial | Miscellaneous (ID) | Existing | Food Preparation | Natural Gas | Broiler | E8 |  | Baseline Forecast | 0 | 0 | 0 | 0 | 0 | 0 | 0 | 0 | 0 | 0 | 0 | 0 | 0 | 0 | 0 | 0 | 0 | 0 | 0 | 0 | 0 | 0 | 0 | 0 | 0 | 0 | 0
Commercial_Miscellaneous (ID)_Existing_Food Preparation_Natural Gas_Broiler_E9_Baseline Forecast | Commercial | Miscellaneous (ID) | Existing | Food Preparation | Natural Gas | Broiler | E9 |  | Baseline Forecast | 0 | 0 | 0 | 0 | 0 | 0 | 0 | 0 | 0 | 0 | 0 | 0 | 0 | 0 | 0 | 0 | 0 | 0 | 0 | 0 | 0 | 0 | 0 | 0 | 0 | 0 | 0
Commercial_Miscellaneous (ID)_Existing_Food Preparation_Natural Gas_Broiler_E10_Baseline Forecast | Commercial | Miscellaneous (ID) | Existing | Food Preparation | Natural Gas | Broiler | E10 |  | Baseline Forecast | 0 | 0 | 0 | 0 | 0 | 0 | 0 | 0 | 0 | 0 | 0 | 0 | 0 | 0 | 0 | 0 | 0 | 0 | 0 | 0 | 0 | 0 | 0 | 0 | 0 | 0 | 0
Commercial_Miscellaneous (ID)_Existing_Food Preparation_Natural Gas_Griddle_E1_Baseline Forecast | Commercial | Miscellaneous (ID) | Existing | Food Preparation | Natural Gas | Griddle | E1 | Standard | Baseline Forecast | 0.71 | 0.71 | 0.71 | 0.71 | 0.71 | 0.71 | 0.71 | 0.71 | 0.71 | 0.71 | 0.71 | 0.71 | 0.71 | 0.71 | 0.71 | 0.71 | 0.71 | 0.71 | 0.71 | 0.71 | 0.71 | 0.71 | 0.71 | 0.71 | 0.71 | 0.71 | 0.71
Commercial_Miscellaneous (ID)_Existing_Food Preparation_Natural Gas_Griddle_E2_Baseline Forecast | Commercial | Miscellaneous (ID) | Existing | Food Preparation | Natural Gas | Griddle | E2 | ENERGY STAR | Baseline Forecast | 0.29 | 0.29 | 0.29 | 0.29 | 0.29 | 0.29 | 0.29 | 0.29 | 0.29 | 0.29 | 0.29 | 0.29 | 0.29 | 0.29 | 0.29 | 0.29 | 0.29 | 0.29 | 0.29 | 0.29 | 0.29 | 0.29 | 0.29 | 0.29 | 0.29 | 0.29 | 0.29
Commercial_Miscellaneous (ID)_Existing_Food Preparation_Natural Gas_Griddle_E3_Baseline Forecast | Commercial | Miscellaneous (ID) | Existing | Food Preparation | Natural Gas | Griddle | E3 |  | Baseline Forecast | 0 | 0 | 0 | 0 | 0 | 0 | 0 | 0 | 0 | 0 | 0 | 0 | 0 | 0 | 0 | 0 | 0 | 0 | 0 | 0 | 0 | 0 | 0 | 0 | 0 | 0 | 0
Commercial_Miscellaneous (ID)_Existing_Food Preparation_Natural Gas_Griddle_E4_Baseline Forecast | Commercial | Miscellaneous (ID) | Existing | Food Preparation | Natural Gas | Griddle | E4 |  | Baseline Forecast | 0 | 0 | 0 | 0 | 0 | 0 | 0 | 0 | 0 | 0 | 0 | 0 | 0 | 0 | 0 | 0 | 0 | 0 | 0 | 0 | 0 | 0 | 0 | 0 | 0 | 0 | 0
Commercial_Miscellaneous (ID)_Existing_Food Preparation_Natural Gas_Griddle_E5_Baseline Forecast | Commercial | Miscellaneous (ID) | Existing | Food Preparation | Natural Gas | Griddle | E5 |  | Baseline Forecast | 0 | 0 | 0 | 0 | 0 | 0 | 0 | 0 | 0 | 0 | 0 | 0 | 0 | 0 | 0 | 0 | 0 | 0 | 0 | 0 | 0 | 0 | 0 | 0 | 0 | 0 | 0
Commercial_Miscellaneous (ID)_Existing_Food Preparation_Natural Gas_Griddle_E6_Baseline Forecast | Commercial | Miscellaneous (ID) | Existing | Food Preparation | Natural Gas | Griddle | E6 |  | Baseline Forecast | 0 | 0 | 0 | 0 | 0 | 0 | 0 | 0 | 0 | 0 | 0 | 0 | 0 | 0 | 0 | 0 | 0 | 0 | 0 | 0 | 0 | 0 | 0 | 0 | 0 | 0 | 0
Commercial_Miscellaneous (ID)_Existing_Food Preparation_Natural Gas_Griddle_E7_Baseline Forecast | Commercial | Miscellaneous (ID) | Existing | Food Preparation | Natural Gas | Griddle | E7 |  | Baseline Forecast | 0 | 0 | 0 | 0 | 0 | 0 | 0 | 0 | 0 | 0 | 0 | 0 | 0 | 0 | 0 | 0 | 0 | 0 | 0 | 0 | 0 | 0 | 0 | 0 | 0 | 0 | 0
Commercial_Miscellaneous (ID)_Existing_Food Preparation_Natural Gas_Griddle_E8_Baseline Forecast | Commercial | Miscellaneous (ID) | Existing | Food Preparation | Natural Gas | Griddle | E8 |  | Baseline Forecast | 0 | 0 | 0 | 0 | 0 | 0 | 0 | 0 | 0 | 0 | 0 | 0 | 0 | 0 | 0 | 0 | 0 | 0 | 0 | 0 | 0 | 0 | 0 | 0 | 0 | 0 | 0
Commercial_Miscellaneous (ID)_Existing_Food Preparation_Natural Gas_Griddle_E9_Baseline Forecast | Commercial | Miscellaneous (ID) | Existing | Food Preparation | Natural Gas | Griddle | E9 |  | Baseline Forecast | 0 | 0 | 0 | 0 | 0 | 0 | 0 | 0 | 0 | 0 | 0 | 0 | 0 | 0 | 0 | 0 | 0 | 0 | 0 | 0 | 0 | 0 | 0 | 0 | 0 | 0 | 0
Commercial_Miscellaneous (ID)_Existing_Food Preparation_Natural Gas_Griddle_E10_Baseline Forecast | Commercial | Miscellaneous (ID) | Existing | Food Preparation | Natural Gas | Griddle | E10 |  | Baseline Forecast | 0 | 0 | 0 | 0 | 0 | 0 | 0 | 0 | 0 | 0 | 0 | 0 | 0 | 0 | 0 | 0 | 0 | 0 | 0 | 0 | 0 | 0 | 0 | 0 | 0 | 0 | 0
Commercial_Miscellaneous (ID)_Existing_Food Preparation_Natural Gas_Range_E1_Baseline Forecast | Commercial | Miscellaneous (ID) | Existing | Food Preparation | Natural Gas | Range | E1 | Standard | Baseline Forecast | 0.41 | 0.41 | 0.41 | 0.41 | 0.41 | 0.41 | 0.41 | 0.41 | 0.41 | 0.41 | 0.41 | 0.41 | 0.41 | 0.41 | 0.41 | 0.41 | 0.41 | 0.41 | 0.41 | 0.41 | 0.41 | 0.41 | 0.41 | 0.41 | 0.41 | 0.41 | 0.41
Commercial_Miscellaneous (ID)_Existing_Food Preparation_Natural Gas_Range_E2_Baseline Forecast | Commercial | Miscellaneous (ID) | Existing | Food Preparation | Natural Gas | Range | E2 | High Efficiency | Baseline Forecast | 0.59 | 0.59 | 0.59 | 0.59 | 0.59 | 0.59 | 0.59 | 0.59 | 0.59 | 0.59 | 0.59 | 0.59 | 0.59 | 0.59 | 0.59 | 0.59 | 0.59 | 0.59 | 0.59 | 0.59 | 0.59 | 0.59 | 0.59 | 0.59 | 0.59 | 0.59 | 0.59
Commercial_Miscellaneous (ID)_Existing_Food Preparation_Natural Gas_Range_E3_Baseline Forecast | Commercial | Miscellaneous (ID) | Existing | Food Preparation | Natural Gas | Range | E3 |  | Baseline Forecast | 0 | 0 | 0 | 0 | 0 | 0 | 0 | 0 | 0 | 0 | 0 | 0 | 0 | 0 | 0 | 0 | 0 | 0 | 0 | 0 | 0 | 0 | 0 | 0 | 0 | 0 | 0
Commercial_Miscellaneous (ID)_Existing_Food Preparation_Natural Gas_Range_E4_Baseline Forecast | Commercial | Miscellaneous (ID) | Existing | Food Preparation | Natural Gas | Range | E4 |  | Baseline Forecast | 0 | 0 | 0 | 0 | 0 | 0 | 0 | 0 | 0 | 0 | 0 | 0 | 0 | 0 | 0 | 0 | 0 | 0 | 0 | 0 | 0 | 0 | 0 | 0 | 0 | 0 | 0
Commercial_Miscellaneous (ID)_Existing_Food Preparation_Natural Gas_Range_E5_Baseline Forecast | Commercial | Miscellaneous (ID) | Existing | Food Preparation | Natural Gas | Range | E5 |  | Baseline Forecast | 0 | 0 | 0 | 0 | 0 | 0 | 0 | 0 | 0 | 0 | 0 | 0 | 0 | 0 | 0 | 0 | 0 | 0 | 0 | 0 | 0 | 0 | 0 | 0 | 0 | 0 | 0
Commercial_Miscellaneous (ID)_Existing_Food Preparation_Natural Gas_Range_E6_Baseline Forecast | Commercial | Miscellaneous (ID) | Existing | Food Preparation | Natural Gas | Range | E6 |  | Baseline Forecast | 0 | 0 | 0 | 0 | 0 | 0 | 0 | 0 | 0 | 0 | 0 | 0 | 0 | 0 | 0 | 0 | 0 | 0 | 0 | 0 | 0 | 0 | 0 | 0 | 0 | 0 | 0
Commercial_Miscellaneous (ID)_Existing_Food Preparation_Natural Gas_Range_E7_Baseline Forecast | Commercial | Miscellaneous (ID) | Existing | Food Preparation | Natural Gas | Range | E7 |  | Baseline Forecast | 0 | 0 | 0 | 0 | 0 | 0 | 0 | 0 | 0 | 0 | 0 | 0 | 0 | 0 | 0 | 0 | 0 | 0 | 0 | 0 | 0 | 0 | 0 | 0 | 0 | 0 | 0
Commercial_Miscellaneous (ID)_Existing_Food Preparation_Natural Gas_Range_E8_Baseline Forecast | Commercial | Miscellaneous (ID) | Existing | Food Preparation | Natural Gas | Range | E8 |  | Baseline Forecast | 0 | 0 | 0 | 0 | 0 | 0 | 0 | 0 | 0 | 0 | 0 | 0 | 0 | 0 | 0 | 0 | 0 | 0 | 0 | 0 | 0 | 0 | 0 | 0 | 0 | 0 | 0
Commercial_Miscellaneous (ID)_Existing_Food Preparation_Natural Gas_Range_E9_Baseline Forecast | Commercial | Miscellaneous (ID) | Existing | Food Preparation | Natural Gas | Range | E9 |  | Baseline Forecast | 0 | 0 | 0 | 0 | 0 | 0 | 0 | 0 | 0 | 0 | 0 | 0 | 0 | 0 | 0 | 0 | 0 | 0 | 0 | 0 | 0 | 0 | 0 | 0 | 0 | 0 | 0
Commercial_Miscellaneous (ID)_Existing_Food Preparation_Natural Gas_Range_E10_Baseline Forecast | Commercial | Miscellaneous (ID) | Existing | Food Preparation | Natural Gas | Range | E10 |  | Baseline Forecast | 0 | 0 | 0 | 0 | 0 | 0 | 0 | 0 | 0 | 0 | 0 | 0 | 0 | 0 | 0 | 0 | 0 | 0 | 0 | 0 | 0 | 0 | 0 | 0 | 0 | 0 | 0
Commercial_Miscellaneous (ID)_Existing_Food Preparation_Natural Gas_Steamer_E1_Baseline Forecast | Commercial | Miscellaneous (ID) | Existing | Food Preparation | Natural Gas | Steamer | E1 | Standard | Baseline Forecast | 0.5 | 0.5 | 0.5 | 0.5 | 0.5 | 0.5 | 0.5 | 0.5 | 0.5 | 0.5 | 0.5 | 0.5 | 0.5 | 0.5 | 0.5 | 0.5 | 0.5 | 0.5 | 0.5 | 0.5 | 0.5 | 0.5 | 0.5 | 0.5 | 0.5 | 0.5 | 0.5
Commercial_Miscellaneous (ID)_Existing_Food Preparation_Natural Gas_Steamer_E2_Baseline Forecast | Commercial | Miscellaneous (ID) | Existing | Food Preparation | Natural Gas | Steamer | E2 | ENERGY STAR | Baseline Forecast | 0.5 | 0.5 | 0.5 | 0.5 | 0.5 | 0.5 | 0.5 | 0.5 | 0.5 | 0.5 | 0.5 | 0.5 | 0.5 | 0.5 | 0.5 | 0.5 | 0.5 | 0.5 | 0.5 | 0.5 | 0.5 | 0.5 | 0.5 | 0.5 | 0.5 | 0.5 | 0.5
Commercial_Miscellaneous (ID)_Existing_Food Preparation_Natural Gas_Steamer_E3_Baseline Forecast | Commercial | Miscellaneous (ID) | Existing | Food Preparation | Natural Gas | Steamer | E3 |  | Baseline Forecast | 0 | 0 | 0 | 0 | 0 | 0 | 0 | 0 | 0 | 0 | 0 | 0 | 0 | 0 | 0 | 0 | 0 | 0 | 0 | 0 | 0 | 0 | 0 | 0 | 0 | 0 | 0
Commercial_Miscellaneous (ID)_Existing_Food Preparation_Natural Gas_Steamer_E4_Baseline Forecast | Commercial | Miscellaneous (ID) | Existing | Food Preparation | Natural Gas | Steamer | E4 |  | Baseline Forecast | 0 | 0 | 0 | 0 | 0 | 0 | 0 | 0 | 0 | 0 | 0 | 0 | 0 | 0 | 0 | 0 | 0 | 0 | 0 | 0 | 0 | 0 | 0 | 0 | 0 | 0 | 0
Commercial_Miscellaneous (ID)_Existing_Food Preparation_Natural Gas_Steamer_E5_Baseline Forecast | Commercial | Miscellaneous (ID) | Existing | Food Preparation | Natural Gas | Steamer | E5 |  | Baseline Forecast | 0 | 0 | 0 | 0 | 0 | 0 | 0 | 0 | 0 | 0 | 0 | 0 | 0 | 0 | 0 | 0 | 0 | 0 | 0 | 0 | 0 | 0 | 0 | 0 | 0 | 0 | 0
Commercial_Miscellaneous (ID)_Existing_Food Preparation_Natural Gas_Steamer_E6_Baseline Forecast | Commercial | Miscellaneous (ID) | Existing | Food Preparation | Natural Gas | Steamer | E6 |  | Baseline Forecast | 0 | 0 | 0 | 0 | 0 | 0 | 0 | 0 | 0 | 0 | 0 | 0 | 0 | 0 | 0 | 0 | 0 | 0 | 0 | 0 | 0 | 0 | 0 | 0 | 0 | 0 | 0
Commercial_Miscellaneous (ID)_Existing_Food Preparation_Natural Gas_Steamer_E7_Baseline Forecast | Commercial | Miscellaneous (ID) | Existing | Food Preparation | Natural Gas | Steamer | E7 |  | Baseline Forecast | 0 | 0 | 0 | 0 | 0 | 0 | 0 | 0 | 0 | 0 | 0 | 0 | 0 | 0 | 0 | 0 | 0 | 0 | 0 | 0 | 0 | 0 | 0 | 0 | 0 | 0 | 0
Commercial_Miscellaneous (ID)_Existing_Food Preparation_Natural Gas_Steamer_E8_Baseline Forecast | Commercial | Miscellaneous (ID) | Existing | Food Preparation | Natural Gas | Steamer | E8 |  | Baseline Forecast | 0 | 0 | 0 | 0 | 0 | 0 | 0 | 0 | 0 | 0 | 0 | 0 | 0 | 0 | 0 | 0 | 0 | 0 | 0 | 0 | 0 | 0 | 0 | 0 | 0 | 0 | 0
Commercial_Miscellaneous (ID)_Existing_Food Preparation_Natural Gas_Steamer_E9_Baseline Forecast | Commercial | Miscellaneous (ID) | Existing | Food Preparation | Natural Gas | Steamer | E9 |  | Baseline Forecast | 0 | 0 | 0 | 0 | 0 | 0 | 0 | 0 | 0 | 0 | 0 | 0 | 0 | 0 | 0 | 0 | 0 | 0 | 0 | 0 | 0 | 0 | 0 | 0 | 0 | 0 | 0
Commercial_Miscellaneous (ID)_Existing_Food Preparation_Natural Gas_Steamer_E10_Baseline Forecast | Commercial | Miscellaneous (ID) | Existing | Food Preparation | Natural Gas | Steamer | E10 |  | Baseline Forecast | 0 | 0 | 0 | 0 | 0 | 0 | 0 | 0 | 0 | 0 | 0 | 0 | 0 | 0 | 0 | 0 | 0 | 0 | 0 | 0 | 0 | 0 | 0 | 0 | 0 | 0 | 0
Commercial_Miscellaneous (ID)_Existing_Food Preparation_Natural Gas_Food Prep Other_E1_Baseline Forecast | Commercial | Miscellaneous (ID) | Existing | Food Preparation | Natural Gas | Food Prep Other | E1 | Standard | Baseline Forecast | 0.74 | 0.74 | 0.74 | 0.74 | 0.74 | 0.74 | 0.74 | 0.74 | 0.74 | 0.74 | 0.74 | 0.74 | 0.74 | 0.74 | 0.74 | 0.74 | 0.74 | 0.74 | 0.74 | 0.74 | 0.74 | 0.74 | 0.74 | 0.74 | 0.74 | 0.74 | 0.74
Commercial_Miscellaneous (ID)_Existing_Food Preparation_Natural Gas_Food Prep Other_E2_Baseline Forecast | Commercial | Miscellaneous (ID) | Existing | Food Preparation | Natural Gas | Food Prep Other | E2 | ENERGY STAR | Baseline Forecast | 0.26 | 0.26 | 0.26 | 0.26 | 0.26 | 0.26 | 0.26 | 0.26 | 0.26 | 0.26 | 0.26 | 0.26 | 0.26 | 0.26 | 0.26 | 0.26 | 0.26 | 0.26 | 0.26 | 0.26 | 0.26 | 0.26 | 0.26 | 0.26 | 0.26 | 0.26 | 0.26
Commercial_Miscellaneous (ID)_Existing_Food Preparation_Natural Gas_Food Prep Other_E3_Baseline Forecast | Commercial | Miscellaneous (ID) | Existing | Food Preparation | Natural Gas | Food Prep Other | E3 |  | Baseline Forecast | 0 | 0 | 0 | 0 | 0 | 0 | 0 | 0 | 0 | 0 | 0 | 0 | 0 | 0 | 0 | 0 | 0 | 0 | 0 | 0 | 0 | 0 | 0 | 0 | 0 | 0 | 0
Commercial_Miscellaneous (ID)_Existing_Food Preparation_Natural Gas_Food Prep Other_E4_Baseline Forecast | Commercial | Miscellaneous (ID) | Existing | Food Preparation | Natural Gas | Food Prep Other | E4 |  | Baseline Forecast | 0 | 0 | 0 | 0 | 0 | 0 | 0 | 0 | 0 | 0 | 0 | 0 | 0 | 0 | 0 | 0 | 0 | 0 | 0 | 0 | 0 | 0 | 0 | 0 | 0 | 0 | 0
Commercial_Miscellaneous (ID)_Existing_Food Preparation_Natural Gas_Food Prep Other_E5_Baseline Forecast | Commercial | Miscellaneous (ID) | Existing | Food Preparation | Natural Gas | Food Prep Other | E5 |  | Baseline Forecast | 0 | 0 | 0 | 0 | 0 | 0 | 0 | 0 | 0 | 0 | 0 | 0 | 0 | 0 | 0 | 0 | 0 | 0 | 0 | 0 | 0 | 0 | 0 | 0 | 0 | 0 | 0
Commercial_Miscellaneous (ID)_Existing_Food Preparation_Natural Gas_Food Prep Other_E6_Baseline Forecast | Commercial | Miscellaneous (ID) | Existing | Food Preparation | Natural Gas | Food Prep Other | E6 |  | Baseline Forecast | 0 | 0 | 0 | 0 | 0 | 0 | 0 | 0 | 0 | 0 | 0 | 0 | 0 | 0 | 0 | 0 | 0 | 0 | 0 | 0 | 0 | 0 | 0 | 0 | 0 | 0 | 0
Commercial_Miscellaneous (ID)_Existing_Food Preparation_Natural Gas_Food Prep Other_E7_Baseline Forecast | Commercial | Miscellaneous (ID) | Existing | Food Preparation | Natural Gas | Food Prep Other | E7 |  | Baseline Forecast | 0 | 0 | 0 | 0 | 0 | 0 | 0 | 0 | 0 | 0 | 0 | 0 | 0 | 0 | 0 | 0 | 0 | 0 | 0 | 0 | 0 | 0 | 0 | 0 | 0 | 0 | 0
Commercial_Miscellaneous (ID)_Existing_Food Preparation_Natural Gas_Food Prep Other_E8_Baseline Forecast | Commercial | Miscellaneous (ID) | Existing | Food Preparation | Natural Gas | Food Prep Other | E8 |  | Baseline Forecast | 0 | 0 | 0 | 0 | 0 | 0 | 0 | 0 | 0 | 0 | 0 | 0 | 0 | 0 | 0 | 0 | 0 | 0 | 0 | 0 | 0 | 0 | 0 | 0 | 0 | 0 | 0
Commercial_Miscellaneous (ID)_Existing_Food Preparation_Natural Gas_Food Prep Other_E9_Baseline Forecast | Commercial | Miscellaneous (ID) | Existing | Food Preparation | Natural Gas | Food Prep Other | E9 |  | Baseline Forecast | 0 | 0 | 0 | 0 | 0 | 0 | 0 | 0 | 0 | 0 | 0 | 0 | 0 | 0 | 0 | 0 | 0 | 0 | 0 | 0 | 0 | 0 | 0 | 0 | 0 | 0 | 0
Commercial_Miscellaneous (ID)_Existing_Food Preparation_Natural Gas_Food Prep Other_E10_Baseline Forecast | Commercial | Miscellaneous (ID) | Existing | Food Preparation | Natural Gas | Food Prep Other | E10 |  | Baseline Forecast | 0 | 0 | 0 | 0 | 0 | 0 | 0 | 0 | 0 | 0 | 0 | 0 | 0 | 0 | 0 | 0 | 0 | 0 | 0 | 0 | 0 | 0 | 0 | 0 | 0 | 0 | 0
Commercial_Miscellaneous (ID)_Existing_Miscellaneous_Natural Gas_Pool Heater_E1_Baseline Forecast | Commercial | Miscellaneous (ID) | Existing | Miscellaneous | Natural Gas | Pool Heater | E1 | Standard (EF .82) | Baseline Forecast | 0.9 | 0.9 | 0.9 | 0.9 | 0.9 | 0.9 | 0.9 | 0.9 | 0.9 | 0.9 | 0.9 | 0.9 | 0.9 | 0.9 | 0.9 | 0.9 | 0.9 | 0.9 | 0.9 | 0.9 | 0.9 | 0.9 | 0.9 | 0.9 | 0.9 | 0.9 | 0.9
Commercial_Miscellaneous (ID)_Existing_Miscellaneous_Natural Gas_Pool Heater_E2_Baseline Forecast | Commercial | Miscellaneous (ID) | Existing | Miscellaneous | Natural Gas | Pool Heater | E2 | Condensing (EF .90) | Baseline Forecast | 0.1 | 0.1 | 0.1 | 0.1 | 0.1 | 0.1 | 0.1 | 0.1 | 0.1 | 0.1 | 0.1 | 0.1 | 0.1 | 0.1 | 0.1 | 0.1 | 0.1 | 0.1 | 0.1 | 0.1 | 0.1 | 0.1 | 0.1 | 0.1 | 0.1 | 0.1 | 0.1
Commercial_Miscellaneous (ID)_Existing_Miscellaneous_Natural Gas_Pool Heater_E3_Baseline Forecast | Commercial | Miscellaneous (ID) | Existing | Miscellaneous | Natural Gas | Pool Heater | E3 |  | Baseline Forecast | 0 | 0 | 0 | 0 | 0 | 0 | 0 | 0 | 0 | 0 | 0 | 0 | 0 | 0 | 0 | 0 | 0 | 0 | 0 | 0 | 0 | 0 | 0 | 0 | 0 | 0 | 0
Commercial_Miscellaneous (ID)_Existing_Miscellaneous_Natural Gas_Pool Heater_E4_Baseline Forecast | Commercial | Miscellaneous (ID) | Existing | Miscellaneous | Natural Gas | Pool Heater | E4 |  | Baseline Forecast | 0 | 0 | 0 | 0 | 0 | 0 | 0 | 0 | 0 | 0 | 0 | 0 | 0 | 0 | 0 | 0 | 0 | 0 | 0 | 0 | 0 | 0 | 0 | 0 | 0 | 0 | 0
Commercial_Miscellaneous (ID)_Existing_Miscellaneous_Natural Gas_Pool Heater_E5_Baseline Forecast | Commercial | Miscellaneous (ID) | Existing | Miscellaneous | Natural Gas | Pool Heater | E5 |  | Baseline Forecast | 0 | 0 | 0 | 0 | 0 | 0 | 0 | 0 | 0 | 0 | 0 | 0 | 0 | 0 | 0 | 0 | 0 | 0 | 0 | 0 | 0 | 0 | 0 | 0 | 0 | 0 | 0
Commercial_Miscellaneous (ID)_Existing_Miscellaneous_Natural Gas_Pool Heater_E6_Baseline Forecast | Commercial | Miscellaneous (ID) | Existing | Miscellaneous | Natural Gas | Pool Heater | E6 |  | Baseline Forecast | 0 | 0 | 0 | 0 | 0 | 0 | 0 | 0 | 0 | 0 | 0 | 0 | 0 | 0 | 0 | 0 | 0 | 0 | 0 | 0 | 0 | 0 | 0 | 0 | 0 | 0 | 0
Commercial_Miscellaneous (ID)_Existing_Miscellaneous_Natural Gas_Pool Heater_E7_Baseline Forecast | Commercial | Miscellaneous (ID) | Existing | Miscellaneous | Natural Gas | Pool Heater | E7 |  | Baseline Forecast | 0 | 0 | 0 | 0 | 0 | 0 | 0 | 0 | 0 | 0 | 0 | 0 | 0 | 0 | 0 | 0 | 0 | 0 | 0 | 0 | 0 | 0 | 0 | 0 | 0 | 0 | 0
Commercial_Miscellaneous (ID)_Existing_Miscellaneous_Natural Gas_Pool Heater_E8_Baseline Forecast | Commercial | Miscellaneous (ID) | Existing | Miscellaneous | Natural Gas | Pool Heater | E8 |  | Baseline Forecast | 0 | 0 | 0 | 0 | 0 | 0 | 0 | 0 | 0 | 0 | 0 | 0 | 0 | 0 | 0 | 0 | 0 | 0 | 0 | 0 | 0 | 0 | 0 | 0 | 0 | 0 | 0
Commercial_Miscellaneous (ID)_Existing_Miscellaneous_Natural Gas_Pool Heater_E9_Baseline Forecast | Commercial | Miscellaneous (ID) | Existing | Miscellaneous | Natural Gas | Pool Heater | E9 |  | Baseline Forecast | 0 | 0 | 0 | 0 | 0 | 0 | 0 | 0 | 0 | 0 | 0 | 0 | 0 | 0 | 0 | 0 | 0 | 0 | 0 | 0 | 0 | 0 | 0 | 0 | 0 | 0 | 0
Commercial_Miscellaneous (ID)_Existing_Miscellaneous_Natural Gas_Pool Heater_E10_Baseline Forecast | Commercial | Miscellaneous (ID) | Existing | Miscellaneous | Natural Gas | Pool Heater | E10 |  | Baseline Forecast | 0 | 0 | 0 | 0 | 0 | 0 | 0 | 0 | 0 | 0 | 0 | 0 | 0 | 0 | 0 | 0 | 0 | 0 | 0 | 0 | 0 | 0 | 0 | 0 | 0 | 0 | 0
Commercial_Miscellaneous (ID)_Existing_Miscellaneous_Natural Gas_Miscellaneous_E1_Baseline Forecast | Commercial | Miscellaneous (ID) | Existing | Miscellaneous | Natural Gas | Miscellaneous | E1 | Standard | Baseline Forecast | bar: 2019 to 2045
Commercial_Miscellaneous (ID)_Existing_Miscellaneous_Natural Gas_Miscellaneous_E2_Baseline Forecast | Commercial | Miscellaneous (ID) | Existing | Miscellaneous | Natural Gas | Miscellaneous | E2 |  | Baseline Forecast | 0 | 0 | 0 | 0 | 0 | 0 | 0 | 0 | 0 | 0 | 0 | 0 | 0 | 0 | 0 | 0 | 0 | 0 | 0 | 0 | 0 | 0 | 0 | 0 | 0 | 0 | 0
Commercial_Miscellaneous (ID)_Existing_Miscellaneous_Natural Gas_Miscellaneous_E3_Baseline Forecast | Commercial | Miscellaneous (ID) | Existing | Miscellaneous | Natural Gas | Miscellaneous | E3 |  | Baseline Forecast | 0 | 0 | 0 | 0 | 0 | 0 | 0 | 0 | 0 | 0 | 0 | 0 | 0 | 0 | 0 | 0 | 0 | 0 | 0 | 0 | 0 | 0 | 0 | 0 | 0 | 0 | 0
Commercial_Miscellaneous (ID)_Existing_Miscellaneous_Natural Gas_Miscellaneous_E4_Baseline Forecast | Commercial | Miscellaneous (ID) | Existing | Miscellaneous | Natural Gas | Miscellaneous | E4 |  | Baseline Forecast | 0 | 0 | 0 | 0 | 0 | 0 | 0 | 0 | 0 | 0 | 0 | 0 | 0 | 0 | 0 | 0 | 0 | 0 | 0 | 0 | 0 | 0 | 0 | 0 | 0 | 0 | 0
Commercial_Miscellaneous (ID)_Existing_Miscellaneous_Natural Gas_Miscellaneous_E5_Baseline Forecast | Commercial | Miscellaneous (ID) | Existing | Miscellaneous | Natural Gas | Miscellaneous | E5 |  | Baseline Forecast | 0 | 0 | 0 | 0 | 0 | 0 | 0 | 0 | 0 | 0 | 0 | 0 | 0 | 0 | 0 | 0 | 0 | 0 | 0 | 0 | 0 | 0 | 0 | 0 | 0 | 0 | 0
Commercial_Miscellaneous (ID)_Existing_Miscellaneous_Natural Gas_Miscellaneous_E6_Baseline Forecast | Commercial | Miscellaneous (ID) | Existing | Miscellaneous | Natural Gas | Miscellaneous | E6 |  | Baseline Forecast | 0 | 0 | 0 | 0 | 0 | 0 | 0 | 0 | 0 | 0 | 0 | 0 | 0 | 0 | 0 | 0 | 0 | 0 | 0 | 0 | 0 | 0 | 0 | 0 | 0 | 0 | 0
Commercial_Miscellaneous (ID)_Existing_Miscellaneous_Natural Gas_Miscellaneous_E7_Baseline Forecast | Commercial | Miscellaneous (ID) | Existing | Miscellaneous | Natural Gas | Miscellaneous | E7 |  | Baseline Forecast | 0 | 0 | 0 | 0 | 0 | 0 | 0 | 0 | 0 | 0 | 0 | 0 | 0 | 0 | 0 | 0 | 0 | 0 | 0 | 0 | 0 | 0 | 0 | 0 | 0 | 0 | 0
Commercial_Miscellaneous (ID)_Existing_Miscellaneous_Natural Gas_Miscellaneous_E8_Baseline Forecast | Commercial | Miscellaneous (ID) | Existing | Miscellaneous | Natural Gas | Miscellaneous | E8 |  | Baseline Forecast | 0 | 0 | 0 | 0 | 0 | 0 | 0 | 0 | 0 | 0 | 0 | 0 | 0 | 0 | 0 | 0 | 0 | 0 | 0 | 0 | 0 | 0 | 0 | 0 | 0 | 0 | 0
Commercial_Miscellaneous (ID)_Existing_Miscellaneous_Natural Gas_Miscellaneous_E9_Baseline Forecast | Commercial | Miscellaneous (ID) | Existing | Miscellaneous | Natural Gas | Miscellaneous | E9 |  | Baseline Forecast | 0 | 0 | 0 | 0 | 0 | 0 | 0 | 0 | 0 | 0 | 0 | 0 | 0 | 0 | 0 | 0 | 0 | 0 | 0 | 0 | 0 | 0 | 0 | 0 | 0 | 0 | 0
Commercial_Miscellaneous (ID)_Existing_Miscellaneous_Natural Gas_Miscellaneous_E10_Baseline Forecast | Commercial | Miscellaneous (ID) | Existing | Miscellaneous | Natural Gas | Miscellaneous | E10 |  | Baseline Forecast | 0 | 0 | 0 | 0 | 0 | 0 | 0 | 0 | 0 | 0 | 0 | 0 | 0 | 0 | 0 | 0 | 0 | 0 | 0 | 0 | 0 | 0 | 0 | 0 | 0 | 0 | 0
Commercial_Miscellaneous (ID)_New_Space Heating_Natural Gas_Furnace_E1_Baseline Forecast | Commercial | Miscellaneous (ID) | New | Space Heating | Natural Gas | Furnace | E1 | AFUE 80% (Standard) | Baseline Forecast | bar: 2019 to 2045
Commercial_Miscellaneous (ID)_New_Space Heating_Natural Gas_Furnace_E2_Baseline Forecast | Commercial | Miscellaneous (ID) | New | Space Heating | Natural Gas | Furnace | E2 | AFUE 90% | Baseline Forecast | 0 | 0 | 0 | 0 | 0 | 0 | 0 | 0 | 0 | 0 | 0 | 0 | 0 | 0 | 0 | 0 | 0 | 0 | 0 | 0 | 0 | 0 | 0 | 0 | 0 | 0 | 0
Commercial_Miscellaneous (ID)_New_Space Heating_Natural Gas_Furnace_E3_Baseline Forecast | Commercial | Miscellaneous (ID) | New | Space Heating | Natural Gas | Furnace | E3 | AFUE 96% | Baseline Forecast | 0 | 0 | 0 | 0 | 0 | 0 | 0 | 0 | 0 | 0 | 0 | 0 | 0 | 0 | 0 | 0 | 0 | 0 | 0 | 0 | 0 | 0 | 0 | 0 | 0 | 0 | 0
Commercial_Miscellaneous (ID)_New_Space Heating_Natural Gas_Furnace_E4_Baseline Forecast | Commercial | Miscellaneous (ID) | New | Space Heating | Natural Gas | Furnace | E4 |  | Baseline Forecast | 0 | 0 | 0 | 0 | 0 | 0 | 0 | 0 | 0 | 0 | 0 | 0 | 0 | 0 | 0 | 0 | 0 | 0 | 0 | 0 | 0 | 0 | 0 | 0 | 0 | 0 | 0
Commercial_Miscellaneous (ID)_New_Space Heating_Natural Gas_Furnace_E5_Baseline Forecast | Commercial | Miscellaneous (ID) | New | Space Heating | Natural Gas | Furnace | E5 |  | Baseline Forecast | 0 | 0 | 0 | 0 | 0 | 0 | 0 | 0 | 0 | 0 | 0 | 0 | 0 | 0 | 0 | 0 | 0 | 0 | 0 | 0 | 0 | 0 | 0 | 0 | 0 | 0 | 0
Commercial_Miscellaneous (ID)_New_Space Heating_Natural Gas_Furnace_E6_Baseline Forecast | Commercial | Miscellaneous (ID) | New | Space Heating | Natural Gas | Furnace | E6 |  | Baseline Forecast | 0 | 0 | 0 | 0 | 0 | 0 | 0 | 0 | 0 | 0 | 0 | 0 | 0 | 0 | 0 | 0 | 0 | 0 | 0 | 0 | 0 | 0 | 0 | 0 | 0 | 0 | 0
Commercial_Miscellaneous (ID)_New_Space Heating_Natural Gas_Furnace_E7_Baseline Forecast | Commercial | Miscellaneous (ID) | New | Space Heating | Natural Gas | Furnace | E7 |  | Baseline Forecast | 0 | 0 | 0 | 0 | 0 | 0 | 0 | 0 | 0 | 0 | 0 | 0 | 0 | 0 | 0 | 0 | 0 | 0 | 0 | 0 | 0 | 0 | 0 | 0 | 0 | 0 | 0
Commercial_Miscellaneous (ID)_New_Space Heating_Natural Gas_Furnace_E8_Baseline Forecast | Commercial | Miscellaneous (ID) | New | Space Heating | Natural Gas | Furnace | E8 |  | Baseline Forecast | 0 | 0 | 0 | 0 | 0 | 0 | 0 | 0 | 0 | 0 | 0 | 0 | 0 | 0 | 0 | 0 | 0 | 0 | 0 | 0 | 0 | 0 | 0 | 0 | 0 | 0 | 0
Commercial_Miscellaneous (ID)_New_Space Heating_Natural Gas_Furnace_E9_Baseline Forecast | Commercial | Miscellaneous (ID) | New | Space Heating | Natural Gas | Furnace | E9 |  | Baseline Forecast | 0 | 0 | 0 | 0 | 0 | 0 | 0 | 0 | 0 | 0 | 0 | 0 | 0 | 0 | 0 | 0 | 0 | 0 | 0 | 0 | 0 | 0 | 0 | 0 | 0 | 0 | 0
Commercial_Miscellaneous (ID)_New_Space Heating_Natural Gas_Furnace_E10_Baseline Forecast | Commercial | Miscellaneous (ID) | New | Space Heating | Natural Gas | Furnace | E10 |  | Baseline Forecast | 0 | 0 | 0 | 0 | 0 | 0 | 0 | 0 | 0 | 0 | 0 | 0 | 0 | 0 | 0 | 0 | 0 | 0 | 0 | 0 | 0 | 0 | 0 | 0 | 0 | 0 | 0
Commercial_Miscellaneous (ID)_New_Space Heating_Natural Gas_Boiler_E1_Baseline Forecast | Commercial | Miscellaneous (ID) | New | Space Heating | Natural Gas | Boiler | E1 | AFUE 80% (Standard) | Baseline Forecast | 0.87905 | 0.88454 | 0.88454 | 0.88186 | 0.88186 | 0.87905 | 0.87611 | 0.87302 | 0.87302 | 0.86977 | 0.86977 | 0.86635 | 0.86635 | 0.86275 | 0.86275 | 0.86275 | 0.89034 | 0.8871 | 0.8871 | 0.88366 | 0.8871 | 0.8871 | 0.88366 | 0.88366 | 0.88366 | 0.88366 | 0.88366
Commercial_Miscellaneous (ID)_New_Space Heating_Natural Gas_Boiler_E2_Baseline Forecast | Commercial | Miscellaneous (ID) | New | Space Heating | Natural Gas | Boiler | E2 | AFUE 85% | Baseline Forecast | 0 | 0 | 0 | 0 | 0 | 0 | 0 | 0 | 0 | 0 | 0 | 0 | 0 | 0 | 0 | 0 | 0 | 0 | 0 | 0 | 0 | 0 | 0 | 0 | 0 | 0 | 0
Commercial_Miscellaneous (ID)_New_Space Heating_Natural Gas_Boiler_E3_Baseline Forecast | Commercial | Miscellaneous (ID) | New | Space Heating | Natural Gas | Boiler | E3 | AFUE 97% | Baseline Forecast | 0.12095 | 0.11546 | 0.11546 | 0.11814 | 0.11814 | 0.12095 | 0.12389 | 0.12698 | 0.12698 | 0.13023 | 0.13023 | 0.13365 | 0.13365 | 0.13725 | 0.13725 | 0.13725 | 0.10966 | 0.1129 | 0.1129 | 0.11634 | 0.1129 | 0.1129 | 0.11634 | 0.11634 | 0.11634 | 0.11634 | 0.11634
Commercial_Miscellaneous (ID)_New_Space Heating_Natural Gas_Boiler_E4_Baseline Forecast | Commercial | Miscellaneous (ID) | New | Space Heating | Natural Gas | Boiler | E4 | Convert to NG Air Source Heat Pump | Baseline Forecast | 0 | 0 | 0 | 0 | 0 | 0 | 0 | 0 | 0 | 0 | 0 | 0 | 0 | 0 | 0 | 0 | 0 | 0 | 0 | 0 | 0 | 0 | 0 | 0 | 0 | 0 | 0
Commercial_Miscellaneous (ID)_New_Space Heating_Natural Gas_Boiler_E5_Baseline Forecast | Commercial | Miscellaneous (ID) | New | Space Heating | Natural Gas | Boiler | E5 |  | Baseline Forecast | 0 | 0 | 0 | 0 | 0 | 0 | 0 | 0 | 0 | 0 | 0 | 0 | 0 | 0 | 0 | 0 | 0 | 0 | 0 | 0 | 0 | 0 | 0 | 0 | 0 | 0 | 0
Commercial_Miscellaneous (ID)_New_Space Heating_Natural Gas_Boiler_E6_Baseline Forecast | Commercial | Miscellaneous (ID) | New | Space Heating | Natural Gas | Boiler | E6 |  | Baseline Forecast | 0 | 0 | 0 | 0 | 0 | 0 | 0 | 0 | 0 | 0 | 0 | 0 | 0 | 0 | 0 | 0 | 0 | 0 | 0 | 0 | 0 | 0 | 0 | 0 | 0 | 0 | 0
Commercial_Miscellaneous (ID)_New_Space Heating_Natural Gas_Boiler_E7_Baseline Forecast | Commercial | Miscellaneous (ID) | New | Space Heating | Natural Gas | Boiler | E7 |  | Baseline Forecast | 0 | 0 | 0 | 0 | 0 | 0 | 0 | 0 | 0 | 0 | 0 | 0 | 0 | 0 | 0 | 0 | 0 | 0 | 0 | 0 | 0 | 0 | 0 | 0 | 0 | 0 | 0
Commercial_Miscellaneous (ID)_New_Space Heating_Natural Gas_Boiler_E8_Baseline Forecast | Commercial | Miscellaneous (ID) | New | Space Heating | Natural Gas | Boiler | E8 |  | Baseline Forecast | 0 | 0 | 0 | 0 | 0 | 0 | 0 | 0 | 0 | 0 | 0 | 0 | 0 | 0 | 0 | 0 | 0 | 0 | 0 | 0 | 0 | 0 | 0 | 0 | 0 | 0 | 0
Commercial_Miscellaneous (ID)_New_Space Heating_Natural Gas_Boiler_E9_Baseline Forecast | Commercial | Miscellaneous (ID) | New | Space Heating | Natural Gas | Boiler | E9 |  | Baseline Forecast | 0 | 0 | 0 | 0 | 0 | 0 | 0 | 0 | 0 | 0 | 0 | 0 | 0 | 0 | 0 | 0 | 0 | 0 | 0 | 0 | 0 | 0 | 0 | 0 | 0 | 0 | 0
Commercial_Miscellaneous (ID)_New_Space Heating_Natural Gas_Boiler_E10_Baseline Forecast | Commercial | Miscellaneous (ID) | New | Space Heating | Natural Gas | Boiler | E10 |  | Baseline Forecast | 0 | 0 | 0 | 0 | 0 | 0 | 0 | 0 | 0 | 0 | 0 | 0 | 0 | 0 | 0 | 0 | 0 | 0 | 0 | 0 | 0 | 0 | 0 | 0 | 0 | 0 | 0
Commercial_Miscellaneous (ID)_New_Space Heating_Natural Gas_Unit Heater_E1_Baseline Forecast | Commercial | Miscellaneous (ID) | New | Space Heating | Natural Gas | Unit Heater | E1 | Standard | Baseline Forecast | bar: 2019 to 2045
Commercial_Miscellaneous (ID)_New_Space Heating_Natural Gas_Unit Heater_E2_Baseline Forecast | Commercial | Miscellaneous (ID) | New | Space Heating | Natural Gas | Unit Heater | E2 | Condensing | Baseline Forecast | 0 | 0 | 0 | 0 | 0 | 0 | 0 | 0 | 0 | 0 | 0 | 0 | 0 | 0 | 0 | 0 | 0 | 0 | 0 | 0 | 0 | 0 | 0 | 0 | 0 | 0 | 0
Commercial_Miscellaneous (ID)_New_Space Heating_Natural Gas_Unit Heater_E3_Baseline Forecast | Commercial | Miscellaneous (ID) | New | Space Heating | Natural Gas | Unit Heater | E3 | Infrared Radiant | Baseline Forecast | 0 | 0 | 0 | 0 | 0 | 0 | 0 | 0 | 0 | 0 | 0 | 0 | 0 | 0 | 0 | 0 | 0 | 0 | 0 | 0 | 0 | 0 | 0 | 0 | 0 | 0 | 0
Commercial_Miscellaneous (ID)_New_Space Heating_Natural Gas_Unit Heater_E4_Baseline Forecast | Commercial | Miscellaneous (ID) | New | Space Heating | Natural Gas | Unit Heater | E4 |  | Baseline Forecast | 0 | 0 | 0 | 0 | 0 | 0 | 0 | 0 | 0 | 0 | 0 | 0 | 0 | 0 | 0 | 0 | 0 | 0 | 0 | 0 | 0 | 0 | 0 | 0 | 0 | 0 | 0
Commercial_Miscellaneous (ID)_New_Space Heating_Natural Gas_Unit Heater_E5_Baseline Forecast | Commercial | Miscellaneous (ID) | New | Space Heating | Natural Gas | Unit Heater | E5 |  | Baseline Forecast | 0 | 0 | 0 | 0 | 0 | 0 | 0 | 0 | 0 | 0 | 0 | 0 | 0 | 0 | 0 | 0 | 0 | 0 | 0 | 0 | 0 | 0 | 0 | 0 | 0 | 0 | 0
Commercial_Miscellaneous (ID)_New_Space Heating_Natural Gas_Unit Heater_E6_Baseline Forecast | Commercial | Miscellaneous (ID) | New | Space Heating | Natural Gas | Unit Heater | E6 |  | Baseline Forecast | 0 | 0 | 0 | 0 | 0 | 0 | 0 | 0 | 0 | 0 | 0 | 0 | 0 | 0 | 0 | 0 | 0 | 0 | 0 | 0 | 0 | 0 | 0 | 0 | 0 | 0 | 0
Commercial_Miscellaneous (ID)_New_Space Heating_Natural Gas_Unit Heater_E7_Baseline Forecast | Commercial | Miscellaneous (ID) | New | Space Heating | Natural Gas | Unit Heater | E7 |  | Baseline Forecast | 0 | 0 | 0 | 0 | 0 | 0 | 0 | 0 | 0 | 0 | 0 | 0 | 0 | 0 | 0 | 0 | 0 | 0 | 0 | 0 | 0 | 0 | 0 | 0 | 0 | 0 | 0
Commercial_Miscellaneous (ID)_New_Space Heating_Natural Gas_Unit Heater_E8_Baseline Forecast | Commercial | Miscellaneous (ID) | New | Space Heating | Natural Gas | Unit Heater | E8 |  | Baseline Forecast | 0 | 0 | 0 | 0 | 0 | 0 | 0 | 0 | 0 | 0 | 0 | 0 | 0 | 0 | 0 | 0 | 0 | 0 | 0 | 0 | 0 | 0 | 0 | 0 | 0 | 0 | 0
Commercial_Miscellaneous (ID)_New_Space Heating_Natural Gas_Unit Heater_E9_Baseline Forecast | Commercial | Miscellaneous (ID) | New | Space Heating | Natural Gas | Unit Heater | E9 |  | Baseline Forecast | 0 | 0 | 0 | 0 | 0 | 0 | 0 | 0 | 0 | 0 | 0 | 0 | 0 | 0 | 0 | 0 | 0 | 0 | 0 | 0 | 0 | 0 | 0 | 0 | 0 | 0 | 0
Commercial_Miscellaneous (ID)_New_Space Heating_Natural Gas_Unit Heater_E10_Baseline Forecast | Commercial | Miscellaneous (ID) | New | Space Heating | Natural Gas | Unit Heater | E10 |  | Baseline Forecast | 0 | 0 | 0 | 0 | 0 | 0 | 0 | 0 | 0 | 0 | 0 | 0 | 0 | 0 | 0 | 0 | 0 | 0 | 0 | 0 | 0 | 0 | 0 | 0 | 0 | 0 | 0
Commercial_Miscellaneous (ID)_New_Water Heating_Natural Gas_Water Heater_E1_Baseline Forecast | Commercial | Miscellaneous (ID) | New | Water Heating | Natural Gas | Water Heater | E1 | TE 0.80 | Baseline Forecast | 0.47 | 0.47 | 0.47 | 0.47 | 0.47 | 0.47 | 0.47 | 0.47 | 0.47 | 0.47 | 0.47 | 0.47 | 0.47 | 0.47 | 0.47 | 0.47 | 0.47 | 0.47 | 0.47 | 0.47 | 0.47 | 0.47 | 0.47 | 0.47 | 0.47 | 0.47 | 0.47
Commercial_Miscellaneous (ID)_New_Water Heating_Natural Gas_Water Heater_E2_Baseline Forecast | Commercial | Miscellaneous (ID) | New | Water Heating | Natural Gas | Water Heater | E2 | TE 0.90 | Baseline Forecast | 0 | 0 | 0 | 0 | 0 | 0 | 0 | 0 | 0 | 0 | 0 | 0 | 0 | 0 | 0 | 0 | 0 | 0 | 0 | 0 | 0 | 0 | 0 | 0 | 0 | 0 | 0
Commercial_Miscellaneous (ID)_New_Water Heating_Natural Gas_Water Heater_E3_Baseline Forecast | Commercial | Miscellaneous (ID) | New | Water Heating | Natural Gas | Water Heater | E3 | TE 0.94 | Baseline Forecast | 0.53 | 0.53 | 0.53 | 0.53 | 0.53 | 0.53 | 0.53 | 0.53 | 0.53 | 0.53 | 0.53 | 0.53 | 0.53 | 0.53 | 0.53 | 0.53 | 0.53 | 0.53 | 0.53 | 0.53 | 0.53 | 0.53 | 0.53 | 0.53 | 0.53 | 0.53 | 0.53
Commercial_Miscellaneous (ID)_New_Water Heating_Natural Gas_Water Heater_E4_Baseline Forecast | Commercial | Miscellaneous (ID) | New | Water Heating | Natural Gas | Water Heater | E4 | Instantaneous TE 0.94 | Baseline Forecast | 0 | 0 | 0 | 0 | 0 | 0 | 0 | 0 | 0 | 0 | 0 | 0 | 0 | 0 | 0 | 0 | 0 | 0 | 0 | 0 | 0 | 0 | 0 | 0 | 0 | 0 | 0
Commercial_Miscellaneous (ID)_New_Water Heating_Natural Gas_Water Heater_E5_Baseline Forecast | Commercial | Miscellaneous (ID) | New | Water Heating | Natural Gas | Water Heater | E5 | Gas-Fired Absorption HPWH | Baseline Forecast | 0 | 0 | 0 | 0 | 0 | 0 | 0 | 0 | 0 | 0 | 0 | 0 | 0 | 0 | 0 | 0 | 0 | 0 | 0 | 0 | 0 | 0 | 0 | 0 | 0 | 0 | 0
Commercial_Miscellaneous (ID)_New_Water Heating_Natural Gas_Water Heater_E6_Baseline Forecast | Commercial | Miscellaneous (ID) | New | Water Heating | Natural Gas | Water Heater | E6 |  | Baseline Forecast | 0 | 0 | 0 | 0 | 0 | 0 | 0 | 0 | 0 | 0 | 0 | 0 | 0 | 0 | 0 | 0 | 0 | 0 | 0 | 0 | 0 | 0 | 0 | 0 | 0 | 0 | 0
Commercial_Miscellaneous (ID)_New_Water Heating_Natural Gas_Water Heater_E7_Baseline Forecast | Commercial | Miscellaneous (ID) | New | Water Heating | Natural Gas | Water Heater | E7 |  | Baseline Forecast | 0 | 0 | 0 | 0 | 0 | 0 | 0 | 0 | 0 | 0 | 0 | 0 | 0 | 0 | 0 | 0 | 0 | 0 | 0 | 0 | 0 | 0 | 0 | 0 | 0 | 0 | 0
Commercial_Miscellaneous (ID)_New_Water Heating_Natural Gas_Water Heater_E8_Baseline Forecast | Commercial | Miscellaneous (ID) | New | Water Heating | Natural Gas | Water Heater | E8 |  | Baseline Forecast | 0 | 0 | 0 | 0 | 0 | 0 | 0 | 0 | 0 | 0 | 0 | 0 | 0 | 0 | 0 | 0 | 0 | 0 | 0 | 0 | 0 | 0 | 0 | 0 | 0 | 0 | 0
Commercial_Miscellaneous (ID)_New_Water Heating_Natural Gas_Water Heater_E9_Baseline Forecast | Commercial | Miscellaneous (ID) | New | Water Heating | Natural Gas | Water Heater | E9 |  | Baseline Forecast | 0 | 0 | 0 | 0 | 0 | 0 | 0 | 0 | 0 | 0 | 0 | 0 | 0 | 0 | 0 | 0 | 0 | 0 | 0 | 0 | 0 | 0 | 0 | 0 | 0 | 0 | 0
Commercial_Miscellaneous (ID)_New_Water Heating_Natural Gas_Water Heater_E10_Baseline Forecast | Commercial | Miscellaneous (ID) | New | Water Heating | Natural Gas | Water Heater | E10 |  | Baseline Forecast | 0 | 0 | 0 | 0 | 0 | 0 | 0 | 0 | 0 | 0 | 0 | 0 | 0 | 0 | 0 | 0 | 0 | 0 | 0 | 0 | 0 | 0 | 0 | 0 | 0 | 0 | 0
Commercial_Miscellaneous (ID)_New_Food Preparation_Natural Gas_Oven_E1_Baseline Forecast | Commercial | Miscellaneous (ID) | New | Food Preparation | Natural Gas | Oven | E1 | Standard | Baseline Forecast | 0.41 | 0.41 | 0.41 | 0.41 | 0.41 | 0.41 | 0.41 | 0.41 | 0.41 | 0.41 | 0.41 | 0.41 | 0.41 | 0.41 | 0.41 | 0.41 | 0.41 | 0.41 | 0.41 | 0.41 | 0.41 | 0.41 | 0.41 | 0.41 | 0.41 | 0.41 | 0.41
Commercial_Miscellaneous (ID)_New_Food Preparation_Natural Gas_Oven_E2_Baseline Forecast | Commercial | Miscellaneous (ID) | New | Food Preparation | Natural Gas | Oven | E2 | ENERGY STAR (>42% Baking Efficiency) | Baseline Forecast | 0.59 | 0.59 | 0.59 | 0.59 | 0.59 | 0.59 | 0.59 | 0.59 | 0.59 | 0.59 | 0.59 | 0.59 | 0.59 | 0.59 | 0.59 | 0.59 | 0.59 | 0.59 | 0.59 | 0.59 | 0.59 | 0.59 | 0.59 | 0.59 | 0.59 | 0.59 | 0.59
Commercial_Miscellaneous (ID)_New_Food Preparation_Natural Gas_Oven_E3_Baseline Forecast | Commercial | Miscellaneous (ID) | New | Food Preparation | Natural Gas | Oven | E3 |  | Baseline Forecast | 0 | 0 | 0 | 0 | 0 | 0 | 0 | 0 | 0 | 0 | 0 | 0 | 0 | 0 | 0 | 0 | 0 | 0 | 0 | 0 | 0 | 0 | 0 | 0 | 0 | 0 | 0
Commercial_Miscellaneous (ID)_New_Food Preparation_Natural Gas_Oven_E4_Baseline Forecast | Commercial | Miscellaneous (ID) | New | Food Preparation | Natural Gas | Oven | E4 |  | Baseline Forecast | 0 | 0 | 0 | 0 | 0 | 0 | 0 | 0 | 0 | 0 | 0 | 0 | 0 | 0 | 0 | 0 | 0 | 0 | 0 | 0 | 0 | 0 | 0 | 0 | 0 | 0 | 0
Commercial_Miscellaneous (ID)_New_Food Preparation_Natural Gas_Oven_E5_Baseline Forecast | Commercial | Miscellaneous (ID) | New | Food Preparation | Natural Gas | Oven | E5 |  | Baseline Forecast | 0 | 0 | 0 | 0 | 0 | 0 | 0 | 0 | 0 | 0 | 0 | 0 | 0 | 0 | 0 | 0 | 0 | 0 | 0 | 0 | 0 | 0 | 0 | 0 | 0 | 0 | 0
Commercial_Miscellaneous (ID)_New_Food Preparation_Natural Gas_Oven_E6_Baseline Forecast | Commercial | Miscellaneous (ID) | New | Food Preparation | Natural Gas | Oven | E6 |  | Baseline Forecast | 0 | 0 | 0 | 0 | 0 | 0 | 0 | 0 | 0 | 0 | 0 | 0 | 0 | 0 | 0 | 0 | 0 | 0 | 0 | 0 | 0 | 0 | 0 | 0 | 0 | 0 | 0
Commercial_Miscellaneous (ID)_New_Food Preparation_Natural Gas_Oven_E7_Baseline Forecast | Commercial | Miscellaneous (ID) | New | Food Preparation | Natural Gas | Oven | E7 |  | Baseline Forecast | 0 | 0 | 0 | 0 | 0 | 0 | 0 | 0 | 0 | 0 | 0 | 0 | 0 | 0 | 0 | 0 | 0 | 0 | 0 | 0 | 0 | 0 | 0 | 0 | 0 | 0 | 0
Commercial_Miscellaneous (ID)_New_Food Preparation_Natural Gas_Oven_E8_Baseline Forecast | Commercial | Miscellaneous (ID) | New | Food Preparation | Natural Gas | Oven | E8 |  | Baseline Forecast | 0 | 0 | 0 | 0 | 0 | 0 | 0 | 0 | 0 | 0 | 0 | 0 | 0 | 0 | 0 | 0 | 0 | 0 | 0 | 0 | 0 | 0 | 0 | 0 | 0 | 0 | 0
Commercial_Miscellaneous (ID)_New_Food Preparation_Natural Gas_Oven_E9_Baseline Forecast | Commercial | Miscellaneous (ID) | New | Food Preparation | Natural Gas | Oven | E9 |  | Baseline Forecast | 0 | 0 | 0 | 0 | 0 | 0 | 0 | 0 | 0 | 0 | 0 | 0 | 0 | 0 | 0 | 0 | 0 | 0 | 0 | 0 | 0 | 0 | 0 | 0 | 0 | 0 | 0
Commercial_Miscellaneous (ID)_New_Food Preparation_Natural Gas_Oven_E10_Baseline Forecast | Commercial | Miscellaneous (ID) | New | Food Preparation | Natural Gas | Oven | E10 |  | Baseline Forecast | 0 | 0 | 0 | 0 | 0 | 0 | 0 | 0 | 0 | 0 | 0 | 0 | 0 | 0 | 0 | 0 | 0 | 0 | 0 | 0 | 0 | 0 | 0 | 0 | 0 | 0 | 0
Commercial_Miscellaneous (ID)_New_Food Preparation_Natural Gas_Conveyor Oven_E1_Baseline Forecast | Commercial | Miscellaneous (ID) | New | Food Preparation | Natural Gas | Conveyor Oven | E1 | Standard | Baseline Forecast | 0.41 | 0.41 | 0.41 | 0.41 | 0.41 | 0.41 | 0.41 | 0.41 | 0.41 | 0.41 | 0.41 | 0.41 | 0.41 | 0.41 | 0.41 | 0.41 | 0.41 | 0.41 | 0.41 | 0.41 | 0.41 | 0.41 | 0.41 | 0.41 | 0.41 | 0.41 | 0.41
Commercial_Miscellaneous (ID)_New_Food Preparation_Natural Gas_Conveyor Oven_E2_Baseline Forecast | Commercial | Miscellaneous (ID) | New | Food Preparation | Natural Gas | Conveyor Oven | E2 | ENERGY STAR (>42% Baking Efficiency) | Baseline Forecast | 0.59 | 0.59 | 0.59 | 0.59 | 0.59 | 0.59 | 0.59 | 0.59 | 0.59 | 0.59 | 0.59 | 0.59 | 0.59 | 0.59 | 0.59 | 0.59 | 0.59 | 0.59 | 0.59 | 0.59 | 0.59 | 0.59 | 0.59 | 0.59 | 0.59 | 0.59 | 0.59
Commercial_Miscellaneous (ID)_New_Food Preparation_Natural Gas_Conveyor Oven_E3_Baseline Forecast | Commercial | Miscellaneous (ID) | New | Food Preparation | Natural Gas | Conveyor Oven | E3 |  | Baseline Forecast | 0 | 0 | 0 | 0 | 0 | 0 | 0 | 0 | 0 | 0 | 0 | 0 | 0 | 0 | 0 | 0 | 0 | 0 | 0 | 0 | 0 | 0 | 0 | 0 | 0 | 0 | 0
Commercial_Miscellaneous (ID)_New_Food Preparation_Natural Gas_Conveyor Oven_E4_Baseline Forecast | Commercial | Miscellaneous (ID) | New | Food Preparation | Natural Gas | Conveyor Oven | E4 |  | Baseline Forecast | 0 | 0 | 0 | 0 | 0 | 0 | 0 | 0 | 0 | 0 | 0 | 0 | 0 | 0 | 0 | 0 | 0 | 0 | 0 | 0 | 0 | 0 | 0 | 0 | 0 | 0 | 0
Commercial_Miscellaneous (ID)_New_Food Preparation_Natural Gas_Conveyor Oven_E5_Baseline Forecast | Commercial | Miscellaneous (ID) | New | Food Preparation | Natural Gas | Conveyor Oven | E5 |  | Baseline Forecast | 0 | 0 | 0 | 0 | 0 | 0 | 0 | 0 | 0 | 0 | 0 | 0 | 0 | 0 | 0 | 0 | 0 | 0 | 0 | 0 | 0 | 0 | 0 | 0 | 0 | 0 | 0
Commercial_Miscellaneous (ID)_New_Food Preparation_Natural Gas_Conveyor Oven_E6_Baseline Forecast | Commercial | Miscellaneous (ID) | New | Food Preparation | Natural Gas | Conveyor Oven | E6 |  | Baseline Forecast | 0 | 0 | 0 | 0 | 0 | 0 | 0 | 0 | 0 | 0 | 0 | 0 | 0 | 0 | 0 | 0 | 0 | 0 | 0 | 0 | 0 | 0 | 0 | 0 | 0 | 0 | 0
Commercial_Miscellaneous (ID)_New_Food Preparation_Natural Gas_Conveyor Oven_E7_Baseline Forecast | Commercial | Miscellaneous (ID) | New | Food Preparation | Natural Gas | Conveyor Oven | E7 |  | Baseline Forecast | 0 | 0 | 0 | 0 | 0 | 0 | 0 | 0 | 0 | 0 | 0 | 0 | 0 | 0 | 0 | 0 | 0 | 0 | 0 | 0 | 0 | 0 | 0 | 0 | 0 | 0 | 0
Commercial_Miscellaneous (ID)_New_Food Preparation_Natural Gas_Conveyor Oven_E8_Baseline Forecast | Commercial | Miscellaneous (ID) | New | Food Preparation | Natural Gas | Conveyor Oven | E8 |  | Baseline Forecast | 0 | 0 | 0 | 0 | 0 | 0 | 0 | 0 | 0 | 0 | 0 | 0 | 0 | 0 | 0 | 0 | 0 | 0 | 0 | 0 | 0 | 0 | 0 | 0 | 0 | 0 | 0
Commercial_Miscellaneous (ID)_New_Food Preparation_Natural Gas_Conveyor Oven_E9_Baseline Forecast | Commercial | Miscellaneous (ID) | New | Food Preparation | Natural Gas | Conveyor Oven | E9 |  | Baseline Forecast | 0 | 0 | 0 | 0 | 0 | 0 | 0 | 0 | 0 | 0 | 0 | 0 | 0 | 0 | 0 | 0 | 0 | 0 | 0 | 0 | 0 | 0 | 0 | 0 | 0 | 0 | 0
Commercial_Miscellaneous (ID)_New_Food Preparation_Natural Gas_Conveyor Oven_E10_Baseline Forecast | Commercial | Miscellaneous (ID) | New | Food Preparation | Natural Gas | Conveyor Oven | E10 |  | Baseline Forecast | 0 | 0 | 0 | 0 | 0 | 0 | 0 | 0 | 0 | 0 | 0 | 0 | 0 | 0 | 0 | 0 | 0 | 0 | 0 | 0 | 0 | 0 | 0 | 0 | 0 | 0 | 0
Commercial_Miscellaneous (ID)_New_Food Preparation_Natural Gas_Double Rack Oven_E1_Baseline Forecast | Commercial | Miscellaneous (ID) | New | Food Preparation | Natural Gas | Double Rack Oven | E1 | Standard | Baseline Forecast | 0.41 | 0.41 | 0.41 | 0.41 | 0.41 | 0.41 | 0.41 | 0.41 | 0.41 | 0.41 | 0.41 | 0.41 | 0.41 | 0.41 | 0.41 | 0.41 | 0.41 | 0.41 | 0.41 | 0.41 | 0.41 | 0.41 | 0.41 | 0.41 | 0.41 | 0.41 | 0.41
Commercial_Miscellaneous (ID)_New_Food Preparation_Natural Gas_Double Rack Oven_E2_Baseline Forecast | Commercial | Miscellaneous (ID) | New | Food Preparation | Natural Gas | Double Rack Oven | E2 | FTSC Qualified (>50% Cooking Efficiency) | Baseline Forecast | 0.59 | 0.59 | 0.59 | 0.59 | 0.59 | 0.59 | 0.59 | 0.59 | 0.59 | 0.59 | 0.59 | 0.59 | 0.59 | 0.59 | 0.59 | 0.59 | 0.59 | 0.59 | 0.59 | 0.59 | 0.59 | 0.59 | 0.59 | 0.59 | 0.59 | 0.59 | 0.59
Commercial_Miscellaneous (ID)_New_Food Preparation_Natural Gas_Double Rack Oven_E3_Baseline Forecast | Commercial | Miscellaneous (ID) | New | Food Preparation | Natural Gas | Double Rack Oven | E3 |  | Baseline Forecast | 0 | 0 | 0 | 0 | 0 | 0 | 0 | 0 | 0 | 0 | 0 | 0 | 0 | 0 | 0 | 0 | 0 | 0 | 0 | 0 | 0 | 0 | 0 | 0 | 0 | 0 | 0
Commercial_Miscellaneous (ID)_New_Food Preparation_Natural Gas_Double Rack Oven_E4_Baseline Forecast | Commercial | Miscellaneous (ID) | New | Food Preparation | Natural Gas | Double Rack Oven | E4 |  | Baseline Forecast | 0 | 0 | 0 | 0 | 0 | 0 | 0 | 0 | 0 | 0 | 0 | 0 | 0 | 0 | 0 | 0 | 0 | 0 | 0 | 0 | 0 | 0 | 0 | 0 | 0 | 0 | 0
Commercial_Miscellaneous (ID)_New_Food Preparation_Natural Gas_Double Rack Oven_E5_Baseline Forecast | Commercial | Miscellaneous (ID) | New | Food Preparation | Natural Gas | Double Rack Oven | E5 |  | Baseline Forecast | 0 | 0 | 0 | 0 | 0 | 0 | 0 | 0 | 0 | 0 | 0 | 0 | 0 | 0 | 0 | 0 | 0 | 0 | 0 | 0 | 0 | 0 | 0 | 0 | 0 | 0 | 0
Commercial_Miscellaneous (ID)_New_Food Preparation_Natural Gas_Double Rack Oven_E6_Baseline Forecast | Commercial | Miscellaneous (ID) | New | Food Preparation | Natural Gas | Double Rack Oven | E6 |  | Baseline Forecast | 0 | 0 | 0 | 0 | 0 | 0 | 0 | 0 | 0 | 0 | 0 | 0 | 0 | 0 | 0 | 0 | 0 | 0 | 0 | 0 | 0 | 0 | 0 | 0 | 0 | 0 | 0
Commercial_Miscellaneous (ID)_New_Food Preparation_Natural Gas_Double Rack Oven_E7_Baseline Forecast | Commercial | Miscellaneous (ID) | New | Food Preparation | Natural Gas | Double Rack Oven | E7 |  | Baseline Forecast | 0 | 0 | 0 | 0 | 0 | 0 | 0 | 0 | 0 | 0 | 0 | 0 | 0 | 0 | 0 | 0 | 0 | 0 | 0 | 0 | 0 | 0 | 0 | 0 | 0 | 0 | 0
Commercial_Miscellaneous (ID)_New_Food Preparation_Natural Gas_Double Rack Oven_E8_Baseline Forecast | Commercial | Miscellaneous (ID) | New | Food Preparation | Natural Gas | Double Rack Oven | E8 |  | Baseline Forecast | 0 | 0 | 0 | 0 | 0 | 0 | 0 | 0 | 0 | 0 | 0 | 0 | 0 | 0 | 0 | 0 | 0 | 0 | 0 | 0 | 0 | 0 | 0 | 0 | 0 | 0 | 0
Commercial_Miscellaneous (ID)_New_Food Preparation_Natural Gas_Double Rack Oven_E9_Baseline Forecast | Commercial | Miscellaneous (ID) | New | Food Preparation | Natural Gas | Double Rack Oven | E9 |  | Baseline Forecast | 0 | 0 | 0 | 0 | 0 | 0 | 0 | 0 | 0 | 0 | 0 | 0 | 0 | 0 | 0 | 0 | 0 | 0 | 0 | 0 | 0 | 0 | 0 | 0 | 0 | 0 | 0
Commercial_Miscellaneous (ID)_New_Food Preparation_Natural Gas_Double Rack Oven_E10_Baseline Forecast | Commercial | Miscellaneous (ID) | New | Food Preparation | Natural Gas | Double Rack Oven | E10 |  | Baseline Forecast | 0 | 0 | 0 | 0 | 0 | 0 | 0 | 0 | 0 | 0 | 0 | 0 | 0 | 0 | 0 | 0 | 0 | 0 | 0 | 0 | 0 | 0 | 0 | 0 | 0 | 0 | 0
Commercial_Miscellaneous (ID)_New_Food Preparation_Natural Gas_Fryer_E1_Baseline Forecast | Commercial | Miscellaneous (ID) | New | Food Preparation | Natural Gas | Fryer | E1 | Standard | Baseline Forecast | 0.74 | 0.74 | 0.74 | 0.74 | 0.74 | 0.74 | 0.74 | 0.74 | 0.74 | 0.74 | 0.74 | 0.74 | 0.74 | 0.74 | 0.74 | 0.74 | 0.74 | 0.74 | 0.74 | 0.74 | 0.74 | 0.74 | 0.74 | 0.74 | 0.74 | 0.74 | 0.74
Commercial_Miscellaneous (ID)_New_Food Preparation_Natural Gas_Fryer_E2_Baseline Forecast | Commercial | Miscellaneous (ID) | New | Food Preparation | Natural Gas | Fryer | E2 | ENERGY STAR | Baseline Forecast | 0.26 | 0.26 | 0.26 | 0.26 | 0.26 | 0.26 | 0.26 | 0.26 | 0.26 | 0.26 | 0.26 | 0.26 | 0.26 | 0.26 | 0.26 | 0.26 | 0.26 | 0.26 | 0.26 | 0.26 | 0.26 | 0.26 | 0.26 | 0.26 | 0.26 | 0.26 | 0.26
Commercial_Miscellaneous (ID)_New_Food Preparation_Natural Gas_Fryer_E3_Baseline Forecast | Commercial | Miscellaneous (ID) | New | Food Preparation | Natural Gas | Fryer | E3 |  | Baseline Forecast | 0 | 0 | 0 | 0 | 0 | 0 | 0 | 0 | 0 | 0 | 0 | 0 | 0 | 0 | 0 | 0 | 0 | 0 | 0 | 0 | 0 | 0 | 0 | 0 | 0 | 0 | 0
Commercial_Miscellaneous (ID)_New_Food Preparation_Natural Gas_Fryer_E4_Baseline Forecast | Commercial | Miscellaneous (ID) | New | Food Preparation | Natural Gas | Fryer | E4 |  | Baseline Forecast | 0 | 0 | 0 | 0 | 0 | 0 | 0 | 0 | 0 | 0 | 0 | 0 | 0 | 0 | 0 | 0 | 0 | 0 | 0 | 0 | 0 | 0 | 0 | 0 | 0 | 0 | 0
Commercial_Miscellaneous (ID)_New_Food Preparation_Natural Gas_Fryer_E5_Baseline Forecast | Commercial | Miscellaneous (ID) | New | Food Preparation | Natural Gas | Fryer | E5 |  | Baseline Forecast | 0 | 0 | 0 | 0 | 0 | 0 | 0 | 0 | 0 | 0 | 0 | 0 | 0 | 0 | 0 | 0 | 0 | 0 | 0 | 0 | 0 | 0 | 0 | 0 | 0 | 0 | 0
Commercial_Miscellaneous (ID)_New_Food Preparation_Natural Gas_Fryer_E6_Baseline Forecast | Commercial | Miscellaneous (ID) | New | Food Preparation | Natural Gas | Fryer | E6 |  | Baseline Forecast | 0 | 0 | 0 | 0 | 0 | 0 | 0 | 0 | 0 | 0 | 0 | 0 | 0 | 0 | 0 | 0 | 0 | 0 | 0 | 0 | 0 | 0 | 0 | 0 | 0 | 0 | 0
Commercial_Miscellaneous (ID)_New_Food Preparation_Natural Gas_Fryer_E7_Baseline Forecast | Commercial | Miscellaneous (ID) | New | Food Preparation | Natural Gas | Fryer | E7 |  | Baseline Forecast | 0 | 0 | 0 | 0 | 0 | 0 | 0 | 0 | 0 | 0 | 0 | 0 | 0 | 0 | 0 | 0 | 0 | 0 | 0 | 0 | 0 | 0 | 0 | 0 | 0 | 0 | 0
Commercial_Miscellaneous (ID)_New_Food Preparation_Natural Gas_Fryer_E8_Baseline Forecast | Commercial | Miscellaneous (ID) | New | Food Preparation | Natural Gas | Fryer | E8 |  | Baseline Forecast | 0 | 0 | 0 | 0 | 0 | 0 | 0 | 0 | 0 | 0 | 0 | 0 | 0 | 0 | 0 | 0 | 0 | 0 | 0 | 0 | 0 | 0 | 0 | 0 | 0 | 0 | 0
Commercial_Miscellaneous (ID)_New_Food Preparation_Natural Gas_Fryer_E9_Baseline Forecast | Commercial | Miscellaneous (ID) | New | Food Preparation | Natural Gas | Fryer | E9 |  | Baseline Forecast | 0 | 0 | 0 | 0 | 0 | 0 | 0 | 0 | 0 | 0 | 0 | 0 | 0 | 0 | 0 | 0 | 0 | 0 | 0 | 0 | 0 | 0 | 0 | 0 | 0 | 0 | 0
Commercial_Miscellaneous (ID)_New_Food Preparation_Natural Gas_Fryer_E10_Baseline Forecast | Commercial | Miscellaneous (ID) | New | Food Preparation | Natural Gas | Fryer | E10 |  | Baseline Forecast | 0 | 0 | 0 | 0 | 0 | 0 | 0 | 0 | 0 | 0 | 0 | 0 | 0 | 0 | 0 | 0 | 0 | 0 | 0 | 0 | 0 | 0 | 0 | 0 | 0 | 0 | 0
Commercial_Miscellaneous (ID)_New_Food Preparation_Natural Gas_Broiler_E1_Baseline Forecast | Commercial | Miscellaneous (ID) | New | Food Preparation | Natural Gas | Broiler | E1 | Standard | Baseline Forecast | 0.74 | 0.74 | 0.74 | 0.74 | 0.74 | 0.74 | 0.74 | 0.74 | 0.74 | 0.74 | 0.74 | 0.74 | 0.74 | 0.74 | 0.74 | 0.74 | 0.74 | 0.74 | 0.74 | 0.74 | 0.74 | 0.74 | 0.74 | 0.74 | 0.74 | 0.74 | 0.74
Commercial_Miscellaneous (ID)_New_Food Preparation_Natural Gas_Broiler_E2_Baseline Forecast | Commercial | Miscellaneous (ID) | New | Food Preparation | Natural Gas | Broiler | E2 | Infrared Burners | Baseline Forecast | 0.26 | 0.26 | 0.26 | 0.26 | 0.26 | 0.26 | 0.26 | 0.26 | 0.26 | 0.26 | 0.26 | 0.26 | 0.26 | 0.26 | 0.26 | 0.26 | 0.26 | 0.26 | 0.26 | 0.26 | 0.26 | 0.26 | 0.26 | 0.26 | 0.26 | 0.26 | 0.26
Commercial_Miscellaneous (ID)_New_Food Preparation_Natural Gas_Broiler_E3_Baseline Forecast | Commercial | Miscellaneous (ID) | New | Food Preparation | Natural Gas | Broiler | E3 |  | Baseline Forecast | 0 | 0 | 0 | 0 | 0 | 0 | 0 | 0 | 0 | 0 | 0 | 0 | 0 | 0 | 0 | 0 | 0 | 0 | 0 | 0 | 0 | 0 | 0 | 0 | 0 | 0 | 0
Commercial_Miscellaneous (ID)_New_Food Preparation_Natural Gas_Broiler_E4_Baseline Forecast | Commercial | Miscellaneous (ID) | New | Food Preparation | Natural Gas | Broiler | E4 |  | Baseline Forecast | 0 | 0 | 0 | 0 | 0 | 0 | 0 | 0 | 0 | 0 | 0 | 0 | 0 | 0 | 0 | 0 | 0 | 0 | 0 | 0 | 0 | 0 | 0 | 0 | 0 | 0 | 0
Commercial_Miscellaneous (ID)_New_Food Preparation_Natural Gas_Broiler_E5_Baseline Forecast | Commercial | Miscellaneous (ID) | New | Food Preparation | Natural Gas | Broiler | E5 |  | Baseline Forecast | 0 | 0 | 0 | 0 | 0 | 0 | 0 | 0 | 0 | 0 | 0 | 0 | 0 | 0 | 0 | 0 | 0 | 0 | 0 | 0 | 0 | 0 | 0 | 0 | 0 | 0 | 0
Commercial_Miscellaneous (ID)_New_Food Preparation_Natural Gas_Broiler_E6_Baseline Forecast | Commercial | Miscellaneous (ID) | New | Food Preparation | Natural Gas | Broiler | E6 |  | Baseline Forecast | 0 | 0 | 0 | 0 | 0 | 0 | 0 | 0 | 0 | 0 | 0 | 0 | 0 | 0 | 0 | 0 | 0 | 0 | 0 | 0 | 0 | 0 | 0 | 0 | 0 | 0 | 0
Commercial_Miscellaneous (ID)_New_Food Preparation_Natural Gas_Broiler_E7_Baseline Forecast | Commercial | Miscellaneous (ID) | New | Food Preparation | Natural Gas | Broiler | E7 |  | Baseline Forecast | 0 | 0 | 0 | 0 | 0 | 0 | 0 | 0 | 0 | 0 | 0 | 0 | 0 | 0 | 0 | 0 | 0 | 0 | 0 | 0 | 0 | 0 | 0 | 0 | 0 | 0 | 0
Commercial_Miscellaneous (ID)_New_Food Preparation_Natural Gas_Broiler_E8_Baseline Forecast | Commercial | Miscellaneous (ID) | New | Food Preparation | Natural Gas | Broiler | E8 |  | Baseline Forecast | 0 | 0 | 0 | 0 | 0 | 0 | 0 | 0 | 0 | 0 | 0 | 0 | 0 | 0 | 0 | 0 | 0 | 0 | 0 | 0 | 0 | 0 | 0 | 0 | 0 | 0 | 0
Commercial_Miscellaneous (ID)_New_Food Preparation_Natural Gas_Broiler_E9_Baseline Forecast | Commercial | Miscellaneous (ID) | New | Food Preparation | Natural Gas | Broiler | E9 |  | Baseline Forecast | 0 | 0 | 0 | 0 | 0 | 0 | 0 | 0 | 0 | 0 | 0 | 0 | 0 | 0 | 0 | 0 | 0 | 0 | 0 | 0 | 0 | 0 | 0 | 0 | 0 | 0 | 0
Commercial_Miscellaneous (ID)_New_Food Preparation_Natural Gas_Broiler_E10_Baseline Forecast | Commercial | Miscellaneous (ID) | New | Food Preparation | Natural Gas | Broiler | E10 |  | Baseline Forecast | 0 | 0 | 0 | 0 | 0 | 0 | 0 | 0 | 0 | 0 | 0 | 0 | 0 | 0 | 0 | 0 | 0 | 0 | 0 | 0 | 0 | 0 | 0 | 0 | 0 | 0 | 0
Commercial_Miscellaneous (ID)_New_Food Preparation_Natural Gas_Griddle_E1_Baseline Forecast | Commercial | Miscellaneous (ID) | New | Food Preparation | Natural Gas | Griddle | E1 | Standard | Baseline Forecast | 0.71 | 0.71 | 0.71 | 0.71 | 0.71 | 0.71 | 0.71 | 0.71 | 0.71 | 0.71 | 0.71 | 0.71 | 0.71 | 0.71 | 0.71 | 0.71 | 0.71 | 0.71 | 0.71 | 0.71 | 0.71 | 0.71 | 0.71 | 0.71 | 0.71 | 0.71 | 0.71
Commercial_Miscellaneous (ID)_New_Food Preparation_Natural Gas_Griddle_E2_Baseline Forecast | Commercial | Miscellaneous (ID) | New | Food Preparation | Natural Gas | Griddle | E2 | ENERGY STAR | Baseline Forecast | 0.29 | 0.29 | 0.29 | 0.29 | 0.29 | 0.29 | 0.29 | 0.29 | 0.29 | 0.29 | 0.29 | 0.29 | 0.29 | 0.29 | 0.29 | 0.29 | 0.29 | 0.29 | 0.29 | 0.29 | 0.29 | 0.29 | 0.29 | 0.29 | 0.29 | 0.29 | 0.29
Commercial_Miscellaneous (ID)_New_Food Preparation_Natural Gas_Griddle_E3_Baseline Forecast | Commercial | Miscellaneous (ID) | New | Food Preparation | Natural Gas | Griddle | E3 |  | Baseline Forecast | 0 | 0 | 0 | 0 | 0 | 0 | 0 | 0 | 0 | 0 | 0 | 0 | 0 | 0 | 0 | 0 | 0 | 0 | 0 | 0 | 0 | 0 | 0 | 0 | 0 | 0 | 0
Commercial_Miscellaneous (ID)_New_Food Preparation_Natural Gas_Griddle_E4_Baseline Forecast | Commercial | Miscellaneous (ID) | New | Food Preparation | Natural Gas | Griddle | E4 |  | Baseline Forecast | 0 | 0 | 0 | 0 | 0 | 0 | 0 | 0 | 0 | 0 | 0 | 0 | 0 | 0 | 0 | 0 | 0 | 0 | 0 | 0 | 0 | 0 | 0 | 0 | 0 | 0 | 0
Commercial_Miscellaneous (ID)_New_Food Preparation_Natural Gas_Griddle_E5_Baseline Forecast | Commercial | Miscellaneous (ID) | New | Food Preparation | Natural Gas | Griddle | E5 |  | Baseline Forecast | 0 | 0 | 0 | 0 | 0 | 0 | 0 | 0 | 0 | 0 | 0 | 0 | 0 | 0 | 0 | 0 | 0 | 0 | 0 | 0 | 0 | 0 | 0 | 0 | 0 | 0 | 0
Commercial_Miscellaneous (ID)_New_Food Preparation_Natural Gas_Griddle_E6_Baseline Forecast | Commercial | Miscellaneous (ID) | New | Food Preparation | Natural Gas | Griddle | E6 |  | Baseline Forecast | 0 | 0 | 0 | 0 | 0 | 0 | 0 | 0 | 0 | 0 | 0 | 0 | 0 | 0 | 0 | 0 | 0 | 0 | 0 | 0 | 0 | 0 | 0 | 0 | 0 | 0 | 0
Commercial_Miscellaneous (ID)_New_Food Preparation_Natural Gas_Griddle_E7_Baseline Forecast | Commercial | Miscellaneous (ID) | New | Food Preparation | Natural Gas | Griddle | E7 |  | Baseline Forecast | 0 | 0 | 0 | 0 | 0 | 0 | 0 | 0 | 0 | 0 | 0 | 0 | 0 | 0 | 0 | 0 | 0 | 0 | 0 | 0 | 0 | 0 | 0 | 0 | 0 | 0 | 0
Commercial_Miscellaneous (ID)_New_Food Preparation_Natural Gas_Griddle_E8_Baseline Forecast | Commercial | Miscellaneous (ID) | New | Food Preparation | Natural Gas | Griddle | E8 |  | Baseline Forecast | 0 | 0 | 0 | 0 | 0 | 0 | 0 | 0 | 0 | 0 | 0 | 0 | 0 | 0 | 0 | 0 | 0 | 0 | 0 | 0 | 0 | 0 | 0 | 0 | 0 | 0 | 0
Commercial_Miscellaneous (ID)_New_Food Preparation_Natural Gas_Griddle_E9_Baseline Forecast | Commercial | Miscellaneous (ID) | New | Food Preparation | Natural Gas | Griddle | E9 |  | Baseline Forecast | 0 | 0 | 0 | 0 | 0 | 0 | 0 | 0 | 0 | 0 | 0 | 0 | 0 | 0 | 0 | 0 | 0 | 0 | 0 | 0 | 0 | 0 | 0 | 0 | 0 | 0 | 0
Commercial_Miscellaneous (ID)_New_Food Preparation_Natural Gas_Griddle_E10_Baseline Forecast | Commercial | Miscellaneous (ID) | New | Food Preparation | Natural Gas | Griddle | E10 |  | Baseline Forecast | 0 | 0 | 0 | 0 | 0 | 0 | 0 | 0 | 0 | 0 | 0 | 0 | 0 | 0 | 0 | 0 | 0 | 0 | 0 | 0 | 0 | 0 | 0 | 0 | 0 | 0 | 0
Commercial_Miscellaneous (ID)_New_Food Preparation_Natural Gas_Range_E1_Baseline Forecast | Commercial | Miscellaneous (ID) | New | Food Preparation | Natural Gas | Range | E1 | Standard | Baseline Forecast | 0.41 | 0.41 | 0.41 | 0.41 | 0.41 | 0.41 | 0.41 | 0.41 | 0.41 | 0.41 | 0.41 | 0.41 | 0.41 | 0.41 | 0.41 | 0.41 | 0.41 | 0.41 | 0.41 | 0.41 | 0.41 | 0.41 | 0.41 | 0.41 | 0.41 | 0.41 | 0.41
Commercial_Miscellaneous (ID)_New_Food Preparation_Natural Gas_Range_E2_Baseline Forecast | Commercial | Miscellaneous (ID) | New | Food Preparation | Natural Gas | Range | E2 | High Efficiency | Baseline Forecast | 0.59 | 0.59 | 0.59 | 0.59 | 0.59 | 0.59 | 0.59 | 0.59 | 0.59 | 0.59 | 0.59 | 0.59 | 0.59 | 0.59 | 0.59 | 0.59 | 0.59 | 0.59 | 0.59 | 0.59 | 0.59 | 0.59 | 0.59 | 0.59 | 0.59 | 0.59 | 0.59
Commercial_Miscellaneous (ID)_New_Food Preparation_Natural Gas_Range_E3_Baseline Forecast | Commercial | Miscellaneous (ID) | New | Food Preparation | Natural Gas | Range | E3 |  | Baseline Forecast | 0 | 0 | 0 | 0 | 0 | 0 | 0 | 0 | 0 | 0 | 0 | 0 | 0 | 0 | 0 | 0 | 0 | 0 | 0 | 0 | 0 | 0 | 0 | 0 | 0 | 0 | 0
Commercial_Miscellaneous (ID)_New_Food Preparation_Natural Gas_Range_E4_Baseline Forecast | Commercial | Miscellaneous (ID) | New | Food Preparation | Natural Gas | Range | E4 |  | Baseline Forecast | 0 | 0 | 0 | 0 | 0 | 0 | 0 | 0 | 0 | 0 | 0 | 0 | 0 | 0 | 0 | 0 | 0 | 0 | 0 | 0 | 0 | 0 | 0 | 0 | 0 | 0 | 0
Commercial_Miscellaneous (ID)_New_Food Preparation_Natural Gas_Range_E5_Baseline Forecast | Commercial | Miscellaneous (ID) | New | Food Preparation | Natural Gas | Range | E5 |  | Baseline Forecast | 0 | 0 | 0 | 0 | 0 | 0 | 0 | 0 | 0 | 0 | 0 | 0 | 0 | 0 | 0 | 0 | 0 | 0 | 0 | 0 | 0 | 0 | 0 | 0 | 0 | 0 | 0
Commercial_Miscellaneous (ID)_New_Food Preparation_Natural Gas_Range_E6_Baseline Forecast | Commercial | Miscellaneous (ID) | New | Food Preparation | Natural Gas | Range | E6 |  | Baseline Forecast | 0 | 0 | 0 | 0 | 0 | 0 | 0 | 0 | 0 | 0 | 0 | 0 | 0 | 0 | 0 | 0 | 0 | 0 | 0 | 0 | 0 | 0 | 0 | 0 | 0 | 0 | 0
Commercial_Miscellaneous (ID)_New_Food Preparation_Natural Gas_Range_E7_Baseline Forecast | Commercial | Miscellaneous (ID) | New | Food Preparation | Natural Gas | Range | E7 |  | Baseline Forecast | 0 | 0 | 0 | 0 | 0 | 0 | 0 | 0 | 0 | 0 | 0 | 0 | 0 | 0 | 0 | 0 | 0 | 0 | 0 | 0 | 0 | 0 | 0 | 0 | 0 | 0 | 0
Commercial_Miscellaneous (ID)_New_Food Preparation_Natural Gas_Range_E8_Baseline Forecast | Commercial | Miscellaneous (ID) | New | Food Preparation | Natural Gas | Range | E8 |  | Baseline Forecast | 0 | 0 | 0 | 0 | 0 | 0 | 0 | 0 | 0 | 0 | 0 | 0 | 0 | 0 | 0 | 0 | 0 | 0 | 0 | 0 | 0 | 0 | 0 | 0 | 0 | 0 | 0
Commercial_Miscellaneous (ID)_New_Food Preparation_Natural Gas_Range_E9_Baseline Forecast | Commercial | Miscellaneous (ID) | New | Food Preparation | Natural Gas | Range | E9 |  | Baseline Forecast | 0 | 0 | 0 | 0 | 0 | 0 | 0 | 0 | 0 | 0 | 0 | 0 | 0 | 0 | 0 | 0 | 0 | 0 | 0 | 0 | 0 | 0 | 0 | 0 | 0 | 0 | 0
Commercial_Miscellaneous (ID)_New_Food Preparation_Natural Gas_Range_E10_Baseline Forecast | Commercial | Miscellaneous (ID) | New | Food Preparation | Natural Gas | Range | E10 |  | Baseline Forecast | 0 | 0 | 0 | 0 | 0 | 0 | 0 | 0 | 0 | 0 | 0 | 0 | 0 | 0 | 0 | 0 | 0 | 0 | 0 | 0 | 0 | 0 | 0 | 0 | 0 | 0 | 0
Commercial_Miscellaneous (ID)_New_Food Preparation_Natural Gas_Steamer_E1_Baseline Forecast | Commercial | Miscellaneous (ID) | New | Food Preparation | Natural Gas | Steamer | E1 | Standard | Baseline Forecast | 0.5 | 0.5 | 0.5 | 0.5 | 0.5 | 0.5 | 0.5 | 0.5 | 0.5 | 0.5 | 0.5 | 0.5 | 0.5 | 0.5 | 0.5 | 0.5 | 0.5 | 0.5 | 0.5 | 0.5 | 0.5 | 0.5 | 0.5 | 0.5 | 0.5 | 0.5 | 0.5
Commercial_Miscellaneous (ID)_New_Food Preparation_Natural Gas_Steamer_E2_Baseline Forecast | Commercial | Miscellaneous (ID) | New | Food Preparation | Natural Gas | Steamer | E2 | ENERGY STAR | Baseline Forecast | 0.5 | 0.5 | 0.5 | 0.5 | 0.5 | 0.5 | 0.5 | 0.5 | 0.5 | 0.5 | 0.5 | 0.5 | 0.5 | 0.5 | 0.5 | 0.5 | 0.5 | 0.5 | 0.5 | 0.5 | 0.5 | 0.5 | 0.5 | 0.5 | 0.5 | 0.5 | 0.5
Commercial_Miscellaneous (ID)_New_Food Preparation_Natural Gas_Steamer_E3_Baseline Forecast | Commercial | Miscellaneous (ID) | New | Food Preparation | Natural Gas | Steamer | E3 |  | Baseline Forecast | 0 | 0 | 0 | 0 | 0 | 0 | 0 | 0 | 0 | 0 | 0 | 0 | 0 | 0 | 0 | 0 | 0 | 0 | 0 | 0 | 0 | 0 | 0 | 0 | 0 | 0 | 0
Commercial_Miscellaneous (ID)_New_Food Preparation_Natural Gas_Steamer_E4_Baseline Forecast | Commercial | Miscellaneous (ID) | New | Food Preparation | Natural Gas | Steamer | E4 |  | Baseline Forecast | 0 | 0 | 0 | 0 | 0 | 0 | 0 | 0 | 0 | 0 | 0 | 0 | 0 | 0 | 0 | 0 | 0 | 0 | 0 | 0 | 0 | 0 | 0 | 0 | 0 | 0 | 0
Commercial_Miscellaneous (ID)_New_Food Preparation_Natural Gas_Steamer_E5_Baseline Forecast | Commercial | Miscellaneous (ID) | New | Food Preparation | Natural Gas | Steamer | E5 |  | Baseline Forecast | 0 | 0 | 0 | 0 | 0 | 0 | 0 | 0 | 0 | 0 | 0 | 0 | 0 | 0 | 0 | 0 | 0 | 0 | 0 | 0 | 0 | 0 | 0 | 0 | 0 | 0 | 0
Commercial_Miscellaneous (ID)_New_Food Preparation_Natural Gas_Steamer_E6_Baseline Forecast | Commercial | Miscellaneous (ID) | New | Food Preparation | Natural Gas | Steamer | E6 |  | Baseline Forecast | 0 | 0 | 0 | 0 | 0 | 0 | 0 | 0 | 0 | 0 | 0 | 0 | 0 | 0 | 0 | 0 | 0 | 0 | 0 | 0 | 0 | 0 | 0 | 0 | 0 | 0 | 0
Commercial_Miscellaneous (ID)_New_Food Preparation_Natural Gas_Steamer_E7_Baseline Forecast | Commercial | Miscellaneous (ID) | New | Food Preparation | Natural Gas | Steamer | E7 |  | Baseline Forecast | 0 | 0 | 0 | 0 | 0 | 0 | 0 | 0 | 0 | 0 | 0 | 0 | 0 | 0 | 0 | 0 | 0 | 0 | 0 | 0 | 0 | 0 | 0 | 0 | 0 | 0 | 0
Commercial_Miscellaneous (ID)_New_Food Preparation_Natural Gas_Steamer_E8_Baseline Forecast | Commercial | Miscellaneous (ID) | New | Food Preparation | Natural Gas | Steamer | E8 |  | Baseline Forecast | 0 | 0 | 0 | 0 | 0 | 0 | 0 | 0 | 0 | 0 | 0 | 0 | 0 | 0 | 0 | 0 | 0 | 0 | 0 | 0 | 0 | 0 | 0 | 0 | 0 | 0 | 0
Commercial_Miscellaneous (ID)_New_Food Preparation_Natural Gas_Steamer_E9_Baseline Forecast | Commercial | Miscellaneous (ID) | New | Food Preparation | Natural Gas | Steamer | E9 |  | Baseline Forecast | 0 | 0 | 0 | 0 | 0 | 0 | 0 | 0 | 0 | 0 | 0 | 0 | 0 | 0 | 0 | 0 | 0 | 0 | 0 | 0 | 0 | 0 | 0 | 0 | 0 | 0 | 0
Commercial_Miscellaneous (ID)_New_Food Preparation_Natural Gas_Steamer_E10_Baseline Forecast | Commercial | Miscellaneous (ID) | New | Food Preparation | Natural Gas | Steamer | E10 |  | Baseline Forecast | 0 | 0 | 0 | 0 | 0 | 0 | 0 | 0 | 0 | 0 | 0 | 0 | 0 | 0 | 0 | 0 | 0 | 0 | 0 | 0 | 0 | 0 | 0 | 0 | 0 | 0 | 0
Commercial_Miscellaneous (ID)_New_Food Preparation_Natural Gas_Food Prep Other_E1_Baseline Forecast | Commercial | Miscellaneous (ID) | New | Food Preparation | Natural Gas | Food Prep Other | E1 | Standard | Baseline Forecast | 0.74 | 0.74 | 0.74 | 0.74 | 0.74 | 0.74 | 0.74 | 0.74 | 0.74 | 0.74 | 0.74 | 0.74 | 0.74 | 0.74 | 0.74 | 0.74 | 0.74 | 0.74 | 0.74 | 0.74 | 0.74 | 0.74 | 0.74 | 0.74 | 0.74 | 0.74 | 0.74
Commercial_Miscellaneous (ID)_New_Food Preparation_Natural Gas_Food Prep Other_E2_Baseline Forecast | Commercial | Miscellaneous (ID) | New | Food Preparation | Natural Gas | Food Prep Other | E2 | ENERGY STAR | Baseline Forecast | 0.26 | 0.26 | 0.26 | 0.26 | 0.26 | 0.26 | 0.26 | 0.26 | 0.26 | 0.26 | 0.26 | 0.26 | 0.26 | 0.26 | 0.26 | 0.26 | 0.26 | 0.26 | 0.26 | 0.26 | 0.26 | 0.26 | 0.26 | 0.26 | 0.26 | 0.26 | 0.26
Commercial_Miscellaneous (ID)_New_Food Preparation_Natural Gas_Food Prep Other_E3_Baseline Forecast | Commercial | Miscellaneous (ID) | New | Food Preparation | Natural Gas | Food Prep Other | E3 |  | Baseline Forecast | 0 | 0 | 0 | 0 | 0 | 0 | 0 | 0 | 0 | 0 | 0 | 0 | 0 | 0 | 0 | 0 | 0 | 0 | 0 | 0 | 0 | 0 | 0 | 0 | 0 | 0 | 0
Commercial_Miscellaneous (ID)_New_Food Preparation_Natural Gas_Food Prep Other_E4_Baseline Forecast | Commercial | Miscellaneous (ID) | New | Food Preparation | Natural Gas | Food Prep Other | E4 |  | Baseline Forecast | 0 | 0 | 0 | 0 | 0 | 0 | 0 | 0 | 0 | 0 | 0 | 0 | 0 | 0 | 0 | 0 | 0 | 0 | 0 | 0 | 0 | 0 | 0 | 0 | 0 | 0 | 0
Commercial_Miscellaneous (ID)_New_Food Preparation_Natural Gas_Food Prep Other_E5_Baseline Forecast | Commercial | Miscellaneous (ID) | New | Food Preparation | Natural Gas | Food Prep Other | E5 |  | Baseline Forecast | 0 | 0 | 0 | 0 | 0 | 0 | 0 | 0 | 0 | 0 | 0 | 0 | 0 | 0 | 0 | 0 | 0 | 0 | 0 | 0 | 0 | 0 | 0 | 0 | 0 | 0 | 0
Commercial_Miscellaneous (ID)_New_Food Preparation_Natural Gas_Food Prep Other_E6_Baseline Forecast | Commercial | Miscellaneous (ID) | New | Food Preparation | Natural Gas | Food Prep Other | E6 |  | Baseline Forecast | 0 | 0 | 0 | 0 | 0 | 0 | 0 | 0 | 0 | 0 | 0 | 0 | 0 | 0 | 0 | 0 | 0 | 0 | 0 | 0 | 0 | 0 | 0 | 0 | 0 | 0 | 0
Commercial_Miscellaneous (ID)_New_Food Preparation_Natural Gas_Food Prep Other_E7_Baseline Forecast | Commercial | Miscellaneous (ID) | New | Food Preparation | Natural Gas | Food Prep Other | E7 |  | Baseline Forecast | 0 | 0 | 0 | 0 | 0 | 0 | 0 | 0 | 0 | 0 | 0 | 0 | 0 | 0 | 0 | 0 | 0 | 0 | 0 | 0 | 0 | 0 | 0 | 0 | 0 | 0 | 0
Commercial_Miscellaneous (ID)_New_Food Preparation_Natural Gas_Food Prep Other_E8_Baseline Forecast | Commercial | Miscellaneous (ID) | New | Food Preparation | Natural Gas | Food Prep Other | E8 |  | Baseline Forecast | 0 | 0 | 0 | 0 | 0 | 0 | 0 | 0 | 0 | 0 | 0 | 0 | 0 | 0 | 0 | 0 | 0 | 0 | 0 | 0 | 0 | 0 | 0 | 0 | 0 | 0 | 0
Commercial_Miscellaneous (ID)_New_Food Preparation_Natural Gas_Food Prep Other_E9_Baseline Forecast | Commercial | Miscellaneous (ID) | New | Food Preparation | Natural Gas | Food Prep Other | E9 |  | Baseline Forecast | 0 | 0 | 0 | 0 | 0 | 0 | 0 | 0 | 0 | 0 | 0 | 0 | 0 | 0 | 0 | 0 | 0 | 0 | 0 | 0 | 0 | 0 | 0 | 0 | 0 | 0 | 0
Commercial_Miscellaneous (ID)_New_Food Preparation_Natural Gas_Food Prep Other_E10_Baseline Forecast | Commercial | Miscellaneous (ID) | New | Food Preparation | Natural Gas | Food Prep Other | E10 |  | Baseline Forecast | 0 | 0 | 0 | 0 | 0 | 0 | 0 | 0 | 0 | 0 | 0 | 0 | 0 | 0 | 0 | 0 | 0 | 0 | 0 | 0 | 0 | 0 | 0 | 0 | 0 | 0 | 0
Commercial_Miscellaneous (ID)_New_Miscellaneous_Natural Gas_Pool Heater_E1_Baseline Forecast | Commercial | Miscellaneous (ID) | New | Miscellaneous | Natural Gas | Pool Heater | E1 | Standard (EF .82) | Baseline Forecast | 0.9 | 0.9 | 0.9 | 0.9 | 0.9 | 0.9 | 0.9 | 0.9 | 0.9 | 0.9 | 0.9 | 0.9 | 0.9 | 0.9 | 0.9 | 0.9 | 0.9 | 0.9 | 0.9 | 0.9 | 0.9 | 0.9 | 0.9 | 0.9 | 0.9 | 0.9 | 0.9
Commercial_Miscellaneous (ID)_New_Miscellaneous_Natural Gas_Pool Heater_E2_Baseline Forecast | Commercial | Miscellaneous (ID) | New | Miscellaneous | Natural Gas | Pool Heater | E2 | Condensing (EF .90) | Baseline Forecast | 0.1 | 0.1 | 0.1 | 0.1 | 0.1 | 0.1 | 0.1 | 0.1 | 0.1 | 0.1 | 0.1 | 0.1 | 0.1 | 0.1 | 0.1 | 0.1 | 0.1 | 0.1 | 0.1 | 0.1 | 0.1 | 0.1 | 0.1 | 0.1 | 0.1 | 0.1 | 0.1
Commercial_Miscellaneous (ID)_New_Miscellaneous_Natural Gas_Pool Heater_E3_Baseline Forecast | Commercial | Miscellaneous (ID) | New | Miscellaneous | Natural Gas | Pool Heater | E3 |  | Baseline Forecast | 0 | 0 | 0 | 0 | 0 | 0 | 0 | 0 | 0 | 0 | 0 | 0 | 0 | 0 | 0 | 0 | 0 | 0 | 0 | 0 | 0 | 0 | 0 | 0 | 0 | 0 | 0
Commercial_Miscellaneous (ID)_New_Miscellaneous_Natural Gas_Pool Heater_E4_Baseline Forecast | Commercial | Miscellaneous (ID) | New | Miscellaneous | Natural Gas | Pool Heater | E4 |  | Baseline Forecast | 0 | 0 | 0 | 0 | 0 | 0 | 0 | 0 | 0 | 0 | 0 | 0 | 0 | 0 | 0 | 0 | 0 | 0 | 0 | 0 | 0 | 0 | 0 | 0 | 0 | 0 | 0
Commercial_Miscellaneous (ID)_New_Miscellaneous_Natural Gas_Pool Heater_E5_Baseline Forecast | Commercial | Miscellaneous (ID) | New | Miscellaneous | Natural Gas | Pool Heater | E5 |  | Baseline Forecast | 0 | 0 | 0 | 0 | 0 | 0 | 0 | 0 | 0 | 0 | 0 | 0 | 0 | 0 | 0 | 0 | 0 | 0 | 0 | 0 | 0 | 0 | 0 | 0 | 0 | 0 | 0
Commercial_Miscellaneous (ID)_New_Miscellaneous_Natural Gas_Pool Heater_E6_Baseline Forecast | Commercial | Miscellaneous (ID) | New | Miscellaneous | Natural Gas | Pool Heater | E6 |  | Baseline Forecast | 0 | 0 | 0 | 0 | 0 | 0 | 0 | 0 | 0 | 0 | 0 | 0 | 0 | 0 | 0 | 0 | 0 | 0 | 0 | 0 | 0 | 0 | 0 | 0 | 0 | 0 | 0
Commercial_Miscellaneous (ID)_New_Miscellaneous_Natural Gas_Pool Heater_E7_Baseline Forecast | Commercial | Miscellaneous (ID) | New | Miscellaneous | Natural Gas | Pool Heater | E7 |  | Baseline Forecast | 0 | 0 | 0 | 0 | 0 | 0 | 0 | 0 | 0 | 0 | 0 | 0 | 0 | 0 | 0 | 0 | 0 | 0 | 0 | 0 | 0 | 0 | 0 | 0 | 0 | 0 | 0
Commercial_Miscellaneous (ID)_New_Miscellaneous_Natural Gas_Pool Heater_E8_Baseline Forecast | Commercial | Miscellaneous (ID) | New | Miscellaneous | Natural Gas | Pool Heater | E8 |  | Baseline Forecast | 0 | 0 | 0 | 0 | 0 | 0 | 0 | 0 | 0 | 0 | 0 | 0 | 0 | 0 | 0 | 0 | 0 | 0 | 0 | 0 | 0 | 0 | 0 | 0 | 0 | 0 | 0
Commercial_Miscellaneous (ID)_New_Miscellaneous_Natural Gas_Pool Heater_E9_Baseline Forecast | Commercial | Miscellaneous (ID) | New | Miscellaneous | Natural Gas | Pool Heater | E9 |  | Baseline Forecast | 0 | 0 | 0 | 0 | 0 | 0 | 0 | 0 | 0 | 0 | 0 | 0 | 0 | 0 | 0 | 0 | 0 | 0 | 0 | 0 | 0 | 0 | 0 | 0 | 0 | 0 | 0
Commercial_Miscellaneous (ID)_New_Miscellaneous_Natural Gas_Pool Heater_E10_Baseline Forecast | Commercial | Miscellaneous (ID) | New | Miscellaneous | Natural Gas | Pool Heater | E10 |  | Baseline Forecast | 0 | 0 | 0 | 0 | 0 | 0 | 0 | 0 | 0 | 0 | 0 | 0 | 0 | 0 | 0 | 0 | 0 | 0 | 0 | 0 | 0 | 0 | 0 | 0 | 0 | 0 | 0
Commercial_Miscellaneous (ID)_New_Miscellaneous_Natural Gas_Miscellaneous_E1_Baseline Forecast | Commercial | Miscellaneous (ID) | New | Miscellaneous | Natural Gas | Miscellaneous | E1 | Standard | Baseline Forecast | bar: 2019 to 2045
Commercial_Miscellaneous (ID)_New_Miscellaneous_Natural Gas_Miscellaneous_E2_Baseline Forecast | Commercial | Miscellaneous (ID) | New | Miscellaneous | Natural Gas | Miscellaneous | E2 |  | Baseline Forecast | 0 | 0 | 0 | 0 | 0 | 0 | 0 | 0 | 0 | 0 | 0 | 0 | 0 | 0 | 0 | 0 | 0 | 0 | 0 | 0 | 0 | 0 | 0 | 0 | 0 | 0 | 0
Commercial_Miscellaneous (ID)_New_Miscellaneous_Natural Gas_Miscellaneous_E3_Baseline Forecast | Commercial | Miscellaneous (ID) | New | Miscellaneous | Natural Gas | Miscellaneous | E3 |  | Baseline Forecast | 0 | 0 | 0 | 0 | 0 | 0 | 0 | 0 | 0 | 0 | 0 | 0 | 0 | 0 | 0 | 0 | 0 | 0 | 0 | 0 | 0 | 0 | 0 | 0 | 0 | 0 | 0
Commercial_Miscellaneous (ID)_New_Miscellaneous_Natural Gas_Miscellaneous_E4_Baseline Forecast | Commercial | Miscellaneous (ID) | New | Miscellaneous | Natural Gas | Miscellaneous | E4 |  | Baseline Forecast | 0 | 0 | 0 | 0 | 0 | 0 | 0 | 0 | 0 | 0 | 0 | 0 | 0 | 0 | 0 | 0 | 0 | 0 | 0 | 0 | 0 | 0 | 0 | 0 | 0 | 0 | 0
Commercial_Miscellaneous (ID)_New_Miscellaneous_Natural Gas_Miscellaneous_E5_Baseline Forecast | Commercial | Miscellaneous (ID) | New | Miscellaneous | Natural Gas | Miscellaneous | E5 |  | Baseline Forecast | 0 | 0 | 0 | 0 | 0 | 0 | 0 | 0 | 0 | 0 | 0 | 0 | 0 | 0 | 0 | 0 | 0 | 0 | 0 | 0 | 0 | 0 | 0 | 0 | 0 | 0 | 0
Commercial_Miscellaneous (ID)_New_Miscellaneous_Natural Gas_Miscellaneous_E6_Baseline Forecast | Commercial | Miscellaneous (ID) | New | Miscellaneous | Natural Gas | Miscellaneous | E6 |  | Baseline Forecast | 0 | 0 | 0 | 0 | 0 | 0 | 0 | 0 | 0 | 0 | 0 | 0 | 0 | 0 | 0 | 0 | 0 | 0 | 0 | 0 | 0 | 0 | 0 | 0 | 0 | 0 | 0
Commercial_Miscellaneous (ID)_New_Miscellaneous_Natural Gas_Miscellaneous_E7_Baseline Forecast | Commercial | Miscellaneous (ID) | New | Miscellaneous | Natural Gas | Miscellaneous | E7 |  | Baseline Forecast | 0 | 0 | 0 | 0 | 0 | 0 | 0 | 0 | 0 | 0 | 0 | 0 | 0 | 0 | 0 | 0 | 0 | 0 | 0 | 0 | 0 | 0 | 0 | 0 | 0 | 0 | 0
Commercial_Miscellaneous (ID)_New_Miscellaneous_Natural Gas_Miscellaneous_E8_Baseline Forecast | Commercial | Miscellaneous (ID) | New | Miscellaneous | Natural Gas | Miscellaneous | E8 |  | Baseline Forecast | 0 | 0 | 0 | 0 | 0 | 0 | 0 | 0 | 0 | 0 | 0 | 0 | 0 | 0 | 0 | 0 | 0 | 0 | 0 | 0 | 0 | 0 | 0 | 0 | 0 | 0 | 0
Commercial_Miscellaneous (ID)_New_Miscellaneous_Natural Gas_Miscellaneous_E9_Baseline Forecast | Commercial | Miscellaneous (ID) | New | Miscellaneous | Natural Gas | Miscellaneous | E9 |  | Baseline Forecast | 0 | 0 | 0 | 0 | 0 | 0 | 0 | 0 | 0 | 0 | 0 | 0 | 0 | 0 | 0 | 0 | 0 | 0 | 0 | 0 | 0 | 0 | 0 | 0 | 0 | 0 | 0
Commercial_Miscellaneous (ID)_New_Miscellaneous_Natural Gas_Miscellaneous_E10_Baseline Forecast | Commercial | Miscellaneous (ID) | New | Miscellaneous | Natural Gas | Miscellaneous | E10 |  | Baseline Forecast | 0 | 0 | 0 | 0 | 0 | 0 | 0 | 0 | 0 | 0 | 0 | 0 | 0 | 0 | 0 | 0 | 0 | 0 | 0 | 0 | 0 | 0 | 0 | 0 | 0 | 0 | 0

## UECs & EUIs
Key | Sector | Segment | Vintage | End Use | Fuel | Technology | Existing Unit Usage | New Unit Usage | Peak Factor (S) | Peak Factor (W) | Min. Lifetime | Max. Lifetime | Turnover | Group Enduses | Primary Enduse | Logit Model
Commercial_Office (WA)_Existing_Space Heating_Natural Gas_Furnace | Commercial | Office (WA) | Existing | Space Heating | Natural Gas | Furnace | 0.21672 | 0.21129 | 0 | 0 | 10 | 20 | Normal | FALSE | FALSE | FALSE
Commercial_Office (WA)_Existing_Space Heating_Natural Gas_Boiler | Commercial | Office (WA) | Existing | Space Heating | Natural Gas | Boiler | 0.88397 | 0.8216 | 0 | 0 | 25 | 35 | Normal | FALSE | FALSE | FALSE
Commercial_Office (WA)_Existing_Space Heating_Natural Gas_Unit Heater | Commercial | Office (WA) | Existing | Space Heating | Natural Gas | Unit Heater | 0.10836 | 0.10836 | 0 | 0 | 15 | 25 | Normal | FALSE | FALSE | FALSE
Commercial_Office (WA)_Existing_Water Heating_Natural Gas_Water Heater | Commercial | Office (WA) | Existing | Water Heating | Natural Gas | Water Heater | 0.18284 | 0.16391 | 0 | 0 | 10 | 20 | Normal | FALSE | FALSE | FALSE
Commercial_Office (WA)_Existing_Food Preparation_Natural Gas_Oven | Commercial | Office (WA) | Existing | Food Preparation | Natural Gas | Oven | 0.033196 | 0.033196 | 0 | 0 | 8 | 12 | Normal | FALSE | FALSE | FALSE
Commercial_Office (WA)_Existing_Food Preparation_Natural Gas_Conveyor Oven | Commercial | Office (WA) | Existing | Food Preparation | Natural Gas | Conveyor Oven | 0.0568 | 0.0568 | 0 | 0 | 15 | 19 | Normal | FALSE | FALSE | FALSE
Commercial_Office (WA)_Existing_Food Preparation_Natural Gas_Double Rack Oven | Commercial | Office (WA) | Existing | Food Preparation | Natural Gas | Double Rack Oven | 0.08629 | 0.08629 | 0 | 0 | 8 | 16 | Normal | FALSE | FALSE | FALSE
Commercial_Office (WA)_Existing_Food Preparation_Natural Gas_Fryer | Commercial | Office (WA) | Existing | Food Preparation | Natural Gas | Fryer | 0.05143 | 0.05143 | 0 | 0 | 10 | 20 | Normal | FALSE | FALSE | FALSE
Commercial_Office (WA)_Existing_Food Preparation_Natural Gas_Broiler | Commercial | Office (WA) | Existing | Food Preparation | Natural Gas | Broiler | 0.05496 | 0.05496 | 0 | 0 | 8 | 16 | Normal | FALSE | FALSE | FALSE
Commercial_Office (WA)_Existing_Food Preparation_Natural Gas_Griddle | Commercial | Office (WA) | Existing | Food Preparation | Natural Gas | Griddle | 0.038306 | 0.038306 | 0 | 0 | 8 | 16 | Normal | FALSE | FALSE | FALSE
Commercial_Office (WA)_Existing_Food Preparation_Natural Gas_Range | Commercial | Office (WA) | Existing | Food Preparation | Natural Gas | Range | 0.037843 | 0.037843 | 0 | 0 | 8 | 12 | Normal | FALSE | FALSE | FALSE
Commercial_Office (WA)_Existing_Food Preparation_Natural Gas_Steamer | Commercial | Office (WA) | Existing | Food Preparation | Natural Gas | Steamer | 0.043731 | 0.043731 | 0 | 0 | 8 | 16 | Normal | FALSE | FALSE | FALSE
Commercial_Office (WA)_Existing_Food Preparation_Natural Gas_Food Prep Other | Commercial | Office (WA) | Existing | Food Preparation | Natural Gas | Food Prep Other | 0.015793 | 0.015793 | 0 | 0 | 8 | 12 | Normal | FALSE | FALSE | FALSE
Commercial_Office (WA)_Existing_Miscellaneous_Natural Gas_Pool Heater | Commercial | Office (WA) | Existing | Miscellaneous | Natural Gas | Pool Heater | 0.01 | 0.01 | 0 | 0 | 4 | 8 | Normal | FALSE | FALSE | FALSE
Commercial_Office (WA)_Existing_Miscellaneous_Natural Gas_Miscellaneous | Commercial | Office (WA) | Existing | Miscellaneous | Natural Gas | Miscellaneous | 0.0032869 | 0.0032869 | 0 | 0 | 2 | 8 | Normal | FALSE | FALSE | FALSE
Commercial_Office (WA)_New_Space Heating_Natural Gas_Furnace | Commercial | Office (WA) | New | Space Heating | Natural Gas | Furnace | 0 | 0.2168 | 0 | 0 | 10 | 20 | Normal | FALSE | FALSE | FALSE
Commercial_Office (WA)_New_Space Heating_Natural Gas_Boiler | Commercial | Office (WA) | New | Space Heating | Natural Gas | Boiler | 0 | 0.88397 | 0 | 0 | 25 | 35 | Normal | FALSE | FALSE | FALSE
Commercial_Office (WA)_New_Space Heating_Natural Gas_Unit Heater | Commercial | Office (WA) | New | Space Heating | Natural Gas | Unit Heater | 0 | 0.10836 | 0 | 0 | 15 | 25 | Normal | FALSE | FALSE | FALSE
Commercial_Office (WA)_New_Water Heating_Natural Gas_Water Heater | Commercial | Office (WA) | New | Water Heating | Natural Gas | Water Heater | 0 | 0.16841 | 0 | 0 | 10 | 20 | Normal | FALSE | FALSE | FALSE
Commercial_Office (WA)_New_Food Preparation_Natural Gas_Oven | Commercial | Office (WA) | New | Food Preparation | Natural Gas | Oven | 0 | 0.033196 | 0 | 0 | 8 | 12 | Normal | FALSE | FALSE | FALSE
Commercial_Office (WA)_New_Food Preparation_Natural Gas_Conveyor Oven | Commercial | Office (WA) | New | Food Preparation | Natural Gas | Conveyor Oven | 0 | 0.0568 | 0 | 0 | 15 | 19 | Normal | FALSE | FALSE | FALSE
Commercial_Office (WA)_New_Food Preparation_Natural Gas_Double Rack Oven | Commercial | Office (WA) | New | Food Preparation | Natural Gas | Double Rack Oven | 0 | 0.08629 | 0 | 0 | 8 | 16 | Normal | FALSE | FALSE | FALSE
Commercial_Office (WA)_New_Food Preparation_Natural Gas_Fryer | Commercial | Office (WA) | New | Food Preparation | Natural Gas | Fryer | 0 | 0.05143 | 0 | 0 | 10 | 20 | Normal | FALSE | FALSE | FALSE
Commercial_Office (WA)_New_Food Preparation_Natural Gas_Broiler | Commercial | Office (WA) | New | Food Preparation | Natural Gas | Broiler | 0 | 0.05496 | 0 | 0 | 8 | 16 | Normal | FALSE | FALSE | FALSE
Commercial_Office (WA)_New_Food Preparation_Natural Gas_Griddle | Commercial | Office (WA) | New | Food Preparation | Natural Gas | Griddle | 0 | 0.038306 | 0 | 0 | 8 | 16 | Normal | FALSE | FALSE | FALSE
Commercial_Office (WA)_New_Food Preparation_Natural Gas_Range | Commercial | Office (WA) | New | Food Preparation | Natural Gas | Range | 0 | 0.037843 | 0 | 0 | 8 | 12 | Normal | FALSE | FALSE | FALSE
Commercial_Office (WA)_New_Food Preparation_Natural Gas_Steamer | Commercial | Office (WA) | New | Food Preparation | Natural Gas | Steamer | 0 | 0.043731 | 0 | 0 | 8 | 16 | Normal | FALSE | FALSE | FALSE
Commercial_Office (WA)_New_Food Preparation_Natural Gas_Food Prep Other | Commercial | Office (WA) | New | Food Preparation | Natural Gas | Food Prep Other | 0 | 0.015793 | 0 | 0 | 8 | 12 | Normal | FALSE | FALSE | FALSE
Commercial_Office (WA)_New_Miscellaneous_Natural Gas_Pool Heater | Commercial | Office (WA) | New | Miscellaneous | Natural Gas | Pool Heater | 0 | 0.01 | 0 | 0 | 4 | 8 | Normal | FALSE | FALSE | FALSE
Commercial_Office (WA)_New_Miscellaneous_Natural Gas_Miscellaneous | Commercial | Office (WA) | New | Miscellaneous | Natural Gas | Miscellaneous | 0 | 0.0032869 | 0 | 0 | 2 | 8 | Normal | FALSE | FALSE | FALSE
Commercial_Restaurant (WA)_Existing_Space Heating_Natural Gas_Furnace | Commercial | Restaurant (WA) | Existing | Space Heating | Natural Gas | Furnace | 0.62234 | 0.60663 | 0 | 0 | 10 | 20 | Normal | FALSE | FALSE | FALSE
Commercial_Restaurant (WA)_Existing_Space Heating_Natural Gas_Boiler | Commercial | Restaurant (WA) | Existing | Space Heating | Natural Gas | Boiler | 1.9801 | 1.8062 | 0 | 0 | 25 | 35 | Normal | FALSE | FALSE | FALSE
Commercial_Restaurant (WA)_Existing_Space Heating_Natural Gas_Unit Heater | Commercial | Restaurant (WA) | Existing | Space Heating | Natural Gas | Unit Heater | 0.31117 | 0.31117 | 0 | 0 | 15 | 25 | Normal | FALSE | FALSE | FALSE
Commercial_Restaurant (WA)_Existing_Water Heating_Natural Gas_Water Heater | Commercial | Restaurant (WA) | Existing | Water Heating | Natural Gas | Water Heater | 0.81876 | 0.73522 | 0 | 0 | 10 | 20 | Normal | FALSE | FALSE | FALSE
Commercial_Restaurant (WA)_Existing_Food Preparation_Natural Gas_Oven | Commercial | Restaurant (WA) | Existing | Food Preparation | Natural Gas | Oven | 0.30244 | 0.30244 | 0 | 0 | 8 | 12 | Normal | FALSE | FALSE | FALSE
Commercial_Restaurant (WA)_Existing_Food Preparation_Natural Gas_Conveyor Oven | Commercial | Restaurant (WA) | Existing | Food Preparation | Natural Gas | Conveyor Oven | 0.51749 | 0.51749 | 0 | 0 | 15 | 19 | Normal | FALSE | FALSE | FALSE
Commercial_Restaurant (WA)_Existing_Food Preparation_Natural Gas_Double Rack Oven | Commercial | Restaurant (WA) | Existing | Food Preparation | Natural Gas | Double Rack Oven | 0.78616 | 0.78616 | 0 | 0 | 8 | 16 | Normal | FALSE | FALSE | FALSE
Commercial_Restaurant (WA)_Existing_Food Preparation_Natural Gas_Fryer | Commercial | Restaurant (WA) | Existing | Food Preparation | Natural Gas | Fryer | 0.46857 | 0.46857 | 0 | 0 | 10 | 20 | Normal | FALSE | FALSE | FALSE
Commercial_Restaurant (WA)_Existing_Food Preparation_Natural Gas_Broiler | Commercial | Restaurant (WA) | Existing | Food Preparation | Natural Gas | Broiler | 0.50073 | 0.50073 | 0 | 0 | 8 | 16 | Normal | FALSE | FALSE | FALSE
Commercial_Restaurant (WA)_Existing_Food Preparation_Natural Gas_Griddle | Commercial | Restaurant (WA) | Existing | Food Preparation | Natural Gas | Griddle | 0.34899 | 0.34899 | 0 | 0 | 8 | 16 | Normal | FALSE | FALSE | FALSE
Commercial_Restaurant (WA)_Existing_Food Preparation_Natural Gas_Range | Commercial | Restaurant (WA) | Existing | Food Preparation | Natural Gas | Range | 0.34478 | 0.34478 | 0 | 0 | 8 | 12 | Normal | FALSE | FALSE | FALSE
Commercial_Restaurant (WA)_Existing_Food Preparation_Natural Gas_Steamer | Commercial | Restaurant (WA) | Existing | Food Preparation | Natural Gas | Steamer | 0.39843 | 0.39843 | 0 | 0 | 8 | 16 | Normal | FALSE | FALSE | FALSE
Commercial_Restaurant (WA)_Existing_Food Preparation_Natural Gas_Food Prep Other | Commercial | Restaurant (WA) | Existing | Food Preparation | Natural Gas | Food Prep Other | 0.14389 | 0.14389 | 0 | 0 | 8 | 12 | Normal | FALSE | FALSE | FALSE
Commercial_Restaurant (WA)_Existing_Miscellaneous_Natural Gas_Pool Heater | Commercial | Restaurant (WA) | Existing | Miscellaneous | Natural Gas | Pool Heater | 0.01 | 0.01 | 0 | 0 | 4 | 8 | Normal | FALSE | FALSE | FALSE
Commercial_Restaurant (WA)_Existing_Miscellaneous_Natural Gas_Miscellaneous | Commercial | Restaurant (WA) | Existing | Miscellaneous | Natural Gas | Miscellaneous | 0.0393 | 0.0393 | 0 | 0 | 2 | 8 | Normal | FALSE | FALSE | FALSE
Commercial_Restaurant (WA)_New_Space Heating_Natural Gas_Furnace | Commercial | Restaurant (WA) | New | Space Heating | Natural Gas | Furnace | 0 | 0.62213 | 0 | 0 | 10 | 20 | Normal | FALSE | FALSE | FALSE
Commercial_Restaurant (WA)_New_Space Heating_Natural Gas_Boiler | Commercial | Restaurant (WA) | New | Space Heating | Natural Gas | Boiler | 0 | 1.9096 | 0 | 0 | 25 | 35 | Normal | FALSE | FALSE | FALSE
Commercial_Restaurant (WA)_New_Space Heating_Natural Gas_Unit Heater | Commercial | Restaurant (WA) | New | Space Heating | Natural Gas | Unit Heater | 0 | 0.31117 | 0 | 0 | 15 | 25 | Normal | FALSE | FALSE | FALSE
Commercial_Restaurant (WA)_New_Water Heating_Natural Gas_Water Heater | Commercial | Restaurant (WA) | New | Water Heating | Natural Gas | Water Heater | 0 | 0.75413 | 0 | 0 | 10 | 20 | Normal | FALSE | FALSE | FALSE
Commercial_Restaurant (WA)_New_Food Preparation_Natural Gas_Oven | Commercial | Restaurant (WA) | New | Food Preparation | Natural Gas | Oven | 0 | 0.30244 | 0 | 0 | 8 | 12 | Normal | FALSE | FALSE | FALSE
Commercial_Restaurant (WA)_New_Food Preparation_Natural Gas_Conveyor Oven | Commercial | Restaurant (WA) | New | Food Preparation | Natural Gas | Conveyor Oven | 0 | 0.51749 | 0 | 0 | 15 | 19 | Normal | FALSE | FALSE | FALSE
Commercial_Restaurant (WA)_New_Food Preparation_Natural Gas_Double Rack Oven | Commercial | Restaurant (WA) | New | Food Preparation | Natural Gas | Double Rack Oven | 0 | 0.78616 | 0 | 0 | 8 | 16 | Normal | FALSE | FALSE | FALSE
Commercial_Restaurant (WA)_New_Food Preparation_Natural Gas_Fryer | Commercial | Restaurant (WA) | New | Food Preparation | Natural Gas | Fryer | 0 | 0.46857 | 0 | 0 | 10 | 20 | Normal | FALSE | FALSE | FALSE
Commercial_Restaurant (WA)_New_Food Preparation_Natural Gas_Broiler | Commercial | Restaurant (WA) | New | Food Preparation | Natural Gas | Broiler | 0 | 0.50073 | 0 | 0 | 8 | 16 | Normal | FALSE | FALSE | FALSE
Commercial_Restaurant (WA)_New_Food Preparation_Natural Gas_Griddle | Commercial | Restaurant (WA) | New | Food Preparation | Natural Gas | Griddle | 0 | 0.34899 | 0 | 0 | 8 | 16 | Normal | FALSE | FALSE | FALSE
Commercial_Restaurant (WA)_New_Food Preparation_Natural Gas_Range | Commercial | Restaurant (WA) | New | Food Preparation | Natural Gas | Range | 0 | 0.34478 | 0 | 0 | 8 | 12 | Normal | FALSE | FALSE | FALSE
Commercial_Restaurant (WA)_New_Food Preparation_Natural Gas_Steamer | Commercial | Restaurant (WA) | New | Food Preparation | Natural Gas | Steamer | 0 | 0.39843 | 0 | 0 | 8 | 16 | Normal | FALSE | FALSE | FALSE
Commercial_Restaurant (WA)_New_Food Preparation_Natural Gas_Food Prep Other | Commercial | Restaurant (WA) | New | Food Preparation | Natural Gas | Food Prep Other | 0 | 0.14389 | 0 | 0 | 8 | 12 | Normal | FALSE | FALSE | FALSE
Commercial_Restaurant (WA)_New_Miscellaneous_Natural Gas_Pool Heater | Commercial | Restaurant (WA) | New | Miscellaneous | Natural Gas | Pool Heater | 0 | 0.01 | 0 | 0 | 4 | 8 | Normal | FALSE | FALSE | FALSE
Commercial_Restaurant (WA)_New_Miscellaneous_Natural Gas_Miscellaneous | Commercial | Restaurant (WA) | New | Miscellaneous | Natural Gas | Miscellaneous | 0 | 0.0393 | 0 | 0 | 2 | 8 | Normal | FALSE | FALSE | FALSE
Commercial_Retail (WA)_Existing_Space Heating_Natural Gas_Furnace | Commercial | Retail (WA) | Existing | Space Heating | Natural Gas | Furnace | 0.48361 | 0.47155 | 0 | 0 | 10 | 20 | Normal | FALSE | FALSE | FALSE
Commercial_Retail (WA)_Existing_Space Heating_Natural Gas_Boiler | Commercial | Retail (WA) | Existing | Space Heating | Natural Gas | Boiler | 1.5551 | 1.414 | 0 | 0 | 25 | 35 | Normal | FALSE | FALSE | FALSE
Commercial_Retail (WA)_Existing_Space Heating_Natural Gas_Unit Heater | Commercial | Retail (WA) | Existing | Space Heating | Natural Gas | Unit Heater | 0.2418 | 0.2418 | 0 | 0 | 15 | 25 | Normal | FALSE | FALSE | FALSE
Commercial_Retail (WA)_Existing_Water Heating_Natural Gas_Water Heater | Commercial | Retail (WA) | Existing | Water Heating | Natural Gas | Water Heater | 0.28656 | 0.25731 | 0 | 0 | 10 | 20 | Normal | FALSE | FALSE | FALSE
Commercial_Retail (WA)_Existing_Food Preparation_Natural Gas_Oven | Commercial | Retail (WA) | Existing | Food Preparation | Natural Gas | Oven | 1.5605 | 1.5605 | 0 | 0 | 8 | 12 | Normal | FALSE | FALSE | FALSE
Commercial_Retail (WA)_Existing_Food Preparation_Natural Gas_Conveyor Oven | Commercial | Retail (WA) | Existing | Food Preparation | Natural Gas | Conveyor Oven | 2.6702 | 2.6702 | 0 | 0 | 15 | 19 | Normal | FALSE | FALSE | FALSE
Commercial_Retail (WA)_Existing_Food Preparation_Natural Gas_Double Rack Oven | Commercial | Retail (WA) | Existing | Food Preparation | Natural Gas | Double Rack Oven | 4.0565 | 4.0565 | 0 | 0 | 8 | 16 | Normal | FALSE | FALSE | FALSE
Commercial_Retail (WA)_Existing_Food Preparation_Natural Gas_Fryer | Commercial | Retail (WA) | Existing | Food Preparation | Natural Gas | Fryer | 2.4178 | 2.4178 | 0 | 0 | 10 | 20 | Normal | FALSE | FALSE | FALSE
Commercial_Retail (WA)_Existing_Food Preparation_Natural Gas_Broiler | Commercial | Retail (WA) | Existing | Food Preparation | Natural Gas | Broiler | 2.5837 | 2.5837 | 0 | 0 | 8 | 16 | Normal | FALSE | FALSE | FALSE
Commercial_Retail (WA)_Existing_Food Preparation_Natural Gas_Griddle | Commercial | Retail (WA) | Existing | Food Preparation | Natural Gas | Griddle | 1.8008 | 1.8008 | 0 | 0 | 8 | 16 | Normal | FALSE | FALSE | FALSE
Commercial_Retail (WA)_Existing_Food Preparation_Natural Gas_Range | Commercial | Retail (WA) | Existing | Food Preparation | Natural Gas | Range | 1.779 | 1.779 | 0 | 0 | 8 | 12 | Normal | FALSE | FALSE | FALSE
Commercial_Retail (WA)_Existing_Food Preparation_Natural Gas_Steamer | Commercial | Retail (WA) | Existing | Food Preparation | Natural Gas | Steamer | 2.0558 | 2.0558 | 0 | 0 | 8 | 16 | Normal | FALSE | FALSE | FALSE
Commercial_Retail (WA)_Existing_Food Preparation_Natural Gas_Food Prep Other | Commercial | Retail (WA) | Existing | Food Preparation | Natural Gas | Food Prep Other | 0.74245 | 0.74245 | 0 | 0 | 8 | 12 | Normal | FALSE | FALSE | FALSE
Commercial_Retail (WA)_Existing_Miscellaneous_Natural Gas_Pool Heater | Commercial | Retail (WA) | Existing | Miscellaneous | Natural Gas | Pool Heater | 0.01 | 0.01 | 0 | 0 | 4 | 8 | Normal | FALSE | FALSE | FALSE
Commercial_Retail (WA)_Existing_Miscellaneous_Natural Gas_Miscellaneous | Commercial | Retail (WA) | Existing | Miscellaneous | Natural Gas | Miscellaneous | 0.027026 | 0.027026 | 0 | 0 | 2 | 8 | Normal | FALSE | FALSE | FALSE
Commercial_Retail (WA)_New_Space Heating_Natural Gas_Furnace | Commercial | Retail (WA) | New | Space Heating | Natural Gas | Furnace | 0 | 0.48348 | 0 | 0 | 10 | 20 | Normal | FALSE | FALSE | FALSE
Commercial_Retail (WA)_New_Space Heating_Natural Gas_Boiler | Commercial | Retail (WA) | New | Space Heating | Natural Gas | Boiler | 0 | 1.5221 | 0 | 0 | 25 | 35 | Normal | FALSE | FALSE | FALSE
Commercial_Retail (WA)_New_Space Heating_Natural Gas_Unit Heater | Commercial | Retail (WA) | New | Space Heating | Natural Gas | Unit Heater | 0 | 0.2418 | 0 | 0 | 15 | 25 | Normal | FALSE | FALSE | FALSE
Commercial_Retail (WA)_New_Water Heating_Natural Gas_Water Heater | Commercial | Retail (WA) | New | Water Heating | Natural Gas | Water Heater | 0 | 0.26394 | 0 | 0 | 10 | 20 | Normal | FALSE | FALSE | FALSE
Commercial_Retail (WA)_New_Food Preparation_Natural Gas_Oven | Commercial | Retail (WA) | New | Food Preparation | Natural Gas | Oven | 0 | 1.5605 | 0 | 0 | 8 | 12 | Normal | FALSE | FALSE | FALSE
Commercial_Retail (WA)_New_Food Preparation_Natural Gas_Conveyor Oven | Commercial | Retail (WA) | New | Food Preparation | Natural Gas | Conveyor Oven | 0 | 2.6702 | 0 | 0 | 15 | 19 | Normal | FALSE | FALSE | FALSE
Commercial_Retail (WA)_New_Food Preparation_Natural Gas_Double Rack Oven | Commercial | Retail (WA) | New | Food Preparation | Natural Gas | Double Rack Oven | 0 | 4.0565 | 0 | 0 | 8 | 16 | Normal | FALSE | FALSE | FALSE
Commercial_Retail (WA)_New_Food Preparation_Natural Gas_Fryer | Commercial | Retail (WA) | New | Food Preparation | Natural Gas | Fryer | 0 | 2.4178 | 0 | 0 | 10 | 20 | Normal | FALSE | FALSE | FALSE
Commercial_Retail (WA)_New_Food Preparation_Natural Gas_Broiler | Commercial | Retail (WA) | New | Food Preparation | Natural Gas | Broiler | 0 | 2.5837 | 0 | 0 | 8 | 16 | Normal | FALSE | FALSE | FALSE
Commercial_Retail (WA)_New_Food Preparation_Natural Gas_Griddle | Commercial | Retail (WA) | New | Food Preparation | Natural Gas | Griddle | 0 | 1.8008 | 0 | 0 | 8 | 16 | Normal | FALSE | FALSE | FALSE
Commercial_Retail (WA)_New_Food Preparation_Natural Gas_Range | Commercial | Retail (WA) | New | Food Preparation | Natural Gas | Range | 0 | 1.779 | 0 | 0 | 8 | 12 | Normal | FALSE | FALSE | FALSE
Commercial_Retail (WA)_New_Food Preparation_Natural Gas_Steamer | Commercial | Retail (WA) | New | Food Preparation | Natural Gas | Steamer | 0 | 2.0558 | 0 | 0 | 8 | 16 | Normal | FALSE | FALSE | FALSE
Commercial_Retail (WA)_New_Food Preparation_Natural Gas_Food Prep Other | Commercial | Retail (WA) | New | Food Preparation | Natural Gas | Food Prep Other | 0 | 0.74245 | 0 | 0 | 8 | 12 | Normal | FALSE | FALSE | FALSE
Commercial_Retail (WA)_New_Miscellaneous_Natural Gas_Pool Heater | Commercial | Retail (WA) | New | Miscellaneous | Natural Gas | Pool Heater | 0 | 0.01 | 0 | 0 | 4 | 8 | Normal | FALSE | FALSE | FALSE
Commercial_Retail (WA)_New_Miscellaneous_Natural Gas_Miscellaneous | Commercial | Retail (WA) | New | Miscellaneous | Natural Gas | Miscellaneous | 0 | 0.027026 | 0 | 0 | 2 | 8 | Normal | FALSE | FALSE | FALSE
Commercial_Grocery (WA)_Existing_Space Heating_Natural Gas_Furnace | Commercial | Grocery (WA) | Existing | Space Heating | Natural Gas | Furnace | 0.627 | 0.61132 | 0 | 0 | 10 | 20 | Normal | FALSE | FALSE | FALSE
Commercial_Grocery (WA)_Existing_Space Heating_Natural Gas_Boiler | Commercial | Grocery (WA) | Existing | Space Heating | Natural Gas | Boiler | 2.0162 | 1.7613 | 0 | 0 | 25 | 35 | Normal | FALSE | FALSE | FALSE
Commercial_Grocery (WA)_Existing_Space Heating_Natural Gas_Unit Heater | Commercial | Grocery (WA) | Existing | Space Heating | Natural Gas | Unit Heater | 0.3135 | 0.3135 | 0 | 0 | 15 | 25 | Normal | FALSE | FALSE | FALSE
Commercial_Grocery (WA)_Existing_Water Heating_Natural Gas_Water Heater | Commercial | Grocery (WA) | Existing | Water Heating | Natural Gas | Water Heater | 0.27445 | 0.24642 | 0 | 0 | 10 | 20 | Normal | FALSE | FALSE | FALSE
Commercial_Grocery (WA)_Existing_Food Preparation_Natural Gas_Oven | Commercial | Grocery (WA) | Existing | Food Preparation | Natural Gas | Oven | 0.092269 | 0.092269 | 0 | 0 | 8 | 12 | Normal | FALSE | FALSE | FALSE
Commercial_Grocery (WA)_Existing_Food Preparation_Natural Gas_Conveyor Oven | Commercial | Grocery (WA) | Existing | Food Preparation | Natural Gas | Conveyor Oven | 0.15788 | 0.15788 | 0 | 0 | 15 | 19 | Normal | FALSE | FALSE | FALSE
Commercial_Grocery (WA)_Existing_Food Preparation_Natural Gas_Double Rack Oven | Commercial | Grocery (WA) | Existing | Food Preparation | Natural Gas | Double Rack Oven | 0.23985 | 0.23985 | 0 | 0 | 8 | 16 | Normal | FALSE | FALSE | FALSE
Commercial_Grocery (WA)_Existing_Food Preparation_Natural Gas_Fryer | Commercial | Grocery (WA) | Existing | Food Preparation | Natural Gas | Fryer | 0.14295 | 0.14295 | 0 | 0 | 10 | 20 | Normal | FALSE | FALSE | FALSE
Commercial_Grocery (WA)_Existing_Food Preparation_Natural Gas_Broiler | Commercial | Grocery (WA) | Existing | Food Preparation | Natural Gas | Broiler | 0.15277 | 0.15277 | 0 | 0 | 8 | 16 | Normal | FALSE | FALSE | FALSE
Commercial_Grocery (WA)_Existing_Food Preparation_Natural Gas_Griddle | Commercial | Grocery (WA) | Existing | Food Preparation | Natural Gas | Griddle | 0.10647 | 0.10647 | 0 | 0 | 8 | 16 | Normal | FALSE | FALSE | FALSE
Commercial_Grocery (WA)_Existing_Food Preparation_Natural Gas_Range | Commercial | Grocery (WA) | Existing | Food Preparation | Natural Gas | Range | 0.10519 | 0.10519 | 0 | 0 | 8 | 12 | Normal | FALSE | FALSE | FALSE
Commercial_Grocery (WA)_Existing_Food Preparation_Natural Gas_Steamer | Commercial | Grocery (WA) | Existing | Food Preparation | Natural Gas | Steamer | 0.12155 | 0.12155 | 0 | 0 | 8 | 16 | Normal | FALSE | FALSE | FALSE
Commercial_Grocery (WA)_Existing_Food Preparation_Natural Gas_Food Prep Other | Commercial | Grocery (WA) | Existing | Food Preparation | Natural Gas | Food Prep Other | 0.043898 | 0.043898 | 0 | 0 | 8 | 12 | Normal | FALSE | FALSE | FALSE
Commercial_Grocery (WA)_Existing_Miscellaneous_Natural Gas_Pool Heater | Commercial | Grocery (WA) | Existing | Miscellaneous | Natural Gas | Pool Heater | 0.01 | 0.01 | 0 | 0 | 4 | 8 | Normal | FALSE | FALSE | FALSE
Commercial_Grocery (WA)_Existing_Miscellaneous_Natural Gas_Miscellaneous | Commercial | Grocery (WA) | Existing | Miscellaneous | Natural Gas | Miscellaneous | 0.0065196 | 0.0065196 | 0 | 0 | 2 | 8 | Normal | FALSE | FALSE | FALSE
Commercial_Grocery (WA)_New_Space Heating_Natural Gas_Furnace | Commercial | Grocery (WA) | New | Space Heating | Natural Gas | Furnace | 0 | 0.62701 | 0 | 0 | 10 | 20 | Normal | FALSE | FALSE | FALSE
Commercial_Grocery (WA)_New_Space Heating_Natural Gas_Boiler | Commercial | Grocery (WA) | New | Space Heating | Natural Gas | Boiler | 0 | 1.8183 | 0 | 0 | 25 | 35 | Normal | FALSE | FALSE | FALSE
Commercial_Grocery (WA)_New_Space Heating_Natural Gas_Unit Heater | Commercial | Grocery (WA) | New | Space Heating | Natural Gas | Unit Heater | 0 | 0.3135 | 0 | 0 | 15 | 25 | Normal | FALSE | FALSE | FALSE
Commercial_Grocery (WA)_New_Water Heating_Natural Gas_Water Heater | Commercial | Grocery (WA) | New | Water Heating | Natural Gas | Water Heater | 0 | 0.25279 | 0 | 0 | 10 | 20 | Normal | FALSE | FALSE | FALSE
Commercial_Grocery (WA)_New_Food Preparation_Natural Gas_Oven | Commercial | Grocery (WA) | New | Food Preparation | Natural Gas | Oven | 0 | 0.092269 | 0 | 0 | 8 | 12 | Normal | FALSE | FALSE | FALSE
Commercial_Grocery (WA)_New_Food Preparation_Natural Gas_Conveyor Oven | Commercial | Grocery (WA) | New | Food Preparation | Natural Gas | Conveyor Oven | 0 | 0.15788 | 0 | 0 | 15 | 19 | Normal | FALSE | FALSE | FALSE
Commercial_Grocery (WA)_New_Food Preparation_Natural Gas_Double Rack Oven | Commercial | Grocery (WA) | New | Food Preparation | Natural Gas | Double Rack Oven | 0 | 0.23985 | 0 | 0 | 8 | 16 | Normal | FALSE | FALSE | FALSE
Commercial_Grocery (WA)_New_Food Preparation_Natural Gas_Fryer | Commercial | Grocery (WA) | New | Food Preparation | Natural Gas | Fryer | 0 | 0.14295 | 0 | 0 | 10 | 20 | Normal | FALSE | FALSE | FALSE
Commercial_Grocery (WA)_New_Food Preparation_Natural Gas_Broiler | Commercial | Grocery (WA) | New | Food Preparation | Natural Gas | Broiler | 0 | 0.15277 | 0 | 0 | 8 | 16 | Normal | FALSE | FALSE | FALSE
Commercial_Grocery (WA)_New_Food Preparation_Natural Gas_Griddle | Commercial | Grocery (WA) | New | Food Preparation | Natural Gas | Griddle | 0 | 0.10647 | 0 | 0 | 8 | 16 | Normal | FALSE | FALSE | FALSE
Commercial_Grocery (WA)_New_Food Preparation_Natural Gas_Range | Commercial | Grocery (WA) | New | Food Preparation | Natural Gas | Range | 0 | 0.10519 | 0 | 0 | 8 | 12 | Normal | FALSE | FALSE | FALSE
Commercial_Grocery (WA)_New_Food Preparation_Natural Gas_Steamer | Commercial | Grocery (WA) | New | Food Preparation | Natural Gas | Steamer | 0 | 0.12155 | 0 | 0 | 8 | 16 | Normal | FALSE | FALSE | FALSE
Commercial_Grocery (WA)_New_Food Preparation_Natural Gas_Food Prep Other | Commercial | Grocery (WA) | New | Food Preparation | Natural Gas | Food Prep Other | 0 | 0.043898 | 0 | 0 | 8 | 12 | Normal | FALSE | FALSE | FALSE
Commercial_Grocery (WA)_New_Miscellaneous_Natural Gas_Pool Heater | Commercial | Grocery (WA) | New | Miscellaneous | Natural Gas | Pool Heater | 0 | 0.01 | 0 | 0 | 4 | 8 | Normal | FALSE | FALSE | FALSE
Commercial_Grocery (WA)_New_Miscellaneous_Natural Gas_Miscellaneous | Commercial | Grocery (WA) | New | Miscellaneous | Natural Gas | Miscellaneous | 0 | 0.0065196 | 0 | 0 | 2 | 8 | Normal | FALSE | FALSE | FALSE
Commercial_School (WA)_Existing_Space Heating_Natural Gas_Furnace | Commercial | School (WA) | Existing | Space Heating | Natural Gas | Furnace | 0.09252 | 0.09021 | 0 | 0 | 10 | 20 | Normal | FALSE | FALSE | FALSE
Commercial_School (WA)_Existing_Space Heating_Natural Gas_Boiler | Commercial | School (WA) | Existing | Space Heating | Natural Gas | Boiler | 0.19494 | 0.17384 | 0 | 0 | 25 | 35 | Normal | FALSE | FALSE | FALSE
Commercial_School (WA)_Existing_Space Heating_Natural Gas_Unit Heater | Commercial | School (WA) | Existing | Space Heating | Natural Gas | Unit Heater | 0.04626 | 0.04626 | 0 | 0 | 15 | 25 | Normal | FALSE | FALSE | FALSE
Commercial_School (WA)_Existing_Water Heating_Natural Gas_Water Heater | Commercial | School (WA) | Existing | Water Heating | Natural Gas | Water Heater | 0.15351 | 0.13788 | 0 | 0 | 10 | 20 | Normal | FALSE | FALSE | FALSE
Commercial_School (WA)_Existing_Food Preparation_Natural Gas_Oven | Commercial | School (WA) | Existing | Food Preparation | Natural Gas | Oven | 0.01675 | 0.01675 | 0 | 0 | 8 | 12 | Normal | FALSE | FALSE | FALSE
Commercial_School (WA)_Existing_Food Preparation_Natural Gas_Conveyor Oven | Commercial | School (WA) | Existing | Food Preparation | Natural Gas | Conveyor Oven | 0.028661 | 0.028661 | 0 | 0 | 15 | 19 | Normal | FALSE | FALSE | FALSE
Commercial_School (WA)_Existing_Food Preparation_Natural Gas_Double Rack Oven | Commercial | School (WA) | Existing | Food Preparation | Natural Gas | Double Rack Oven | 0.043541 | 0.043541 | 0 | 0 | 8 | 16 | Normal | FALSE | FALSE | FALSE
Commercial_School (WA)_Existing_Food Preparation_Natural Gas_Fryer | Commercial | School (WA) | Existing | Food Preparation | Natural Gas | Fryer | 0.025951 | 0.025951 | 0 | 0 | 10 | 20 | Normal | FALSE | FALSE | FALSE
Commercial_School (WA)_Existing_Food Preparation_Natural Gas_Broiler | Commercial | School (WA) | Existing | Food Preparation | Natural Gas | Broiler | 0.027732 | 0.027732 | 0 | 0 | 8 | 16 | Normal | FALSE | FALSE | FALSE
Commercial_School (WA)_Existing_Food Preparation_Natural Gas_Griddle | Commercial | School (WA) | Existing | Food Preparation | Natural Gas | Griddle | 0.019329 | 0.019329 | 0 | 0 | 8 | 16 | Normal | FALSE | FALSE | FALSE
Commercial_School (WA)_Existing_Food Preparation_Natural Gas_Range | Commercial | School (WA) | Existing | Food Preparation | Natural Gas | Range | 0.019095 | 0.019095 | 0 | 0 | 8 | 12 | Normal | FALSE | FALSE | FALSE
Commercial_School (WA)_Existing_Food Preparation_Natural Gas_Steamer | Commercial | School (WA) | Existing | Food Preparation | Natural Gas | Steamer | 0.022066 | 0.022066 | 0 | 0 | 8 | 16 | Normal | FALSE | FALSE | FALSE
Commercial_School (WA)_Existing_Food Preparation_Natural Gas_Food Prep Other | Commercial | School (WA) | Existing | Food Preparation | Natural Gas | Food Prep Other | 0.0079691 | 0.0079691 | 0 | 0 | 8 | 12 | Normal | FALSE | FALSE | FALSE
Commercial_School (WA)_Existing_Miscellaneous_Natural Gas_Pool Heater | Commercial | School (WA) | Existing | Miscellaneous | Natural Gas | Pool Heater | 0.00054577 | 0.00054577 | 0 | 0 | 4 | 8 | Normal | FALSE | FALSE | FALSE
Commercial_School (WA)_Existing_Miscellaneous_Natural Gas_Miscellaneous | Commercial | School (WA) | Existing | Miscellaneous | Natural Gas | Miscellaneous | 0.00298 | 0.00298 | 0 | 0 | 2 | 8 | Normal | FALSE | FALSE | FALSE
Commercial_School (WA)_New_Space Heating_Natural Gas_Furnace | Commercial | School (WA) | New | Space Heating | Natural Gas | Furnace | 0 | 0.092522 | 0 | 0 | 10 | 20 | Normal | FALSE | FALSE | FALSE
Commercial_School (WA)_New_Space Heating_Natural Gas_Boiler | Commercial | School (WA) | New | Space Heating | Natural Gas | Boiler | 0 | 0.19494 | 0 | 0 | 25 | 35 | Normal | FALSE | FALSE | FALSE
Commercial_School (WA)_New_Space Heating_Natural Gas_Unit Heater | Commercial | School (WA) | New | Space Heating | Natural Gas | Unit Heater | 0 | 0.04626 | 0 | 0 | 15 | 25 | Normal | FALSE | FALSE | FALSE
Commercial_School (WA)_New_Water Heating_Natural Gas_Water Heater | Commercial | School (WA) | New | Water Heating | Natural Gas | Water Heater | 0 | 0.14139 | 0 | 0 | 10 | 20 | Normal | FALSE | FALSE | FALSE
Commercial_School (WA)_New_Food Preparation_Natural Gas_Oven | Commercial | School (WA) | New | Food Preparation | Natural Gas | Oven | 0 | 0.01675 | 0 | 0 | 8 | 12 | Normal | FALSE | FALSE | FALSE
Commercial_School (WA)_New_Food Preparation_Natural Gas_Conveyor Oven | Commercial | School (WA) | New | Food Preparation | Natural Gas | Conveyor Oven | 0 | 0.028661 | 0 | 0 | 15 | 19 | Normal | FALSE | FALSE | FALSE
Commercial_School (WA)_New_Food Preparation_Natural Gas_Double Rack Oven | Commercial | School (WA) | New | Food Preparation | Natural Gas | Double Rack Oven | 0 | 0.043541 | 0 | 0 | 8 | 16 | Normal | FALSE | FALSE | FALSE
Commercial_School (WA)_New_Food Preparation_Natural Gas_Fryer | Commercial | School (WA) | New | Food Preparation | Natural Gas | Fryer | 0 | 0.025951 | 0 | 0 | 10 | 20 | Normal | FALSE | FALSE | FALSE
Commercial_School (WA)_New_Food Preparation_Natural Gas_Broiler | Commercial | School (WA) | New | Food Preparation | Natural Gas | Broiler | 0 | 0.027732 | 0 | 0 | 8 | 16 | Normal | FALSE | FALSE | FALSE
Commercial_School (WA)_New_Food Preparation_Natural Gas_Griddle | Commercial | School (WA) | New | Food Preparation | Natural Gas | Griddle | 0 | 0.019329 | 0 | 0 | 8 | 16 | Normal | FALSE | FALSE | FALSE
Commercial_School (WA)_New_Food Preparation_Natural Gas_Range | Commercial | School (WA) | New | Food Preparation | Natural Gas | Range | 0 | 0.019095 | 0 | 0 | 8 | 12 | Normal | FALSE | FALSE | FALSE
Commercial_School (WA)_New_Food Preparation_Natural Gas_Steamer | Commercial | School (WA) | New | Food Preparation | Natural Gas | Steamer | 0 | 0.022066 | 0 | 0 | 8 | 16 | Normal | FALSE | FALSE | FALSE
Commercial_School (WA)_New_Food Preparation_Natural Gas_Food Prep Other | Commercial | School (WA) | New | Food Preparation | Natural Gas | Food Prep Other | 0 | 0.0079691 | 0 | 0 | 8 | 12 | Normal | FALSE | FALSE | FALSE
Commercial_School (WA)_New_Miscellaneous_Natural Gas_Pool Heater | Commercial | School (WA) | New | Miscellaneous | Natural Gas | Pool Heater | 0 | 0.00054577 | 0 | 0 | 4 | 8 | Normal | FALSE | FALSE | FALSE
Commercial_School (WA)_New_Miscellaneous_Natural Gas_Miscellaneous | Commercial | School (WA) | New | Miscellaneous | Natural Gas | Miscellaneous | 0 | 0.00298 | 0 | 0 | 2 | 8 | Normal | FALSE | FALSE | FALSE
Commercial_College (WA)_Existing_Space Heating_Natural Gas_Furnace | Commercial | College (WA) | Existing | Space Heating | Natural Gas | Furnace | 0.23634 | 0.23044 | 0 | 0 | 10 | 20 | Normal | FALSE | FALSE | FALSE
Commercial_College (WA)_Existing_Space Heating_Natural Gas_Boiler | Commercial | College (WA) | Existing | Space Heating | Natural Gas | Boiler | 0.49798 | 0.44406 | 0 | 0 | 25 | 35 | Normal | FALSE | FALSE | FALSE
Commercial_College (WA)_Existing_Space Heating_Natural Gas_Unit Heater | Commercial | College (WA) | Existing | Space Heating | Natural Gas | Unit Heater | 0.11817 | 0.11817 | 0 | 0 | 15 | 25 | Normal | FALSE | FALSE | FALSE
Commercial_College (WA)_Existing_Water Heating_Natural Gas_Water Heater | Commercial | College (WA) | Existing | Water Heating | Natural Gas | Water Heater | 0.19902 | 0.17875 | 0 | 0 | 10 | 20 | Normal | FALSE | FALSE | FALSE
Commercial_College (WA)_Existing_Food Preparation_Natural Gas_Oven | Commercial | College (WA) | Existing | Food Preparation | Natural Gas | Oven | 0.012242 | 0.012242 | 0 | 0 | 8 | 12 | Normal | FALSE | FALSE | FALSE
Commercial_College (WA)_Existing_Food Preparation_Natural Gas_Conveyor Oven | Commercial | College (WA) | Existing | Food Preparation | Natural Gas | Conveyor Oven | 0.020946 | 0.020946 | 0 | 0 | 15 | 19 | Normal | FALSE | FALSE | FALSE
Commercial_College (WA)_Existing_Food Preparation_Natural Gas_Double Rack Oven | Commercial | College (WA) | Existing | Food Preparation | Natural Gas | Double Rack Oven | 0.031821 | 0.031821 | 0 | 0 | 8 | 16 | Normal | FALSE | FALSE | FALSE
Commercial_College (WA)_Existing_Food Preparation_Natural Gas_Fryer | Commercial | College (WA) | Existing | Food Preparation | Natural Gas | Fryer | 0.018966 | 0.018966 | 0 | 0 | 10 | 20 | Normal | FALSE | FALSE | FALSE
Commercial_College (WA)_Existing_Food Preparation_Natural Gas_Broiler | Commercial | College (WA) | Existing | Food Preparation | Natural Gas | Broiler | 0.020268 | 0.020268 | 0 | 0 | 8 | 16 | Normal | FALSE | FALSE | FALSE
Commercial_College (WA)_Existing_Food Preparation_Natural Gas_Griddle | Commercial | College (WA) | Existing | Food Preparation | Natural Gas | Griddle | 0.014126 | 0.014126 | 0 | 0 | 8 | 16 | Normal | FALSE | FALSE | FALSE
Commercial_College (WA)_Existing_Food Preparation_Natural Gas_Range | Commercial | College (WA) | Existing | Food Preparation | Natural Gas | Range | 0.013956 | 0.013956 | 0 | 0 | 8 | 12 | Normal | FALSE | FALSE | FALSE
Commercial_College (WA)_Existing_Food Preparation_Natural Gas_Steamer | Commercial | College (WA) | Existing | Food Preparation | Natural Gas | Steamer | 0.016127 | 0.016127 | 0 | 0 | 8 | 16 | Normal | FALSE | FALSE | FALSE
Commercial_College (WA)_Existing_Food Preparation_Natural Gas_Food Prep Other | Commercial | College (WA) | Existing | Food Preparation | Natural Gas | Food Prep Other | 0.0058241 | 0.0058241 | 0 | 0 | 8 | 12 | Normal | FALSE | FALSE | FALSE
Commercial_College (WA)_Existing_Miscellaneous_Natural Gas_Pool Heater | Commercial | College (WA) | Existing | Miscellaneous | Natural Gas | Pool Heater | 0.0070387 | 0.0070387 | 0 | 0 | 4 | 8 | Normal | FALSE | FALSE | FALSE
Commercial_College (WA)_Existing_Miscellaneous_Natural Gas_Miscellaneous | Commercial | College (WA) | Existing | Miscellaneous | Natural Gas | Miscellaneous | 0.027641 | 0.027641 | 0 | 0 | 2 | 8 | Normal | FALSE | FALSE | FALSE
Commercial_College (WA)_New_Space Heating_Natural Gas_Furnace | Commercial | College (WA) | New | Space Heating | Natural Gas | Furnace | 0 | 0.23634 | 0 | 0 | 10 | 20 | Normal | FALSE | FALSE | FALSE
Commercial_College (WA)_New_Space Heating_Natural Gas_Boiler | Commercial | College (WA) | New | Space Heating | Natural Gas | Boiler | 0 | 0.49798 | 0 | 0 | 25 | 35 | Normal | FALSE | FALSE | FALSE
Commercial_College (WA)_New_Space Heating_Natural Gas_Unit Heater | Commercial | College (WA) | New | Space Heating | Natural Gas | Unit Heater | 0 | 0.11817 | 0 | 0 | 15 | 25 | Normal | FALSE | FALSE | FALSE
Commercial_College (WA)_New_Water Heating_Natural Gas_Water Heater | Commercial | College (WA) | New | Water Heating | Natural Gas | Water Heater | 0 | 0.18331 | 0 | 0 | 10 | 20 | Normal | FALSE | FALSE | FALSE
Commercial_College (WA)_New_Food Preparation_Natural Gas_Oven | Commercial | College (WA) | New | Food Preparation | Natural Gas | Oven | 0 | 0.012242 | 0 | 0 | 8 | 12 | Normal | FALSE | FALSE | FALSE
Commercial_College (WA)_New_Food Preparation_Natural Gas_Conveyor Oven | Commercial | College (WA) | New | Food Preparation | Natural Gas | Conveyor Oven | 0 | 0.020946 | 0 | 0 | 15 | 19 | Normal | FALSE | FALSE | FALSE
Commercial_College (WA)_New_Food Preparation_Natural Gas_Double Rack Oven | Commercial | College (WA) | New | Food Preparation | Natural Gas | Double Rack Oven | 0 | 0.031821 | 0 | 0 | 8 | 16 | Normal | FALSE | FALSE | FALSE
Commercial_College (WA)_New_Food Preparation_Natural Gas_Fryer | Commercial | College (WA) | New | Food Preparation | Natural Gas | Fryer | 0 | 0.018966 | 0 | 0 | 10 | 20 | Normal | FALSE | FALSE | FALSE
Commercial_College (WA)_New_Food Preparation_Natural Gas_Broiler | Commercial | College (WA) | New | Food Preparation | Natural Gas | Broiler | 0 | 0.020268 | 0 | 0 | 8 | 16 | Normal | FALSE | FALSE | FALSE
Commercial_College (WA)_New_Food Preparation_Natural Gas_Griddle | Commercial | College (WA) | New | Food Preparation | Natural Gas | Griddle | 0 | 0.014126 | 0 | 0 | 8 | 16 | Normal | FALSE | FALSE | FALSE
Commercial_College (WA)_New_Food Preparation_Natural Gas_Range | Commercial | College (WA) | New | Food Preparation | Natural Gas | Range | 0 | 0.013956 | 0 | 0 | 8 | 12 | Normal | FALSE | FALSE | FALSE
Commercial_College (WA)_New_Food Preparation_Natural Gas_Steamer | Commercial | College (WA) | New | Food Preparation | Natural Gas | Steamer | 0 | 0.016127 | 0 | 0 | 8 | 16 | Normal | FALSE | FALSE | FALSE
Commercial_College (WA)_New_Food Preparation_Natural Gas_Food Prep Other | Commercial | College (WA) | New | Food Preparation | Natural Gas | Food Prep Other | 0 | 0.0058241 | 0 | 0 | 8 | 12 | Normal | FALSE | FALSE | FALSE
Commercial_College (WA)_New_Miscellaneous_Natural Gas_Pool Heater | Commercial | College (WA) | New | Miscellaneous | Natural Gas | Pool Heater | 0 | 0.0070387 | 0 | 0 | 4 | 8 | Normal | FALSE | FALSE | FALSE
Commercial_College (WA)_New_Miscellaneous_Natural Gas_Miscellaneous | Commercial | College (WA) | New | Miscellaneous | Natural Gas | Miscellaneous | 0 | 0.027641 | 0 | 0 | 2 | 8 | Normal | FALSE | FALSE | FALSE
Commercial_Health (WA)_Existing_Space Heating_Natural Gas_Furnace | Commercial | Health (WA) | Existing | Space Heating | Natural Gas | Furnace | 0.24886 | 0.24264 | 0 | 0 | 10 | 20 | Normal | FALSE | FALSE | FALSE
Commercial_Health (WA)_Existing_Space Heating_Natural Gas_Boiler | Commercial | Health (WA) | Existing | Space Heating | Natural Gas | Boiler | 0.50443 | 0.43557 | 0 | 0 | 25 | 35 | Normal | FALSE | FALSE | FALSE
Commercial_Health (WA)_Existing_Space Heating_Natural Gas_Unit Heater | Commercial | Health (WA) | Existing | Space Heating | Natural Gas | Unit Heater | 0.12443 | 0.12443 | 0 | 0 | 15 | 25 | Normal | FALSE | FALSE | FALSE
Commercial_Health (WA)_Existing_Water Heating_Natural Gas_Water Heater | Commercial | Health (WA) | Existing | Water Heating | Natural Gas | Water Heater | 0.5081 | 0.45636 | 0 | 0 | 10 | 20 | Normal | FALSE | FALSE | FALSE
Commercial_Health (WA)_Existing_Food Preparation_Natural Gas_Oven | Commercial | Health (WA) | Existing | Food Preparation | Natural Gas | Oven | 0.20095 | 0.20095 | 0 | 0 | 8 | 12 | Normal | FALSE | FALSE | FALSE
Commercial_Health (WA)_Existing_Food Preparation_Natural Gas_Conveyor Oven | Commercial | Health (WA) | Existing | Food Preparation | Natural Gas | Conveyor Oven | 0.34384 | 0.34384 | 0 | 0 | 15 | 19 | Normal | FALSE | FALSE | FALSE
Commercial_Health (WA)_Existing_Food Preparation_Natural Gas_Double Rack Oven | Commercial | Health (WA) | Existing | Food Preparation | Natural Gas | Double Rack Oven | 0.52236 | 0.52236 | 0 | 0 | 8 | 16 | Normal | FALSE | FALSE | FALSE
Commercial_Health (WA)_Existing_Food Preparation_Natural Gas_Fryer | Commercial | Health (WA) | Existing | Food Preparation | Natural Gas | Fryer | 0.31134 | 0.31134 | 0 | 0 | 10 | 20 | Normal | FALSE | FALSE | FALSE
Commercial_Health (WA)_Existing_Food Preparation_Natural Gas_Broiler | Commercial | Health (WA) | Existing | Food Preparation | Natural Gas | Broiler | 0.33271 | 0.33271 | 0 | 0 | 8 | 16 | Normal | FALSE | FALSE | FALSE
Commercial_Health (WA)_Existing_Food Preparation_Natural Gas_Griddle | Commercial | Health (WA) | Existing | Food Preparation | Natural Gas | Griddle | 0.23189 | 0.23189 | 0 | 0 | 8 | 16 | Normal | FALSE | FALSE | FALSE
Commercial_Health (WA)_Existing_Food Preparation_Natural Gas_Range | Commercial | Health (WA) | Existing | Food Preparation | Natural Gas | Range | 0.22909 | 0.22909 | 0 | 0 | 8 | 12 | Normal | FALSE | FALSE | FALSE
Commercial_Health (WA)_Existing_Food Preparation_Natural Gas_Steamer | Commercial | Health (WA) | Existing | Food Preparation | Natural Gas | Steamer | 0.26473 | 0.26473 | 0 | 0 | 8 | 16 | Normal | FALSE | FALSE | FALSE
Commercial_Health (WA)_Existing_Food Preparation_Natural Gas_Food Prep Other | Commercial | Health (WA) | Existing | Food Preparation | Natural Gas | Food Prep Other | 0.095605 | 0.095605 | 0 | 0 | 8 | 12 | Normal | FALSE | FALSE | FALSE
Commercial_Health (WA)_Existing_Miscellaneous_Natural Gas_Pool Heater | Commercial | Health (WA) | Existing | Miscellaneous | Natural Gas | Pool Heater | 0.01 | 0.01 | 0 | 0 | 4 | 8 | Normal | FALSE | FALSE | FALSE
Commercial_Health (WA)_Existing_Miscellaneous_Natural Gas_Miscellaneous | Commercial | Health (WA) | Existing | Miscellaneous | Natural Gas | Miscellaneous | 0.016665 | 0.016665 | 0 | 0 | 2 | 8 | Normal | FALSE | FALSE | FALSE
Commercial_Health (WA)_New_Space Heating_Natural Gas_Furnace | Commercial | Health (WA) | New | Space Heating | Natural Gas | Furnace | 0 | 0.24884 | 0 | 0 | 10 | 20 | Normal | FALSE | FALSE | FALSE
Commercial_Health (WA)_New_Space Heating_Natural Gas_Boiler | Commercial | Health (WA) | New | Space Heating | Natural Gas | Boiler | 0 | 0.46386 | 0 | 0 | 25 | 35 | Normal | FALSE | FALSE | FALSE
Commercial_Health (WA)_New_Space Heating_Natural Gas_Unit Heater | Commercial | Health (WA) | New | Space Heating | Natural Gas | Unit Heater | 0 | 0.12443 | 0 | 0 | 15 | 25 | Normal | FALSE | FALSE | FALSE
Commercial_Health (WA)_New_Water Heating_Natural Gas_Water Heater | Commercial | Health (WA) | New | Water Heating | Natural Gas | Water Heater | 0 | 0.46799 | 0 | 0 | 10 | 20 | Normal | FALSE | FALSE | FALSE
Commercial_Health (WA)_New_Food Preparation_Natural Gas_Oven | Commercial | Health (WA) | New | Food Preparation | Natural Gas | Oven | 0 | 0.20095 | 0 | 0 | 8 | 12 | Normal | FALSE | FALSE | FALSE
Commercial_Health (WA)_New_Food Preparation_Natural Gas_Conveyor Oven | Commercial | Health (WA) | New | Food Preparation | Natural Gas | Conveyor Oven | 0 | 0.34384 | 0 | 0 | 15 | 19 | Normal | FALSE | FALSE | FALSE
Commercial_Health (WA)_New_Food Preparation_Natural Gas_Double Rack Oven | Commercial | Health (WA) | New | Food Preparation | Natural Gas | Double Rack Oven | 0 | 0.52236 | 0 | 0 | 8 | 16 | Normal | FALSE | FALSE | FALSE
Commercial_Health (WA)_New_Food Preparation_Natural Gas_Fryer | Commercial | Health (WA) | New | Food Preparation | Natural Gas | Fryer | 0 | 0.31134 | 0 | 0 | 10 | 20 | Normal | FALSE | FALSE | FALSE
Commercial_Health (WA)_New_Food Preparation_Natural Gas_Broiler | Commercial | Health (WA) | New | Food Preparation | Natural Gas | Broiler | 0 | 0.33271 | 0 | 0 | 8 | 16 | Normal | FALSE | FALSE | FALSE
Commercial_Health (WA)_New_Food Preparation_Natural Gas_Griddle | Commercial | Health (WA) | New | Food Preparation | Natural Gas | Griddle | 0 | 0.23189 | 0 | 0 | 8 | 16 | Normal | FALSE | FALSE | FALSE
Commercial_Health (WA)_New_Food Preparation_Natural Gas_Range | Commercial | Health (WA) | New | Food Preparation | Natural Gas | Range | 0 | 0.22909 | 0 | 0 | 8 | 12 | Normal | FALSE | FALSE | FALSE
Commercial_Health (WA)_New_Food Preparation_Natural Gas_Steamer | Commercial | Health (WA) | New | Food Preparation | Natural Gas | Steamer | 0 | 0.26473 | 0 | 0 | 8 | 16 | Normal | FALSE | FALSE | FALSE
Commercial_Health (WA)_New_Food Preparation_Natural Gas_Food Prep Other | Commercial | Health (WA) | New | Food Preparation | Natural Gas | Food Prep Other | 0 | 0.095605 | 0 | 0 | 8 | 12 | Normal | FALSE | FALSE | FALSE
Commercial_Health (WA)_New_Miscellaneous_Natural Gas_Pool Heater | Commercial | Health (WA) | New | Miscellaneous | Natural Gas | Pool Heater | 0 | 0.01 | 0 | 0 | 4 | 8 | Normal | FALSE | FALSE | FALSE
Commercial_Health (WA)_New_Miscellaneous_Natural Gas_Miscellaneous | Commercial | Health (WA) | New | Miscellaneous | Natural Gas | Miscellaneous | 0 | 0.016665 | 0 | 0 | 2 | 8 | Normal | FALSE | FALSE | FALSE
Commercial_Lodging (WA)_Existing_Space Heating_Natural Gas_Furnace | Commercial | Lodging (WA) | Existing | Space Heating | Natural Gas | Furnace | 0.31313 | 0.3053 | 0 | 0 | 10 | 20 | Normal | FALSE | FALSE | FALSE
Commercial_Lodging (WA)_Existing_Space Heating_Natural Gas_Boiler | Commercial | Lodging (WA) | Existing | Space Heating | Natural Gas | Boiler | 0.56799 | 0.49455 | 0 | 0 | 25 | 35 | Normal | FALSE | FALSE | FALSE
Commercial_Lodging (WA)_Existing_Space Heating_Natural Gas_Unit Heater | Commercial | Lodging (WA) | Existing | Space Heating | Natural Gas | Unit Heater | 0.15657 | 0.15657 | 0 | 0 | 15 | 25 | Normal | FALSE | FALSE | FALSE
Commercial_Lodging (WA)_Existing_Water Heating_Natural Gas_Water Heater | Commercial | Lodging (WA) | Existing | Water Heating | Natural Gas | Water Heater | 0.44383 | 0.39858 | 0 | 0 | 10 | 20 | Normal | FALSE | FALSE | FALSE
Commercial_Lodging (WA)_Existing_Food Preparation_Natural Gas_Oven | Commercial | Lodging (WA) | Existing | Food Preparation | Natural Gas | Oven | 0.06608 | 0.06608 | 0 | 0 | 8 | 12 | Normal | FALSE | FALSE | FALSE
Commercial_Lodging (WA)_Existing_Food Preparation_Natural Gas_Conveyor Oven | Commercial | Lodging (WA) | Existing | Food Preparation | Natural Gas | Conveyor Oven | 0.11307 | 0.11307 | 0 | 0 | 15 | 19 | Normal | FALSE | FALSE | FALSE
Commercial_Lodging (WA)_Existing_Food Preparation_Natural Gas_Double Rack Oven | Commercial | Lodging (WA) | Existing | Food Preparation | Natural Gas | Double Rack Oven | 0.17177 | 0.17177 | 0 | 0 | 8 | 16 | Normal | FALSE | FALSE | FALSE
Commercial_Lodging (WA)_Existing_Food Preparation_Natural Gas_Fryer | Commercial | Lodging (WA) | Existing | Food Preparation | Natural Gas | Fryer | 0.10238 | 0.10238 | 0 | 0 | 10 | 20 | Normal | FALSE | FALSE | FALSE
Commercial_Lodging (WA)_Existing_Food Preparation_Natural Gas_Broiler | Commercial | Lodging (WA) | Existing | Food Preparation | Natural Gas | Broiler | 0.10941 | 0.10941 | 0 | 0 | 8 | 16 | Normal | FALSE | FALSE | FALSE
Commercial_Lodging (WA)_Existing_Food Preparation_Natural Gas_Griddle | Commercial | Lodging (WA) | Existing | Food Preparation | Natural Gas | Griddle | 0.076253 | 0.076253 | 0 | 0 | 8 | 16 | Normal | FALSE | FALSE | FALSE
Commercial_Lodging (WA)_Existing_Food Preparation_Natural Gas_Range | Commercial | Lodging (WA) | Existing | Food Preparation | Natural Gas | Range | 0.075332 | 0.075332 | 0 | 0 | 8 | 12 | Normal | FALSE | FALSE | FALSE
Commercial_Lodging (WA)_Existing_Food Preparation_Natural Gas_Steamer | Commercial | Lodging (WA) | Existing | Food Preparation | Natural Gas | Steamer | 0.087053 | 0.087053 | 0 | 0 | 8 | 16 | Normal | FALSE | FALSE | FALSE
Commercial_Lodging (WA)_Existing_Food Preparation_Natural Gas_Food Prep Other | Commercial | Lodging (WA) | Existing | Food Preparation | Natural Gas | Food Prep Other | 0.031438 | 0.031438 | 0 | 0 | 8 | 12 | Normal | FALSE | FALSE | FALSE
Commercial_Lodging (WA)_Existing_Miscellaneous_Natural Gas_Pool Heater | Commercial | Lodging (WA) | Existing | Miscellaneous | Natural Gas | Pool Heater | 0.0055589 | 0.0055589 | 0 | 0 | 4 | 8 | Normal | FALSE | FALSE | FALSE
Commercial_Lodging (WA)_Existing_Miscellaneous_Natural Gas_Miscellaneous | Commercial | Lodging (WA) | Existing | Miscellaneous | Natural Gas | Miscellaneous | 0.021446 | 0.021446 | 0 | 0 | 2 | 8 | Normal | FALSE | FALSE | FALSE
Commercial_Lodging (WA)_New_Space Heating_Natural Gas_Furnace | Commercial | Lodging (WA) | New | Space Heating | Natural Gas | Furnace | 0 | 0.31314 | 0 | 0 | 10 | 20 | Normal | FALSE | FALSE | FALSE
Commercial_Lodging (WA)_New_Space Heating_Natural Gas_Boiler | Commercial | Lodging (WA) | New | Space Heating | Natural Gas | Boiler | 0 | 0.51225 | 0 | 0 | 25 | 35 | Normal | FALSE | FALSE | FALSE
Commercial_Lodging (WA)_New_Space Heating_Natural Gas_Unit Heater | Commercial | Lodging (WA) | New | Space Heating | Natural Gas | Unit Heater | 0 | 0.15657 | 0 | 0 | 15 | 25 | Normal | FALSE | FALSE | FALSE
Commercial_Lodging (WA)_New_Water Heating_Natural Gas_Water Heater | Commercial | Lodging (WA) | New | Water Heating | Natural Gas | Water Heater | 0 | 0.4088 | 0 | 0 | 10 | 20 | Normal | FALSE | FALSE | FALSE
Commercial_Lodging (WA)_New_Food Preparation_Natural Gas_Oven | Commercial | Lodging (WA) | New | Food Preparation | Natural Gas | Oven | 0 | 0.06608 | 0 | 0 | 8 | 12 | Normal | FALSE | FALSE | FALSE
Commercial_Lodging (WA)_New_Food Preparation_Natural Gas_Conveyor Oven | Commercial | Lodging (WA) | New | Food Preparation | Natural Gas | Conveyor Oven | 0 | 0.11307 | 0 | 0 | 15 | 19 | Normal | FALSE | FALSE | FALSE
Commercial_Lodging (WA)_New_Food Preparation_Natural Gas_Double Rack Oven | Commercial | Lodging (WA) | New | Food Preparation | Natural Gas | Double Rack Oven | 0 | 0.17177 | 0 | 0 | 8 | 16 | Normal | FALSE | FALSE | FALSE
Commercial_Lodging (WA)_New_Food Preparation_Natural Gas_Fryer | Commercial | Lodging (WA) | New | Food Preparation | Natural Gas | Fryer | 0 | 0.10238 | 0 | 0 | 10 | 20 | Normal | FALSE | FALSE | FALSE
Commercial_Lodging (WA)_New_Food Preparation_Natural Gas_Broiler | Commercial | Lodging (WA) | New | Food Preparation | Natural Gas | Broiler | 0 | 0.10941 | 0 | 0 | 8 | 16 | Normal | FALSE | FALSE | FALSE
Commercial_Lodging (WA)_New_Food Preparation_Natural Gas_Griddle | Commercial | Lodging (WA) | New | Food Preparation | Natural Gas | Griddle | 0 | 0.076253 | 0 | 0 | 8 | 16 | Normal | FALSE | FALSE | FALSE
Commercial_Lodging (WA)_New_Food Preparation_Natural Gas_Range | Commercial | Lodging (WA) | New | Food Preparation | Natural Gas | Range | 0 | 0.075332 | 0 | 0 | 8 | 12 | Normal | FALSE | FALSE | FALSE
Commercial_Lodging (WA)_New_Food Preparation_Natural Gas_Steamer | Commercial | Lodging (WA) | New | Food Preparation | Natural Gas | Steamer | 0 | 0.087053 | 0 | 0 | 8 | 16 | Normal | FALSE | FALSE | FALSE
Commercial_Lodging (WA)_New_Food Preparation_Natural Gas_Food Prep Other | Commercial | Lodging (WA) | New | Food Preparation | Natural Gas | Food Prep Other | 0 | 0.031438 | 0 | 0 | 8 | 12 | Normal | FALSE | FALSE | FALSE
Commercial_Lodging (WA)_New_Miscellaneous_Natural Gas_Pool Heater | Commercial | Lodging (WA) | New | Miscellaneous | Natural Gas | Pool Heater | 0 | 0.0055589 | 0 | 0 | 4 | 8 | Normal | FALSE | FALSE | FALSE
Commercial_Lodging (WA)_New_Miscellaneous_Natural Gas_Miscellaneous | Commercial | Lodging (WA) | New | Miscellaneous | Natural Gas | Miscellaneous | 0 | 0.021446 | 0 | 0 | 2 | 8 | Normal | FALSE | FALSE | FALSE
Commercial_Warehouse (WA)_Existing_Space Heating_Natural Gas_Furnace | Commercial | Warehouse (WA) | Existing | Space Heating | Natural Gas | Furnace | 0.67854 | 0.6616 | 0 | 0 | 10 | 20 | Normal | FALSE | FALSE | FALSE
Commercial_Warehouse (WA)_Existing_Space Heating_Natural Gas_Boiler | Commercial | Warehouse (WA) | Existing | Space Heating | Natural Gas | Boiler | 2.182 | 2.0729 | 0 | 0 | 25 | 35 | Normal | FALSE | FALSE | FALSE
Commercial_Warehouse (WA)_Existing_Space Heating_Natural Gas_Unit Heater | Commercial | Warehouse (WA) | Existing | Space Heating | Natural Gas | Unit Heater | 0.33927 | 0.33927 | 0 | 0 | 15 | 25 | Normal | FALSE | FALSE | FALSE
Commercial_Warehouse (WA)_Existing_Water Heating_Natural Gas_Water Heater | Commercial | Warehouse (WA) | Existing | Water Heating | Natural Gas | Water Heater | 0.091197 | 0.081881 | 0 | 0 | 10 | 20 | Normal | FALSE | FALSE | FALSE
Commercial_Warehouse (WA)_Existing_Food Preparation_Natural Gas_Oven | Commercial | Warehouse (WA) | Existing | Food Preparation | Natural Gas | Oven | 0.0043914 | 0.0043914 | 0 | 0 | 8 | 12 | Normal | FALSE | FALSE | FALSE
Commercial_Warehouse (WA)_Existing_Food Preparation_Natural Gas_Conveyor Oven | Commercial | Warehouse (WA) | Existing | Food Preparation | Natural Gas | Conveyor Oven | 0.007514 | 0.007514 | 0 | 0 | 15 | 19 | Normal | FALSE | FALSE | FALSE
Commercial_Warehouse (WA)_Existing_Food Preparation_Natural Gas_Double Rack Oven | Commercial | Warehouse (WA) | Existing | Food Preparation | Natural Gas | Double Rack Oven | 0.011415 | 0.011415 | 0 | 0 | 8 | 16 | Normal | FALSE | FALSE | FALSE
Commercial_Warehouse (WA)_Existing_Food Preparation_Natural Gas_Fryer | Commercial | Warehouse (WA) | Existing | Food Preparation | Natural Gas | Fryer | 0.0068037 | 0.0068037 | 0 | 0 | 10 | 20 | Normal | FALSE | FALSE | FALSE
Commercial_Warehouse (WA)_Existing_Food Preparation_Natural Gas_Broiler | Commercial | Warehouse (WA) | Existing | Food Preparation | Natural Gas | Broiler | 0.0072707 | 0.0072707 | 0 | 0 | 8 | 16 | Normal | FALSE | FALSE | FALSE
Commercial_Warehouse (WA)_Existing_Food Preparation_Natural Gas_Griddle | Commercial | Warehouse (WA) | Existing | Food Preparation | Natural Gas | Griddle | 0.0050675 | 0.0050675 | 0 | 0 | 8 | 16 | Normal | FALSE | FALSE | FALSE
Commercial_Warehouse (WA)_Existing_Food Preparation_Natural Gas_Range | Commercial | Warehouse (WA) | Existing | Food Preparation | Natural Gas | Range | 0.0050062 | 0.0050062 | 0 | 0 | 8 | 12 | Normal | FALSE | FALSE | FALSE
Commercial_Warehouse (WA)_Existing_Food Preparation_Natural Gas_Steamer | Commercial | Warehouse (WA) | Existing | Food Preparation | Natural Gas | Steamer | 0.0057852 | 0.0057852 | 0 | 0 | 8 | 16 | Normal | FALSE | FALSE | FALSE
Commercial_Warehouse (WA)_Existing_Food Preparation_Natural Gas_Food Prep Other | Commercial | Warehouse (WA) | Existing | Food Preparation | Natural Gas | Food Prep Other | 0.0020893 | 0.0020893 | 0 | 0 | 8 | 12 | Normal | FALSE | FALSE | FALSE
Commercial_Warehouse (WA)_Existing_Miscellaneous_Natural Gas_Pool Heater | Commercial | Warehouse (WA) | Existing | Miscellaneous | Natural Gas | Pool Heater | 0.01 | 0.01 | 0 | 0 | 4 | 8 | Normal | FALSE | FALSE | FALSE
Commercial_Warehouse (WA)_Existing_Miscellaneous_Natural Gas_Miscellaneous | Commercial | Warehouse (WA) | Existing | Miscellaneous | Natural Gas | Miscellaneous | 0.0071043 | 0.0071043 | 0 | 0 | 2 | 8 | Normal | FALSE | FALSE | FALSE
Commercial_Warehouse (WA)_New_Space Heating_Natural Gas_Furnace | Commercial | Warehouse (WA) | New | Space Heating | Natural Gas | Furnace | 0 | 0.67852 | 0 | 0 | 10 | 20 | Normal | FALSE | FALSE | FALSE
Commercial_Warehouse (WA)_New_Space Heating_Natural Gas_Boiler | Commercial | Warehouse (WA) | New | Space Heating | Natural Gas | Boiler | 0 | 2.182 | 0 | 0 | 25 | 35 | Normal | FALSE | FALSE | FALSE
Commercial_Warehouse (WA)_New_Space Heating_Natural Gas_Unit Heater | Commercial | Warehouse (WA) | New | Space Heating | Natural Gas | Unit Heater | 0 | 0.33927 | 0 | 0 | 15 | 25 | Normal | FALSE | FALSE | FALSE
Commercial_Warehouse (WA)_New_Water Heating_Natural Gas_Water Heater | Commercial | Warehouse (WA) | New | Water Heating | Natural Gas | Water Heater | 0 | 0.083999 | 0 | 0 | 10 | 20 | Normal | FALSE | FALSE | FALSE
Commercial_Warehouse (WA)_New_Food Preparation_Natural Gas_Oven | Commercial | Warehouse (WA) | New | Food Preparation | Natural Gas | Oven | 0 | 0.0043914 | 0 | 0 | 8 | 12 | Normal | FALSE | FALSE | FALSE
Commercial_Warehouse (WA)_New_Food Preparation_Natural Gas_Conveyor Oven | Commercial | Warehouse (WA) | New | Food Preparation | Natural Gas | Conveyor Oven | 0 | 0.007514 | 0 | 0 | 15 | 19 | Normal | FALSE | FALSE | FALSE
Commercial_Warehouse (WA)_New_Food Preparation_Natural Gas_Double Rack Oven | Commercial | Warehouse (WA) | New | Food Preparation | Natural Gas | Double Rack Oven | 0 | 0.011415 | 0 | 0 | 8 | 16 | Normal | FALSE | FALSE | FALSE
Commercial_Warehouse (WA)_New_Food Preparation_Natural Gas_Fryer | Commercial | Warehouse (WA) | New | Food Preparation | Natural Gas | Fryer | 0 | 0.0068037 | 0 | 0 | 10 | 20 | Normal | FALSE | FALSE | FALSE
Commercial_Warehouse (WA)_New_Food Preparation_Natural Gas_Broiler | Commercial | Warehouse (WA) | New | Food Preparation | Natural Gas | Broiler | 0 | 0.0072707 | 0 | 0 | 8 | 16 | Normal | FALSE | FALSE | FALSE
Commercial_Warehouse (WA)_New_Food Preparation_Natural Gas_Griddle | Commercial | Warehouse (WA) | New | Food Preparation | Natural Gas | Griddle | 0 | 0.0050675 | 0 | 0 | 8 | 16 | Normal | FALSE | FALSE | FALSE
Commercial_Warehouse (WA)_New_Food Preparation_Natural Gas_Range | Commercial | Warehouse (WA) | New | Food Preparation | Natural Gas | Range | 0 | 0.0050062 | 0 | 0 | 8 | 12 | Normal | FALSE | FALSE | FALSE
Commercial_Warehouse (WA)_New_Food Preparation_Natural Gas_Steamer | Commercial | Warehouse (WA) | New | Food Preparation | Natural Gas | Steamer | 0 | 0.0057852 | 0 | 0 | 8 | 16 | Normal | FALSE | FALSE | FALSE
Commercial_Warehouse (WA)_New_Food Preparation_Natural Gas_Food Prep Other | Commercial | Warehouse (WA) | New | Food Preparation | Natural Gas | Food Prep Other | 0 | 0.0020893 | 0 | 0 | 8 | 12 | Normal | FALSE | FALSE | FALSE
Commercial_Warehouse (WA)_New_Miscellaneous_Natural Gas_Pool Heater | Commercial | Warehouse (WA) | New | Miscellaneous | Natural Gas | Pool Heater | 0 | 0.01 | 0 | 0 | 4 | 8 | Normal | FALSE | FALSE | FALSE
Commercial_Warehouse (WA)_New_Miscellaneous_Natural Gas_Miscellaneous | Commercial | Warehouse (WA) | New | Miscellaneous | Natural Gas | Miscellaneous | 0 | 0.0071043 | 0 | 0 | 2 | 8 | Normal | FALSE | FALSE | FALSE
Commercial_Miscellaneous (WA)_Existing_Space Heating_Natural Gas_Furnace | Commercial | Miscellaneous (WA) | Existing | Space Heating | Natural Gas | Furnace | 0.43029 | 0.41947 | 0 | 0 | 10 | 20 | Normal | FALSE | FALSE | FALSE
Commercial_Miscellaneous (WA)_Existing_Space Heating_Natural Gas_Boiler | Commercial | Miscellaneous (WA) | Existing | Space Heating | Natural Gas | Boiler | 1.3836 | 1.2581 | 0 | 0 | 25 | 35 | Normal | FALSE | FALSE | FALSE
Commercial_Miscellaneous (WA)_Existing_Space Heating_Natural Gas_Unit Heater | Commercial | Miscellaneous (WA) | Existing | Space Heating | Natural Gas | Unit Heater | 0.21514 | 0.21514 | 0 | 0 | 15 | 25 | Normal | FALSE | FALSE | FALSE
Commercial_Miscellaneous (WA)_Existing_Water Heating_Natural Gas_Water Heater | Commercial | Miscellaneous (WA) | Existing | Water Heating | Natural Gas | Water Heater | 0.36606 | 0.32864 | 0 | 0 | 10 | 20 | Normal | FALSE | FALSE | FALSE
Commercial_Miscellaneous (WA)_Existing_Food Preparation_Natural Gas_Oven | Commercial | Miscellaneous (WA) | Existing | Food Preparation | Natural Gas | Oven | 0.011766 | 0.011766 | 0 | 0 | 8 | 12 | Normal | FALSE | FALSE | FALSE
Commercial_Miscellaneous (WA)_Existing_Food Preparation_Natural Gas_Conveyor Oven | Commercial | Miscellaneous (WA) | Existing | Food Preparation | Natural Gas | Conveyor Oven | 0.020132 | 0.020132 | 0 | 0 | 15 | 19 | Normal | FALSE | FALSE | FALSE
Commercial_Miscellaneous (WA)_Existing_Food Preparation_Natural Gas_Double Rack Oven | Commercial | Miscellaneous (WA) | Existing | Food Preparation | Natural Gas | Double Rack Oven | 0.030584 | 0.030584 | 0 | 0 | 8 | 16 | Normal | FALSE | FALSE | FALSE
Commercial_Miscellaneous (WA)_Existing_Food Preparation_Natural Gas_Fryer | Commercial | Miscellaneous (WA) | Existing | Food Preparation | Natural Gas | Fryer | 0.018229 | 0.018229 | 0 | 0 | 10 | 20 | Normal | FALSE | FALSE | FALSE
Commercial_Miscellaneous (WA)_Existing_Food Preparation_Natural Gas_Broiler | Commercial | Miscellaneous (WA) | Existing | Food Preparation | Natural Gas | Broiler | 0.01948 | 0.01948 | 0 | 0 | 8 | 16 | Normal | FALSE | FALSE | FALSE
Commercial_Miscellaneous (WA)_Existing_Food Preparation_Natural Gas_Griddle | Commercial | Miscellaneous (WA) | Existing | Food Preparation | Natural Gas | Griddle | 0.013577 | 0.013577 | 0 | 0 | 8 | 16 | Normal | FALSE | FALSE | FALSE
Commercial_Miscellaneous (WA)_Existing_Food Preparation_Natural Gas_Range | Commercial | Miscellaneous (WA) | Existing | Food Preparation | Natural Gas | Range | 0.013413 | 0.013413 | 0 | 0 | 8 | 12 | Normal | FALSE | FALSE | FALSE
Commercial_Miscellaneous (WA)_Existing_Food Preparation_Natural Gas_Steamer | Commercial | Miscellaneous (WA) | Existing | Food Preparation | Natural Gas | Steamer | 0.0155 | 0.0155 | 0 | 0 | 8 | 16 | Normal | FALSE | FALSE | FALSE
Commercial_Miscellaneous (WA)_Existing_Food Preparation_Natural Gas_Food Prep Other | Commercial | Miscellaneous (WA) | Existing | Food Preparation | Natural Gas | Food Prep Other | 0.0055977 | 0.0055977 | 0 | 0 | 8 | 12 | Normal | FALSE | FALSE | FALSE
Commercial_Miscellaneous (WA)_Existing_Miscellaneous_Natural Gas_Pool Heater | Commercial | Miscellaneous (WA) | Existing | Miscellaneous | Natural Gas | Pool Heater | 0.031171 | 0.031171 | 0 | 0 | 4 | 8 | Normal | FALSE | FALSE | FALSE
Commercial_Miscellaneous (WA)_Existing_Miscellaneous_Natural Gas_Miscellaneous | Commercial | Miscellaneous (WA) | Existing | Miscellaneous | Natural Gas | Miscellaneous | 0.12964 | 0.12964 | 0 | 0 | 2 | 8 | Normal | FALSE | FALSE | FALSE
Commercial_Miscellaneous (WA)_New_Space Heating_Natural Gas_Furnace | Commercial | Miscellaneous (WA) | New | Space Heating | Natural Gas | Furnace | 0 | 0.43029 | 0 | 0 | 10 | 20 | Normal | FALSE | FALSE | FALSE
Commercial_Miscellaneous (WA)_New_Space Heating_Natural Gas_Boiler | Commercial | Miscellaneous (WA) | New | Space Heating | Natural Gas | Boiler | 0 | 1.3543 | 0 | 0 | 25 | 35 | Normal | FALSE | FALSE | FALSE
Commercial_Miscellaneous (WA)_New_Space Heating_Natural Gas_Unit Heater | Commercial | Miscellaneous (WA) | New | Space Heating | Natural Gas | Unit Heater | 0 | 0.21514 | 0 | 0 | 15 | 25 | Normal | FALSE | FALSE | FALSE
Commercial_Miscellaneous (WA)_New_Water Heating_Natural Gas_Water Heater | Commercial | Miscellaneous (WA) | New | Water Heating | Natural Gas | Water Heater | 0 | 0.33716 | 0 | 0 | 10 | 20 | Normal | FALSE | FALSE | FALSE
Commercial_Miscellaneous (WA)_New_Food Preparation_Natural Gas_Oven | Commercial | Miscellaneous (WA) | New | Food Preparation | Natural Gas | Oven | 0 | 0.011766 | 0 | 0 | 8 | 12 | Normal | FALSE | FALSE | FALSE
Commercial_Miscellaneous (WA)_New_Food Preparation_Natural Gas_Conveyor Oven | Commercial | Miscellaneous (WA) | New | Food Preparation | Natural Gas | Conveyor Oven | 0 | 0.020132 | 0 | 0 | 15 | 19 | Normal | FALSE | FALSE | FALSE
Commercial_Miscellaneous (WA)_New_Food Preparation_Natural Gas_Double Rack Oven | Commercial | Miscellaneous (WA) | New | Food Preparation | Natural Gas | Double Rack Oven | 0 | 0.030584 | 0 | 0 | 8 | 16 | Normal | FALSE | FALSE | FALSE
Commercial_Miscellaneous (WA)_New_Food Preparation_Natural Gas_Fryer | Commercial | Miscellaneous (WA) | New | Food Preparation | Natural Gas | Fryer | 0 | 0.018229 | 0 | 0 | 10 | 20 | Normal | FALSE | FALSE | FALSE
Commercial_Miscellaneous (WA)_New_Food Preparation_Natural Gas_Broiler | Commercial | Miscellaneous (WA) | New | Food Preparation | Natural Gas | Broiler | 0 | 0.01948 | 0 | 0 | 8 | 16 | Normal | FALSE | FALSE | FALSE
Commercial_Miscellaneous (WA)_New_Food Preparation_Natural Gas_Griddle | Commercial | Miscellaneous (WA) | New | Food Preparation | Natural Gas | Griddle | 0 | 0.013577 | 0 | 0 | 8 | 16 | Normal | FALSE | FALSE | FALSE
Commercial_Miscellaneous (WA)_New_Food Preparation_Natural Gas_Range | Commercial | Miscellaneous (WA) | New | Food Preparation | Natural Gas | Range | 0 | 0.013413 | 0 | 0 | 8 | 12 | Normal | FALSE | FALSE | FALSE
Commercial_Miscellaneous (WA)_New_Food Preparation_Natural Gas_Steamer | Commercial | Miscellaneous (WA) | New | Food Preparation | Natural Gas | Steamer | 0 | 0.0155 | 0 | 0 | 8 | 16 | Normal | FALSE | FALSE | FALSE
Commercial_Miscellaneous (WA)_New_Food Preparation_Natural Gas_Food Prep Other | Commercial | Miscellaneous (WA) | New | Food Preparation | Natural Gas | Food Prep Other | 0 | 0.0055977 | 0 | 0 | 8 | 12 | Normal | FALSE | FALSE | FALSE
Commercial_Miscellaneous (WA)_New_Miscellaneous_Natural Gas_Pool Heater | Commercial | Miscellaneous (WA) | New | Miscellaneous | Natural Gas | Pool Heater | 0 | 0.031171 | 0 | 0 | 4 | 8 | Normal | FALSE | FALSE | FALSE
Commercial_Miscellaneous (WA)_New_Miscellaneous_Natural Gas_Miscellaneous | Commercial | Miscellaneous (WA) | New | Miscellaneous | Natural Gas | Miscellaneous | 0 | 0.12964 | 0 | 0 | 2 | 8 | Normal | FALSE | FALSE | FALSE
Commercial_Office (ID)_Existing_Space Heating_Natural Gas_Furnace | Commercial | Office (ID) | Existing | Space Heating | Natural Gas | Furnace | 0.21672 | 0.21129 | 0 | 0 | 10 | 20 | Normal | FALSE | FALSE | FALSE
Commercial_Office (ID)_Existing_Space Heating_Natural Gas_Boiler | Commercial | Office (ID) | Existing | Space Heating | Natural Gas | Boiler | 0.88397 | 0.8216 | 0 | 0 | 25 | 35 | Normal | FALSE | FALSE | FALSE
Commercial_Office (ID)_Existing_Space Heating_Natural Gas_Unit Heater | Commercial | Office (ID) | Existing | Space Heating | Natural Gas | Unit Heater | 0.10836 | 0.10836 | 0 | 0 | 15 | 25 | Normal | FALSE | FALSE | FALSE
Commercial_Office (ID)_Existing_Water Heating_Natural Gas_Water Heater | Commercial | Office (ID) | Existing | Water Heating | Natural Gas | Water Heater | 0.18284 | 0.16391 | 0 | 0 | 10 | 20 | Normal | FALSE | FALSE | FALSE
Commercial_Office (ID)_Existing_Food Preparation_Natural Gas_Oven | Commercial | Office (ID) | Existing | Food Preparation | Natural Gas | Oven | 0.033196 | 0.033196 | 0 | 0 | 8 | 12 | Normal | FALSE | FALSE | FALSE
Commercial_Office (ID)_Existing_Food Preparation_Natural Gas_Conveyor Oven | Commercial | Office (ID) | Existing | Food Preparation | Natural Gas | Conveyor Oven | 0.0568 | 0.0568 | 0 | 0 | 15 | 19 | Normal | FALSE | FALSE | FALSE
Commercial_Office (ID)_Existing_Food Preparation_Natural Gas_Double Rack Oven | Commercial | Office (ID) | Existing | Food Preparation | Natural Gas | Double Rack Oven | 0.08629 | 0.08629 | 0 | 0 | 8 | 16 | Normal | FALSE | FALSE | FALSE
Commercial_Office (ID)_Existing_Food Preparation_Natural Gas_Fryer | Commercial | Office (ID) | Existing | Food Preparation | Natural Gas | Fryer | 0.05143 | 0.05143 | 0 | 0 | 10 | 20 | Normal | FALSE | FALSE | FALSE
Commercial_Office (ID)_Existing_Food Preparation_Natural Gas_Broiler | Commercial | Office (ID) | Existing | Food Preparation | Natural Gas | Broiler | 0.05496 | 0.05496 | 0 | 0 | 8 | 16 | Normal | FALSE | FALSE | FALSE
Commercial_Office (ID)_Existing_Food Preparation_Natural Gas_Griddle | Commercial | Office (ID) | Existing | Food Preparation | Natural Gas | Griddle | 0.038306 | 0.038306 | 0 | 0 | 8 | 16 | Normal | FALSE | FALSE | FALSE
Commercial_Office (ID)_Existing_Food Preparation_Natural Gas_Range | Commercial | Office (ID) | Existing | Food Preparation | Natural Gas | Range | 0.037843 | 0.037843 | 0 | 0 | 8 | 12 | Normal | FALSE | FALSE | FALSE
Commercial_Office (ID)_Existing_Food Preparation_Natural Gas_Steamer | Commercial | Office (ID) | Existing | Food Preparation | Natural Gas | Steamer | 0.043731 | 0.043731 | 0 | 0 | 8 | 16 | Normal | FALSE | FALSE | FALSE
Commercial_Office (ID)_Existing_Food Preparation_Natural Gas_Food Prep Other | Commercial | Office (ID) | Existing | Food Preparation | Natural Gas | Food Prep Other | 0.015793 | 0.015793 | 0 | 0 | 8 | 12 | Normal | FALSE | FALSE | FALSE
Commercial_Office (ID)_Existing_Miscellaneous_Natural Gas_Pool Heater | Commercial | Office (ID) | Existing | Miscellaneous | Natural Gas | Pool Heater | 0.01 | 0.01 | 0 | 0 | 4 | 8 | Normal | FALSE | FALSE | FALSE
Commercial_Office (ID)_Existing_Miscellaneous_Natural Gas_Miscellaneous | Commercial | Office (ID) | Existing | Miscellaneous | Natural Gas | Miscellaneous | 0.0032869 | 0.0032869 | 0 | 0 | 2 | 8 | Normal | FALSE | FALSE | FALSE
Commercial_Office (ID)_New_Space Heating_Natural Gas_Furnace | Commercial | Office (ID) | New | Space Heating | Natural Gas | Furnace | 0 | 0.2168 | 0 | 0 | 10 | 20 | Normal | FALSE | FALSE | FALSE
Commercial_Office (ID)_New_Space Heating_Natural Gas_Boiler | Commercial | Office (ID) | New | Space Heating | Natural Gas | Boiler | 0 | 0.88397 | 0 | 0 | 25 | 35 | Normal | FALSE | FALSE | FALSE
Commercial_Office (ID)_New_Space Heating_Natural Gas_Unit Heater | Commercial | Office (ID) | New | Space Heating | Natural Gas | Unit Heater | 0 | 0.10836 | 0 | 0 | 15 | 25 | Normal | FALSE | FALSE | FALSE
Commercial_Office (ID)_New_Water Heating_Natural Gas_Water Heater | Commercial | Office (ID) | New | Water Heating | Natural Gas | Water Heater | 0 | 0.16841 | 0 | 0 | 10 | 20 | Normal | FALSE | FALSE | FALSE
Commercial_Office (ID)_New_Food Preparation_Natural Gas_Oven | Commercial | Office (ID) | New | Food Preparation | Natural Gas | Oven | 0 | 0.033196 | 0 | 0 | 8 | 12 | Normal | FALSE | FALSE | FALSE
Commercial_Office (ID)_New_Food Preparation_Natural Gas_Conveyor Oven | Commercial | Office (ID) | New | Food Preparation | Natural Gas | Conveyor Oven | 0 | 0.0568 | 0 | 0 | 15 | 19 | Normal | FALSE | FALSE | FALSE
Commercial_Office (ID)_New_Food Preparation_Natural Gas_Double Rack Oven | Commercial | Office (ID) | New | Food Preparation | Natural Gas | Double Rack Oven | 0 | 0.08629 | 0 | 0 | 8 | 16 | Normal | FALSE | FALSE | FALSE
Commercial_Office (ID)_New_Food Preparation_Natural Gas_Fryer | Commercial | Office (ID) | New | Food Preparation | Natural Gas | Fryer | 0 | 0.05143 | 0 | 0 | 10 | 20 | Normal | FALSE | FALSE | FALSE
Commercial_Office (ID)_New_Food Preparation_Natural Gas_Broiler | Commercial | Office (ID) | New | Food Preparation | Natural Gas | Broiler | 0 | 0.05496 | 0 | 0 | 8 | 16 | Normal | FALSE | FALSE | FALSE
Commercial_Office (ID)_New_Food Preparation_Natural Gas_Griddle | Commercial | Office (ID) | New | Food Preparation | Natural Gas | Griddle | 0 | 0.038306 | 0 | 0 | 8 | 16 | Normal | FALSE | FALSE | FALSE
Commercial_Office (ID)_New_Food Preparation_Natural Gas_Range | Commercial | Office (ID) | New | Food Preparation | Natural Gas | Range | 0 | 0.037843 | 0 | 0 | 8 | 12 | Normal | FALSE | FALSE | FALSE
Commercial_Office (ID)_New_Food Preparation_Natural Gas_Steamer | Commercial | Office (ID) | New | Food Preparation | Natural Gas | Steamer | 0 | 0.043731 | 0 | 0 | 8 | 16 | Normal | FALSE | FALSE | FALSE
Commercial_Office (ID)_New_Food Preparation_Natural Gas_Food Prep Other | Commercial | Office (ID) | New | Food Preparation | Natural Gas | Food Prep Other | 0 | 0.015793 | 0 | 0 | 8 | 12 | Normal | FALSE | FALSE | FALSE
Commercial_Office (ID)_New_Miscellaneous_Natural Gas_Pool Heater | Commercial | Office (ID) | New | Miscellaneous | Natural Gas | Pool Heater | 0 | 0.01 | 0 | 0 | 4 | 8 | Normal | FALSE | FALSE | FALSE
Commercial_Office (ID)_New_Miscellaneous_Natural Gas_Miscellaneous | Commercial | Office (ID) | New | Miscellaneous | Natural Gas | Miscellaneous | 0 | 0.0032869 | 0 | 0 | 2 | 8 | Normal | FALSE | FALSE | FALSE
Commercial_Restaurant (ID)_Existing_Space Heating_Natural Gas_Furnace | Commercial | Restaurant (ID) | Existing | Space Heating | Natural Gas | Furnace | 0.62234 | 0.60663 | 0 | 0 | 10 | 20 | Normal | FALSE | FALSE | FALSE
Commercial_Restaurant (ID)_Existing_Space Heating_Natural Gas_Boiler | Commercial | Restaurant (ID) | Existing | Space Heating | Natural Gas | Boiler | 1.9801 | 1.8062 | 0 | 0 | 25 | 35 | Normal | FALSE | FALSE | FALSE
Commercial_Restaurant (ID)_Existing_Space Heating_Natural Gas_Unit Heater | Commercial | Restaurant (ID) | Existing | Space Heating | Natural Gas | Unit Heater | 0.31117 | 0.31117 | 0 | 0 | 15 | 25 | Normal | FALSE | FALSE | FALSE
Commercial_Restaurant (ID)_Existing_Water Heating_Natural Gas_Water Heater | Commercial | Restaurant (ID) | Existing | Water Heating | Natural Gas | Water Heater | 0.81876 | 0.73522 | 0 | 0 | 10 | 20 | Normal | FALSE | FALSE | FALSE
Commercial_Restaurant (ID)_Existing_Food Preparation_Natural Gas_Oven | Commercial | Restaurant (ID) | Existing | Food Preparation | Natural Gas | Oven | 0.30244 | 0.30244 | 0 | 0 | 8 | 12 | Normal | FALSE | FALSE | FALSE
Commercial_Restaurant (ID)_Existing_Food Preparation_Natural Gas_Conveyor Oven | Commercial | Restaurant (ID) | Existing | Food Preparation | Natural Gas | Conveyor Oven | 0.51749 | 0.51749 | 0 | 0 | 15 | 19 | Normal | FALSE | FALSE | FALSE
Commercial_Restaurant (ID)_Existing_Food Preparation_Natural Gas_Double Rack Oven | Commercial | Restaurant (ID) | Existing | Food Preparation | Natural Gas | Double Rack Oven | 0.78616 | 0.78616 | 0 | 0 | 8 | 16 | Normal | FALSE | FALSE | FALSE
Commercial_Restaurant (ID)_Existing_Food Preparation_Natural Gas_Fryer | Commercial | Restaurant (ID) | Existing | Food Preparation | Natural Gas | Fryer | 0.46857 | 0.46857 | 0 | 0 | 10 | 20 | Normal | FALSE | FALSE | FALSE
Commercial_Restaurant (ID)_Existing_Food Preparation_Natural Gas_Broiler | Commercial | Restaurant (ID) | Existing | Food Preparation | Natural Gas | Broiler | 0.50073 | 0.50073 | 0 | 0 | 8 | 16 | Normal | FALSE | FALSE | FALSE
Commercial_Restaurant (ID)_Existing_Food Preparation_Natural Gas_Griddle | Commercial | Restaurant (ID) | Existing | Food Preparation | Natural Gas | Griddle | 0.34899 | 0.34899 | 0 | 0 | 8 | 16 | Normal | FALSE | FALSE | FALSE
Commercial_Restaurant (ID)_Existing_Food Preparation_Natural Gas_Range | Commercial | Restaurant (ID) | Existing | Food Preparation | Natural Gas | Range | 0.34478 | 0.34478 | 0 | 0 | 8 | 12 | Normal | FALSE | FALSE | FALSE
Commercial_Restaurant (ID)_Existing_Food Preparation_Natural Gas_Steamer | Commercial | Restaurant (ID) | Existing | Food Preparation | Natural Gas | Steamer | 0.39843 | 0.39843 | 0 | 0 | 8 | 16 | Normal | FALSE | FALSE | FALSE
Commercial_Restaurant (ID)_Existing_Food Preparation_Natural Gas_Food Prep Other | Commercial | Restaurant (ID) | Existing | Food Preparation | Natural Gas | Food Prep Other | 0.14389 | 0.14389 | 0 | 0 | 8 | 12 | Normal | FALSE | FALSE | FALSE
Commercial_Restaurant (ID)_Existing_Miscellaneous_Natural Gas_Pool Heater | Commercial | Restaurant (ID) | Existing | Miscellaneous | Natural Gas | Pool Heater | 0.01 | 0.01 | 0 | 0 | 4 | 8 | Normal | FALSE | FALSE | FALSE
Commercial_Restaurant (ID)_Existing_Miscellaneous_Natural Gas_Miscellaneous | Commercial | Restaurant (ID) | Existing | Miscellaneous | Natural Gas | Miscellaneous | 0.0393 | 0.0393 | 0 | 0 | 2 | 8 | Normal | FALSE | FALSE | FALSE
Commercial_Restaurant (ID)_New_Space Heating_Natural Gas_Furnace | Commercial | Restaurant (ID) | New | Space Heating | Natural Gas | Furnace | 0 | 0.62213 | 0 | 0 | 10 | 20 | Normal | FALSE | FALSE | FALSE
Commercial_Restaurant (ID)_New_Space Heating_Natural Gas_Boiler | Commercial | Restaurant (ID) | New | Space Heating | Natural Gas | Boiler | 0 | 1.9096 | 0 | 0 | 25 | 35 | Normal | FALSE | FALSE | FALSE
Commercial_Restaurant (ID)_New_Space Heating_Natural Gas_Unit Heater | Commercial | Restaurant (ID) | New | Space Heating | Natural Gas | Unit Heater | 0 | 0.31117 | 0 | 0 | 15 | 25 | Normal | FALSE | FALSE | FALSE
Commercial_Restaurant (ID)_New_Water Heating_Natural Gas_Water Heater | Commercial | Restaurant (ID) | New | Water Heating | Natural Gas | Water Heater | 0 | 0.75413 | 0 | 0 | 10 | 20 | Normal | FALSE | FALSE | FALSE
Commercial_Restaurant (ID)_New_Food Preparation_Natural Gas_Oven | Commercial | Restaurant (ID) | New | Food Preparation | Natural Gas | Oven | 0 | 0.30244 | 0 | 0 | 8 | 12 | Normal | FALSE | FALSE | FALSE
Commercial_Restaurant (ID)_New_Food Preparation_Natural Gas_Conveyor Oven | Commercial | Restaurant (ID) | New | Food Preparation | Natural Gas | Conveyor Oven | 0 | 0.51749 | 0 | 0 | 15 | 19 | Normal | FALSE | FALSE | FALSE
Commercial_Restaurant (ID)_New_Food Preparation_Natural Gas_Double Rack Oven | Commercial | Restaurant (ID) | New | Food Preparation | Natural Gas | Double Rack Oven | 0 | 0.78616 | 0 | 0 | 8 | 16 | Normal | FALSE | FALSE | FALSE
Commercial_Restaurant (ID)_New_Food Preparation_Natural Gas_Fryer | Commercial | Restaurant (ID) | New | Food Preparation | Natural Gas | Fryer | 0 | 0.46857 | 0 | 0 | 10 | 20 | Normal | FALSE | FALSE | FALSE
Commercial_Restaurant (ID)_New_Food Preparation_Natural Gas_Broiler | Commercial | Restaurant (ID) | New | Food Preparation | Natural Gas | Broiler | 0 | 0.50073 | 0 | 0 | 8 | 16 | Normal | FALSE | FALSE | FALSE
Commercial_Restaurant (ID)_New_Food Preparation_Natural Gas_Griddle | Commercial | Restaurant (ID) | New | Food Preparation | Natural Gas | Griddle | 0 | 0.34899 | 0 | 0 | 8 | 16 | Normal | FALSE | FALSE | FALSE
Commercial_Restaurant (ID)_New_Food Preparation_Natural Gas_Range | Commercial | Restaurant (ID) | New | Food Preparation | Natural Gas | Range | 0 | 0.34478 | 0 | 0 | 8 | 12 | Normal | FALSE | FALSE | FALSE
Commercial_Restaurant (ID)_New_Food Preparation_Natural Gas_Steamer | Commercial | Restaurant (ID) | New | Food Preparation | Natural Gas | Steamer | 0 | 0.39843 | 0 | 0 | 8 | 16 | Normal | FALSE | FALSE | FALSE
Commercial_Restaurant (ID)_New_Food Preparation_Natural Gas_Food Prep Other | Commercial | Restaurant (ID) | New | Food Preparation | Natural Gas | Food Prep Other | 0 | 0.14389 | 0 | 0 | 8 | 12 | Normal | FALSE | FALSE | FALSE
Commercial_Restaurant (ID)_New_Miscellaneous_Natural Gas_Pool Heater | Commercial | Restaurant (ID) | New | Miscellaneous | Natural Gas | Pool Heater | 0 | 0.01 | 0 | 0 | 4 | 8 | Normal | FALSE | FALSE | FALSE
Commercial_Restaurant (ID)_New_Miscellaneous_Natural Gas_Miscellaneous | Commercial | Restaurant (ID) | New | Miscellaneous | Natural Gas | Miscellaneous | 0 | 0.0393 | 0 | 0 | 2 | 8 | Normal | FALSE | FALSE | FALSE
Commercial_Retail (ID)_Existing_Space Heating_Natural Gas_Furnace | Commercial | Retail (ID) | Existing | Space Heating | Natural Gas | Furnace | 0.48361 | 0.47155 | 0 | 0 | 10 | 20 | Normal | FALSE | FALSE | FALSE
Commercial_Retail (ID)_Existing_Space Heating_Natural Gas_Boiler | Commercial | Retail (ID) | Existing | Space Heating | Natural Gas | Boiler | 1.5551 | 1.414 | 0 | 0 | 25 | 35 | Normal | FALSE | FALSE | FALSE
Commercial_Retail (ID)_Existing_Space Heating_Natural Gas_Unit Heater | Commercial | Retail (ID) | Existing | Space Heating | Natural Gas | Unit Heater | 0.2418 | 0.2418 | 0 | 0 | 15 | 25 | Normal | FALSE | FALSE | FALSE
Commercial_Retail (ID)_Existing_Water Heating_Natural Gas_Water Heater | Commercial | Retail (ID) | Existing | Water Heating | Natural Gas | Water Heater | 0.28656 | 0.25731 | 0 | 0 | 10 | 20 | Normal | FALSE | FALSE | FALSE
Commercial_Retail (ID)_Existing_Food Preparation_Natural Gas_Oven | Commercial | Retail (ID) | Existing | Food Preparation | Natural Gas | Oven | 1.5605 | 1.5605 | 0 | 0 | 8 | 12 | Normal | FALSE | FALSE | FALSE
Commercial_Retail (ID)_Existing_Food Preparation_Natural Gas_Conveyor Oven | Commercial | Retail (ID) | Existing | Food Preparation | Natural Gas | Conveyor Oven | 2.6702 | 2.6702 | 0 | 0 | 15 | 19 | Normal | FALSE | FALSE | FALSE
Commercial_Retail (ID)_Existing_Food Preparation_Natural Gas_Double Rack Oven | Commercial | Retail (ID) | Existing | Food Preparation | Natural Gas | Double Rack Oven | 4.0565 | 4.0565 | 0 | 0 | 8 | 16 | Normal | FALSE | FALSE | FALSE
Commercial_Retail (ID)_Existing_Food Preparation_Natural Gas_Fryer | Commercial | Retail (ID) | Existing | Food Preparation | Natural Gas | Fryer | 2.4178 | 2.4178 | 0 | 0 | 10 | 20 | Normal | FALSE | FALSE | FALSE
Commercial_Retail (ID)_Existing_Food Preparation_Natural Gas_Broiler | Commercial | Retail (ID) | Existing | Food Preparation | Natural Gas | Broiler | 2.5837 | 2.5837 | 0 | 0 | 8 | 16 | Normal | FALSE | FALSE | FALSE
Commercial_Retail (ID)_Existing_Food Preparation_Natural Gas_Griddle | Commercial | Retail (ID) | Existing | Food Preparation | Natural Gas | Griddle | 1.8008 | 1.8008 | 0 | 0 | 8 | 16 | Normal | FALSE | FALSE | FALSE
Commercial_Retail (ID)_Existing_Food Preparation_Natural Gas_Range | Commercial | Retail (ID) | Existing | Food Preparation | Natural Gas | Range | 1.779 | 1.779 | 0 | 0 | 8 | 12 | Normal | FALSE | FALSE | FALSE
Commercial_Retail (ID)_Existing_Food Preparation_Natural Gas_Steamer | Commercial | Retail (ID) | Existing | Food Preparation | Natural Gas | Steamer | 2.0558 | 2.0558 | 0 | 0 | 8 | 16 | Normal | FALSE | FALSE | FALSE
Commercial_Retail (ID)_Existing_Food Preparation_Natural Gas_Food Prep Other | Commercial | Retail (ID) | Existing | Food Preparation | Natural Gas | Food Prep Other | 0.74245 | 0.74245 | 0 | 0 | 8 | 12 | Normal | FALSE | FALSE | FALSE
Commercial_Retail (ID)_Existing_Miscellaneous_Natural Gas_Pool Heater | Commercial | Retail (ID) | Existing | Miscellaneous | Natural Gas | Pool Heater | 0.01 | 0.01 | 0 | 0 | 4 | 8 | Normal | FALSE | FALSE | FALSE
Commercial_Retail (ID)_Existing_Miscellaneous_Natural Gas_Miscellaneous | Commercial | Retail (ID) | Existing | Miscellaneous | Natural Gas | Miscellaneous | 0.027026 | 0.027026 | 0 | 0 | 2 | 8 | Normal | FALSE | FALSE | FALSE
Commercial_Retail (ID)_New_Space Heating_Natural Gas_Furnace | Commercial | Retail (ID) | New | Space Heating | Natural Gas | Furnace | 0 | 0.48348 | 0 | 0 | 10 | 20 | Normal | FALSE | FALSE | FALSE
Commercial_Retail (ID)_New_Space Heating_Natural Gas_Boiler | Commercial | Retail (ID) | New | Space Heating | Natural Gas | Boiler | 0 | 1.5221 | 0 | 0 | 25 | 35 | Normal | FALSE | FALSE | FALSE
Commercial_Retail (ID)_New_Space Heating_Natural Gas_Unit Heater | Commercial | Retail (ID) | New | Space Heating | Natural Gas | Unit Heater | 0 | 0.2418 | 0 | 0 | 15 | 25 | Normal | FALSE | FALSE | FALSE
Commercial_Retail (ID)_New_Water Heating_Natural Gas_Water Heater | Commercial | Retail (ID) | New | Water Heating | Natural Gas | Water Heater | 0 | 0.26394 | 0 | 0 | 10 | 20 | Normal | FALSE | FALSE | FALSE
Commercial_Retail (ID)_New_Food Preparation_Natural Gas_Oven | Commercial | Retail (ID) | New | Food Preparation | Natural Gas | Oven | 0 | 1.5605 | 0 | 0 | 8 | 12 | Normal | FALSE | FALSE | FALSE
Commercial_Retail (ID)_New_Food Preparation_Natural Gas_Conveyor Oven | Commercial | Retail (ID) | New | Food Preparation | Natural Gas | Conveyor Oven | 0 | 2.6702 | 0 | 0 | 15 | 19 | Normal | FALSE | FALSE | FALSE
Commercial_Retail (ID)_New_Food Preparation_Natural Gas_Double Rack Oven | Commercial | Retail (ID) | New | Food Preparation | Natural Gas | Double Rack Oven | 0 | 4.0565 | 0 | 0 | 8 | 16 | Normal | FALSE | FALSE | FALSE
Commercial_Retail (ID)_New_Food Preparation_Natural Gas_Fryer | Commercial | Retail (ID) | New | Food Preparation | Natural Gas | Fryer | 0 | 2.4178 | 0 | 0 | 10 | 20 | Normal | FALSE | FALSE | FALSE
Commercial_Retail (ID)_New_Food Preparation_Natural Gas_Broiler | Commercial | Retail (ID) | New | Food Preparation | Natural Gas | Broiler | 0 | 2.5837 | 0 | 0 | 8 | 16 | Normal | FALSE | FALSE | FALSE
Commercial_Retail (ID)_New_Food Preparation_Natural Gas_Griddle | Commercial | Retail (ID) | New | Food Preparation | Natural Gas | Griddle | 0 | 1.8008 | 0 | 0 | 8 | 16 | Normal | FALSE | FALSE | FALSE
Commercial_Retail (ID)_New_Food Preparation_Natural Gas_Range | Commercial | Retail (ID) | New | Food Preparation | Natural Gas | Range | 0 | 1.779 | 0 | 0 | 8 | 12 | Normal | FALSE | FALSE | FALSE
Commercial_Retail (ID)_New_Food Preparation_Natural Gas_Steamer | Commercial | Retail (ID) | New | Food Preparation | Natural Gas | Steamer | 0 | 2.0558 | 0 | 0 | 8 | 16 | Normal | FALSE | FALSE | FALSE
Commercial_Retail (ID)_New_Food Preparation_Natural Gas_Food Prep Other | Commercial | Retail (ID) | New | Food Preparation | Natural Gas | Food Prep Other | 0 | 0.74245 | 0 | 0 | 8 | 12 | Normal | FALSE | FALSE | FALSE
Commercial_Retail (ID)_New_Miscellaneous_Natural Gas_Pool Heater | Commercial | Retail (ID) | New | Miscellaneous | Natural Gas | Pool Heater | 0 | 0.01 | 0 | 0 | 4 | 8 | Normal | FALSE | FALSE | FALSE
Commercial_Retail (ID)_New_Miscellaneous_Natural Gas_Miscellaneous | Commercial | Retail (ID) | New | Miscellaneous | Natural Gas | Miscellaneous | 0 | 0.027026 | 0 | 0 | 2 | 8 | Normal | FALSE | FALSE | FALSE
Commercial_Grocery (ID)_Existing_Space Heating_Natural Gas_Furnace | Commercial | Grocery (ID) | Existing | Space Heating | Natural Gas | Furnace | 0.627 | 0.61132 | 0 | 0 | 10 | 20 | Normal | FALSE | FALSE | FALSE
Commercial_Grocery (ID)_Existing_Space Heating_Natural Gas_Boiler | Commercial | Grocery (ID) | Existing | Space Heating | Natural Gas | Boiler | 2.0162 | 1.7613 | 0 | 0 | 25 | 35 | Normal | FALSE | FALSE | FALSE
Commercial_Grocery (ID)_Existing_Space Heating_Natural Gas_Unit Heater | Commercial | Grocery (ID) | Existing | Space Heating | Natural Gas | Unit Heater | 0.3135 | 0.3135 | 0 | 0 | 15 | 25 | Normal | FALSE | FALSE | FALSE
Commercial_Grocery (ID)_Existing_Water Heating_Natural Gas_Water Heater | Commercial | Grocery (ID) | Existing | Water Heating | Natural Gas | Water Heater | 0.27445 | 0.24642 | 0 | 0 | 10 | 20 | Normal | FALSE | FALSE | FALSE
Commercial_Grocery (ID)_Existing_Food Preparation_Natural Gas_Oven | Commercial | Grocery (ID) | Existing | Food Preparation | Natural Gas | Oven | 0.092269 | 0.092269 | 0 | 0 | 8 | 12 | Normal | FALSE | FALSE | FALSE
Commercial_Grocery (ID)_Existing_Food Preparation_Natural Gas_Conveyor Oven | Commercial | Grocery (ID) | Existing | Food Preparation | Natural Gas | Conveyor Oven | 0.15788 | 0.15788 | 0 | 0 | 15 | 19 | Normal | FALSE | FALSE | FALSE
Commercial_Grocery (ID)_Existing_Food Preparation_Natural Gas_Double Rack Oven | Commercial | Grocery (ID) | Existing | Food Preparation | Natural Gas | Double Rack Oven | 0.23985 | 0.23985 | 0 | 0 | 8 | 16 | Normal | FALSE | FALSE | FALSE
Commercial_Grocery (ID)_Existing_Food Preparation_Natural Gas_Fryer | Commercial | Grocery (ID) | Existing | Food Preparation | Natural Gas | Fryer | 0.14295 | 0.14295 | 0 | 0 | 10 | 20 | Normal | FALSE | FALSE | FALSE
Commercial_Grocery (ID)_Existing_Food Preparation_Natural Gas_Broiler | Commercial | Grocery (ID) | Existing | Food Preparation | Natural Gas | Broiler | 0.15277 | 0.15277 | 0 | 0 | 8 | 16 | Normal | FALSE | FALSE | FALSE
Commercial_Grocery (ID)_Existing_Food Preparation_Natural Gas_Griddle | Commercial | Grocery (ID) | Existing | Food Preparation | Natural Gas | Griddle | 0.10647 | 0.10647 | 0 | 0 | 8 | 16 | Normal | FALSE | FALSE | FALSE
Commercial_Grocery (ID)_Existing_Food Preparation_Natural Gas_Range | Commercial | Grocery (ID) | Existing | Food Preparation | Natural Gas | Range | 0.10519 | 0.10519 | 0 | 0 | 8 | 12 | Normal | FALSE | FALSE | FALSE
Commercial_Grocery (ID)_Existing_Food Preparation_Natural Gas_Steamer | Commercial | Grocery (ID) | Existing | Food Preparation | Natural Gas | Steamer | 0.12155 | 0.12155 | 0 | 0 | 8 | 16 | Normal | FALSE | FALSE | FALSE
Commercial_Grocery (ID)_Existing_Food Preparation_Natural Gas_Food Prep Other | Commercial | Grocery (ID) | Existing | Food Preparation | Natural Gas | Food Prep Other | 0.043898 | 0.043898 | 0 | 0 | 8 | 12 | Normal | FALSE | FALSE | FALSE
Commercial_Grocery (ID)_Existing_Miscellaneous_Natural Gas_Pool Heater | Commercial | Grocery (ID) | Existing | Miscellaneous | Natural Gas | Pool Heater | 0.01 | 0.01 | 0 | 0 | 4 | 8 | Normal | FALSE | FALSE | FALSE
Commercial_Grocery (ID)_Existing_Miscellaneous_Natural Gas_Miscellaneous | Commercial | Grocery (ID) | Existing | Miscellaneous | Natural Gas | Miscellaneous | 0.0065196 | 0.0065196 | 0 | 0 | 2 | 8 | Normal | FALSE | FALSE | FALSE
Commercial_Grocery (ID)_New_Space Heating_Natural Gas_Furnace | Commercial | Grocery (ID) | New | Space Heating | Natural Gas | Furnace | 0 | 0.62701 | 0 | 0 | 10 | 20 | Normal | FALSE | FALSE | FALSE
Commercial_Grocery (ID)_New_Space Heating_Natural Gas_Boiler | Commercial | Grocery (ID) | New | Space Heating | Natural Gas | Boiler | 0 | 1.8183 | 0 | 0 | 25 | 35 | Normal | FALSE | FALSE | FALSE
Commercial_Grocery (ID)_New_Space Heating_Natural Gas_Unit Heater | Commercial | Grocery (ID) | New | Space Heating | Natural Gas | Unit Heater | 0 | 0.3135 | 0 | 0 | 15 | 25 | Normal | FALSE | FALSE | FALSE
Commercial_Grocery (ID)_New_Water Heating_Natural Gas_Water Heater | Commercial | Grocery (ID) | New | Water Heating | Natural Gas | Water Heater | 0 | 0.25279 | 0 | 0 | 10 | 20 | Normal | FALSE | FALSE | FALSE
Commercial_Grocery (ID)_New_Food Preparation_Natural Gas_Oven | Commercial | Grocery (ID) | New | Food Preparation | Natural Gas | Oven | 0 | 0.092269 | 0 | 0 | 8 | 12 | Normal | FALSE | FALSE | FALSE
Commercial_Grocery (ID)_New_Food Preparation_Natural Gas_Conveyor Oven | Commercial | Grocery (ID) | New | Food Preparation | Natural Gas | Conveyor Oven | 0 | 0.15788 | 0 | 0 | 15 | 19 | Normal | FALSE | FALSE | FALSE
Commercial_Grocery (ID)_New_Food Preparation_Natural Gas_Double Rack Oven | Commercial | Grocery (ID) | New | Food Preparation | Natural Gas | Double Rack Oven | 0 | 0.23985 | 0 | 0 | 8 | 16 | Normal | FALSE | FALSE | FALSE
Commercial_Grocery (ID)_New_Food Preparation_Natural Gas_Fryer | Commercial | Grocery (ID) | New | Food Preparation | Natural Gas | Fryer | 0 | 0.14295 | 0 | 0 | 10 | 20 | Normal | FALSE | FALSE | FALSE
Commercial_Grocery (ID)_New_Food Preparation_Natural Gas_Broiler | Commercial | Grocery (ID) | New | Food Preparation | Natural Gas | Broiler | 0 | 0.15277 | 0 | 0 | 8 | 16 | Normal | FALSE | FALSE | FALSE
Commercial_Grocery (ID)_New_Food Preparation_Natural Gas_Griddle | Commercial | Grocery (ID) | New | Food Preparation | Natural Gas | Griddle | 0 | 0.10647 | 0 | 0 | 8 | 16 | Normal | FALSE | FALSE | FALSE
Commercial_Grocery (ID)_New_Food Preparation_Natural Gas_Range | Commercial | Grocery (ID) | New | Food Preparation | Natural Gas | Range | 0 | 0.10519 | 0 | 0 | 8 | 12 | Normal | FALSE | FALSE | FALSE
Commercial_Grocery (ID)_New_Food Preparation_Natural Gas_Steamer | Commercial | Grocery (ID) | New | Food Preparation | Natural Gas | Steamer | 0 | 0.12155 | 0 | 0 | 8 | 16 | Normal | FALSE | FALSE | FALSE
Commercial_Grocery (ID)_New_Food Preparation_Natural Gas_Food Prep Other | Commercial | Grocery (ID) | New | Food Preparation | Natural Gas | Food Prep Other | 0 | 0.043898 | 0 | 0 | 8 | 12 | Normal | FALSE | FALSE | FALSE
Commercial_Grocery (ID)_New_Miscellaneous_Natural Gas_Pool Heater | Commercial | Grocery (ID) | New | Miscellaneous | Natural Gas | Pool Heater | 0 | 0.01 | 0 | 0 | 4 | 8 | Normal | FALSE | FALSE | FALSE
Commercial_Grocery (ID)_New_Miscellaneous_Natural Gas_Miscellaneous | Commercial | Grocery (ID) | New | Miscellaneous | Natural Gas | Miscellaneous | 0 | 0.0065196 | 0 | 0 | 2 | 8 | Normal | FALSE | FALSE | FALSE
Commercial_School (ID)_Existing_Space Heating_Natural Gas_Furnace | Commercial | School (ID) | Existing | Space Heating | Natural Gas | Furnace | 0.09252 | 0.09021 | 0 | 0 | 10 | 20 | Normal | FALSE | FALSE | FALSE
Commercial_School (ID)_Existing_Space Heating_Natural Gas_Boiler | Commercial | School (ID) | Existing | Space Heating | Natural Gas | Boiler | 0.19494 | 0.17384 | 0 | 0 | 25 | 35 | Normal | FALSE | FALSE | FALSE
Commercial_School (ID)_Existing_Space Heating_Natural Gas_Unit Heater | Commercial | School (ID) | Existing | Space Heating | Natural Gas | Unit Heater | 0.04626 | 0.04626 | 0 | 0 | 15 | 25 | Normal | FALSE | FALSE | FALSE
Commercial_School (ID)_Existing_Water Heating_Natural Gas_Water Heater | Commercial | School (ID) | Existing | Water Heating | Natural Gas | Water Heater | 0.15351 | 0.13788 | 0 | 0 | 10 | 20 | Normal | FALSE | FALSE | FALSE
Commercial_School (ID)_Existing_Food Preparation_Natural Gas_Oven | Commercial | School (ID) | Existing | Food Preparation | Natural Gas | Oven | 0.01675 | 0.01675 | 0 | 0 | 8 | 12 | Normal | FALSE | FALSE | FALSE
Commercial_School (ID)_Existing_Food Preparation_Natural Gas_Conveyor Oven | Commercial | School (ID) | Existing | Food Preparation | Natural Gas | Conveyor Oven | 0.028661 | 0.028661 | 0 | 0 | 15 | 19 | Normal | FALSE | FALSE | FALSE
Commercial_School (ID)_Existing_Food Preparation_Natural Gas_Double Rack Oven | Commercial | School (ID) | Existing | Food Preparation | Natural Gas | Double Rack Oven | 0.043541 | 0.043541 | 0 | 0 | 8 | 16 | Normal | FALSE | FALSE | FALSE
Commercial_School (ID)_Existing_Food Preparation_Natural Gas_Fryer | Commercial | School (ID) | Existing | Food Preparation | Natural Gas | Fryer | 0.025951 | 0.025951 | 0 | 0 | 10 | 20 | Normal | FALSE | FALSE | FALSE
Commercial_School (ID)_Existing_Food Preparation_Natural Gas_Broiler | Commercial | School (ID) | Existing | Food Preparation | Natural Gas | Broiler | 0.027732 | 0.027732 | 0 | 0 | 8 | 16 | Normal | FALSE | FALSE | FALSE
Commercial_School (ID)_Existing_Food Preparation_Natural Gas_Griddle | Commercial | School (ID) | Existing | Food Preparation | Natural Gas | Griddle | 0.019329 | 0.019329 | 0 | 0 | 8 | 16 | Normal | FALSE | FALSE | FALSE
Commercial_School (ID)_Existing_Food Preparation_Natural Gas_Range | Commercial | School (ID) | Existing | Food Preparation | Natural Gas | Range | 0.019095 | 0.019095 | 0 | 0 | 8 | 12 | Normal | FALSE | FALSE | FALSE
Commercial_School (ID)_Existing_Food Preparation_Natural Gas_Steamer | Commercial | School (ID) | Existing | Food Preparation | Natural Gas | Steamer | 0.022066 | 0.022066 | 0 | 0 | 8 | 16 | Normal | FALSE | FALSE | FALSE
Commercial_School (ID)_Existing_Food Preparation_Natural Gas_Food Prep Other | Commercial | School (ID) | Existing | Food Preparation | Natural Gas | Food Prep Other | 0.0079691 | 0.0079691 | 0 | 0 | 8 | 12 | Normal | FALSE | FALSE | FALSE
Commercial_School (ID)_Existing_Miscellaneous_Natural Gas_Pool Heater | Commercial | School (ID) | Existing | Miscellaneous | Natural Gas | Pool Heater | 0.00054577 | 0.00054577 | 0 | 0 | 4 | 8 | Normal | FALSE | FALSE | FALSE
Commercial_School (ID)_Existing_Miscellaneous_Natural Gas_Miscellaneous | Commercial | School (ID) | Existing | Miscellaneous | Natural Gas | Miscellaneous | 0.00298 | 0.00298 | 0 | 0 | 2 | 8 | Normal | FALSE | FALSE | FALSE
Commercial_School (ID)_New_Space Heating_Natural Gas_Furnace | Commercial | School (ID) | New | Space Heating | Natural Gas | Furnace | 0 | 0.092522 | 0 | 0 | 10 | 20 | Normal | FALSE | FALSE | FALSE
Commercial_School (ID)_New_Space Heating_Natural Gas_Boiler | Commercial | School (ID) | New | Space Heating | Natural Gas | Boiler | 0 | 0.19494 | 0 | 0 | 25 | 35 | Normal | FALSE | FALSE | FALSE
Commercial_School (ID)_New_Space Heating_Natural Gas_Unit Heater | Commercial | School (ID) | New | Space Heating | Natural Gas | Unit Heater | 0 | 0.04626 | 0 | 0 | 15 | 25 | Normal | FALSE | FALSE | FALSE
Commercial_School (ID)_New_Water Heating_Natural Gas_Water Heater | Commercial | School (ID) | New | Water Heating | Natural Gas | Water Heater | 0 | 0.14139 | 0 | 0 | 10 | 20 | Normal | FALSE | FALSE | FALSE
Commercial_School (ID)_New_Food Preparation_Natural Gas_Oven | Commercial | School (ID) | New | Food Preparation | Natural Gas | Oven | 0 | 0.01675 | 0 | 0 | 8 | 12 | Normal | FALSE | FALSE | FALSE
Commercial_School (ID)_New_Food Preparation_Natural Gas_Conveyor Oven | Commercial | School (ID) | New | Food Preparation | Natural Gas | Conveyor Oven | 0 | 0.028661 | 0 | 0 | 15 | 19 | Normal | FALSE | FALSE | FALSE
Commercial_School (ID)_New_Food Preparation_Natural Gas_Double Rack Oven | Commercial | School (ID) | New | Food Preparation | Natural Gas | Double Rack Oven | 0 | 0.043541 | 0 | 0 | 8 | 16 | Normal | FALSE | FALSE | FALSE
Commercial_School (ID)_New_Food Preparation_Natural Gas_Fryer | Commercial | School (ID) | New | Food Preparation | Natural Gas | Fryer | 0 | 0.025951 | 0 | 0 | 10 | 20 | Normal | FALSE | FALSE | FALSE
Commercial_School (ID)_New_Food Preparation_Natural Gas_Broiler | Commercial | School (ID) | New | Food Preparation | Natural Gas | Broiler | 0 | 0.027732 | 0 | 0 | 8 | 16 | Normal | FALSE | FALSE | FALSE
Commercial_School (ID)_New_Food Preparation_Natural Gas_Griddle | Commercial | School (ID) | New | Food Preparation | Natural Gas | Griddle | 0 | 0.019329 | 0 | 0 | 8 | 16 | Normal | FALSE | FALSE | FALSE
Commercial_School (ID)_New_Food Preparation_Natural Gas_Range | Commercial | School (ID) | New | Food Preparation | Natural Gas | Range | 0 | 0.019095 | 0 | 0 | 8 | 12 | Normal | FALSE | FALSE | FALSE
Commercial_School (ID)_New_Food Preparation_Natural Gas_Steamer | Commercial | School (ID) | New | Food Preparation | Natural Gas | Steamer | 0 | 0.022066 | 0 | 0 | 8 | 16 | Normal | FALSE | FALSE | FALSE
Commercial_School (ID)_New_Food Preparation_Natural Gas_Food Prep Other | Commercial | School (ID) | New | Food Preparation | Natural Gas | Food Prep Other | 0 | 0.0079691 | 0 | 0 | 8 | 12 | Normal | FALSE | FALSE | FALSE
Commercial_School (ID)_New_Miscellaneous_Natural Gas_Pool Heater | Commercial | School (ID) | New | Miscellaneous | Natural Gas | Pool Heater | 0 | 0.00054577 | 0 | 0 | 4 | 8 | Normal | FALSE | FALSE | FALSE
Commercial_School (ID)_New_Miscellaneous_Natural Gas_Miscellaneous | Commercial | School (ID) | New | Miscellaneous | Natural Gas | Miscellaneous | 0 | 0.00298 | 0 | 0 | 2 | 8 | Normal | FALSE | FALSE | FALSE
Commercial_College (ID)_Existing_Space Heating_Natural Gas_Furnace | Commercial | College (ID) | Existing | Space Heating | Natural Gas | Furnace | 0.23634 | 0.23044 | 0 | 0 | 10 | 20 | Normal | FALSE | FALSE | FALSE
Commercial_College (ID)_Existing_Space Heating_Natural Gas_Boiler | Commercial | College (ID) | Existing | Space Heating | Natural Gas | Boiler | 0.49798 | 0.44406 | 0 | 0 | 25 | 35 | Normal | FALSE | FALSE | FALSE
Commercial_College (ID)_Existing_Space Heating_Natural Gas_Unit Heater | Commercial | College (ID) | Existing | Space Heating | Natural Gas | Unit Heater | 0.11817 | 0.11817 | 0 | 0 | 15 | 25 | Normal | FALSE | FALSE | FALSE
Commercial_College (ID)_Existing_Water Heating_Natural Gas_Water Heater | Commercial | College (ID) | Existing | Water Heating | Natural Gas | Water Heater | 0.19902 | 0.17875 | 0 | 0 | 10 | 20 | Normal | FALSE | FALSE | FALSE
Commercial_College (ID)_Existing_Food Preparation_Natural Gas_Oven | Commercial | College (ID) | Existing | Food Preparation | Natural Gas | Oven | 0.012242 | 0.012242 | 0 | 0 | 8 | 12 | Normal | FALSE | FALSE | FALSE
Commercial_College (ID)_Existing_Food Preparation_Natural Gas_Conveyor Oven | Commercial | College (ID) | Existing | Food Preparation | Natural Gas | Conveyor Oven | 0.020946 | 0.020946 | 0 | 0 | 15 | 19 | Normal | FALSE | FALSE | FALSE
Commercial_College (ID)_Existing_Food Preparation_Natural Gas_Double Rack Oven | Commercial | College (ID) | Existing | Food Preparation | Natural Gas | Double Rack Oven | 0.031821 | 0.031821 | 0 | 0 | 8 | 16 | Normal | FALSE | FALSE | FALSE
Commercial_College (ID)_Existing_Food Preparation_Natural Gas_Fryer | Commercial | College (ID) | Existing | Food Preparation | Natural Gas | Fryer | 0.018966 | 0.018966 | 0 | 0 | 10 | 20 | Normal | FALSE | FALSE | FALSE
Commercial_College (ID)_Existing_Food Preparation_Natural Gas_Broiler | Commercial | College (ID) | Existing | Food Preparation | Natural Gas | Broiler | 0.020268 | 0.020268 | 0 | 0 | 8 | 16 | Normal | FALSE | FALSE | FALSE
Commercial_College (ID)_Existing_Food Preparation_Natural Gas_Griddle | Commercial | College (ID) | Existing | Food Preparation | Natural Gas | Griddle | 0.014126 | 0.014126 | 0 | 0 | 8 | 16 | Normal | FALSE | FALSE | FALSE
Commercial_College (ID)_Existing_Food Preparation_Natural Gas_Range | Commercial | College (ID) | Existing | Food Preparation | Natural Gas | Range | 0.013956 | 0.013956 | 0 | 0 | 8 | 12 | Normal | FALSE | FALSE | FALSE
Commercial_College (ID)_Existing_Food Preparation_Natural Gas_Steamer | Commercial | College (ID) | Existing | Food Preparation | Natural Gas | Steamer | 0.016127 | 0.016127 | 0 | 0 | 8 | 16 | Normal | FALSE | FALSE | FALSE
Commercial_College (ID)_Existing_Food Preparation_Natural Gas_Food Prep Other | Commercial | College (ID) | Existing | Food Preparation | Natural Gas | Food Prep Other | 0.0058241 | 0.0058241 | 0 | 0 | 8 | 12 | Normal | FALSE | FALSE | FALSE
Commercial_College (ID)_Existing_Miscellaneous_Natural Gas_Pool Heater | Commercial | College (ID) | Existing | Miscellaneous | Natural Gas | Pool Heater | 0.0070387 | 0.0070387 | 0 | 0 | 4 | 8 | Normal | FALSE | FALSE | FALSE
Commercial_College (ID)_Existing_Miscellaneous_Natural Gas_Miscellaneous | Commercial | College (ID) | Existing | Miscellaneous | Natural Gas | Miscellaneous | 0.027641 | 0.027641 | 0 | 0 | 2 | 8 | Normal | FALSE | FALSE | FALSE
Commercial_College (ID)_New_Space Heating_Natural Gas_Furnace | Commercial | College (ID) | New | Space Heating | Natural Gas | Furnace | 0 | 0.23634 | 0 | 0 | 10 | 20 | Normal | FALSE | FALSE | FALSE
Commercial_College (ID)_New_Space Heating_Natural Gas_Boiler | Commercial | College (ID) | New | Space Heating | Natural Gas | Boiler | 0 | 0.49798 | 0 | 0 | 25 | 35 | Normal | FALSE | FALSE | FALSE
Commercial_College (ID)_New_Space Heating_Natural Gas_Unit Heater | Commercial | College (ID) | New | Space Heating | Natural Gas | Unit Heater | 0 | 0.11817 | 0 | 0 | 15 | 25 | Normal | FALSE | FALSE | FALSE
Commercial_College (ID)_New_Water Heating_Natural Gas_Water Heater | Commercial | College (ID) | New | Water Heating | Natural Gas | Water Heater | 0 | 0.18331 | 0 | 0 | 10 | 20 | Normal | FALSE | FALSE | FALSE
Commercial_College (ID)_New_Food Preparation_Natural Gas_Oven | Commercial | College (ID) | New | Food Preparation | Natural Gas | Oven | 0 | 0.012242 | 0 | 0 | 8 | 12 | Normal | FALSE | FALSE | FALSE
Commercial_College (ID)_New_Food Preparation_Natural Gas_Conveyor Oven | Commercial | College (ID) | New | Food Preparation | Natural Gas | Conveyor Oven | 0 | 0.020946 | 0 | 0 | 15 | 19 | Normal | FALSE | FALSE | FALSE
Commercial_College (ID)_New_Food Preparation_Natural Gas_Double Rack Oven | Commercial | College (ID) | New | Food Preparation | Natural Gas | Double Rack Oven | 0 | 0.031821 | 0 | 0 | 8 | 16 | Normal | FALSE | FALSE | FALSE
Commercial_College (ID)_New_Food Preparation_Natural Gas_Fryer | Commercial | College (ID) | New | Food Preparation | Natural Gas | Fryer | 0 | 0.018966 | 0 | 0 | 10 | 20 | Normal | FALSE | FALSE | FALSE
Commercial_College (ID)_New_Food Preparation_Natural Gas_Broiler | Commercial | College (ID) | New | Food Preparation | Natural Gas | Broiler | 0 | 0.020268 | 0 | 0 | 8 | 16 | Normal | FALSE | FALSE | FALSE
Commercial_College (ID)_New_Food Preparation_Natural Gas_Griddle | Commercial | College (ID) | New | Food Preparation | Natural Gas | Griddle | 0 | 0.014126 | 0 | 0 | 8 | 16 | Normal | FALSE | FALSE | FALSE
Commercial_College (ID)_New_Food Preparation_Natural Gas_Range | Commercial | College (ID) | New | Food Preparation | Natural Gas | Range | 0 | 0.013956 | 0 | 0 | 8 | 12 | Normal | FALSE | FALSE | FALSE
Commercial_College (ID)_New_Food Preparation_Natural Gas_Steamer | Commercial | College (ID) | New | Food Preparation | Natural Gas | Steamer | 0 | 0.016127 | 0 | 0 | 8 | 16 | Normal | FALSE | FALSE | FALSE
Commercial_College (ID)_New_Food Preparation_Natural Gas_Food Prep Other | Commercial | College (ID) | New | Food Preparation | Natural Gas | Food Prep Other | 0 | 0.0058241 | 0 | 0 | 8 | 12 | Normal | FALSE | FALSE | FALSE
Commercial_College (ID)_New_Miscellaneous_Natural Gas_Pool Heater | Commercial | College (ID) | New | Miscellaneous | Natural Gas | Pool Heater | 0 | 0.0070387 | 0 | 0 | 4 | 8 | Normal | FALSE | FALSE | FALSE
Commercial_College (ID)_New_Miscellaneous_Natural Gas_Miscellaneous | Commercial | College (ID) | New | Miscellaneous | Natural Gas | Miscellaneous | 0 | 0.027641 | 0 | 0 | 2 | 8 | Normal | FALSE | FALSE | FALSE
Commercial_Health (ID)_Existing_Space Heating_Natural Gas_Furnace | Commercial | Health (ID) | Existing | Space Heating | Natural Gas | Furnace | 0.24886 | 0.24264 | 0 | 0 | 10 | 20 | Normal | FALSE | FALSE | FALSE
Commercial_Health (ID)_Existing_Space Heating_Natural Gas_Boiler | Commercial | Health (ID) | Existing | Space Heating | Natural Gas | Boiler | 0.50443 | 0.43557 | 0 | 0 | 25 | 35 | Normal | FALSE | FALSE | FALSE
Commercial_Health (ID)_Existing_Space Heating_Natural Gas_Unit Heater | Commercial | Health (ID) | Existing | Space Heating | Natural Gas | Unit Heater | 0.12443 | 0.12443 | 0 | 0 | 15 | 25 | Normal | FALSE | FALSE | FALSE
Commercial_Health (ID)_Existing_Water Heating_Natural Gas_Water Heater | Commercial | Health (ID) | Existing | Water Heating | Natural Gas | Water Heater | 0.5081 | 0.45636 | 0 | 0 | 10 | 20 | Normal | FALSE | FALSE | FALSE
Commercial_Health (ID)_Existing_Food Preparation_Natural Gas_Oven | Commercial | Health (ID) | Existing | Food Preparation | Natural Gas | Oven | 0.20095 | 0.20095 | 0 | 0 | 8 | 12 | Normal | FALSE | FALSE | FALSE
Commercial_Health (ID)_Existing_Food Preparation_Natural Gas_Conveyor Oven | Commercial | Health (ID) | Existing | Food Preparation | Natural Gas | Conveyor Oven | 0.34384 | 0.34384 | 0 | 0 | 15 | 19 | Normal | FALSE | FALSE | FALSE
Commercial_Health (ID)_Existing_Food Preparation_Natural Gas_Double Rack Oven | Commercial | Health (ID) | Existing | Food Preparation | Natural Gas | Double Rack Oven | 0.52236 | 0.52236 | 0 | 0 | 8 | 16 | Normal | FALSE | FALSE | FALSE
Commercial_Health (ID)_Existing_Food Preparation_Natural Gas_Fryer | Commercial | Health (ID) | Existing | Food Preparation | Natural Gas | Fryer | 0.31134 | 0.31134 | 0 | 0 | 10 | 20 | Normal | FALSE | FALSE | FALSE
Commercial_Health (ID)_Existing_Food Preparation_Natural Gas_Broiler | Commercial | Health (ID) | Existing | Food Preparation | Natural Gas | Broiler | 0.33271 | 0.33271 | 0 | 0 | 8 | 16 | Normal | FALSE | FALSE | FALSE
Commercial_Health (ID)_Existing_Food Preparation_Natural Gas_Griddle | Commercial | Health (ID) | Existing | Food Preparation | Natural Gas | Griddle | 0.23189 | 0.23189 | 0 | 0 | 8 | 16 | Normal | FALSE | FALSE | FALSE
Commercial_Health (ID)_Existing_Food Preparation_Natural Gas_Range | Commercial | Health (ID) | Existing | Food Preparation | Natural Gas | Range | 0.22909 | 0.22909 | 0 | 0 | 8 | 12 | Normal | FALSE | FALSE | FALSE
Commercial_Health (ID)_Existing_Food Preparation_Natural Gas_Steamer | Commercial | Health (ID) | Existing | Food Preparation | Natural Gas | Steamer | 0.26473 | 0.26473 | 0 | 0 | 8 | 16 | Normal | FALSE | FALSE | FALSE
Commercial_Health (ID)_Existing_Food Preparation_Natural Gas_Food Prep Other | Commercial | Health (ID) | Existing | Food Preparation | Natural Gas | Food Prep Other | 0.095605 | 0.095605 | 0 | 0 | 8 | 12 | Normal | FALSE | FALSE | FALSE
Commercial_Health (ID)_Existing_Miscellaneous_Natural Gas_Pool Heater | Commercial | Health (ID) | Existing | Miscellaneous | Natural Gas | Pool Heater | 0.01 | 0.01 | 0 | 0 | 4 | 8 | Normal | FALSE | FALSE | FALSE
Commercial_Health (ID)_Existing_Miscellaneous_Natural Gas_Miscellaneous | Commercial | Health (ID) | Existing | Miscellaneous | Natural Gas | Miscellaneous | 0.016665 | 0.016665 | 0 | 0 | 2 | 8 | Normal | FALSE | FALSE | FALSE
Commercial_Health (ID)_New_Space Heating_Natural Gas_Furnace | Commercial | Health (ID) | New | Space Heating | Natural Gas | Furnace | 0 | 0.24884 | 0 | 0 | 10 | 20 | Normal | FALSE | FALSE | FALSE
Commercial_Health (ID)_New_Space Heating_Natural Gas_Boiler | Commercial | Health (ID) | New | Space Heating | Natural Gas | Boiler | 0 | 0.46386 | 0 | 0 | 25 | 35 | Normal | FALSE | FALSE | FALSE
Commercial_Health (ID)_New_Space Heating_Natural Gas_Unit Heater | Commercial | Health (ID) | New | Space Heating | Natural Gas | Unit Heater | 0 | 0.12443 | 0 | 0 | 15 | 25 | Normal | FALSE | FALSE | FALSE
Commercial_Health (ID)_New_Water Heating_Natural Gas_Water Heater | Commercial | Health (ID) | New | Water Heating | Natural Gas | Water Heater | 0 | 0.46799 | 0 | 0 | 10 | 20 | Normal | FALSE | FALSE | FALSE
Commercial_Health (ID)_New_Food Preparation_Natural Gas_Oven | Commercial | Health (ID) | New | Food Preparation | Natural Gas | Oven | 0 | 0.20095 | 0 | 0 | 8 | 12 | Normal | FALSE | FALSE | FALSE
Commercial_Health (ID)_New_Food Preparation_Natural Gas_Conveyor Oven | Commercial | Health (ID) | New | Food Preparation | Natural Gas | Conveyor Oven | 0 | 0.34384 | 0 | 0 | 15 | 19 | Normal | FALSE | FALSE | FALSE
Commercial_Health (ID)_New_Food Preparation_Natural Gas_Double Rack Oven | Commercial | Health (ID) | New | Food Preparation | Natural Gas | Double Rack Oven | 0 | 0.52236 | 0 | 0 | 8 | 16 | Normal | FALSE | FALSE | FALSE
Commercial_Health (ID)_New_Food Preparation_Natural Gas_Fryer | Commercial | Health (ID) | New | Food Preparation | Natural Gas | Fryer | 0 | 0.31134 | 0 | 0 | 10 | 20 | Normal | FALSE | FALSE | FALSE
Commercial_Health (ID)_New_Food Preparation_Natural Gas_Broiler | Commercial | Health (ID) | New | Food Preparation | Natural Gas | Broiler | 0 | 0.33271 | 0 | 0 | 8 | 16 | Normal | FALSE | FALSE | FALSE
Commercial_Health (ID)_New_Food Preparation_Natural Gas_Griddle | Commercial | Health (ID) | New | Food Preparation | Natural Gas | Griddle | 0 | 0.23189 | 0 | 0 | 8 | 16 | Normal | FALSE | FALSE | FALSE
Commercial_Health (ID)_New_Food Preparation_Natural Gas_Range | Commercial | Health (ID) | New | Food Preparation | Natural Gas | Range | 0 | 0.22909 | 0 | 0 | 8 | 12 | Normal | FALSE | FALSE | FALSE
Commercial_Health (ID)_New_Food Preparation_Natural Gas_Steamer | Commercial | Health (ID) | New | Food Preparation | Natural Gas | Steamer | 0 | 0.26473 | 0 | 0 | 8 | 16 | Normal | FALSE | FALSE | FALSE
Commercial_Health (ID)_New_Food Preparation_Natural Gas_Food Prep Other | Commercial | Health (ID) | New | Food Preparation | Natural Gas | Food Prep Other | 0 | 0.095605 | 0 | 0 | 8 | 12 | Normal | FALSE | FALSE | FALSE
Commercial_Health (ID)_New_Miscellaneous_Natural Gas_Pool Heater | Commercial | Health (ID) | New | Miscellaneous | Natural Gas | Pool Heater | 0 | 0.01 | 0 | 0 | 4 | 8 | Normal | FALSE | FALSE | FALSE
Commercial_Health (ID)_New_Miscellaneous_Natural Gas_Miscellaneous | Commercial | Health (ID) | New | Miscellaneous | Natural Gas | Miscellaneous | 0 | 0.016665 | 0 | 0 | 2 | 8 | Normal | FALSE | FALSE | FALSE
Commercial_Lodging (ID)_Existing_Space Heating_Natural Gas_Furnace | Commercial | Lodging (ID) | Existing | Space Heating | Natural Gas | Furnace | 0.31313 | 0.3053 | 0 | 0 | 10 | 20 | Normal | FALSE | FALSE | FALSE
Commercial_Lodging (ID)_Existing_Space Heating_Natural Gas_Boiler | Commercial | Lodging (ID) | Existing | Space Heating | Natural Gas | Boiler | 0.56799 | 0.49455 | 0 | 0 | 25 | 35 | Normal | FALSE | FALSE | FALSE
Commercial_Lodging (ID)_Existing_Space Heating_Natural Gas_Unit Heater | Commercial | Lodging (ID) | Existing | Space Heating | Natural Gas | Unit Heater | 0.15657 | 0.15657 | 0 | 0 | 15 | 25 | Normal | FALSE | FALSE | FALSE
Commercial_Lodging (ID)_Existing_Water Heating_Natural Gas_Water Heater | Commercial | Lodging (ID) | Existing | Water Heating | Natural Gas | Water Heater | 0.44383 | 0.39858 | 0 | 0 | 10 | 20 | Normal | FALSE | FALSE | FALSE
Commercial_Lodging (ID)_Existing_Food Preparation_Natural Gas_Oven | Commercial | Lodging (ID) | Existing | Food Preparation | Natural Gas | Oven | 0.06608 | 0.06608 | 0 | 0 | 8 | 12 | Normal | FALSE | FALSE | FALSE
Commercial_Lodging (ID)_Existing_Food Preparation_Natural Gas_Conveyor Oven | Commercial | Lodging (ID) | Existing | Food Preparation | Natural Gas | Conveyor Oven | 0.11307 | 0.11307 | 0 | 0 | 15 | 19 | Normal | FALSE | FALSE | FALSE
Commercial_Lodging (ID)_Existing_Food Preparation_Natural Gas_Double Rack Oven | Commercial | Lodging (ID) | Existing | Food Preparation | Natural Gas | Double Rack Oven | 0.17177 | 0.17177 | 0 | 0 | 8 | 16 | Normal | FALSE | FALSE | FALSE
Commercial_Lodging (ID)_Existing_Food Preparation_Natural Gas_Fryer | Commercial | Lodging (ID) | Existing | Food Preparation | Natural Gas | Fryer | 0.10238 | 0.10238 | 0 | 0 | 10 | 20 | Normal | FALSE | FALSE | FALSE
Commercial_Lodging (ID)_Existing_Food Preparation_Natural Gas_Broiler | Commercial | Lodging (ID) | Existing | Food Preparation | Natural Gas | Broiler | 0.10941 | 0.10941 | 0 | 0 | 8 | 16 | Normal | FALSE | FALSE | FALSE
Commercial_Lodging (ID)_Existing_Food Preparation_Natural Gas_Griddle | Commercial | Lodging (ID) | Existing | Food Preparation | Natural Gas | Griddle | 0.076253 | 0.076253 | 0 | 0 | 8 | 16 | Normal | FALSE | FALSE | FALSE
Commercial_Lodging (ID)_Existing_Food Preparation_Natural Gas_Range | Commercial | Lodging (ID) | Existing | Food Preparation | Natural Gas | Range | 0.075332 | 0.075332 | 0 | 0 | 8 | 12 | Normal | FALSE | FALSE | FALSE
Commercial_Lodging (ID)_Existing_Food Preparation_Natural Gas_Steamer | Commercial | Lodging (ID) | Existing | Food Preparation | Natural Gas | Steamer | 0.087053 | 0.087053 | 0 | 0 | 8 | 16 | Normal | FALSE | FALSE | FALSE
Commercial_Lodging (ID)_Existing_Food Preparation_Natural Gas_Food Prep Other | Commercial | Lodging (ID) | Existing | Food Preparation | Natural Gas | Food Prep Other | 0.031438 | 0.031438 | 0 | 0 | 8 | 12 | Normal | FALSE | FALSE | FALSE
Commercial_Lodging (ID)_Existing_Miscellaneous_Natural Gas_Pool Heater | Commercial | Lodging (ID) | Existing | Miscellaneous | Natural Gas | Pool Heater | 0.0055589 | 0.0055589 | 0 | 0 | 4 | 8 | Normal | FALSE | FALSE | FALSE
Commercial_Lodging (ID)_Existing_Miscellaneous_Natural Gas_Miscellaneous | Commercial | Lodging (ID) | Existing | Miscellaneous | Natural Gas | Miscellaneous | 0.021446 | 0.021446 | 0 | 0 | 2 | 8 | Normal | FALSE | FALSE | FALSE
Commercial_Lodging (ID)_New_Space Heating_Natural Gas_Furnace | Commercial | Lodging (ID) | New | Space Heating | Natural Gas | Furnace | 0 | 0.31314 | 0 | 0 | 10 | 20 | Normal | FALSE | FALSE | FALSE
Commercial_Lodging (ID)_New_Space Heating_Natural Gas_Boiler | Commercial | Lodging (ID) | New | Space Heating | Natural Gas | Boiler | 0 | 0.51225 | 0 | 0 | 25 | 35 | Normal | FALSE | FALSE | FALSE
Commercial_Lodging (ID)_New_Space Heating_Natural Gas_Unit Heater | Commercial | Lodging (ID) | New | Space Heating | Natural Gas | Unit Heater | 0 | 0.15657 | 0 | 0 | 15 | 25 | Normal | FALSE | FALSE | FALSE
Commercial_Lodging (ID)_New_Water Heating_Natural Gas_Water Heater | Commercial | Lodging (ID) | New | Water Heating | Natural Gas | Water Heater | 0 | 0.4088 | 0 | 0 | 10 | 20 | Normal | FALSE | FALSE | FALSE
Commercial_Lodging (ID)_New_Food Preparation_Natural Gas_Oven | Commercial | Lodging (ID) | New | Food Preparation | Natural Gas | Oven | 0 | 0.06608 | 0 | 0 | 8 | 12 | Normal | FALSE | FALSE | FALSE
Commercial_Lodging (ID)_New_Food Preparation_Natural Gas_Conveyor Oven | Commercial | Lodging (ID) | New | Food Preparation | Natural Gas | Conveyor Oven | 0 | 0.11307 | 0 | 0 | 15 | 19 | Normal | FALSE | FALSE | FALSE
Commercial_Lodging (ID)_New_Food Preparation_Natural Gas_Double Rack Oven | Commercial | Lodging (ID) | New | Food Preparation | Natural Gas | Double Rack Oven | 0 | 0.17177 | 0 | 0 | 8 | 16 | Normal | FALSE | FALSE | FALSE
Commercial_Lodging (ID)_New_Food Preparation_Natural Gas_Fryer | Commercial | Lodging (ID) | New | Food Preparation | Natural Gas | Fryer | 0 | 0.10238 | 0 | 0 | 10 | 20 | Normal | FALSE | FALSE | FALSE
Commercial_Lodging (ID)_New_Food Preparation_Natural Gas_Broiler | Commercial | Lodging (ID) | New | Food Preparation | Natural Gas | Broiler | 0 | 0.10941 | 0 | 0 | 8 | 16 | Normal | FALSE | FALSE | FALSE
Commercial_Lodging (ID)_New_Food Preparation_Natural Gas_Griddle | Commercial | Lodging (ID) | New | Food Preparation | Natural Gas | Griddle | 0 | 0.076253 | 0 | 0 | 8 | 16 | Normal | FALSE | FALSE | FALSE
Commercial_Lodging (ID)_New_Food Preparation_Natural Gas_Range | Commercial | Lodging (ID) | New | Food Preparation | Natural Gas | Range | 0 | 0.075332 | 0 | 0 | 8 | 12 | Normal | FALSE | FALSE | FALSE
Commercial_Lodging (ID)_New_Food Preparation_Natural Gas_Steamer | Commercial | Lodging (ID) | New | Food Preparation | Natural Gas | Steamer | 0 | 0.087053 | 0 | 0 | 8 | 16 | Normal | FALSE | FALSE | FALSE
Commercial_Lodging (ID)_New_Food Preparation_Natural Gas_Food Prep Other | Commercial | Lodging (ID) | New | Food Preparation | Natural Gas | Food Prep Other | 0 | 0.031438 | 0 | 0 | 8 | 12 | Normal | FALSE | FALSE | FALSE
Commercial_Lodging (ID)_New_Miscellaneous_Natural Gas_Pool Heater | Commercial | Lodging (ID) | New | Miscellaneous | Natural Gas | Pool Heater | 0 | 0.0055589 | 0 | 0 | 4 | 8 | Normal | FALSE | FALSE | FALSE
Commercial_Lodging (ID)_New_Miscellaneous_Natural Gas_Miscellaneous | Commercial | Lodging (ID) | New | Miscellaneous | Natural Gas | Miscellaneous | 0 | 0.021446 | 0 | 0 | 2 | 8 | Normal | FALSE | FALSE | FALSE
Commercial_Warehouse (ID)_Existing_Space Heating_Natural Gas_Furnace | Commercial | Warehouse (ID) | Existing | Space Heating | Natural Gas | Furnace | 0.67854 | 0.6616 | 0 | 0 | 10 | 20 | Normal | FALSE | FALSE | FALSE
Commercial_Warehouse (ID)_Existing_Space Heating_Natural Gas_Boiler | Commercial | Warehouse (ID) | Existing | Space Heating | Natural Gas | Boiler | 2.182 | 2.0729 | 0 | 0 | 25 | 35 | Normal | FALSE | FALSE | FALSE
Commercial_Warehouse (ID)_Existing_Space Heating_Natural Gas_Unit Heater | Commercial | Warehouse (ID) | Existing | Space Heating | Natural Gas | Unit Heater | 0.33927 | 0.33927 | 0 | 0 | 15 | 25 | Normal | FALSE | FALSE | FALSE
Commercial_Warehouse (ID)_Existing_Water Heating_Natural Gas_Water Heater | Commercial | Warehouse (ID) | Existing | Water Heating | Natural Gas | Water Heater | 0.091197 | 0.081881 | 0 | 0 | 10 | 20 | Normal | FALSE | FALSE | FALSE
Commercial_Warehouse (ID)_Existing_Food Preparation_Natural Gas_Oven | Commercial | Warehouse (ID) | Existing | Food Preparation | Natural Gas | Oven | 0.0043914 | 0.0043914 | 0 | 0 | 8 | 12 | Normal | FALSE | FALSE | FALSE
Commercial_Warehouse (ID)_Existing_Food Preparation_Natural Gas_Conveyor Oven | Commercial | Warehouse (ID) | Existing | Food Preparation | Natural Gas | Conveyor Oven | 0.007514 | 0.007514 | 0 | 0 | 15 | 19 | Normal | FALSE | FALSE | FALSE
Commercial_Warehouse (ID)_Existing_Food Preparation_Natural Gas_Double Rack Oven | Commercial | Warehouse (ID) | Existing | Food Preparation | Natural Gas | Double Rack Oven | 0.011415 | 0.011415 | 0 | 0 | 8 | 16 | Normal | FALSE | FALSE | FALSE
Commercial_Warehouse (ID)_Existing_Food Preparation_Natural Gas_Fryer | Commercial | Warehouse (ID) | Existing | Food Preparation | Natural Gas | Fryer | 0.0068037 | 0.0068037 | 0 | 0 | 10 | 20 | Normal | FALSE | FALSE | FALSE
Commercial_Warehouse (ID)_Existing_Food Preparation_Natural Gas_Broiler | Commercial | Warehouse (ID) | Existing | Food Preparation | Natural Gas | Broiler | 0.0072707 | 0.0072707 | 0 | 0 | 8 | 16 | Normal | FALSE | FALSE | FALSE
Commercial_Warehouse (ID)_Existing_Food Preparation_Natural Gas_Griddle | Commercial | Warehouse (ID) | Existing | Food Preparation | Natural Gas | Griddle | 0.0050675 | 0.0050675 | 0 | 0 | 8 | 16 | Normal | FALSE | FALSE | FALSE
Commercial_Warehouse (ID)_Existing_Food Preparation_Natural Gas_Range | Commercial | Warehouse (ID) | Existing | Food Preparation | Natural Gas | Range | 0.0050062 | 0.0050062 | 0 | 0 | 8 | 12 | Normal | FALSE | FALSE | FALSE
Commercial_Warehouse (ID)_Existing_Food Preparation_Natural Gas_Steamer | Commercial | Warehouse (ID) | Existing | Food Preparation | Natural Gas | Steamer | 0.0057852 | 0.0057852 | 0 | 0 | 8 | 16 | Normal | FALSE | FALSE | FALSE
Commercial_Warehouse (ID)_Existing_Food Preparation_Natural Gas_Food Prep Other | Commercial | Warehouse (ID) | Existing | Food Preparation | Natural Gas | Food Prep Other | 0.0020893 | 0.0020893 | 0 | 0 | 8 | 12 | Normal | FALSE | FALSE | FALSE
Commercial_Warehouse (ID)_Existing_Miscellaneous_Natural Gas_Pool Heater | Commercial | Warehouse (ID) | Existing | Miscellaneous | Natural Gas | Pool Heater | 0.01 | 0.01 | 0 | 0 | 4 | 8 | Normal | FALSE | FALSE | FALSE
Commercial_Warehouse (ID)_Existing_Miscellaneous_Natural Gas_Miscellaneous | Commercial | Warehouse (ID) | Existing | Miscellaneous | Natural Gas | Miscellaneous | 0.0071043 | 0.0071043 | 0 | 0 | 2 | 8 | Normal | FALSE | FALSE | FALSE
Commercial_Warehouse (ID)_New_Space Heating_Natural Gas_Furnace | Commercial | Warehouse (ID) | New | Space Heating | Natural Gas | Furnace | 0 | 0.67852 | 0 | 0 | 10 | 20 | Normal | FALSE | FALSE | FALSE
Commercial_Warehouse (ID)_New_Space Heating_Natural Gas_Boiler | Commercial | Warehouse (ID) | New | Space Heating | Natural Gas | Boiler | 0 | 2.182 | 0 | 0 | 25 | 35 | Normal | FALSE | FALSE | FALSE
Commercial_Warehouse (ID)_New_Space Heating_Natural Gas_Unit Heater | Commercial | Warehouse (ID) | New | Space Heating | Natural Gas | Unit Heater | 0 | 0.33927 | 0 | 0 | 15 | 25 | Normal | FALSE | FALSE | FALSE
Commercial_Warehouse (ID)_New_Water Heating_Natural Gas_Water Heater | Commercial | Warehouse (ID) | New | Water Heating | Natural Gas | Water Heater | 0 | 0.083999 | 0 | 0 | 10 | 20 | Normal | FALSE | FALSE | FALSE
Commercial_Warehouse (ID)_New_Food Preparation_Natural Gas_Oven | Commercial | Warehouse (ID) | New | Food Preparation | Natural Gas | Oven | 0 | 0.0043914 | 0 | 0 | 8 | 12 | Normal | FALSE | FALSE | FALSE
Commercial_Warehouse (ID)_New_Food Preparation_Natural Gas_Conveyor Oven | Commercial | Warehouse (ID) | New | Food Preparation | Natural Gas | Conveyor Oven | 0 | 0.007514 | 0 | 0 | 15 | 19 | Normal | FALSE | FALSE | FALSE
Commercial_Warehouse (ID)_New_Food Preparation_Natural Gas_Double Rack Oven | Commercial | Warehouse (ID) | New | Food Preparation | Natural Gas | Double Rack Oven | 0 | 0.011415 | 0 | 0 | 8 | 16 | Normal | FALSE | FALSE | FALSE
Commercial_Warehouse (ID)_New_Food Preparation_Natural Gas_Fryer | Commercial | Warehouse (ID) | New | Food Preparation | Natural Gas | Fryer | 0 | 0.0068037 | 0 | 0 | 10 | 20 | Normal | FALSE | FALSE | FALSE
Commercial_Warehouse (ID)_New_Food Preparation_Natural Gas_Broiler | Commercial | Warehouse (ID) | New | Food Preparation | Natural Gas | Broiler | 0 | 0.0072707 | 0 | 0 | 8 | 16 | Normal | FALSE | FALSE | FALSE
Commercial_Warehouse (ID)_New_Food Preparation_Natural Gas_Griddle | Commercial | Warehouse (ID) | New | Food Preparation | Natural Gas | Griddle | 0 | 0.0050675 | 0 | 0 | 8 | 16 | Normal | FALSE | FALSE | FALSE
Commercial_Warehouse (ID)_New_Food Preparation_Natural Gas_Range | Commercial | Warehouse (ID) | New | Food Preparation | Natural Gas | Range | 0 | 0.0050062 | 0 | 0 | 8 | 12 | Normal | FALSE | FALSE | FALSE
Commercial_Warehouse (ID)_New_Food Preparation_Natural Gas_Steamer | Commercial | Warehouse (ID) | New | Food Preparation | Natural Gas | Steamer | 0 | 0.0057852 | 0 | 0 | 8 | 16 | Normal | FALSE | FALSE | FALSE
Commercial_Warehouse (ID)_New_Food Preparation_Natural Gas_Food Prep Other | Commercial | Warehouse (ID) | New | Food Preparation | Natural Gas | Food Prep Other | 0 | 0.0020893 | 0 | 0 | 8 | 12 | Normal | FALSE | FALSE | FALSE
Commercial_Warehouse (ID)_New_Miscellaneous_Natural Gas_Pool Heater | Commercial | Warehouse (ID) | New | Miscellaneous | Natural Gas | Pool Heater | 0 | 0.01 | 0 | 0 | 4 | 8 | Normal | FALSE | FALSE | FALSE
Commercial_Warehouse (ID)_New_Miscellaneous_Natural Gas_Miscellaneous | Commercial | Warehouse (ID) | New | Miscellaneous | Natural Gas | Miscellaneous | 0 | 0.0071043 | 0 | 0 | 2 | 8 | Normal | FALSE | FALSE | FALSE
Commercial_Miscellaneous (ID)_Existing_Space Heating_Natural Gas_Furnace | Commercial | Miscellaneous (ID) | Existing | Space Heating | Natural Gas | Furnace | 0.43029 | 0.41947 | 0 | 0 | 10 | 20 | Normal | FALSE | FALSE | FALSE
Commercial_Miscellaneous (ID)_Existing_Space Heating_Natural Gas_Boiler | Commercial | Miscellaneous (ID) | Existing | Space Heating | Natural Gas | Boiler | 1.3836 | 1.2581 | 0 | 0 | 25 | 35 | Normal | FALSE | FALSE | FALSE
Commercial_Miscellaneous (ID)_Existing_Space Heating_Natural Gas_Unit Heater | Commercial | Miscellaneous (ID) | Existing | Space Heating | Natural Gas | Unit Heater | 0.21514 | 0.21514 | 0 | 0 | 15 | 25 | Normal | FALSE | FALSE | FALSE
Commercial_Miscellaneous (ID)_Existing_Water Heating_Natural Gas_Water Heater | Commercial | Miscellaneous (ID) | Existing | Water Heating | Natural Gas | Water Heater | 0.36606 | 0.32864 | 0 | 0 | 10 | 20 | Normal | FALSE | FALSE | FALSE
Commercial_Miscellaneous (ID)_Existing_Food Preparation_Natural Gas_Oven | Commercial | Miscellaneous (ID) | Existing | Food Preparation | Natural Gas | Oven | 0.011766 | 0.011766 | 0 | 0 | 8 | 12 | Normal | FALSE | FALSE | FALSE
Commercial_Miscellaneous (ID)_Existing_Food Preparation_Natural Gas_Conveyor Oven | Commercial | Miscellaneous (ID) | Existing | Food Preparation | Natural Gas | Conveyor Oven | 0.020132 | 0.020132 | 0 | 0 | 15 | 19 | Normal | FALSE | FALSE | FALSE
Commercial_Miscellaneous (ID)_Existing_Food Preparation_Natural Gas_Double Rack Oven | Commercial | Miscellaneous (ID) | Existing | Food Preparation | Natural Gas | Double Rack Oven | 0.030584 | 0.030584 | 0 | 0 | 8 | 16 | Normal | FALSE | FALSE | FALSE
Commercial_Miscellaneous (ID)_Existing_Food Preparation_Natural Gas_Fryer | Commercial | Miscellaneous (ID) | Existing | Food Preparation | Natural Gas | Fryer | 0.018229 | 0.018229 | 0 | 0 | 10 | 20 | Normal | FALSE | FALSE | FALSE
Commercial_Miscellaneous (ID)_Existing_Food Preparation_Natural Gas_Broiler | Commercial | Miscellaneous (ID) | Existing | Food Preparation | Natural Gas | Broiler | 0.01948 | 0.01948 | 0 | 0 | 8 | 16 | Normal | FALSE | FALSE | FALSE
Commercial_Miscellaneous (ID)_Existing_Food Preparation_Natural Gas_Griddle | Commercial | Miscellaneous (ID) | Existing | Food Preparation | Natural Gas | Griddle | 0.013577 | 0.013577 | 0 | 0 | 8 | 16 | Normal | FALSE | FALSE | FALSE
Commercial_Miscellaneous (ID)_Existing_Food Preparation_Natural Gas_Range | Commercial | Miscellaneous (ID) | Existing | Food Preparation | Natural Gas | Range | 0.013413 | 0.013413 | 0 | 0 | 8 | 12 | Normal | FALSE | FALSE | FALSE
Commercial_Miscellaneous (ID)_Existing_Food Preparation_Natural Gas_Steamer | Commercial | Miscellaneous (ID) | Existing | Food Preparation | Natural Gas | Steamer | 0.0155 | 0.0155 | 0 | 0 | 8 | 16 | Normal | FALSE | FALSE | FALSE
Commercial_Miscellaneous (ID)_Existing_Food Preparation_Natural Gas_Food Prep Other | Commercial | Miscellaneous (ID) | Existing | Food Preparation | Natural Gas | Food Prep Other | 0.0055977 | 0.0055977 | 0 | 0 | 8 | 12 | Normal | FALSE | FALSE | FALSE
Commercial_Miscellaneous (ID)_Existing_Miscellaneous_Natural Gas_Pool Heater | Commercial | Miscellaneous (ID) | Existing | Miscellaneous | Natural Gas | Pool Heater | 0.031171 | 0.031171 | 0 | 0 | 4 | 8 | Normal | FALSE | FALSE | FALSE
Commercial_Miscellaneous (ID)_Existing_Miscellaneous_Natural Gas_Miscellaneous | Commercial | Miscellaneous (ID) | Existing | Miscellaneous | Natural Gas | Miscellaneous | 0.12964 | 0.12964 | 0 | 0 | 2 | 8 | Normal | FALSE | FALSE | FALSE
Commercial_Miscellaneous (ID)_New_Space Heating_Natural Gas_Furnace | Commercial | Miscellaneous (ID) | New | Space Heating | Natural Gas | Furnace | 0 | 0.43029 | 0 | 0 | 10 | 20 | Normal | FALSE | FALSE | FALSE
Commercial_Miscellaneous (ID)_New_Space Heating_Natural Gas_Boiler | Commercial | Miscellaneous (ID) | New | Space Heating | Natural Gas | Boiler | 0 | 1.3543 | 0 | 0 | 25 | 35 | Normal | FALSE | FALSE | FALSE
Commercial_Miscellaneous (ID)_New_Space Heating_Natural Gas_Unit Heater | Commercial | Miscellaneous (ID) | New | Space Heating | Natural Gas | Unit Heater | 0 | 0.21514 | 0 | 0 | 15 | 25 | Normal | FALSE | FALSE | FALSE
Commercial_Miscellaneous (ID)_New_Water Heating_Natural Gas_Water Heater | Commercial | Miscellaneous (ID) | New | Water Heating | Natural Gas | Water Heater | 0 | 0.33716 | 0 | 0 | 10 | 20 | Normal | FALSE | FALSE | FALSE
Commercial_Miscellaneous (ID)_New_Food Preparation_Natural Gas_Oven | Commercial | Miscellaneous (ID) | New | Food Preparation | Natural Gas | Oven | 0 | 0.011766 | 0 | 0 | 8 | 12 | Normal | FALSE | FALSE | FALSE
Commercial_Miscellaneous (ID)_New_Food Preparation_Natural Gas_Conveyor Oven | Commercial | Miscellaneous (ID) | New | Food Preparation | Natural Gas | Conveyor Oven | 0 | 0.020132 | 0 | 0 | 15 | 19 | Normal | FALSE | FALSE | FALSE
Commercial_Miscellaneous (ID)_New_Food Preparation_Natural Gas_Double Rack Oven | Commercial | Miscellaneous (ID) | New | Food Preparation | Natural Gas | Double Rack Oven | 0 | 0.030584 | 0 | 0 | 8 | 16 | Normal | FALSE | FALSE | FALSE
Commercial_Miscellaneous (ID)_New_Food Preparation_Natural Gas_Fryer | Commercial | Miscellaneous (ID) | New | Food Preparation | Natural Gas | Fryer | 0 | 0.018229 | 0 | 0 | 10 | 20 | Normal | FALSE | FALSE | FALSE
Commercial_Miscellaneous (ID)_New_Food Preparation_Natural Gas_Broiler | Commercial | Miscellaneous (ID) | New | Food Preparation | Natural Gas | Broiler | 0 | 0.01948 | 0 | 0 | 8 | 16 | Normal | FALSE | FALSE | FALSE
Commercial_Miscellaneous (ID)_New_Food Preparation_Natural Gas_Griddle | Commercial | Miscellaneous (ID) | New | Food Preparation | Natural Gas | Griddle | 0 | 0.013577 | 0 | 0 | 8 | 16 | Normal | FALSE | FALSE | FALSE
Commercial_Miscellaneous (ID)_New_Food Preparation_Natural Gas_Range | Commercial | Miscellaneous (ID) | New | Food Preparation | Natural Gas | Range | 0 | 0.013413 | 0 | 0 | 8 | 12 | Normal | FALSE | FALSE | FALSE
Commercial_Miscellaneous (ID)_New_Food Preparation_Natural Gas_Steamer | Commercial | Miscellaneous (ID) | New | Food Preparation | Natural Gas | Steamer | 0 | 0.0155 | 0 | 0 | 8 | 16 | Normal | FALSE | FALSE | FALSE
Commercial_Miscellaneous (ID)_New_Food Preparation_Natural Gas_Food Prep Other | Commercial | Miscellaneous (ID) | New | Food Preparation | Natural Gas | Food Prep Other | 0 | 0.0055977 | 0 | 0 | 8 | 12 | Normal | FALSE | FALSE | FALSE
Commercial_Miscellaneous (ID)_New_Miscellaneous_Natural Gas_Pool Heater | Commercial | Miscellaneous (ID) | New | Miscellaneous | Natural Gas | Pool Heater | 0 | 0.031171 | 0 | 0 | 4 | 8 | Normal | FALSE | FALSE | FALSE
Commercial_Miscellaneous (ID)_New_Miscellaneous_Natural Gas_Miscellaneous | Commercial | Miscellaneous (ID) | New | Miscellaneous | Natural Gas | Miscellaneous | 0 | 0.12964 | 0 | 0 | 2 | 8 | Normal | FALSE | FALSE | FALSE
Commercial_Office (WA)_Existing_Space Heating_Natural Gas_All | Commercial | Office (WA) | Existing | Space Heating | Natural Gas | All | 0.55385 | 0.53265 | 0 | 0
Commercial_Office (WA)_Existing_Water Heating_Natural Gas_All | Commercial | Office (WA) | Existing | Water Heating | Natural Gas | All | 0.18284 | 0.18182 | 0 | 0
Commercial_Office (WA)_Existing_Food Preparation_Natural Gas_All | Commercial | Office (WA) | Existing | Food Preparation | Natural Gas | All | 0.044987 | 0.044987 | 0 | 0
Commercial_Office (WA)_Existing_Miscellaneous_Natural Gas_All | Commercial | Office (WA) | Existing | Miscellaneous | Natural Gas | All | 0.0032869 | 0.0032869 | 0 | 0
Commercial_Office (WA)_New_Space Heating_Natural Gas_All | Commercial | Office (WA) | New | Space Heating | Natural Gas | All | 0 | 0.53373 | 0 | 0
Commercial_Office (WA)_New_Water Heating_Natural Gas_All | Commercial | Office (WA) | New | Water Heating | Natural Gas | All | 0 | 0.16841 | 0 | 0
Commercial_Office (WA)_New_Food Preparation_Natural Gas_All | Commercial | Office (WA) | New | Food Preparation | Natural Gas | All | 0 | 0.044987 | 0 | 0
Commercial_Office (WA)_New_Miscellaneous_Natural Gas_All | Commercial | Office (WA) | New | Miscellaneous | Natural Gas | All | 0 | 0.0032869 | 0 | 0
Commercial_Restaurant (WA)_Existing_Space Heating_Natural Gas_All | Commercial | Restaurant (WA) | Existing | Space Heating | Natural Gas | All | 0.62585 | 0.60207 | 0 | 0
Commercial_Restaurant (WA)_Existing_Water Heating_Natural Gas_All | Commercial | Restaurant (WA) | Existing | Water Heating | Natural Gas | All | 0.81876 | 0.81427 | 0 | 0
Commercial_Restaurant (WA)_Existing_Food Preparation_Natural Gas_All | Commercial | Restaurant (WA) | Existing | Food Preparation | Natural Gas | All | 0.41575 | 0.41575 | 0 | 0
Commercial_Restaurant (WA)_Existing_Miscellaneous_Natural Gas_All | Commercial | Restaurant (WA) | Existing | Miscellaneous | Natural Gas | All | 0.0393 | 0.0393 | 0 | 0
Commercial_Restaurant (WA)_New_Space Heating_Natural Gas_All | Commercial | Restaurant (WA) | New | Space Heating | Natural Gas | All | 0 | 0.60258 | 0 | 0
Commercial_Restaurant (WA)_New_Water Heating_Natural Gas_All | Commercial | Restaurant (WA) | New | Water Heating | Natural Gas | All | 0 | 0.75413 | 0 | 0
Commercial_Restaurant (WA)_New_Food Preparation_Natural Gas_All | Commercial | Restaurant (WA) | New | Food Preparation | Natural Gas | All | 0 | 0.41575 | 0 | 0
Commercial_Restaurant (WA)_New_Miscellaneous_Natural Gas_All | Commercial | Restaurant (WA) | New | Miscellaneous | Natural Gas | All | 0 | 0.0393 | 0 | 0
Commercial_Retail (WA)_Existing_Space Heating_Natural Gas_All | Commercial | Retail (WA) | Existing | Space Heating | Natural Gas | All | 0.5071 | 0.48782 | 0 | 0
Commercial_Retail (WA)_Existing_Water Heating_Natural Gas_All | Commercial | Retail (WA) | Existing | Water Heating | Natural Gas | All | 0.28656 | 0.28499 | 0 | 0
Commercial_Retail (WA)_Existing_Food Preparation_Natural Gas_All | Commercial | Retail (WA) | Existing | Food Preparation | Natural Gas | All | 2.4399 | 2.4399 | 0 | 0
Commercial_Retail (WA)_Existing_Miscellaneous_Natural Gas_All | Commercial | Retail (WA) | Existing | Miscellaneous | Natural Gas | All | 0.027026 | 0.027026 | 0 | 0
Commercial_Retail (WA)_New_Space Heating_Natural Gas_All | Commercial | Retail (WA) | New | Space Heating | Natural Gas | All | 0 | 0.48733 | 0 | 0
Commercial_Retail (WA)_New_Water Heating_Natural Gas_All | Commercial | Retail (WA) | New | Water Heating | Natural Gas | All | 0 | 0.26394 | 0 | 0
Commercial_Retail (WA)_New_Food Preparation_Natural Gas_All | Commercial | Retail (WA) | New | Food Preparation | Natural Gas | All | 0 | 2.4399 | 0 | 0
Commercial_Retail (WA)_New_Miscellaneous_Natural Gas_All | Commercial | Retail (WA) | New | Miscellaneous | Natural Gas | All | 0 | 0.027026 | 0 | 0
Commercial_Grocery (WA)_Existing_Space Heating_Natural Gas_All | Commercial | Grocery (WA) | Existing | Space Heating | Natural Gas | All | 0.63621 | 0.61202 | 0 | 0
Commercial_Grocery (WA)_Existing_Water Heating_Natural Gas_All | Commercial | Grocery (WA) | Existing | Water Heating | Natural Gas | All | 0.27445 | 0.27294 | 0 | 0
Commercial_Grocery (WA)_Existing_Food Preparation_Natural Gas_All | Commercial | Grocery (WA) | Existing | Food Preparation | Natural Gas | All | 0.125 | 0.125 | 0 | 0
Commercial_Grocery (WA)_Existing_Miscellaneous_Natural Gas_All | Commercial | Grocery (WA) | Existing | Miscellaneous | Natural Gas | All | 0.0065196 | 0.0065196 | 0 | 0
Commercial_Grocery (WA)_New_Space Heating_Natural Gas_All | Commercial | Grocery (WA) | New | Space Heating | Natural Gas | All | 0 | 0.61181 | 0 | 0
Commercial_Grocery (WA)_New_Water Heating_Natural Gas_All | Commercial | Grocery (WA) | New | Water Heating | Natural Gas | All | 0 | 0.25279 | 0 | 0
Commercial_Grocery (WA)_New_Food Preparation_Natural Gas_All | Commercial | Grocery (WA) | New | Food Preparation | Natural Gas | All | 0 | 0.125 | 0 | 0
Commercial_Grocery (WA)_New_Miscellaneous_Natural Gas_All | Commercial | Grocery (WA) | New | Miscellaneous | Natural Gas | All | 0 | 0.0065196 | 0 | 0
Commercial_School (WA)_Existing_Space Heating_Natural Gas_All | Commercial | School (WA) | Existing | Space Heating | Natural Gas | All | 0.15964 | 0.15339 | 0 | 0
Commercial_School (WA)_Existing_Water Heating_Natural Gas_All | Commercial | School (WA) | Existing | Water Heating | Natural Gas | All | 0.15351 | 0.15267 | 0 | 0
Commercial_School (WA)_Existing_Food Preparation_Natural Gas_All | Commercial | School (WA) | Existing | Food Preparation | Natural Gas | All | 0.022432 | 0.022432 | 0 | 0
Commercial_School (WA)_Existing_Miscellaneous_Natural Gas_All | Commercial | School (WA) | Existing | Miscellaneous | Natural Gas | All | 0.0029726 | 0.0029726 | 0 | 0
Commercial_School (WA)_New_Space Heating_Natural Gas_All | Commercial | School (WA) | New | Space Heating | Natural Gas | All | 0 | 0.15383 | 0 | 0
Commercial_School (WA)_New_Water Heating_Natural Gas_All | Commercial | School (WA) | New | Water Heating | Natural Gas | All | 0 | 0.14139 | 0 | 0
Commercial_School (WA)_New_Food Preparation_Natural Gas_All | Commercial | School (WA) | New | Food Preparation | Natural Gas | All | 0 | 0.022432 | 0 | 0
Commercial_School (WA)_New_Miscellaneous_Natural Gas_All | Commercial | School (WA) | New | Miscellaneous | Natural Gas | All | 0 | 0.0029726 | 0 | 0
Commercial_College (WA)_Existing_Space Heating_Natural Gas_All | Commercial | College (WA) | Existing | Space Heating | Natural Gas | All | 0.47052 | 0.45202 | 0 | 0
Commercial_College (WA)_Existing_Water Heating_Natural Gas_All | Commercial | College (WA) | Existing | Water Heating | Natural Gas | All | 0.19902 | 0.19794 | 0 | 0
Commercial_College (WA)_Existing_Food Preparation_Natural Gas_All | Commercial | College (WA) | Existing | Food Preparation | Natural Gas | All | 0.016395 | 0.016395 | 0 | 0
Commercial_College (WA)_Existing_Miscellaneous_Natural Gas_All | Commercial | College (WA) | Existing | Miscellaneous | Natural Gas | All | 0.027393 | 0.027393 | 0 | 0
Commercial_College (WA)_New_Space Heating_Natural Gas_All | Commercial | College (WA) | New | Space Heating | Natural Gas | All | 0 | 0.4534 | 0 | 0
Commercial_College (WA)_New_Water Heating_Natural Gas_All | Commercial | College (WA) | New | Water Heating | Natural Gas | All | 0 | 0.18331 | 0 | 0
Commercial_College (WA)_New_Food Preparation_Natural Gas_All | Commercial | College (WA) | New | Food Preparation | Natural Gas | All | 0 | 0.016395 | 0 | 0
Commercial_College (WA)_New_Miscellaneous_Natural Gas_All | Commercial | College (WA) | New | Miscellaneous | Natural Gas | All | 0 | 0.027393 | 0 | 0
Commercial_Health (WA)_Existing_Space Heating_Natural Gas_All | Commercial | Health (WA) | Existing | Space Heating | Natural Gas | All | 0.46592 | 0.44728 | 0 | 0
Commercial_Health (WA)_Existing_Water Heating_Natural Gas_All | Commercial | Health (WA) | Existing | Water Heating | Natural Gas | All | 0.5081 | 0.50532 | 0 | 0
Commercial_Health (WA)_Existing_Food Preparation_Natural Gas_All | Commercial | Health (WA) | Existing | Food Preparation | Natural Gas | All | 0.27579 | 0.27579 | 0 | 0
Commercial_Health (WA)_Existing_Miscellaneous_Natural Gas_All | Commercial | Health (WA) | Existing | Miscellaneous | Natural Gas | All | 0.016665 | 0.016665 | 0 | 0
Commercial_Health (WA)_New_Space Heating_Natural Gas_All | Commercial | Health (WA) | New | Space Heating | Natural Gas | All | 0 | 0.41576 | 0 | 0
Commercial_Health (WA)_New_Water Heating_Natural Gas_All | Commercial | Health (WA) | New | Water Heating | Natural Gas | All | 0 | 0.46799 | 0 | 0
Commercial_Health (WA)_New_Food Preparation_Natural Gas_All | Commercial | Health (WA) | New | Food Preparation | Natural Gas | All | 0 | 0.27579 | 0 | 0
Commercial_Health (WA)_New_Miscellaneous_Natural Gas_All | Commercial | Health (WA) | New | Miscellaneous | Natural Gas | All | 0 | 0.016665 | 0 | 0
Commercial_Lodging (WA)_Existing_Space Heating_Natural Gas_All | Commercial | Lodging (WA) | Existing | Space Heating | Natural Gas | All | 0.4093 | 0.39331 | 0 | 0
Commercial_Lodging (WA)_Existing_Water Heating_Natural Gas_All | Commercial | Lodging (WA) | Existing | Water Heating | Natural Gas | All | 0.44383 | 0.4414 | 0 | 0
Commercial_Lodging (WA)_Existing_Food Preparation_Natural Gas_All | Commercial | Lodging (WA) | Existing | Food Preparation | Natural Gas | All | 0.094308 | 0.094308 | 0 | 0
Commercial_Lodging (WA)_Existing_Miscellaneous_Natural Gas_All | Commercial | Lodging (WA) | Existing | Miscellaneous | Natural Gas | All | 0.02002 | 0.02002 | 0 | 0
Commercial_Lodging (WA)_New_Space Heating_Natural Gas_All | Commercial | Lodging (WA) | New | Space Heating | Natural Gas | All | 0 | 0.37955 | 0 | 0
Commercial_Lodging (WA)_New_Water Heating_Natural Gas_All | Commercial | Lodging (WA) | New | Water Heating | Natural Gas | All | 0 | 0.4088 | 0 | 0
Commercial_Lodging (WA)_New_Food Preparation_Natural Gas_All | Commercial | Lodging (WA) | New | Food Preparation | Natural Gas | All | 0 | 0.094308 | 0 | 0
Commercial_Lodging (WA)_New_Miscellaneous_Natural Gas_All | Commercial | Lodging (WA) | New | Miscellaneous | Natural Gas | All | 0 | 0.02002 | 0 | 0
Commercial_Warehouse (WA)_Existing_Space Heating_Natural Gas_All | Commercial | Warehouse (WA) | Existing | Space Heating | Natural Gas | All | 0.64464 | 0.62031 | 0 | 0
Commercial_Warehouse (WA)_Existing_Water Heating_Natural Gas_All | Commercial | Warehouse (WA) | Existing | Water Heating | Natural Gas | All | 0.091197 | 0.090697 | 0 | 0
Commercial_Warehouse (WA)_Existing_Food Preparation_Natural Gas_All | Commercial | Warehouse (WA) | Existing | Food Preparation | Natural Gas | All | 0.0059513 | 0.0059513 | 0 | 0
Commercial_Warehouse (WA)_Existing_Miscellaneous_Natural Gas_All | Commercial | Warehouse (WA) | Existing | Miscellaneous | Natural Gas | All | 0.0071043 | 0.0071043 | 0 | 0
Commercial_Warehouse (WA)_New_Space Heating_Natural Gas_All | Commercial | Warehouse (WA) | New | Space Heating | Natural Gas | All | 0 | 0.62117 | 0 | 0
Commercial_Warehouse (WA)_New_Water Heating_Natural Gas_All | Commercial | Warehouse (WA) | New | Water Heating | Natural Gas | All | 0 | 0.083999 | 0 | 0
Commercial_Warehouse (WA)_New_Food Preparation_Natural Gas_All | Commercial | Warehouse (WA) | New | Food Preparation | Natural Gas | All | 0 | 0.0059513 | 0 | 0
Commercial_Warehouse (WA)_New_Miscellaneous_Natural Gas_All | Commercial | Warehouse (WA) | New | Miscellaneous | Natural Gas | All | 0 | 0.0071043 | 0 | 0
Commercial_Miscellaneous (WA)_Existing_Space Heating_Natural Gas_All | Commercial | Miscellaneous (WA) | Existing | Space Heating | Natural Gas | All | 0.73313 | 0.70487 | 0 | 0
Commercial_Miscellaneous (WA)_Existing_Water Heating_Natural Gas_All | Commercial | Miscellaneous (WA) | Existing | Water Heating | Natural Gas | All | 0.36606 | 0.36405 | 0 | 0
Commercial_Miscellaneous (WA)_Existing_Food Preparation_Natural Gas_All | Commercial | Miscellaneous (WA) | Existing | Food Preparation | Natural Gas | All | 0.016546 | 0.016546 | 0 | 0
Commercial_Miscellaneous (WA)_Existing_Miscellaneous_Natural Gas_All | Commercial | Miscellaneous (WA) | Existing | Miscellaneous | Natural Gas | All | 0.12846 | 0.12846 | 0 | 0
Commercial_Miscellaneous (WA)_New_Space Heating_Natural Gas_All | Commercial | Miscellaneous (WA) | New | Space Heating | Natural Gas | All | 0 | 0.69785 | 0 | 0
Commercial_Miscellaneous (WA)_New_Water Heating_Natural Gas_All | Commercial | Miscellaneous (WA) | New | Water Heating | Natural Gas | All | 0 | 0.33716 | 0 | 0
Commercial_Miscellaneous (WA)_New_Food Preparation_Natural Gas_All | Commercial | Miscellaneous (WA) | New | Food Preparation | Natural Gas | All | 0 | 0.016546 | 0 | 0
Commercial_Miscellaneous (WA)_New_Miscellaneous_Natural Gas_All | Commercial | Miscellaneous (WA) | New | Miscellaneous | Natural Gas | All | 0 | 0.12846 | 0 | 0
Commercial_Office (ID)_Existing_Space Heating_Natural Gas_All | Commercial | Office (ID) | Existing | Space Heating | Natural Gas | All | 0.55385 | 0.53265 | 0 | 0
Commercial_Office (ID)_Existing_Water Heating_Natural Gas_All | Commercial | Office (ID) | Existing | Water Heating | Natural Gas | All | 0.18284 | 0.18182 | 0 | 0
Commercial_Office (ID)_Existing_Food Preparation_Natural Gas_All | Commercial | Office (ID) | Existing | Food Preparation | Natural Gas | All | 0.044987 | 0.044987 | 0 | 0
Commercial_Office (ID)_Existing_Miscellaneous_Natural Gas_All | Commercial | Office (ID) | Existing | Miscellaneous | Natural Gas | All | 0.0032869 | 0.0032869 | 0 | 0
Commercial_Office (ID)_New_Space Heating_Natural Gas_All | Commercial | Office (ID) | New | Space Heating | Natural Gas | All | 0 | 0.53373 | 0 | 0
Commercial_Office (ID)_New_Water Heating_Natural Gas_All | Commercial | Office (ID) | New | Water Heating | Natural Gas | All | 0 | 0.16841 | 0 | 0
Commercial_Office (ID)_New_Food Preparation_Natural Gas_All | Commercial | Office (ID) | New | Food Preparation | Natural Gas | All | 0 | 0.044987 | 0 | 0
Commercial_Office (ID)_New_Miscellaneous_Natural Gas_All | Commercial | Office (ID) | New | Miscellaneous | Natural Gas | All | 0 | 0.0032869 | 0 | 0
Commercial_Restaurant (ID)_Existing_Space Heating_Natural Gas_All | Commercial | Restaurant (ID) | Existing | Space Heating | Natural Gas | All | 0.62585 | 0.60207 | 0 | 0
Commercial_Restaurant (ID)_Existing_Water Heating_Natural Gas_All | Commercial | Restaurant (ID) | Existing | Water Heating | Natural Gas | All | 0.81876 | 0.81427 | 0 | 0
Commercial_Restaurant (ID)_Existing_Food Preparation_Natural Gas_All | Commercial | Restaurant (ID) | Existing | Food Preparation | Natural Gas | All | 0.41575 | 0.41575 | 0 | 0
Commercial_Restaurant (ID)_Existing_Miscellaneous_Natural Gas_All | Commercial | Restaurant (ID) | Existing | Miscellaneous | Natural Gas | All | 0.0393 | 0.0393 | 0 | 0
Commercial_Restaurant (ID)_New_Space Heating_Natural Gas_All | Commercial | Restaurant (ID) | New | Space Heating | Natural Gas | All | 0 | 0.60258 | 0 | 0
Commercial_Restaurant (ID)_New_Water Heating_Natural Gas_All | Commercial | Restaurant (ID) | New | Water Heating | Natural Gas | All | 0 | 0.75413 | 0 | 0
Commercial_Restaurant (ID)_New_Food Preparation_Natural Gas_All | Commercial | Restaurant (ID) | New | Food Preparation | Natural Gas | All | 0 | 0.41575 | 0 | 0
Commercial_Restaurant (ID)_New_Miscellaneous_Natural Gas_All | Commercial | Restaurant (ID) | New | Miscellaneous | Natural Gas | All | 0 | 0.0393 | 0 | 0
Commercial_Retail (ID)_Existing_Space Heating_Natural Gas_All | Commercial | Retail (ID) | Existing | Space Heating | Natural Gas | All | 0.5071 | 0.48782 | 0 | 0
Commercial_Retail (ID)_Existing_Water Heating_Natural Gas_All | Commercial | Retail (ID) | Existing | Water Heating | Natural Gas | All | 0.28656 | 0.28499 | 0 | 0
Commercial_Retail (ID)_Existing_Food Preparation_Natural Gas_All | Commercial | Retail (ID) | Existing | Food Preparation | Natural Gas | All | 2.4399 | 2.4399 | 0 | 0
Commercial_Retail (ID)_Existing_Miscellaneous_Natural Gas_All | Commercial | Retail (ID) | Existing | Miscellaneous | Natural Gas | All | 0.027026 | 0.027026 | 0 | 0
Commercial_Retail (ID)_New_Space Heating_Natural Gas_All | Commercial | Retail (ID) | New | Space Heating | Natural Gas | All | 0 | 0.48733 | 0 | 0
Commercial_Retail (ID)_New_Water Heating_Natural Gas_All | Commercial | Retail (ID) | New | Water Heating | Natural Gas | All | 0 | 0.26394 | 0 | 0
Commercial_Retail (ID)_New_Food Preparation_Natural Gas_All | Commercial | Retail (ID) | New | Food Preparation | Natural Gas | All | 0 | 2.4399 | 0 | 0
Commercial_Retail (ID)_New_Miscellaneous_Natural Gas_All | Commercial | Retail (ID) | New | Miscellaneous | Natural Gas | All | 0 | 0.027026 | 0 | 0
Commercial_Grocery (ID)_Existing_Space Heating_Natural Gas_All | Commercial | Grocery (ID) | Existing | Space Heating | Natural Gas | All | 0.63621 | 0.61202 | 0 | 0
Commercial_Grocery (ID)_Existing_Water Heating_Natural Gas_All | Commercial | Grocery (ID) | Existing | Water Heating | Natural Gas | All | 0.27445 | 0.27294 | 0 | 0
Commercial_Grocery (ID)_Existing_Food Preparation_Natural Gas_All | Commercial | Grocery (ID) | Existing | Food Preparation | Natural Gas | All | 0.125 | 0.125 | 0 | 0
Commercial_Grocery (ID)_Existing_Miscellaneous_Natural Gas_All | Commercial | Grocery (ID) | Existing | Miscellaneous | Natural Gas | All | 0.0065196 | 0.0065196 | 0 | 0
Commercial_Grocery (ID)_New_Space Heating_Natural Gas_All | Commercial | Grocery (ID) | New | Space Heating | Natural Gas | All | 0 | 0.61181 | 0 | 0
Commercial_Grocery (ID)_New_Water Heating_Natural Gas_All | Commercial | Grocery (ID) | New | Water Heating | Natural Gas | All | 0 | 0.25279 | 0 | 0
Commercial_Grocery (ID)_New_Food Preparation_Natural Gas_All | Commercial | Grocery (ID) | New | Food Preparation | Natural Gas | All | 0 | 0.125 | 0 | 0
Commercial_Grocery (ID)_New_Miscellaneous_Natural Gas_All | Commercial | Grocery (ID) | New | Miscellaneous | Natural Gas | All | 0 | 0.0065196 | 0 | 0
Commercial_School (ID)_Existing_Space Heating_Natural Gas_All | Commercial | School (ID) | Existing | Space Heating | Natural Gas | All | 0.15964 | 0.15339 | 0 | 0
Commercial_School (ID)_Existing_Water Heating_Natural Gas_All | Commercial | School (ID) | Existing | Water Heating | Natural Gas | All | 0.15351 | 0.15267 | 0 | 0
Commercial_School (ID)_Existing_Food Preparation_Natural Gas_All | Commercial | School (ID) | Existing | Food Preparation | Natural Gas | All | 0.022432 | 0.022432 | 0 | 0
Commercial_School (ID)_Existing_Miscellaneous_Natural Gas_All | Commercial | School (ID) | Existing | Miscellaneous | Natural Gas | All | 0.0029726 | 0.0029726 | 0 | 0
Commercial_School (ID)_New_Space Heating_Natural Gas_All | Commercial | School (ID) | New | Space Heating | Natural Gas | All | 0 | 0.15383 | 0 | 0
Commercial_School (ID)_New_Water Heating_Natural Gas_All | Commercial | School (ID) | New | Water Heating | Natural Gas | All | 0 | 0.14139 | 0 | 0
Commercial_School (ID)_New_Food Preparation_Natural Gas_All | Commercial | School (ID) | New | Food Preparation | Natural Gas | All | 0 | 0.022432 | 0 | 0
Commercial_School (ID)_New_Miscellaneous_Natural Gas_All | Commercial | School (ID) | New | Miscellaneous | Natural Gas | All | 0 | 0.0029726 | 0 | 0
Commercial_College (ID)_Existing_Space Heating_Natural Gas_All | Commercial | College (ID) | Existing | Space Heating | Natural Gas | All | 0.47052 | 0.45202 | 0 | 0
Commercial_College (ID)_Existing_Water Heating_Natural Gas_All | Commercial | College (ID) | Existing | Water Heating | Natural Gas | All | 0.19902 | 0.19794 | 0 | 0
Commercial_College (ID)_Existing_Food Preparation_Natural Gas_All | Commercial | College (ID) | Existing | Food Preparation | Natural Gas | All | 0.016395 | 0.016395 | 0 | 0
Commercial_College (ID)_Existing_Miscellaneous_Natural Gas_All | Commercial | College (ID) | Existing | Miscellaneous | Natural Gas | All | 0.027393 | 0.027393 | 0 | 0
Commercial_College (ID)_New_Space Heating_Natural Gas_All | Commercial | College (ID) | New | Space Heating | Natural Gas | All | 0 | 0.4534 | 0 | 0
Commercial_College (ID)_New_Water Heating_Natural Gas_All | Commercial | College (ID) | New | Water Heating | Natural Gas | All | 0 | 0.18331 | 0 | 0
Commercial_College (ID)_New_Food Preparation_Natural Gas_All | Commercial | College (ID) | New | Food Preparation | Natural Gas | All | 0 | 0.016395 | 0 | 0
Commercial_College (ID)_New_Miscellaneous_Natural Gas_All | Commercial | College (ID) | New | Miscellaneous | Natural Gas | All | 0 | 0.027393 | 0 | 0
Commercial_Health (ID)_Existing_Space Heating_Natural Gas_All | Commercial | Health (ID) | Existing | Space Heating | Natural Gas | All | 0.46592 | 0.44728 | 0 | 0
Commercial_Health (ID)_Existing_Water Heating_Natural Gas_All | Commercial | Health (ID) | Existing | Water Heating | Natural Gas | All | 0.5081 | 0.50532 | 0 | 0
Commercial_Health (ID)_Existing_Food Preparation_Natural Gas_All | Commercial | Health (ID) | Existing | Food Preparation | Natural Gas | All | 0.27579 | 0.27579 | 0 | 0
Commercial_Health (ID)_Existing_Miscellaneous_Natural Gas_All | Commercial | Health (ID) | Existing | Miscellaneous | Natural Gas | All | 0.016665 | 0.016665 | 0 | 0
Commercial_Health (ID)_New_Space Heating_Natural Gas_All | Commercial | Health (ID) | New | Space Heating | Natural Gas | All | 0 | 0.41576 | 0 | 0
Commercial_Health (ID)_New_Water Heating_Natural Gas_All | Commercial | Health (ID) | New | Water Heating | Natural Gas | All | 0 | 0.46799 | 0 | 0
Commercial_Health (ID)_New_Food Preparation_Natural Gas_All | Commercial | Health (ID) | New | Food Preparation | Natural Gas | All | 0 | 0.27579 | 0 | 0
Commercial_Health (ID)_New_Miscellaneous_Natural Gas_All | Commercial | Health (ID) | New | Miscellaneous | Natural Gas | All | 0 | 0.016665 | 0 | 0
Commercial_Lodging (ID)_Existing_Space Heating_Natural Gas_All | Commercial | Lodging (ID) | Existing | Space Heating | Natural Gas | All | 0.4093 | 0.39331 | 0 | 0
Commercial_Lodging (ID)_Existing_Water Heating_Natural Gas_All | Commercial | Lodging (ID) | Existing | Water Heating | Natural Gas | All | 0.44383 | 0.4414 | 0 | 0
Commercial_Lodging (ID)_Existing_Food Preparation_Natural Gas_All | Commercial | Lodging (ID) | Existing | Food Preparation | Natural Gas | All | 0.094308 | 0.094308 | 0 | 0
Commercial_Lodging (ID)_Existing_Miscellaneous_Natural Gas_All | Commercial | Lodging (ID) | Existing | Miscellaneous | Natural Gas | All | 0.02002 | 0.02002 | 0 | 0
Commercial_Lodging (ID)_New_Space Heating_Natural Gas_All | Commercial | Lodging (ID) | New | Space Heating | Natural Gas | All | 0 | 0.37955 | 0 | 0
Commercial_Lodging (ID)_New_Water Heating_Natural Gas_All | Commercial | Lodging (ID) | New | Water Heating | Natural Gas | All | 0 | 0.4088 | 0 | 0
Commercial_Lodging (ID)_New_Food Preparation_Natural Gas_All | Commercial | Lodging (ID) | New | Food Preparation | Natural Gas | All | 0 | 0.094308 | 0 | 0
Commercial_Lodging (ID)_New_Miscellaneous_Natural Gas_All | Commercial | Lodging (ID) | New | Miscellaneous | Natural Gas | All | 0 | 0.02002 | 0 | 0
Commercial_Warehouse (ID)_Existing_Space Heating_Natural Gas_All | Commercial | Warehouse (ID) | Existing | Space Heating | Natural Gas | All | 0.64464 | 0.62031 | 0 | 0
Commercial_Warehouse (ID)_Existing_Water Heating_Natural Gas_All | Commercial | Warehouse (ID) | Existing | Water Heating | Natural Gas | All | 0.091197 | 0.090697 | 0 | 0
Commercial_Warehouse (ID)_Existing_Food Preparation_Natural Gas_All | Commercial | Warehouse (ID) | Existing | Food Preparation | Natural Gas | All | 0.0059513 | 0.0059513 | 0 | 0
Commercial_Warehouse (ID)_Existing_Miscellaneous_Natural Gas_All | Commercial | Warehouse (ID) | Existing | Miscellaneous | Natural Gas | All | 0.0071043 | 0.0071043 | 0 | 0
Commercial_Warehouse (ID)_New_Space Heating_Natural Gas_All | Commercial | Warehouse (ID) | New | Space Heating | Natural Gas | All | 0 | 0.62117 | 0 | 0
Commercial_Warehouse (ID)_New_Water Heating_Natural Gas_All | Commercial | Warehouse (ID) | New | Water Heating | Natural Gas | All | 0 | 0.083999 | 0 | 0
Commercial_Warehouse (ID)_New_Food Preparation_Natural Gas_All | Commercial | Warehouse (ID) | New | Food Preparation | Natural Gas | All | 0 | 0.0059513 | 0 | 0
Commercial_Warehouse (ID)_New_Miscellaneous_Natural Gas_All | Commercial | Warehouse (ID) | New | Miscellaneous | Natural Gas | All | 0 | 0.0071043 | 0 | 0
Commercial_Miscellaneous (ID)_Existing_Space Heating_Natural Gas_All | Commercial | Miscellaneous (ID) | Existing | Space Heating | Natural Gas | All | 0.73313 | 0.70487 | 0 | 0
Commercial_Miscellaneous (ID)_Existing_Water Heating_Natural Gas_All | Commercial | Miscellaneous (ID) | Existing | Water Heating | Natural Gas | All | 0.36606 | 0.36405 | 0 | 0
Commercial_Miscellaneous (ID)_Existing_Food Preparation_Natural Gas_All | Commercial | Miscellaneous (ID) | Existing | Food Preparation | Natural Gas | All | 0.016546 | 0.016546 | 0 | 0
Commercial_Miscellaneous (ID)_Existing_Miscellaneous_Natural Gas_All | Commercial | Miscellaneous (ID) | Existing | Miscellaneous | Natural Gas | All | 0.12846 | 0.12846 | 0 | 0
Commercial_Miscellaneous (ID)_New_Space Heating_Natural Gas_All | Commercial | Miscellaneous (ID) | New | Space Heating | Natural Gas | All | 0 | 0.69785 | 0 | 0
Commercial_Miscellaneous (ID)_New_Water Heating_Natural Gas_All | Commercial | Miscellaneous (ID) | New | Water Heating | Natural Gas | All | 0 | 0.33716 | 0 | 0
Commercial_Miscellaneous (ID)_New_Food Preparation_Natural Gas_All | Commercial | Miscellaneous (ID) | New | Food Preparation | Natural Gas | All | 0 | 0.016546 | 0 | 0
Commercial_Miscellaneous (ID)_New_Miscellaneous_Natural Gas_All | Commercial | Miscellaneous (ID) | New | Miscellaneous | Natural Gas | All | 0 | 0.12846 | 0 | 0
Commercial_Office (WA)_Existing_Space Heating_Natural Gas_Market | Commercial | Office (WA) | Existing | Space Heating | Natural Gas | Market | 0.49625 | 0.47725 | 0 | 0
Commercial_Office (WA)_Existing_Water Heating_Natural Gas_Market | Commercial | Office (WA) | Existing | Water Heating | Natural Gas | Market | 0.095369 | 0.094839 | 0 | 0
Commercial_Office (WA)_Existing_Food Preparation_Natural Gas_Market | Commercial | Office (WA) | Existing | Food Preparation | Natural Gas | Market | 0.0028511 | 0.0028511 | 0 | 0
Commercial_Office (WA)_Existing_Miscellaneous_Natural Gas_Market | Commercial | Office (WA) | Existing | Miscellaneous | Natural Gas | Market | 0.0032869 | 0.0032869 | 0 | 0
Commercial_Office (WA)_New_Space Heating_Natural Gas_Market | Commercial | Office (WA) | New | Space Heating | Natural Gas | Market | 0 | 0.47822 | 0 | 0
Commercial_Office (WA)_New_Water Heating_Natural Gas_Market | Commercial | Office (WA) | New | Water Heating | Natural Gas | Market | 0 | 0.096625 | 0 | 0
Commercial_Office (WA)_New_Food Preparation_Natural Gas_Market | Commercial | Office (WA) | New | Food Preparation | Natural Gas | Market | 0 | 0.0028511 | 0 | 0
Commercial_Office (WA)_New_Miscellaneous_Natural Gas_Market | Commercial | Office (WA) | New | Miscellaneous | Natural Gas | Market | 0 | 0.0032869 | 0 | 0
Commercial_Restaurant (WA)_Existing_Space Heating_Natural Gas_Market | Commercial | Restaurant (WA) | Existing | Space Heating | Natural Gas | Market | 0.50944 | 0.49009 | 0 | 0
Commercial_Restaurant (WA)_Existing_Water Heating_Natural Gas_Market | Commercial | Restaurant (WA) | Existing | Water Heating | Natural Gas | Market | 0.67752 | 0.67381 | 0 | 0
Commercial_Restaurant (WA)_Existing_Food Preparation_Natural Gas_Market | Commercial | Restaurant (WA) | Existing | Food Preparation | Natural Gas | Market | 1.4559 | 1.4559 | 0 | 0
Commercial_Restaurant (WA)_Existing_Miscellaneous_Natural Gas_Market | Commercial | Restaurant (WA) | Existing | Miscellaneous | Natural Gas | Market | 0.0393 | 0.0393 | 0 | 0
Commercial_Restaurant (WA)_New_Space Heating_Natural Gas_Market | Commercial | Restaurant (WA) | New | Space Heating | Natural Gas | Market | 0 | 0.4905 | 0 | 0
Commercial_Restaurant (WA)_New_Water Heating_Natural Gas_Market | Commercial | Restaurant (WA) | New | Water Heating | Natural Gas | Market | 0 | 0.68645 | 0 | 0
Commercial_Restaurant (WA)_New_Food Preparation_Natural Gas_Market | Commercial | Restaurant (WA) | New | Food Preparation | Natural Gas | Market | 0 | 1.4559 | 0 | 0
Commercial_Restaurant (WA)_New_Miscellaneous_Natural Gas_Market | Commercial | Restaurant (WA) | New | Miscellaneous | Natural Gas | Market | 0 | 0.0393 | 0 | 0
Commercial_Retail (WA)_Existing_Space Heating_Natural Gas_Market | Commercial | Retail (WA) | Existing | Space Heating | Natural Gas | Market | 0.4858 | 0.46733 | 0 | 0
Commercial_Retail (WA)_Existing_Water Heating_Natural Gas_Market | Commercial | Retail (WA) | Existing | Water Heating | Natural Gas | Market | 0.1534 | 0.15256 | 0 | 0
Commercial_Retail (WA)_Existing_Food Preparation_Natural Gas_Market | Commercial | Retail (WA) | Existing | Food Preparation | Natural Gas | Market | 0.16069 | 0.16069 | 0 | 0
Commercial_Retail (WA)_Existing_Miscellaneous_Natural Gas_Market | Commercial | Retail (WA) | Existing | Miscellaneous | Natural Gas | Market | 0.027026 | 0.027026 | 0 | 0
Commercial_Retail (WA)_New_Space Heating_Natural Gas_Market | Commercial | Retail (WA) | New | Space Heating | Natural Gas | Market | 0 | 0.46686 | 0 | 0
Commercial_Retail (WA)_New_Water Heating_Natural Gas_Market | Commercial | Retail (WA) | New | Water Heating | Natural Gas | Market | 0 | 0.15542 | 0 | 0
Commercial_Retail (WA)_New_Food Preparation_Natural Gas_Market | Commercial | Retail (WA) | New | Food Preparation | Natural Gas | Market | 0 | 0.16069 | 0 | 0
Commercial_Retail (WA)_New_Miscellaneous_Natural Gas_Market | Commercial | Retail (WA) | New | Miscellaneous | Natural Gas | Market | 0 | 0.027026 | 0 | 0
Commercial_Grocery (WA)_Existing_Space Heating_Natural Gas_Market | Commercial | Grocery (WA) | Existing | Space Heating | Natural Gas | Market | 0.60821 | 0.58509 | 0 | 0
Commercial_Grocery (WA)_Existing_Water Heating_Natural Gas_Market | Commercial | Grocery (WA) | Existing | Water Heating | Natural Gas | Market | 0.19289 | 0.19183 | 0 | 0
Commercial_Grocery (WA)_Existing_Food Preparation_Natural Gas_Market | Commercial | Grocery (WA) | Existing | Food Preparation | Natural Gas | Market | 0.14498 | 0.14498 | 0 | 0
Commercial_Grocery (WA)_Existing_Miscellaneous_Natural Gas_Market | Commercial | Grocery (WA) | Existing | Miscellaneous | Natural Gas | Market | 0.0065196 | 0.0065196 | 0 | 0
Commercial_Grocery (WA)_New_Space Heating_Natural Gas_Market | Commercial | Grocery (WA) | New | Space Heating | Natural Gas | Market | 0 | 0.58489 | 0 | 0
Commercial_Grocery (WA)_New_Water Heating_Natural Gas_Market | Commercial | Grocery (WA) | New | Water Heating | Natural Gas | Market | 0 | 0.19543 | 0 | 0
Commercial_Grocery (WA)_New_Food Preparation_Natural Gas_Market | Commercial | Grocery (WA) | New | Food Preparation | Natural Gas | Market | 0 | 0.14498 | 0 | 0
Commercial_Grocery (WA)_New_Miscellaneous_Natural Gas_Market | Commercial | Grocery (WA) | New | Miscellaneous | Natural Gas | Market | 0 | 0.0065196 | 0 | 0
Commercial_School (WA)_Existing_Space Heating_Natural Gas_Market | Commercial | School (WA) | Existing | Space Heating | Natural Gas | Market | 0.14719 | 0.14143 | 0 | 0
Commercial_School (WA)_Existing_Water Heating_Natural Gas_Market | Commercial | School (WA) | Existing | Water Heating | Natural Gas | Market | 0.11689 | 0.11625 | 0 | 0
Commercial_School (WA)_Existing_Food Preparation_Natural Gas_Market | Commercial | School (WA) | Existing | Food Preparation | Natural Gas | Market | 0.024418 | 0.024418 | 0 | 0
Commercial_School (WA)_Existing_Miscellaneous_Natural Gas_Market | Commercial | School (WA) | Existing | Miscellaneous | Natural Gas | Market | 0.0029817 | 0.0029817 | 0 | 0
Commercial_School (WA)_New_Space Heating_Natural Gas_Market | Commercial | School (WA) | New | Space Heating | Natural Gas | Market | 0 | 0.14183 | 0 | 0
Commercial_School (WA)_New_Water Heating_Natural Gas_Market | Commercial | School (WA) | New | Water Heating | Natural Gas | Market | 0 | 0.11843 | 0 | 0
Commercial_School (WA)_New_Food Preparation_Natural Gas_Market | Commercial | School (WA) | New | Food Preparation | Natural Gas | Market | 0 | 0.024418 | 0 | 0
Commercial_School (WA)_New_Miscellaneous_Natural Gas_Market | Commercial | School (WA) | New | Miscellaneous | Natural Gas | Market | 0 | 0.0029817 | 0 | 0
Commercial_College (WA)_Existing_Space Heating_Natural Gas_Market | Commercial | College (WA) | Existing | Space Heating | Natural Gas | Market | 0.42629 | 0.40953 | 0 | 0
Commercial_College (WA)_Existing_Water Heating_Natural Gas_Market | Commercial | College (WA) | Existing | Water Heating | Natural Gas | Market | 0.15154 | 0.15071 | 0 | 0
Commercial_College (WA)_Existing_Food Preparation_Natural Gas_Market | Commercial | College (WA) | Existing | Food Preparation | Natural Gas | Market | 0.017846 | 0.017846 | 0 | 0
Commercial_College (WA)_Existing_Miscellaneous_Natural Gas_Market | Commercial | College (WA) | Existing | Miscellaneous | Natural Gas | Market | 0.027726 | 0.027726 | 0 | 0
Commercial_College (WA)_New_Space Heating_Natural Gas_Market | Commercial | College (WA) | New | Space Heating | Natural Gas | Market | 0 | 0.41078 | 0 | 0
Commercial_College (WA)_New_Water Heating_Natural Gas_Market | Commercial | College (WA) | New | Water Heating | Natural Gas | Market | 0 | 0.14656 | 0 | 0
Commercial_College (WA)_New_Food Preparation_Natural Gas_Market | Commercial | College (WA) | New | Food Preparation | Natural Gas | Market | 0 | 0.017846 | 0 | 0
Commercial_College (WA)_New_Miscellaneous_Natural Gas_Market | Commercial | College (WA) | New | Miscellaneous | Natural Gas | Market | 0 | 0.027726 | 0 | 0
Commercial_Health (WA)_Existing_Space Heating_Natural Gas_Market | Commercial | Health (WA) | Existing | Space Heating | Natural Gas | Market | 0.42622 | 0.40916 | 0 | 0
Commercial_Health (WA)_Existing_Water Heating_Natural Gas_Market | Commercial | Health (WA) | Existing | Water Heating | Natural Gas | Market | 0.42832 | 0.42598 | 0 | 0
Commercial_Health (WA)_Existing_Food Preparation_Natural Gas_Market | Commercial | Health (WA) | Existing | Food Preparation | Natural Gas | Market | 0.16903 | 0.16903 | 0 | 0
Commercial_Health (WA)_Existing_Miscellaneous_Natural Gas_Market | Commercial | Health (WA) | Existing | Miscellaneous | Natural Gas | Market | 0.016665 | 0.016665 | 0 | 0
Commercial_Health (WA)_New_Space Heating_Natural Gas_Market | Commercial | Health (WA) | New | Space Heating | Natural Gas | Market | 0 | 0.38033 | 0 | 0
Commercial_Health (WA)_New_Water Heating_Natural Gas_Market | Commercial | Health (WA) | New | Water Heating | Natural Gas | Market | 0 | 0.43396 | 0 | 0
Commercial_Health (WA)_New_Food Preparation_Natural Gas_Market | Commercial | Health (WA) | New | Food Preparation | Natural Gas | Market | 0 | 0.16903 | 0 | 0
Commercial_Health (WA)_New_Miscellaneous_Natural Gas_Market | Commercial | Health (WA) | New | Miscellaneous | Natural Gas | Market | 0 | 0.016665 | 0 | 0
Commercial_Lodging (WA)_Existing_Space Heating_Natural Gas_Market | Commercial | Lodging (WA) | Existing | Space Heating | Natural Gas | Market | 0.21161 | 0.20334 | 0 | 0
Commercial_Lodging (WA)_Existing_Water Heating_Natural Gas_Market | Commercial | Lodging (WA) | Existing | Water Heating | Natural Gas | Market | 0.38454 | 0.38243 | 0 | 0
Commercial_Lodging (WA)_Existing_Food Preparation_Natural Gas_Market | Commercial | Lodging (WA) | Existing | Food Preparation | Natural Gas | Market | 0.06629 | 0.06629 | 0 | 0
Commercial_Lodging (WA)_Existing_Miscellaneous_Natural Gas_Market | Commercial | Lodging (WA) | Existing | Miscellaneous | Natural Gas | Market | 0.021995 | 0.021995 | 0 | 0
Commercial_Lodging (WA)_New_Space Heating_Natural Gas_Market | Commercial | Lodging (WA) | New | Space Heating | Natural Gas | Market | 0 | 0.19623 | 0 | 0
Commercial_Lodging (WA)_New_Water Heating_Natural Gas_Market | Commercial | Lodging (WA) | New | Water Heating | Natural Gas | Market | 0 | 0.3896 | 0 | 0
Commercial_Lodging (WA)_New_Food Preparation_Natural Gas_Market | Commercial | Lodging (WA) | New | Food Preparation | Natural Gas | Market | 0 | 0.06629 | 0 | 0
Commercial_Lodging (WA)_New_Miscellaneous_Natural Gas_Market | Commercial | Lodging (WA) | New | Miscellaneous | Natural Gas | Market | 0 | 0.021995 | 0 | 0
Commercial_Warehouse (WA)_Existing_Space Heating_Natural Gas_Market | Commercial | Warehouse (WA) | Existing | Space Heating | Natural Gas | Market | 0.61692 | 0.59364 | 0 | 0
Commercial_Warehouse (WA)_Existing_Water Heating_Natural Gas_Market | Commercial | Warehouse (WA) | Existing | Water Heating | Natural Gas | Market | 0.05528 | 0.054977 | 0 | 0
Commercial_Warehouse (WA)_Existing_Food Preparation_Natural Gas_Market | Commercial | Warehouse (WA) | Existing | Food Preparation | Natural Gas | Market | 0.00037716 | 0.00037716 | 0 | 0
Commercial_Warehouse (WA)_Existing_Miscellaneous_Natural Gas_Market | Commercial | Warehouse (WA) | Existing | Miscellaneous | Natural Gas | Market | 0.0071043 | 0.0071043 | 0 | 0
Commercial_Warehouse (WA)_New_Space Heating_Natural Gas_Market | Commercial | Warehouse (WA) | New | Space Heating | Natural Gas | Market | 0 | 0.59446 | 0 | 0
Commercial_Warehouse (WA)_New_Water Heating_Natural Gas_Market | Commercial | Warehouse (WA) | New | Water Heating | Natural Gas | Market | 0 | 0.056008 | 0 | 0
Commercial_Warehouse (WA)_New_Food Preparation_Natural Gas_Market | Commercial | Warehouse (WA) | New | Food Preparation | Natural Gas | Market | 0 | 0.00037716 | 0 | 0
Commercial_Warehouse (WA)_New_Miscellaneous_Natural Gas_Market | Commercial | Warehouse (WA) | New | Miscellaneous | Natural Gas | Market | 0 | 0.0071043 | 0 | 0
Commercial_Miscellaneous (WA)_Existing_Space Heating_Natural Gas_Market | Commercial | Miscellaneous (WA) | Existing | Space Heating | Natural Gas | Market | 0.69193 | 0.66527 | 0 | 0
Commercial_Miscellaneous (WA)_Existing_Water Heating_Natural Gas_Market | Commercial | Miscellaneous (WA) | Existing | Water Heating | Natural Gas | Market | 0.30962 | 0.30792 | 0 | 0
Commercial_Miscellaneous (WA)_Existing_Food Preparation_Natural Gas_Market | Commercial | Miscellaneous (WA) | Existing | Food Preparation | Natural Gas | Market | 0.029569 | 0.029569 | 0 | 0
Commercial_Miscellaneous (WA)_Existing_Miscellaneous_Natural Gas_Market | Commercial | Miscellaneous (WA) | Existing | Miscellaneous | Natural Gas | Market | 0.13002 | 0.13002 | 0 | 0
Commercial_Miscellaneous (WA)_New_Space Heating_Natural Gas_Market | Commercial | Miscellaneous (WA) | New | Space Heating | Natural Gas | Market | 0 | 0.65864 | 0 | 0
Commercial_Miscellaneous (WA)_New_Water Heating_Natural Gas_Market | Commercial | Miscellaneous (WA) | New | Water Heating | Natural Gas | Market | 0 | 0.3137 | 0 | 0
Commercial_Miscellaneous (WA)_New_Food Preparation_Natural Gas_Market | Commercial | Miscellaneous (WA) | New | Food Preparation | Natural Gas | Market | 0 | 0.029569 | 0 | 0
Commercial_Miscellaneous (WA)_New_Miscellaneous_Natural Gas_Market | Commercial | Miscellaneous (WA) | New | Miscellaneous | Natural Gas | Market | 0 | 0.13002 | 0 | 0
Commercial_Office (ID)_Existing_Space Heating_Natural Gas_Market | Commercial | Office (ID) | Existing | Space Heating | Natural Gas | Market | 0.49625 | 0.47725 | 0 | 0
Commercial_Office (ID)_Existing_Water Heating_Natural Gas_Market | Commercial | Office (ID) | Existing | Water Heating | Natural Gas | Market | 0.095369 | 0.094839 | 0 | 0
Commercial_Office (ID)_Existing_Food Preparation_Natural Gas_Market | Commercial | Office (ID) | Existing | Food Preparation | Natural Gas | Market | 0.0028511 | 0.0028511 | 0 | 0
Commercial_Office (ID)_Existing_Miscellaneous_Natural Gas_Market | Commercial | Office (ID) | Existing | Miscellaneous | Natural Gas | Market | 0.0032869 | 0.0032869 | 0 | 0
Commercial_Office (ID)_New_Space Heating_Natural Gas_Market | Commercial | Office (ID) | New | Space Heating | Natural Gas | Market | 0 | 0.47822 | 0 | 0
Commercial_Office (ID)_New_Water Heating_Natural Gas_Market | Commercial | Office (ID) | New | Water Heating | Natural Gas | Market | 0 | 0.096625 | 0 | 0
Commercial_Office (ID)_New_Food Preparation_Natural Gas_Market | Commercial | Office (ID) | New | Food Preparation | Natural Gas | Market | 0 | 0.0028511 | 0 | 0
Commercial_Office (ID)_New_Miscellaneous_Natural Gas_Market | Commercial | Office (ID) | New | Miscellaneous | Natural Gas | Market | 0 | 0.0032869 | 0 | 0
Commercial_Restaurant (ID)_Existing_Space Heating_Natural Gas_Market | Commercial | Restaurant (ID) | Existing | Space Heating | Natural Gas | Market | 0.50944 | 0.49009 | 0 | 0
Commercial_Restaurant (ID)_Existing_Water Heating_Natural Gas_Market | Commercial | Restaurant (ID) | Existing | Water Heating | Natural Gas | Market | 0.67752 | 0.67381 | 0 | 0
Commercial_Restaurant (ID)_Existing_Food Preparation_Natural Gas_Market | Commercial | Restaurant (ID) | Existing | Food Preparation | Natural Gas | Market | 1.4559 | 1.4559 | 0 | 0
Commercial_Restaurant (ID)_Existing_Miscellaneous_Natural Gas_Market | Commercial | Restaurant (ID) | Existing | Miscellaneous | Natural Gas | Market | 0.0393 | 0.0393 | 0 | 0
Commercial_Restaurant (ID)_New_Space Heating_Natural Gas_Market | Commercial | Restaurant (ID) | New | Space Heating | Natural Gas | Market | 0 | 0.4905 | 0 | 0
Commercial_Restaurant (ID)_New_Water Heating_Natural Gas_Market | Commercial | Restaurant (ID) | New | Water Heating | Natural Gas | Market | 0 | 0.68645 | 0 | 0
Commercial_Restaurant (ID)_New_Food Preparation_Natural Gas_Market | Commercial | Restaurant (ID) | New | Food Preparation | Natural Gas | Market | 0 | 1.4559 | 0 | 0
Commercial_Restaurant (ID)_New_Miscellaneous_Natural Gas_Market | Commercial | Restaurant (ID) | New | Miscellaneous | Natural Gas | Market | 0 | 0.0393 | 0 | 0
Commercial_Retail (ID)_Existing_Space Heating_Natural Gas_Market | Commercial | Retail (ID) | Existing | Space Heating | Natural Gas | Market | 0.4858 | 0.46733 | 0 | 0
Commercial_Retail (ID)_Existing_Water Heating_Natural Gas_Market | Commercial | Retail (ID) | Existing | Water Heating | Natural Gas | Market | 0.1534 | 0.15256 | 0 | 0
Commercial_Retail (ID)_Existing_Food Preparation_Natural Gas_Market | Commercial | Retail (ID) | Existing | Food Preparation | Natural Gas | Market | 0.16069 | 0.16069 | 0 | 0
Commercial_Retail (ID)_Existing_Miscellaneous_Natural Gas_Market | Commercial | Retail (ID) | Existing | Miscellaneous | Natural Gas | Market | 0.027026 | 0.027026 | 0 | 0
Commercial_Retail (ID)_New_Space Heating_Natural Gas_Market | Commercial | Retail (ID) | New | Space Heating | Natural Gas | Market | 0 | 0.46686 | 0 | 0
Commercial_Retail (ID)_New_Water Heating_Natural Gas_Market | Commercial | Retail (ID) | New | Water Heating | Natural Gas | Market | 0 | 0.15542 | 0 | 0
Commercial_Retail (ID)_New_Food Preparation_Natural Gas_Market | Commercial | Retail (ID) | New | Food Preparation | Natural Gas | Market | 0 | 0.16069 | 0 | 0
Commercial_Retail (ID)_New_Miscellaneous_Natural Gas_Market | Commercial | Retail (ID) | New | Miscellaneous | Natural Gas | Market | 0 | 0.027026 | 0 | 0
Commercial_Grocery (ID)_Existing_Space Heating_Natural Gas_Market | Commercial | Grocery (ID) | Existing | Space Heating | Natural Gas | Market | 0.60821 | 0.58509 | 0 | 0
Commercial_Grocery (ID)_Existing_Water Heating_Natural Gas_Market | Commercial | Grocery (ID) | Existing | Water Heating | Natural Gas | Market | 0.19289 | 0.19183 | 0 | 0
Commercial_Grocery (ID)_Existing_Food Preparation_Natural Gas_Market | Commercial | Grocery (ID) | Existing | Food Preparation | Natural Gas | Market | 0.14498 | 0.14498 | 0 | 0
Commercial_Grocery (ID)_Existing_Miscellaneous_Natural Gas_Market | Commercial | Grocery (ID) | Existing | Miscellaneous | Natural Gas | Market | 0.0065196 | 0.0065196 | 0 | 0
Commercial_Grocery (ID)_New_Space Heating_Natural Gas_Market | Commercial | Grocery (ID) | New | Space Heating | Natural Gas | Market | 0 | 0.58489 | 0 | 0
Commercial_Grocery (ID)_New_Water Heating_Natural Gas_Market | Commercial | Grocery (ID) | New | Water Heating | Natural Gas | Market | 0 | 0.19543 | 0 | 0
Commercial_Grocery (ID)_New_Food Preparation_Natural Gas_Market | Commercial | Grocery (ID) | New | Food Preparation | Natural Gas | Market | 0 | 0.14498 | 0 | 0
Commercial_Grocery (ID)_New_Miscellaneous_Natural Gas_Market | Commercial | Grocery (ID) | New | Miscellaneous | Natural Gas | Market | 0 | 0.0065196 | 0 | 0
Commercial_School (ID)_Existing_Space Heating_Natural Gas_Market | Commercial | School (ID) | Existing | Space Heating | Natural Gas | Market | 0.14719 | 0.14143 | 0 | 0
Commercial_School (ID)_Existing_Water Heating_Natural Gas_Market | Commercial | School (ID) | Existing | Water Heating | Natural Gas | Market | 0.11689 | 0.11625 | 0 | 0
Commercial_School (ID)_Existing_Food Preparation_Natural Gas_Market | Commercial | School (ID) | Existing | Food Preparation | Natural Gas | Market | 0.024418 | 0.024418 | 0 | 0
Commercial_School (ID)_Existing_Miscellaneous_Natural Gas_Market | Commercial | School (ID) | Existing | Miscellaneous | Natural Gas | Market | 0.0029817 | 0.0029817 | 0 | 0
Commercial_School (ID)_New_Space Heating_Natural Gas_Market | Commercial | School (ID) | New | Space Heating | Natural Gas | Market | 0 | 0.14183 | 0 | 0
Commercial_School (ID)_New_Water Heating_Natural Gas_Market | Commercial | School (ID) | New | Water Heating | Natural Gas | Market | 0 | 0.11843 | 0 | 0
Commercial_School (ID)_New_Food Preparation_Natural Gas_Market | Commercial | School (ID) | New | Food Preparation | Natural Gas | Market | 0 | 0.024418 | 0 | 0
Commercial_School (ID)_New_Miscellaneous_Natural Gas_Market | Commercial | School (ID) | New | Miscellaneous | Natural Gas | Market | 0 | 0.0029817 | 0 | 0
Commercial_College (ID)_Existing_Space Heating_Natural Gas_Market | Commercial | College (ID) | Existing | Space Heating | Natural Gas | Market | 0.42629 | 0.40953 | 0 | 0
Commercial_College (ID)_Existing_Water Heating_Natural Gas_Market | Commercial | College (ID) | Existing | Water Heating | Natural Gas | Market | 0.15154 | 0.15071 | 0 | 0
Commercial_College (ID)_Existing_Food Preparation_Natural Gas_Market | Commercial | College (ID) | Existing | Food Preparation | Natural Gas | Market | 0.017846 | 0.017846 | 0 | 0
Commercial_College (ID)_Existing_Miscellaneous_Natural Gas_Market | Commercial | College (ID) | Existing | Miscellaneous | Natural Gas | Market | 0.027726 | 0.027726 | 0 | 0
Commercial_College (ID)_New_Space Heating_Natural Gas_Market | Commercial | College (ID) | New | Space Heating | Natural Gas | Market | 0 | 0.41078 | 0 | 0
Commercial_College (ID)_New_Water Heating_Natural Gas_Market | Commercial | College (ID) | New | Water Heating | Natural Gas | Market | 0 | 0.14656 | 0 | 0
Commercial_College (ID)_New_Food Preparation_Natural Gas_Market | Commercial | College (ID) | New | Food Preparation | Natural Gas | Market | 0 | 0.017846 | 0 | 0
Commercial_College (ID)_New_Miscellaneous_Natural Gas_Market | Commercial | College (ID) | New | Miscellaneous | Natural Gas | Market | 0 | 0.027726 | 0 | 0
Commercial_Health (ID)_Existing_Space Heating_Natural Gas_Market | Commercial | Health (ID) | Existing | Space Heating | Natural Gas | Market | 0.42622 | 0.40916 | 0 | 0
Commercial_Health (ID)_Existing_Water Heating_Natural Gas_Market | Commercial | Health (ID) | Existing | Water Heating | Natural Gas | Market | 0.42832 | 0.42598 | 0 | 0
Commercial_Health (ID)_Existing_Food Preparation_Natural Gas_Market | Commercial | Health (ID) | Existing | Food Preparation | Natural Gas | Market | 0.16903 | 0.16903 | 0 | 0
Commercial_Health (ID)_Existing_Miscellaneous_Natural Gas_Market | Commercial | Health (ID) | Existing | Miscellaneous | Natural Gas | Market | 0.016665 | 0.016665 | 0 | 0
Commercial_Health (ID)_New_Space Heating_Natural Gas_Market | Commercial | Health (ID) | New | Space Heating | Natural Gas | Market | 0 | 0.38033 | 0 | 0
Commercial_Health (ID)_New_Water Heating_Natural Gas_Market | Commercial | Health (ID) | New | Water Heating | Natural Gas | Market | 0 | 0.43396 | 0 | 0
Commercial_Health (ID)_New_Food Preparation_Natural Gas_Market | Commercial | Health (ID) | New | Food Preparation | Natural Gas | Market | 0 | 0.16903 | 0 | 0
Commercial_Health (ID)_New_Miscellaneous_Natural Gas_Market | Commercial | Health (ID) | New | Miscellaneous | Natural Gas | Market | 0 | 0.016665 | 0 | 0
Commercial_Lodging (ID)_Existing_Space Heating_Natural Gas_Market | Commercial | Lodging (ID) | Existing | Space Heating | Natural Gas | Market | 0.21161 | 0.20334 | 0 | 0
Commercial_Lodging (ID)_Existing_Water Heating_Natural Gas_Market | Commercial | Lodging (ID) | Existing | Water Heating | Natural Gas | Market | 0.38454 | 0.38243 | 0 | 0
Commercial_Lodging (ID)_Existing_Food Preparation_Natural Gas_Market | Commercial | Lodging (ID) | Existing | Food Preparation | Natural Gas | Market | 0.06629 | 0.06629 | 0 | 0
Commercial_Lodging (ID)_Existing_Miscellaneous_Natural Gas_Market | Commercial | Lodging (ID) | Existing | Miscellaneous | Natural Gas | Market | 0.021995 | 0.021995 | 0 | 0
Commercial_Lodging (ID)_New_Space Heating_Natural Gas_Market | Commercial | Lodging (ID) | New | Space Heating | Natural Gas | Market | 0 | 0.19623 | 0 | 0
Commercial_Lodging (ID)_New_Water Heating_Natural Gas_Market | Commercial | Lodging (ID) | New | Water Heating | Natural Gas | Market | 0 | 0.3896 | 0 | 0
Commercial_Lodging (ID)_New_Food Preparation_Natural Gas_Market | Commercial | Lodging (ID) | New | Food Preparation | Natural Gas | Market | 0 | 0.06629 | 0 | 0
Commercial_Lodging (ID)_New_Miscellaneous_Natural Gas_Market | Commercial | Lodging (ID) | New | Miscellaneous | Natural Gas | Market | 0 | 0.021995 | 0 | 0
Commercial_Warehouse (ID)_Existing_Space Heating_Natural Gas_Market | Commercial | Warehouse (ID) | Existing | Space Heating | Natural Gas | Market | 0.61692 | 0.59364 | 0 | 0
Commercial_Warehouse (ID)_Existing_Water Heating_Natural Gas_Market | Commercial | Warehouse (ID) | Existing | Water Heating | Natural Gas | Market | 0.05528 | 0.054977 | 0 | 0
Commercial_Warehouse (ID)_Existing_Food Preparation_Natural Gas_Market | Commercial | Warehouse (ID) | Existing | Food Preparation | Natural Gas | Market | 0.00037716 | 0.00037716 | 0 | 0
Commercial_Warehouse (ID)_Existing_Miscellaneous_Natural Gas_Market | Commercial | Warehouse (ID) | Existing | Miscellaneous | Natural Gas | Market | 0.0071043 | 0.0071043 | 0 | 0
Commercial_Warehouse (ID)_New_Space Heating_Natural Gas_Market | Commercial | Warehouse (ID) | New | Space Heating | Natural Gas | Market | 0 | 0.59446 | 0 | 0
Commercial_Warehouse (ID)_New_Water Heating_Natural Gas_Market | Commercial | Warehouse (ID) | New | Water Heating | Natural Gas | Market | 0 | 0.056008 | 0 | 0
Commercial_Warehouse (ID)_New_Food Preparation_Natural Gas_Market | Commercial | Warehouse (ID) | New | Food Preparation | Natural Gas | Market | 0 | 0.00037716 | 0 | 0
Commercial_Warehouse (ID)_New_Miscellaneous_Natural Gas_Market | Commercial | Warehouse (ID) | New | Miscellaneous | Natural Gas | Market | 0 | 0.0071043 | 0 | 0
Commercial_Miscellaneous (ID)_Existing_Space Heating_Natural Gas_Market | Commercial | Miscellaneous (ID) | Existing | Space Heating | Natural Gas | Market | 0.69193 | 0.66527 | 0 | 0
Commercial_Miscellaneous (ID)_Existing_Water Heating_Natural Gas_Market | Commercial | Miscellaneous (ID) | Existing | Water Heating | Natural Gas | Market | 0.30962 | 0.30792 | 0 | 0
Commercial_Miscellaneous (ID)_Existing_Food Preparation_Natural Gas_Market | Commercial | Miscellaneous (ID) | Existing | Food Preparation | Natural Gas | Market | 0.029569 | 0.029569 | 0 | 0
Commercial_Miscellaneous (ID)_Existing_Miscellaneous_Natural Gas_Market | Commercial | Miscellaneous (ID) | Existing | Miscellaneous | Natural Gas | Market | 0.13002 | 0.13002 | 0 | 0
Commercial_Miscellaneous (ID)_New_Space Heating_Natural Gas_Market | Commercial | Miscellaneous (ID) | New | Space Heating | Natural Gas | Market | 0 | 0.65864 | 0 | 0
Commercial_Miscellaneous (ID)_New_Water Heating_Natural Gas_Market | Commercial | Miscellaneous (ID) | New | Water Heating | Natural Gas | Market | 0 | 0.3137 | 0 | 0
Commercial_Miscellaneous (ID)_New_Food Preparation_Natural Gas_Market | Commercial | Miscellaneous (ID) | New | Food Preparation | Natural Gas | Market | 0 | 0.029569 | 0 | 0
Commercial_Miscellaneous (ID)_New_Miscellaneous_Natural Gas_Market | Commercial | Miscellaneous (ID) | New | Miscellaneous | Natural Gas | Market | 0 | 0.13002 | 0 | 0

## Vintage Data
Key | Sector | Segment | End Use | Fuel | Technology | Type | New | 1 Year | 2 Year | 3 Year | 4 Year | 5 Year | 6 Year | 7 Year | 8 Year | 9 Year | 10 Year | 11 Year | 12 Year | 13 Year | 14 Year | 15 Year | 16 Year | 17 Year | 18 Year | 19 Year | 20 Year | 21 Year | 22 Year | 23 Year | 24 Year | 25 Year | 26 Year | 27 Year | 28 Year | 29 Year | 30 Year | 31 Year | 32 Year | 33 Year | 34 Year | 35 Year
Commercial_Office (WA)_Space Heating_Natural Gas_Furnace_Distribution | Commercial | Office (WA) | Space Heating | Natural Gas | Furnace | Distribution | 5.556% | 5.556% | 5.556% | 5.556% | 5.556% | 5.556% | 5.556% | 5.556% | 5.556% | 5.556% | 5.229% | 4.902% | 4.575% | 4.248% | 3.922% | 3.595% | 3.268% | 2.941% | 2.614% | 2.288% | 1.961% | 1.634% | 1.307% | 0.9804% | 0.6536% | 0.3268% | 0% | 0% | 0% | 0% | 0% | 0% | 0% | 0% | 0% | 0%
Commercial_Office (WA)_Space Heating_Natural Gas_Boiler_Distribution | Commercial | Office (WA) | Space Heating | Natural Gas | Boiler | Distribution | 3.333% | 3.333% | 3.333% | 3.333% | 3.333% | 3.333% | 3.333% | 3.333% | 3.333% | 3.333% | 3.333% | 3.333% | 3.333% | 3.333% | 3.333% | 3.333% | 3.333% | 3.333% | 3.333% | 3.333% | 3.333% | 3.333% | 3.333% | 3.333% | 3.333% | 3.03% | 2.727% | 2.424% | 2.121% | 1.818% | 1.515% | 1.212% | 0.9091% | 0.6061% | 0.303% | 0%
Commercial_Office (WA)_Space Heating_Natural Gas_Unit Heater_Distribution | Commercial | Office (WA) | Space Heating | Natural Gas | Unit Heater | Distribution | 8.333% | 8.333% | 8.333% | 8.333% | 8.333% | 8.333% | 8.333% | 8.333% | 7.407% | 6.481% | 5.556% | 4.63% | 3.704% | 2.778% | 1.852% | 0.9259% | 0% | 0% | 0% | 0% | 0% | 0% | 0% | 0% | 0% | 0% | 0% | 0% | 0% | 0% | 0% | 0% | 0% | 0% | 0% | 0%
Commercial_Office (WA)_Water Heating_Natural Gas_Water Heater_Distribution | Commercial | Office (WA) | Water Heating | Natural Gas | Water Heater | Distribution | 6.667% | 6.667% | 6.667% | 6.667% | 6.667% | 6.667% | 6.667% | 6.667% | 6.667% | 6.667% | 6.061% | 5.455% | 4.848% | 4.242% | 3.636% | 3.03% | 2.424% | 1.818% | 1.212% | 0.6061% | 0% | 0% | 0% | 0% | 0% | 0% | 0% | 0% | 0% | 0% | 0% | 0% | 0% | 0% | 0% | 0%
Commercial_Office (WA)_Food Preparation_Natural Gas_Oven_Distribution | Commercial | Office (WA) | Food Preparation | Natural Gas | Oven | Distribution | 10% | 10% | 10% | 10% | 10% | 10% | 10% | 10% | 8% | 6% | 4% | 2% | 0% | 0% | 0% | 0% | 0% | 0% | 0% | 0% | 0% | 0% | 0% | 0% | 0% | 0% | 0% | 0% | 0% | 0% | 0% | 0% | 0% | 0% | 0% | 0%
Commercial_Office (WA)_Food Preparation_Natural Gas_Conveyor Oven_Distribution | Commercial | Office (WA) | Food Preparation | Natural Gas | Conveyor Oven | Distribution | 10% | 10% | 10% | 10% | 10% | 10% | 10% | 10% | 8% | 6% | 4% | 2% | 0% | 0% | 0% | 0% | 0% | 0% | 0% | 0% | 0% | 0% | 0% | 0% | 0% | 0% | 0% | 0% | 0% | 0% | 0% | 0% | 0% | 0% | 0% | 0%
Commercial_Office (WA)_Food Preparation_Natural Gas_Double Rack Oven_Distribution | Commercial | Office (WA) | Food Preparation | Natural Gas | Double Rack Oven | Distribution | 10% | 10% | 10% | 10% | 10% | 10% | 10% | 10% | 8% | 6% | 4% | 2% | 0% | 0% | 0% | 0% | 0% | 0% | 0% | 0% | 0% | 0% | 0% | 0% | 0% | 0% | 0% | 0% | 0% | 0% | 0% | 0% | 0% | 0% | 0% | 0%
Commercial_Office (WA)_Food Preparation_Natural Gas_Fryer_Distribution | Commercial | Office (WA) | Food Preparation | Natural Gas | Fryer | Distribution | 6.667% | 6.667% | 6.667% | 6.667% | 6.667% | 6.667% | 6.667% | 6.667% | 6.667% | 6.667% | 6.061% | 5.455% | 4.848% | 4.242% | 3.636% | 3.03% | 2.424% | 1.818% | 1.212% | 0.6061% | 0% | 0% | 0% | 0% | 0% | 0% | 0% | 0% | 0% | 0% | 0% | 0% | 0% | 0% | 0% | 0%
Commercial_Office (WA)_Food Preparation_Natural Gas_Broiler_Distribution | Commercial | Office (WA) | Food Preparation | Natural Gas | Broiler | Distribution | 8.333% | 8.333% | 8.333% | 8.333% | 8.333% | 8.333% | 8.333% | 8.333% | 7.407% | 6.481% | 5.556% | 4.63% | 3.704% | 2.778% | 1.852% | 0.9259% | 0% | 0% | 0% | 0% | 0% | 0% | 0% | 0% | 0% | 0% | 0% | 0% | 0% | 0% | 0% | 0% | 0% | 0% | 0% | 0%
Commercial_Office (WA)_Food Preparation_Natural Gas_Griddle_Distribution | Commercial | Office (WA) | Food Preparation | Natural Gas | Griddle | Distribution | 8.333% | 8.333% | 8.333% | 8.333% | 8.333% | 8.333% | 8.333% | 8.333% | 7.407% | 6.481% | 5.556% | 4.63% | 3.704% | 2.778% | 1.852% | 0.9259% | 0% | 0% | 0% | 0% | 0% | 0% | 0% | 0% | 0% | 0% | 0% | 0% | 0% | 0% | 0% | 0% | 0% | 0% | 0% | 0%
Commercial_Office (WA)_Food Preparation_Natural Gas_Range_Distribution | Commercial | Office (WA) | Food Preparation | Natural Gas | Range | Distribution | 10% | 10% | 10% | 10% | 10% | 10% | 10% | 10% | 8% | 6% | 4% | 2% | 0% | 0% | 0% | 0% | 0% | 0% | 0% | 0% | 0% | 0% | 0% | 0% | 0% | 0% | 0% | 0% | 0% | 0% | 0% | 0% | 0% | 0% | 0% | 0%
Commercial_Office (WA)_Food Preparation_Natural Gas_Steamer_Distribution | Commercial | Office (WA) | Food Preparation | Natural Gas | Steamer | Distribution | 8.333% | 8.333% | 8.333% | 8.333% | 8.333% | 8.333% | 8.333% | 8.333% | 7.407% | 6.481% | 5.556% | 4.63% | 3.704% | 2.778% | 1.852% | 0.9259% | 0% | 0% | 0% | 0% | 0% | 0% | 0% | 0% | 0% | 0% | 0% | 0% | 0% | 0% | 0% | 0% | 0% | 0% | 0% | 0%
Commercial_Office (WA)_Food Preparation_Natural Gas_Food Prep Other_Distribution | Commercial | Office (WA) | Food Preparation | Natural Gas | Food Prep Other | Distribution | 10% | 10% | 10% | 10% | 10% | 10% | 10% | 10% | 8% | 6% | 4% | 2% | 0% | 0% | 0% | 0% | 0% | 0% | 0% | 0% | 0% | 0% | 0% | 0% | 0% | 0% | 0% | 0% | 0% | 0% | 0% | 0% | 0% | 0% | 0% | 0%
Commercial_Office (WA)_Miscellaneous_Natural Gas_Pool Heater_Distribution | Commercial | Office (WA) | Miscellaneous | Natural Gas | Pool Heater | Distribution | 10% | 10% | 10% | 10% | 10% | 9.091% | 8.182% | 7.273% | 6.364% | 5.455% | 4.545% | 3.636% | 2.727% | 1.818% | 0.9091% | 0% | 0% | 0% | 0% | 0% | 0% | 0% | 0% | 0% | 0% | 0% | 0% | 0% | 0% | 0% | 0% | 0% | 0% | 0% | 0% | 0%
Commercial_Office (WA)_Miscellaneous_Natural Gas_Miscellaneous_Distribution | Commercial | Office (WA) | Miscellaneous | Natural Gas | Miscellaneous | Distribution | 20% | 20% | 17.14% | 14.29% | 11.43% | 8.571% | 5.714% | 2.857% | 0% | 0% | 0% | 0% | 0% | 0% | 0% | 0% | 0% | 0% | 0% | 0% | 0% | 0% | 0% | 0% | 0% | 0% | 0% | 0% | 0% | 0% | 0% | 0% | 0% | 0% | 0% | 0%
Commercial_Restaurant (WA)_Space Heating_Natural Gas_Furnace_Distribution | Commercial | Restaurant (WA) | Space Heating | Natural Gas | Furnace | Distribution | 5.556% | 5.556% | 5.556% | 5.556% | 5.556% | 5.556% | 5.556% | 5.556% | 5.556% | 5.556% | 5.229% | 4.902% | 4.575% | 4.248% | 3.922% | 3.595% | 3.268% | 2.941% | 2.614% | 2.288% | 1.961% | 1.634% | 1.307% | 0.9804% | 0.6536% | 0.3268% | 0% | 0% | 0% | 0% | 0% | 0% | 0% | 0% | 0% | 0%
Commercial_Restaurant (WA)_Space Heating_Natural Gas_Boiler_Distribution | Commercial | Restaurant (WA) | Space Heating | Natural Gas | Boiler | Distribution | 3.333% | 3.333% | 3.333% | 3.333% | 3.333% | 3.333% | 3.333% | 3.333% | 3.333% | 3.333% | 3.333% | 3.333% | 3.333% | 3.333% | 3.333% | 3.333% | 3.333% | 3.333% | 3.333% | 3.333% | 3.333% | 3.333% | 3.333% | 3.333% | 3.333% | 3.03% | 2.727% | 2.424% | 2.121% | 1.818% | 1.515% | 1.212% | 0.9091% | 0.6061% | 0.303% | 0%
Commercial_Restaurant (WA)_Space Heating_Natural Gas_Unit Heater_Distribution | Commercial | Restaurant (WA) | Space Heating | Natural Gas | Unit Heater | Distribution | 8.333% | 8.333% | 8.333% | 8.333% | 8.333% | 8.333% | 8.333% | 8.333% | 7.407% | 6.481% | 5.556% | 4.63% | 3.704% | 2.778% | 1.852% | 0.9259% | 0% | 0% | 0% | 0% | 0% | 0% | 0% | 0% | 0% | 0% | 0% | 0% | 0% | 0% | 0% | 0% | 0% | 0% | 0% | 0%
Commercial_Restaurant (WA)_Water Heating_Natural Gas_Water Heater_Distribution | Commercial | Restaurant (WA) | Water Heating | Natural Gas | Water Heater | Distribution | 6.667% | 6.667% | 6.667% | 6.667% | 6.667% | 6.667% | 6.667% | 6.667% | 6.667% | 6.667% | 6.061% | 5.455% | 4.848% | 4.242% | 3.636% | 3.03% | 2.424% | 1.818% | 1.212% | 0.6061% | 0% | 0% | 0% | 0% | 0% | 0% | 0% | 0% | 0% | 0% | 0% | 0% | 0% | 0% | 0% | 0%
Commercial_Restaurant (WA)_Food Preparation_Natural Gas_Oven_Distribution | Commercial | Restaurant (WA) | Food Preparation | Natural Gas | Oven | Distribution | 10% | 10% | 10% | 10% | 10% | 10% | 10% | 10% | 8% | 6% | 4% | 2% | 0% | 0% | 0% | 0% | 0% | 0% | 0% | 0% | 0% | 0% | 0% | 0% | 0% | 0% | 0% | 0% | 0% | 0% | 0% | 0% | 0% | 0% | 0% | 0%
Commercial_Restaurant (WA)_Food Preparation_Natural Gas_Conveyor Oven_Distribution | Commercial | Restaurant (WA) | Food Preparation | Natural Gas | Conveyor Oven | Distribution | 10% | 10% | 10% | 10% | 10% | 10% | 10% | 10% | 8% | 6% | 4% | 2% | 0% | 0% | 0% | 0% | 0% | 0% | 0% | 0% | 0% | 0% | 0% | 0% | 0% | 0% | 0% | 0% | 0% | 0% | 0% | 0% | 0% | 0% | 0% | 0%
Commercial_Restaurant (WA)_Food Preparation_Natural Gas_Double Rack Oven_Distribution | Commercial | Restaurant (WA) | Food Preparation | Natural Gas | Double Rack Oven | Distribution | 10% | 10% | 10% | 10% | 10% | 10% | 10% | 10% | 8% | 6% | 4% | 2% | 0% | 0% | 0% | 0% | 0% | 0% | 0% | 0% | 0% | 0% | 0% | 0% | 0% | 0% | 0% | 0% | 0% | 0% | 0% | 0% | 0% | 0% | 0% | 0%
Commercial_Restaurant (WA)_Food Preparation_Natural Gas_Fryer_Distribution | Commercial | Restaurant (WA) | Food Preparation | Natural Gas | Fryer | Distribution | 6.667% | 6.667% | 6.667% | 6.667% | 6.667% | 6.667% | 6.667% | 6.667% | 6.667% | 6.667% | 6.061% | 5.455% | 4.848% | 4.242% | 3.636% | 3.03% | 2.424% | 1.818% | 1.212% | 0.6061% | 0% | 0% | 0% | 0% | 0% | 0% | 0% | 0% | 0% | 0% | 0% | 0% | 0% | 0% | 0% | 0%
Commercial_Restaurant (WA)_Food Preparation_Natural Gas_Broiler_Distribution | Commercial | Restaurant (WA) | Food Preparation | Natural Gas | Broiler | Distribution | 8.333% | 8.333% | 8.333% | 8.333% | 8.333% | 8.333% | 8.333% | 8.333% | 7.407% | 6.481% | 5.556% | 4.63% | 3.704% | 2.778% | 1.852% | 0.9259% | 0% | 0% | 0% | 0% | 0% | 0% | 0% | 0% | 0% | 0% | 0% | 0% | 0% | 0% | 0% | 0% | 0% | 0% | 0% | 0%
Commercial_Restaurant (WA)_Food Preparation_Natural Gas_Griddle_Distribution | Commercial | Restaurant (WA) | Food Preparation | Natural Gas | Griddle | Distribution | 8.333% | 8.333% | 8.333% | 8.333% | 8.333% | 8.333% | 8.333% | 8.333% | 7.407% | 6.481% | 5.556% | 4.63% | 3.704% | 2.778% | 1.852% | 0.9259% | 0% | 0% | 0% | 0% | 0% | 0% | 0% | 0% | 0% | 0% | 0% | 0% | 0% | 0% | 0% | 0% | 0% | 0% | 0% | 0%
Commercial_Restaurant (WA)_Food Preparation_Natural Gas_Range_Distribution | Commercial | Restaurant (WA) | Food Preparation | Natural Gas | Range | Distribution | 10% | 10% | 10% | 10% | 10% | 10% | 10% | 10% | 8% | 6% | 4% | 2% | 0% | 0% | 0% | 0% | 0% | 0% | 0% | 0% | 0% | 0% | 0% | 0% | 0% | 0% | 0% | 0% | 0% | 0% | 0% | 0% | 0% | 0% | 0% | 0%
Commercial_Restaurant (WA)_Food Preparation_Natural Gas_Steamer_Distribution | Commercial | Restaurant (WA) | Food Preparation | Natural Gas | Steamer | Distribution | 8.333% | 8.333% | 8.333% | 8.333% | 8.333% | 8.333% | 8.333% | 8.333% | 7.407% | 6.481% | 5.556% | 4.63% | 3.704% | 2.778% | 1.852% | 0.9259% | 0% | 0% | 0% | 0% | 0% | 0% | 0% | 0% | 0% | 0% | 0% | 0% | 0% | 0% | 0% | 0% | 0% | 0% | 0% | 0%
Commercial_Restaurant (WA)_Food Preparation_Natural Gas_Food Prep Other_Distribution | Commercial | Restaurant (WA) | Food Preparation | Natural Gas | Food Prep Other | Distribution | 10% | 10% | 10% | 10% | 10% | 10% | 10% | 10% | 8% | 6% | 4% | 2% | 0% | 0% | 0% | 0% | 0% | 0% | 0% | 0% | 0% | 0% | 0% | 0% | 0% | 0% | 0% | 0% | 0% | 0% | 0% | 0% | 0% | 0% | 0% | 0%
Commercial_Restaurant (WA)_Miscellaneous_Natural Gas_Pool Heater_Distribution | Commercial | Restaurant (WA) | Miscellaneous | Natural Gas | Pool Heater | Distribution | 10% | 10% | 10% | 10% | 10% | 9.091% | 8.182% | 7.273% | 6.364% | 5.455% | 4.545% | 3.636% | 2.727% | 1.818% | 0.9091% | 0% | 0% | 0% | 0% | 0% | 0% | 0% | 0% | 0% | 0% | 0% | 0% | 0% | 0% | 0% | 0% | 0% | 0% | 0% | 0% | 0%
Commercial_Restaurant (WA)_Miscellaneous_Natural Gas_Miscellaneous_Distribution | Commercial | Restaurant (WA) | Miscellaneous | Natural Gas | Miscellaneous | Distribution | 20% | 20% | 17.14% | 14.29% | 11.43% | 8.571% | 5.714% | 2.857% | 0% | 0% | 0% | 0% | 0% | 0% | 0% | 0% | 0% | 0% | 0% | 0% | 0% | 0% | 0% | 0% | 0% | 0% | 0% | 0% | 0% | 0% | 0% | 0% | 0% | 0% | 0% | 0%
Commercial_Retail (WA)_Space Heating_Natural Gas_Furnace_Distribution | Commercial | Retail (WA) | Space Heating | Natural Gas | Furnace | Distribution | 5.556% | 5.556% | 5.556% | 5.556% | 5.556% | 5.556% | 5.556% | 5.556% | 5.556% | 5.556% | 5.229% | 4.902% | 4.575% | 4.248% | 3.922% | 3.595% | 3.268% | 2.941% | 2.614% | 2.288% | 1.961% | 1.634% | 1.307% | 0.9804% | 0.6536% | 0.3268% | 0% | 0% | 0% | 0% | 0% | 0% | 0% | 0% | 0% | 0%
Commercial_Retail (WA)_Space Heating_Natural Gas_Boiler_Distribution | Commercial | Retail (WA) | Space Heating | Natural Gas | Boiler | Distribution | 3.333% | 3.333% | 3.333% | 3.333% | 3.333% | 3.333% | 3.333% | 3.333% | 3.333% | 3.333% | 3.333% | 3.333% | 3.333% | 3.333% | 3.333% | 3.333% | 3.333% | 3.333% | 3.333% | 3.333% | 3.333% | 3.333% | 3.333% | 3.333% | 3.333% | 3.03% | 2.727% | 2.424% | 2.121% | 1.818% | 1.515% | 1.212% | 0.9091% | 0.6061% | 0.303% | 0%
Commercial_Retail (WA)_Space Heating_Natural Gas_Unit Heater_Distribution | Commercial | Retail (WA) | Space Heating | Natural Gas | Unit Heater | Distribution | 8.333% | 8.333% | 8.333% | 8.333% | 8.333% | 8.333% | 8.333% | 8.333% | 7.407% | 6.481% | 5.556% | 4.63% | 3.704% | 2.778% | 1.852% | 0.9259% | 0% | 0% | 0% | 0% | 0% | 0% | 0% | 0% | 0% | 0% | 0% | 0% | 0% | 0% | 0% | 0% | 0% | 0% | 0% | 0%
Commercial_Retail (WA)_Water Heating_Natural Gas_Water Heater_Distribution | Commercial | Retail (WA) | Water Heating | Natural Gas | Water Heater | Distribution | 6.667% | 6.667% | 6.667% | 6.667% | 6.667% | 6.667% | 6.667% | 6.667% | 6.667% | 6.667% | 6.061% | 5.455% | 4.848% | 4.242% | 3.636% | 3.03% | 2.424% | 1.818% | 1.212% | 0.6061% | 0% | 0% | 0% | 0% | 0% | 0% | 0% | 0% | 0% | 0% | 0% | 0% | 0% | 0% | 0% | 0%
Commercial_Retail (WA)_Food Preparation_Natural Gas_Oven_Distribution | Commercial | Retail (WA) | Food Preparation | Natural Gas | Oven | Distribution | 10% | 10% | 10% | 10% | 10% | 10% | 10% | 10% | 8% | 6% | 4% | 2% | 0% | 0% | 0% | 0% | 0% | 0% | 0% | 0% | 0% | 0% | 0% | 0% | 0% | 0% | 0% | 0% | 0% | 0% | 0% | 0% | 0% | 0% | 0% | 0%
Commercial_Retail (WA)_Food Preparation_Natural Gas_Conveyor Oven_Distribution | Commercial | Retail (WA) | Food Preparation | Natural Gas | Conveyor Oven | Distribution | 10% | 10% | 10% | 10% | 10% | 10% | 10% | 10% | 8% | 6% | 4% | 2% | 0% | 0% | 0% | 0% | 0% | 0% | 0% | 0% | 0% | 0% | 0% | 0% | 0% | 0% | 0% | 0% | 0% | 0% | 0% | 0% | 0% | 0% | 0% | 0%
Commercial_Retail (WA)_Food Preparation_Natural Gas_Double Rack Oven_Distribution | Commercial | Retail (WA) | Food Preparation | Natural Gas | Double Rack Oven | Distribution | 10% | 10% | 10% | 10% | 10% | 10% | 10% | 10% | 8% | 6% | 4% | 2% | 0% | 0% | 0% | 0% | 0% | 0% | 0% | 0% | 0% | 0% | 0% | 0% | 0% | 0% | 0% | 0% | 0% | 0% | 0% | 0% | 0% | 0% | 0% | 0%
Commercial_Retail (WA)_Food Preparation_Natural Gas_Fryer_Distribution | Commercial | Retail (WA) | Food Preparation | Natural Gas | Fryer | Distribution | 6.667% | 6.667% | 6.667% | 6.667% | 6.667% | 6.667% | 6.667% | 6.667% | 6.667% | 6.667% | 6.061% | 5.455% | 4.848% | 4.242% | 3.636% | 3.03% | 2.424% | 1.818% | 1.212% | 0.6061% | 0% | 0% | 0% | 0% | 0% | 0% | 0% | 0% | 0% | 0% | 0% | 0% | 0% | 0% | 0% | 0%
Commercial_Retail (WA)_Food Preparation_Natural Gas_Broiler_Distribution | Commercial | Retail (WA) | Food Preparation | Natural Gas | Broiler | Distribution | 8.333% | 8.333% | 8.333% | 8.333% | 8.333% | 8.333% | 8.333% | 8.333% | 7.407% | 6.481% | 5.556% | 4.63% | 3.704% | 2.778% | 1.852% | 0.9259% | 0% | 0% | 0% | 0% | 0% | 0% | 0% | 0% | 0% | 0% | 0% | 0% | 0% | 0% | 0% | 0% | 0% | 0% | 0% | 0%
Commercial_Retail (WA)_Food Preparation_Natural Gas_Griddle_Distribution | Commercial | Retail (WA) | Food Preparation | Natural Gas | Griddle | Distribution | 8.333% | 8.333% | 8.333% | 8.333% | 8.333% | 8.333% | 8.333% | 8.333% | 7.407% | 6.481% | 5.556% | 4.63% | 3.704% | 2.778% | 1.852% | 0.9259% | 0% | 0% | 0% | 0% | 0% | 0% | 0% | 0% | 0% | 0% | 0% | 0% | 0% | 0% | 0% | 0% | 0% | 0% | 0% | 0%
Commercial_Retail (WA)_Food Preparation_Natural Gas_Range_Distribution | Commercial | Retail (WA) | Food Preparation | Natural Gas | Range | Distribution | 10% | 10% | 10% | 10% | 10% | 10% | 10% | 10% | 8% | 6% | 4% | 2% | 0% | 0% | 0% | 0% | 0% | 0% | 0% | 0% | 0% | 0% | 0% | 0% | 0% | 0% | 0% | 0% | 0% | 0% | 0% | 0% | 0% | 0% | 0% | 0%
Commercial_Retail (WA)_Food Preparation_Natural Gas_Steamer_Distribution | Commercial | Retail (WA) | Food Preparation | Natural Gas | Steamer | Distribution | 8.333% | 8.333% | 8.333% | 8.333% | 8.333% | 8.333% | 8.333% | 8.333% | 7.407% | 6.481% | 5.556% | 4.63% | 3.704% | 2.778% | 1.852% | 0.9259% | 0% | 0% | 0% | 0% | 0% | 0% | 0% | 0% | 0% | 0% | 0% | 0% | 0% | 0% | 0% | 0% | 0% | 0% | 0% | 0%
Commercial_Retail (WA)_Food Preparation_Natural Gas_Food Prep Other_Distribution | Commercial | Retail (WA) | Food Preparation | Natural Gas | Food Prep Other | Distribution | 10% | 10% | 10% | 10% | 10% | 10% | 10% | 10% | 8% | 6% | 4% | 2% | 0% | 0% | 0% | 0% | 0% | 0% | 0% | 0% | 0% | 0% | 0% | 0% | 0% | 0% | 0% | 0% | 0% | 0% | 0% | 0% | 0% | 0% | 0% | 0%
Commercial_Retail (WA)_Miscellaneous_Natural Gas_Pool Heater_Distribution | Commercial | Retail (WA) | Miscellaneous | Natural Gas | Pool Heater | Distribution | 10% | 10% | 10% | 10% | 10% | 9.091% | 8.182% | 7.273% | 6.364% | 5.455% | 4.545% | 3.636% | 2.727% | 1.818% | 0.9091% | 0% | 0% | 0% | 0% | 0% | 0% | 0% | 0% | 0% | 0% | 0% | 0% | 0% | 0% | 0% | 0% | 0% | 0% | 0% | 0% | 0%
Commercial_Retail (WA)_Miscellaneous_Natural Gas_Miscellaneous_Distribution | Commercial | Retail (WA) | Miscellaneous | Natural Gas | Miscellaneous | Distribution | 20% | 20% | 17.14% | 14.29% | 11.43% | 8.571% | 5.714% | 2.857% | 0% | 0% | 0% | 0% | 0% | 0% | 0% | 0% | 0% | 0% | 0% | 0% | 0% | 0% | 0% | 0% | 0% | 0% | 0% | 0% | 0% | 0% | 0% | 0% | 0% | 0% | 0% | 0%
Commercial_Grocery (WA)_Space Heating_Natural Gas_Furnace_Distribution | Commercial | Grocery (WA) | Space Heating | Natural Gas | Furnace | Distribution | 5.556% | 5.556% | 5.556% | 5.556% | 5.556% | 5.556% | 5.556% | 5.556% | 5.556% | 5.556% | 5.229% | 4.902% | 4.575% | 4.248% | 3.922% | 3.595% | 3.268% | 2.941% | 2.614% | 2.288% | 1.961% | 1.634% | 1.307% | 0.9804% | 0.6536% | 0.3268% | 0% | 0% | 0% | 0% | 0% | 0% | 0% | 0% | 0% | 0%
Commercial_Grocery (WA)_Space Heating_Natural Gas_Boiler_Distribution | Commercial | Grocery (WA) | Space Heating | Natural Gas | Boiler | Distribution | 3.333% | 3.333% | 3.333% | 3.333% | 3.333% | 3.333% | 3.333% | 3.333% | 3.333% | 3.333% | 3.333% | 3.333% | 3.333% | 3.333% | 3.333% | 3.333% | 3.333% | 3.333% | 3.333% | 3.333% | 3.333% | 3.333% | 3.333% | 3.333% | 3.333% | 3.03% | 2.727% | 2.424% | 2.121% | 1.818% | 1.515% | 1.212% | 0.9091% | 0.6061% | 0.303% | 0%
Commercial_Grocery (WA)_Space Heating_Natural Gas_Unit Heater_Distribution | Commercial | Grocery (WA) | Space Heating | Natural Gas | Unit Heater | Distribution | 8.333% | 8.333% | 8.333% | 8.333% | 8.333% | 8.333% | 8.333% | 8.333% | 7.407% | 6.481% | 5.556% | 4.63% | 3.704% | 2.778% | 1.852% | 0.9259% | 0% | 0% | 0% | 0% | 0% | 0% | 0% | 0% | 0% | 0% | 0% | 0% | 0% | 0% | 0% | 0% | 0% | 0% | 0% | 0%
Commercial_Grocery (WA)_Water Heating_Natural Gas_Water Heater_Distribution | Commercial | Grocery (WA) | Water Heating | Natural Gas | Water Heater | Distribution | 6.667% | 6.667% | 6.667% | 6.667% | 6.667% | 6.667% | 6.667% | 6.667% | 6.667% | 6.667% | 6.061% | 5.455% | 4.848% | 4.242% | 3.636% | 3.03% | 2.424% | 1.818% | 1.212% | 0.6061% | 0% | 0% | 0% | 0% | 0% | 0% | 0% | 0% | 0% | 0% | 0% | 0% | 0% | 0% | 0% | 0%
Commercial_Grocery (WA)_Food Preparation_Natural Gas_Oven_Distribution | Commercial | Grocery (WA) | Food Preparation | Natural Gas | Oven | Distribution | 10% | 10% | 10% | 10% | 10% | 10% | 10% | 10% | 8% | 6% | 4% | 2% | 0% | 0% | 0% | 0% | 0% | 0% | 0% | 0% | 0% | 0% | 0% | 0% | 0% | 0% | 0% | 0% | 0% | 0% | 0% | 0% | 0% | 0% | 0% | 0%
Commercial_Grocery (WA)_Food Preparation_Natural Gas_Conveyor Oven_Distribution | Commercial | Grocery (WA) | Food Preparation | Natural Gas | Conveyor Oven | Distribution | 10% | 10% | 10% | 10% | 10% | 10% | 10% | 10% | 8% | 6% | 4% | 2% | 0% | 0% | 0% | 0% | 0% | 0% | 0% | 0% | 0% | 0% | 0% | 0% | 0% | 0% | 0% | 0% | 0% | 0% | 0% | 0% | 0% | 0% | 0% | 0%
Commercial_Grocery (WA)_Food Preparation_Natural Gas_Double Rack Oven_Distribution | Commercial | Grocery (WA) | Food Preparation | Natural Gas | Double Rack Oven | Distribution | 10% | 10% | 10% | 10% | 10% | 10% | 10% | 10% | 8% | 6% | 4% | 2% | 0% | 0% | 0% | 0% | 0% | 0% | 0% | 0% | 0% | 0% | 0% | 0% | 0% | 0% | 0% | 0% | 0% | 0% | 0% | 0% | 0% | 0% | 0% | 0%
Commercial_Grocery (WA)_Food Preparation_Natural Gas_Fryer_Distribution | Commercial | Grocery (WA) | Food Preparation | Natural Gas | Fryer | Distribution | 6.667% | 6.667% | 6.667% | 6.667% | 6.667% | 6.667% | 6.667% | 6.667% | 6.667% | 6.667% | 6.061% | 5.455% | 4.848% | 4.242% | 3.636% | 3.03% | 2.424% | 1.818% | 1.212% | 0.6061% | 0% | 0% | 0% | 0% | 0% | 0% | 0% | 0% | 0% | 0% | 0% | 0% | 0% | 0% | 0% | 0%
Commercial_Grocery (WA)_Food Preparation_Natural Gas_Broiler_Distribution | Commercial | Grocery (WA) | Food Preparation | Natural Gas | Broiler | Distribution | 8.333% | 8.333% | 8.333% | 8.333% | 8.333% | 8.333% | 8.333% | 8.333% | 7.407% | 6.481% | 5.556% | 4.63% | 3.704% | 2.778% | 1.852% | 0.9259% | 0% | 0% | 0% | 0% | 0% | 0% | 0% | 0% | 0% | 0% | 0% | 0% | 0% | 0% | 0% | 0% | 0% | 0% | 0% | 0%
Commercial_Grocery (WA)_Food Preparation_Natural Gas_Griddle_Distribution | Commercial | Grocery (WA) | Food Preparation | Natural Gas | Griddle | Distribution | 8.333% | 8.333% | 8.333% | 8.333% | 8.333% | 8.333% | 8.333% | 8.333% | 7.407% | 6.481% | 5.556% | 4.63% | 3.704% | 2.778% | 1.852% | 0.9259% | 0% | 0% | 0% | 0% | 0% | 0% | 0% | 0% | 0% | 0% | 0% | 0% | 0% | 0% | 0% | 0% | 0% | 0% | 0% | 0%
Commercial_Grocery (WA)_Food Preparation_Natural Gas_Range_Distribution | Commercial | Grocery (WA) | Food Preparation | Natural Gas | Range | Distribution | 10% | 10% | 10% | 10% | 10% | 10% | 10% | 10% | 8% | 6% | 4% | 2% | 0% | 0% | 0% | 0% | 0% | 0% | 0% | 0% | 0% | 0% | 0% | 0% | 0% | 0% | 0% | 0% | 0% | 0% | 0% | 0% | 0% | 0% | 0% | 0%
Commercial_Grocery (WA)_Food Preparation_Natural Gas_Steamer_Distribution | Commercial | Grocery (WA) | Food Preparation | Natural Gas | Steamer | Distribution | 8.333% | 8.333% | 8.333% | 8.333% | 8.333% | 8.333% | 8.333% | 8.333% | 7.407% | 6.481% | 5.556% | 4.63% | 3.704% | 2.778% | 1.852% | 0.9259% | 0% | 0% | 0% | 0% | 0% | 0% | 0% | 0% | 0% | 0% | 0% | 0% | 0% | 0% | 0% | 0% | 0% | 0% | 0% | 0%
Commercial_Grocery (WA)_Food Preparation_Natural Gas_Food Prep Other_Distribution | Commercial | Grocery (WA) | Food Preparation | Natural Gas | Food Prep Other | Distribution | 10% | 10% | 10% | 10% | 10% | 10% | 10% | 10% | 8% | 6% | 4% | 2% | 0% | 0% | 0% | 0% | 0% | 0% | 0% | 0% | 0% | 0% | 0% | 0% | 0% | 0% | 0% | 0% | 0% | 0% | 0% | 0% | 0% | 0% | 0% | 0%
Commercial_Grocery (WA)_Miscellaneous_Natural Gas_Pool Heater_Distribution | Commercial | Grocery (WA) | Miscellaneous | Natural Gas | Pool Heater | Distribution | 10% | 10% | 10% | 10% | 10% | 9.091% | 8.182% | 7.273% | 6.364% | 5.455% | 4.545% | 3.636% | 2.727% | 1.818% | 0.9091% | 0% | 0% | 0% | 0% | 0% | 0% | 0% | 0% | 0% | 0% | 0% | 0% | 0% | 0% | 0% | 0% | 0% | 0% | 0% | 0% | 0%
Commercial_Grocery (WA)_Miscellaneous_Natural Gas_Miscellaneous_Distribution | Commercial | Grocery (WA) | Miscellaneous | Natural Gas | Miscellaneous | Distribution | 20% | 20% | 17.14% | 14.29% | 11.43% | 8.571% | 5.714% | 2.857% | 0% | 0% | 0% | 0% | 0% | 0% | 0% | 0% | 0% | 0% | 0% | 0% | 0% | 0% | 0% | 0% | 0% | 0% | 0% | 0% | 0% | 0% | 0% | 0% | 0% | 0% | 0% | 0%
Commercial_School (WA)_Space Heating_Natural Gas_Furnace_Distribution | Commercial | School (WA) | Space Heating | Natural Gas | Furnace | Distribution | 5.556% | 5.556% | 5.556% | 5.556% | 5.556% | 5.556% | 5.556% | 5.556% | 5.556% | 5.556% | 5.229% | 4.902% | 4.575% | 4.248% | 3.922% | 3.595% | 3.268% | 2.941% | 2.614% | 2.288% | 1.961% | 1.634% | 1.307% | 0.9804% | 0.6536% | 0.3268% | 0% | 0% | 0% | 0% | 0% | 0% | 0% | 0% | 0% | 0%
Commercial_School (WA)_Space Heating_Natural Gas_Boiler_Distribution | Commercial | School (WA) | Space Heating | Natural Gas | Boiler | Distribution | 3.333% | 3.333% | 3.333% | 3.333% | 3.333% | 3.333% | 3.333% | 3.333% | 3.333% | 3.333% | 3.333% | 3.333% | 3.333% | 3.333% | 3.333% | 3.333% | 3.333% | 3.333% | 3.333% | 3.333% | 3.333% | 3.333% | 3.333% | 3.333% | 3.333% | 3.03% | 2.727% | 2.424% | 2.121% | 1.818% | 1.515% | 1.212% | 0.9091% | 0.6061% | 0.303% | 0%
Commercial_School (WA)_Space Heating_Natural Gas_Unit Heater_Distribution | Commercial | School (WA) | Space Heating | Natural Gas | Unit Heater | Distribution | 8.333% | 8.333% | 8.333% | 8.333% | 8.333% | 8.333% | 8.333% | 8.333% | 7.407% | 6.481% | 5.556% | 4.63% | 3.704% | 2.778% | 1.852% | 0.9259% | 0% | 0% | 0% | 0% | 0% | 0% | 0% | 0% | 0% | 0% | 0% | 0% | 0% | 0% | 0% | 0% | 0% | 0% | 0% | 0%
Commercial_School (WA)_Water Heating_Natural Gas_Water Heater_Distribution | Commercial | School (WA) | Water Heating | Natural Gas | Water Heater | Distribution | 6.667% | 6.667% | 6.667% | 6.667% | 6.667% | 6.667% | 6.667% | 6.667% | 6.667% | 6.667% | 6.061% | 5.455% | 4.848% | 4.242% | 3.636% | 3.03% | 2.424% | 1.818% | 1.212% | 0.6061% | 0% | 0% | 0% | 0% | 0% | 0% | 0% | 0% | 0% | 0% | 0% | 0% | 0% | 0% | 0% | 0%
Commercial_School (WA)_Food Preparation_Natural Gas_Oven_Distribution | Commercial | School (WA) | Food Preparation | Natural Gas | Oven | Distribution | 10% | 10% | 10% | 10% | 10% | 10% | 10% | 10% | 8% | 6% | 4% | 2% | 0% | 0% | 0% | 0% | 0% | 0% | 0% | 0% | 0% | 0% | 0% | 0% | 0% | 0% | 0% | 0% | 0% | 0% | 0% | 0% | 0% | 0% | 0% | 0%
Commercial_School (WA)_Food Preparation_Natural Gas_Conveyor Oven_Distribution | Commercial | School (WA) | Food Preparation | Natural Gas | Conveyor Oven | Distribution | 10% | 10% | 10% | 10% | 10% | 10% | 10% | 10% | 8% | 6% | 4% | 2% | 0% | 0% | 0% | 0% | 0% | 0% | 0% | 0% | 0% | 0% | 0% | 0% | 0% | 0% | 0% | 0% | 0% | 0% | 0% | 0% | 0% | 0% | 0% | 0%
Commercial_School (WA)_Food Preparation_Natural Gas_Double Rack Oven_Distribution | Commercial | School (WA) | Food Preparation | Natural Gas | Double Rack Oven | Distribution | 10% | 10% | 10% | 10% | 10% | 10% | 10% | 10% | 8% | 6% | 4% | 2% | 0% | 0% | 0% | 0% | 0% | 0% | 0% | 0% | 0% | 0% | 0% | 0% | 0% | 0% | 0% | 0% | 0% | 0% | 0% | 0% | 0% | 0% | 0% | 0%
Commercial_School (WA)_Food Preparation_Natural Gas_Fryer_Distribution | Commercial | School (WA) | Food Preparation | Natural Gas | Fryer | Distribution | 6.667% | 6.667% | 6.667% | 6.667% | 6.667% | 6.667% | 6.667% | 6.667% | 6.667% | 6.667% | 6.061% | 5.455% | 4.848% | 4.242% | 3.636% | 3.03% | 2.424% | 1.818% | 1.212% | 0.6061% | 0% | 0% | 0% | 0% | 0% | 0% | 0% | 0% | 0% | 0% | 0% | 0% | 0% | 0% | 0% | 0%
Commercial_School (WA)_Food Preparation_Natural Gas_Broiler_Distribution | Commercial | School (WA) | Food Preparation | Natural Gas | Broiler | Distribution | 8.333% | 8.333% | 8.333% | 8.333% | 8.333% | 8.333% | 8.333% | 8.333% | 7.407% | 6.481% | 5.556% | 4.63% | 3.704% | 2.778% | 1.852% | 0.9259% | 0% | 0% | 0% | 0% | 0% | 0% | 0% | 0% | 0% | 0% | 0% | 0% | 0% | 0% | 0% | 0% | 0% | 0% | 0% | 0%
Commercial_School (WA)_Food Preparation_Natural Gas_Griddle_Distribution | Commercial | School (WA) | Food Preparation | Natural Gas | Griddle | Distribution | 8.333% | 8.333% | 8.333% | 8.333% | 8.333% | 8.333% | 8.333% | 8.333% | 7.407% | 6.481% | 5.556% | 4.63% | 3.704% | 2.778% | 1.852% | 0.9259% | 0% | 0% | 0% | 0% | 0% | 0% | 0% | 0% | 0% | 0% | 0% | 0% | 0% | 0% | 0% | 0% | 0% | 0% | 0% | 0%
Commercial_School (WA)_Food Preparation_Natural Gas_Range_Distribution | Commercial | School (WA) | Food Preparation | Natural Gas | Range | Distribution | 10% | 10% | 10% | 10% | 10% | 10% | 10% | 10% | 8% | 6% | 4% | 2% | 0% | 0% | 0% | 0% | 0% | 0% | 0% | 0% | 0% | 0% | 0% | 0% | 0% | 0% | 0% | 0% | 0% | 0% | 0% | 0% | 0% | 0% | 0% | 0%
Commercial_School (WA)_Food Preparation_Natural Gas_Steamer_Distribution | Commercial | School (WA) | Food Preparation | Natural Gas | Steamer | Distribution | 8.333% | 8.333% | 8.333% | 8.333% | 8.333% | 8.333% | 8.333% | 8.333% | 7.407% | 6.481% | 5.556% | 4.63% | 3.704% | 2.778% | 1.852% | 0.9259% | 0% | 0% | 0% | 0% | 0% | 0% | 0% | 0% | 0% | 0% | 0% | 0% | 0% | 0% | 0% | 0% | 0% | 0% | 0% | 0%
Commercial_School (WA)_Food Preparation_Natural Gas_Food Prep Other_Distribution | Commercial | School (WA) | Food Preparation | Natural Gas | Food Prep Other | Distribution | 10% | 10% | 10% | 10% | 10% | 10% | 10% | 10% | 8% | 6% | 4% | 2% | 0% | 0% | 0% | 0% | 0% | 0% | 0% | 0% | 0% | 0% | 0% | 0% | 0% | 0% | 0% | 0% | 0% | 0% | 0% | 0% | 0% | 0% | 0% | 0%
Commercial_School (WA)_Miscellaneous_Natural Gas_Pool Heater_Distribution | Commercial | School (WA) | Miscellaneous | Natural Gas | Pool Heater | Distribution | 10% | 10% | 10% | 10% | 10% | 9.091% | 8.182% | 7.273% | 6.364% | 5.455% | 4.545% | 3.636% | 2.727% | 1.818% | 0.9091% | 0% | 0% | 0% | 0% | 0% | 0% | 0% | 0% | 0% | 0% | 0% | 0% | 0% | 0% | 0% | 0% | 0% | 0% | 0% | 0% | 0%
Commercial_School (WA)_Miscellaneous_Natural Gas_Miscellaneous_Distribution | Commercial | School (WA) | Miscellaneous | Natural Gas | Miscellaneous | Distribution | 20% | 20% | 17.14% | 14.29% | 11.43% | 8.571% | 5.714% | 2.857% | 0% | 0% | 0% | 0% | 0% | 0% | 0% | 0% | 0% | 0% | 0% | 0% | 0% | 0% | 0% | 0% | 0% | 0% | 0% | 0% | 0% | 0% | 0% | 0% | 0% | 0% | 0% | 0%
Commercial_College (WA)_Space Heating_Natural Gas_Furnace_Distribution | Commercial | College (WA) | Space Heating | Natural Gas | Furnace | Distribution | 5.556% | 5.556% | 5.556% | 5.556% | 5.556% | 5.556% | 5.556% | 5.556% | 5.556% | 5.556% | 5.229% | 4.902% | 4.575% | 4.248% | 3.922% | 3.595% | 3.268% | 2.941% | 2.614% | 2.288% | 1.961% | 1.634% | 1.307% | 0.9804% | 0.6536% | 0.3268% | 0% | 0% | 0% | 0% | 0% | 0% | 0% | 0% | 0% | 0%
Commercial_College (WA)_Space Heating_Natural Gas_Boiler_Distribution | Commercial | College (WA) | Space Heating | Natural Gas | Boiler | Distribution | 3.333% | 3.333% | 3.333% | 3.333% | 3.333% | 3.333% | 3.333% | 3.333% | 3.333% | 3.333% | 3.333% | 3.333% | 3.333% | 3.333% | 3.333% | 3.333% | 3.333% | 3.333% | 3.333% | 3.333% | 3.333% | 3.333% | 3.333% | 3.333% | 3.333% | 3.03% | 2.727% | 2.424% | 2.121% | 1.818% | 1.515% | 1.212% | 0.9091% | 0.6061% | 0.303% | 0%
Commercial_College (WA)_Space Heating_Natural Gas_Unit Heater_Distribution | Commercial | College (WA) | Space Heating | Natural Gas | Unit Heater | Distribution | 8.333% | 8.333% | 8.333% | 8.333% | 8.333% | 8.333% | 8.333% | 8.333% | 7.407% | 6.481% | 5.556% | 4.63% | 3.704% | 2.778% | 1.852% | 0.9259% | 0% | 0% | 0% | 0% | 0% | 0% | 0% | 0% | 0% | 0% | 0% | 0% | 0% | 0% | 0% | 0% | 0% | 0% | 0% | 0%
Commercial_College (WA)_Water Heating_Natural Gas_Water Heater_Distribution | Commercial | College (WA) | Water Heating | Natural Gas | Water Heater | Distribution | 6.667% | 6.667% | 6.667% | 6.667% | 6.667% | 6.667% | 6.667% | 6.667% | 6.667% | 6.667% | 6.061% | 5.455% | 4.848% | 4.242% | 3.636% | 3.03% | 2.424% | 1.818% | 1.212% | 0.6061% | 0% | 0% | 0% | 0% | 0% | 0% | 0% | 0% | 0% | 0% | 0% | 0% | 0% | 0% | 0% | 0%
Commercial_College (WA)_Food Preparation_Natural Gas_Oven_Distribution | Commercial | College (WA) | Food Preparation | Natural Gas | Oven | Distribution | 10% | 10% | 10% | 10% | 10% | 10% | 10% | 10% | 8% | 6% | 4% | 2% | 0% | 0% | 0% | 0% | 0% | 0% | 0% | 0% | 0% | 0% | 0% | 0% | 0% | 0% | 0% | 0% | 0% | 0% | 0% | 0% | 0% | 0% | 0% | 0%
Commercial_College (WA)_Food Preparation_Natural Gas_Conveyor Oven_Distribution | Commercial | College (WA) | Food Preparation | Natural Gas | Conveyor Oven | Distribution | 10% | 10% | 10% | 10% | 10% | 10% | 10% | 10% | 8% | 6% | 4% | 2% | 0% | 0% | 0% | 0% | 0% | 0% | 0% | 0% | 0% | 0% | 0% | 0% | 0% | 0% | 0% | 0% | 0% | 0% | 0% | 0% | 0% | 0% | 0% | 0%
Commercial_College (WA)_Food Preparation_Natural Gas_Double Rack Oven_Distribution | Commercial | College (WA) | Food Preparation | Natural Gas | Double Rack Oven | Distribution | 10% | 10% | 10% | 10% | 10% | 10% | 10% | 10% | 8% | 6% | 4% | 2% | 0% | 0% | 0% | 0% | 0% | 0% | 0% | 0% | 0% | 0% | 0% | 0% | 0% | 0% | 0% | 0% | 0% | 0% | 0% | 0% | 0% | 0% | 0% | 0%
Commercial_College (WA)_Food Preparation_Natural Gas_Fryer_Distribution | Commercial | College (WA) | Food Preparation | Natural Gas | Fryer | Distribution | 6.667% | 6.667% | 6.667% | 6.667% | 6.667% | 6.667% | 6.667% | 6.667% | 6.667% | 6.667% | 6.061% | 5.455% | 4.848% | 4.242% | 3.636% | 3.03% | 2.424% | 1.818% | 1.212% | 0.6061% | 0% | 0% | 0% | 0% | 0% | 0% | 0% | 0% | 0% | 0% | 0% | 0% | 0% | 0% | 0% | 0%
Commercial_College (WA)_Food Preparation_Natural Gas_Broiler_Distribution | Commercial | College (WA) | Food Preparation | Natural Gas | Broiler | Distribution | 8.333% | 8.333% | 8.333% | 8.333% | 8.333% | 8.333% | 8.333% | 8.333% | 7.407% | 6.481% | 5.556% | 4.63% | 3.704% | 2.778% | 1.852% | 0.9259% | 0% | 0% | 0% | 0% | 0% | 0% | 0% | 0% | 0% | 0% | 0% | 0% | 0% | 0% | 0% | 0% | 0% | 0% | 0% | 0%
Commercial_College (WA)_Food Preparation_Natural Gas_Griddle_Distribution | Commercial | College (WA) | Food Preparation | Natural Gas | Griddle | Distribution | 8.333% | 8.333% | 8.333% | 8.333% | 8.333% | 8.333% | 8.333% | 8.333% | 7.407% | 6.481% | 5.556% | 4.63% | 3.704% | 2.778% | 1.852% | 0.9259% | 0% | 0% | 0% | 0% | 0% | 0% | 0% | 0% | 0% | 0% | 0% | 0% | 0% | 0% | 0% | 0% | 0% | 0% | 0% | 0%
Commercial_College (WA)_Food Preparation_Natural Gas_Range_Distribution | Commercial | College (WA) | Food Preparation | Natural Gas | Range | Distribution | 10% | 10% | 10% | 10% | 10% | 10% | 10% | 10% | 8% | 6% | 4% | 2% | 0% | 0% | 0% | 0% | 0% | 0% | 0% | 0% | 0% | 0% | 0% | 0% | 0% | 0% | 0% | 0% | 0% | 0% | 0% | 0% | 0% | 0% | 0% | 0%
Commercial_College (WA)_Food Preparation_Natural Gas_Steamer_Distribution | Commercial | College (WA) | Food Preparation | Natural Gas | Steamer | Distribution | 8.333% | 8.333% | 8.333% | 8.333% | 8.333% | 8.333% | 8.333% | 8.333% | 7.407% | 6.481% | 5.556% | 4.63% | 3.704% | 2.778% | 1.852% | 0.9259% | 0% | 0% | 0% | 0% | 0% | 0% | 0% | 0% | 0% | 0% | 0% | 0% | 0% | 0% | 0% | 0% | 0% | 0% | 0% | 0%
Commercial_College (WA)_Food Preparation_Natural Gas_Food Prep Other_Distribution | Commercial | College (WA) | Food Preparation | Natural Gas | Food Prep Other | Distribution | 10% | 10% | 10% | 10% | 10% | 10% | 10% | 10% | 8% | 6% | 4% | 2% | 0% | 0% | 0% | 0% | 0% | 0% | 0% | 0% | 0% | 0% | 0% | 0% | 0% | 0% | 0% | 0% | 0% | 0% | 0% | 0% | 0% | 0% | 0% | 0%
Commercial_College (WA)_Miscellaneous_Natural Gas_Pool Heater_Distribution | Commercial | College (WA) | Miscellaneous | Natural Gas | Pool Heater | Distribution | 10% | 10% | 10% | 10% | 10% | 9.091% | 8.182% | 7.273% | 6.364% | 5.455% | 4.545% | 3.636% | 2.727% | 1.818% | 0.9091% | 0% | 0% | 0% | 0% | 0% | 0% | 0% | 0% | 0% | 0% | 0% | 0% | 0% | 0% | 0% | 0% | 0% | 0% | 0% | 0% | 0%
Commercial_College (WA)_Miscellaneous_Natural Gas_Miscellaneous_Distribution | Commercial | College (WA) | Miscellaneous | Natural Gas | Miscellaneous | Distribution | 20% | 20% | 17.14% | 14.29% | 11.43% | 8.571% | 5.714% | 2.857% | 0% | 0% | 0% | 0% | 0% | 0% | 0% | 0% | 0% | 0% | 0% | 0% | 0% | 0% | 0% | 0% | 0% | 0% | 0% | 0% | 0% | 0% | 0% | 0% | 0% | 0% | 0% | 0%
Commercial_Health (WA)_Space Heating_Natural Gas_Furnace_Distribution | Commercial | Health (WA) | Space Heating | Natural Gas | Furnace | Distribution | 5.556% | 5.556% | 5.556% | 5.556% | 5.556% | 5.556% | 5.556% | 5.556% | 5.556% | 5.556% | 5.229% | 4.902% | 4.575% | 4.248% | 3.922% | 3.595% | 3.268% | 2.941% | 2.614% | 2.288% | 1.961% | 1.634% | 1.307% | 0.9804% | 0.6536% | 0.3268% | 0% | 0% | 0% | 0% | 0% | 0% | 0% | 0% | 0% | 0%
Commercial_Health (WA)_Space Heating_Natural Gas_Boiler_Distribution | Commercial | Health (WA) | Space Heating | Natural Gas | Boiler | Distribution | 3.333% | 3.333% | 3.333% | 3.333% | 3.333% | 3.333% | 3.333% | 3.333% | 3.333% | 3.333% | 3.333% | 3.333% | 3.333% | 3.333% | 3.333% | 3.333% | 3.333% | 3.333% | 3.333% | 3.333% | 3.333% | 3.333% | 3.333% | 3.333% | 3.333% | 3.03% | 2.727% | 2.424% | 2.121% | 1.818% | 1.515% | 1.212% | 0.9091% | 0.6061% | 0.303% | 0%
Commercial_Health (WA)_Space Heating_Natural Gas_Unit Heater_Distribution | Commercial | Health (WA) | Space Heating | Natural Gas | Unit Heater | Distribution | 8.333% | 8.333% | 8.333% | 8.333% | 8.333% | 8.333% | 8.333% | 8.333% | 7.407% | 6.481% | 5.556% | 4.63% | 3.704% | 2.778% | 1.852% | 0.9259% | 0% | 0% | 0% | 0% | 0% | 0% | 0% | 0% | 0% | 0% | 0% | 0% | 0% | 0% | 0% | 0% | 0% | 0% | 0% | 0%
Commercial_Health (WA)_Water Heating_Natural Gas_Water Heater_Distribution | Commercial | Health (WA) | Water Heating | Natural Gas | Water Heater | Distribution | 6.667% | 6.667% | 6.667% | 6.667% | 6.667% | 6.667% | 6.667% | 6.667% | 6.667% | 6.667% | 6.061% | 5.455% | 4.848% | 4.242% | 3.636% | 3.03% | 2.424% | 1.818% | 1.212% | 0.6061% | 0% | 0% | 0% | 0% | 0% | 0% | 0% | 0% | 0% | 0% | 0% | 0% | 0% | 0% | 0% | 0%
Commercial_Health (WA)_Food Preparation_Natural Gas_Oven_Distribution | Commercial | Health (WA) | Food Preparation | Natural Gas | Oven | Distribution | 10% | 10% | 10% | 10% | 10% | 10% | 10% | 10% | 8% | 6% | 4% | 2% | 0% | 0% | 0% | 0% | 0% | 0% | 0% | 0% | 0% | 0% | 0% | 0% | 0% | 0% | 0% | 0% | 0% | 0% | 0% | 0% | 0% | 0% | 0% | 0%
Commercial_Health (WA)_Food Preparation_Natural Gas_Conveyor Oven_Distribution | Commercial | Health (WA) | Food Preparation | Natural Gas | Conveyor Oven | Distribution | 10% | 10% | 10% | 10% | 10% | 10% | 10% | 10% | 8% | 6% | 4% | 2% | 0% | 0% | 0% | 0% | 0% | 0% | 0% | 0% | 0% | 0% | 0% | 0% | 0% | 0% | 0% | 0% | 0% | 0% | 0% | 0% | 0% | 0% | 0% | 0%
Commercial_Health (WA)_Food Preparation_Natural Gas_Double Rack Oven_Distribution | Commercial | Health (WA) | Food Preparation | Natural Gas | Double Rack Oven | Distribution | 10% | 10% | 10% | 10% | 10% | 10% | 10% | 10% | 8% | 6% | 4% | 2% | 0% | 0% | 0% | 0% | 0% | 0% | 0% | 0% | 0% | 0% | 0% | 0% | 0% | 0% | 0% | 0% | 0% | 0% | 0% | 0% | 0% | 0% | 0% | 0%
Commercial_Health (WA)_Food Preparation_Natural Gas_Fryer_Distribution | Commercial | Health (WA) | Food Preparation | Natural Gas | Fryer | Distribution | 6.667% | 6.667% | 6.667% | 6.667% | 6.667% | 6.667% | 6.667% | 6.667% | 6.667% | 6.667% | 6.061% | 5.455% | 4.848% | 4.242% | 3.636% | 3.03% | 2.424% | 1.818% | 1.212% | 0.6061% | 0% | 0% | 0% | 0% | 0% | 0% | 0% | 0% | 0% | 0% | 0% | 0% | 0% | 0% | 0% | 0%
Commercial_Health (WA)_Food Preparation_Natural Gas_Broiler_Distribution | Commercial | Health (WA) | Food Preparation | Natural Gas | Broiler | Distribution | 8.333% | 8.333% | 8.333% | 8.333% | 8.333% | 8.333% | 8.333% | 8.333% | 7.407% | 6.481% | 5.556% | 4.63% | 3.704% | 2.778% | 1.852% | 0.9259% | 0% | 0% | 0% | 0% | 0% | 0% | 0% | 0% | 0% | 0% | 0% | 0% | 0% | 0% | 0% | 0% | 0% | 0% | 0% | 0%
Commercial_Health (WA)_Food Preparation_Natural Gas_Griddle_Distribution | Commercial | Health (WA) | Food Preparation | Natural Gas | Griddle | Distribution | 8.333% | 8.333% | 8.333% | 8.333% | 8.333% | 8.333% | 8.333% | 8.333% | 7.407% | 6.481% | 5.556% | 4.63% | 3.704% | 2.778% | 1.852% | 0.9259% | 0% | 0% | 0% | 0% | 0% | 0% | 0% | 0% | 0% | 0% | 0% | 0% | 0% | 0% | 0% | 0% | 0% | 0% | 0% | 0%
Commercial_Health (WA)_Food Preparation_Natural Gas_Range_Distribution | Commercial | Health (WA) | Food Preparation | Natural Gas | Range | Distribution | 10% | 10% | 10% | 10% | 10% | 10% | 10% | 10% | 8% | 6% | 4% | 2% | 0% | 0% | 0% | 0% | 0% | 0% | 0% | 0% | 0% | 0% | 0% | 0% | 0% | 0% | 0% | 0% | 0% | 0% | 0% | 0% | 0% | 0% | 0% | 0%
Commercial_Health (WA)_Food Preparation_Natural Gas_Steamer_Distribution | Commercial | Health (WA) | Food Preparation | Natural Gas | Steamer | Distribution | 8.333% | 8.333% | 8.333% | 8.333% | 8.333% | 8.333% | 8.333% | 8.333% | 7.407% | 6.481% | 5.556% | 4.63% | 3.704% | 2.778% | 1.852% | 0.9259% | 0% | 0% | 0% | 0% | 0% | 0% | 0% | 0% | 0% | 0% | 0% | 0% | 0% | 0% | 0% | 0% | 0% | 0% | 0% | 0%
Commercial_Health (WA)_Food Preparation_Natural Gas_Food Prep Other_Distribution | Commercial | Health (WA) | Food Preparation | Natural Gas | Food Prep Other | Distribution | 10% | 10% | 10% | 10% | 10% | 10% | 10% | 10% | 8% | 6% | 4% | 2% | 0% | 0% | 0% | 0% | 0% | 0% | 0% | 0% | 0% | 0% | 0% | 0% | 0% | 0% | 0% | 0% | 0% | 0% | 0% | 0% | 0% | 0% | 0% | 0%
Commercial_Health (WA)_Miscellaneous_Natural Gas_Pool Heater_Distribution | Commercial | Health (WA) | Miscellaneous | Natural Gas | Pool Heater | Distribution | 10% | 10% | 10% | 10% | 10% | 9.091% | 8.182% | 7.273% | 6.364% | 5.455% | 4.545% | 3.636% | 2.727% | 1.818% | 0.9091% | 0% | 0% | 0% | 0% | 0% | 0% | 0% | 0% | 0% | 0% | 0% | 0% | 0% | 0% | 0% | 0% | 0% | 0% | 0% | 0% | 0%
Commercial_Health (WA)_Miscellaneous_Natural Gas_Miscellaneous_Distribution | Commercial | Health (WA) | Miscellaneous | Natural Gas | Miscellaneous | Distribution | 20% | 20% | 17.14% | 14.29% | 11.43% | 8.571% | 5.714% | 2.857% | 0% | 0% | 0% | 0% | 0% | 0% | 0% | 0% | 0% | 0% | 0% | 0% | 0% | 0% | 0% | 0% | 0% | 0% | 0% | 0% | 0% | 0% | 0% | 0% | 0% | 0% | 0% | 0%
Commercial_Lodging (WA)_Space Heating_Natural Gas_Furnace_Distribution | Commercial | Lodging (WA) | Space Heating | Natural Gas | Furnace | Distribution | 5.556% | 5.556% | 5.556% | 5.556% | 5.556% | 5.556% | 5.556% | 5.556% | 5.556% | 5.556% | 5.229% | 4.902% | 4.575% | 4.248% | 3.922% | 3.595% | 3.268% | 2.941% | 2.614% | 2.288% | 1.961% | 1.634% | 1.307% | 0.9804% | 0.6536% | 0.3268% | 0% | 0% | 0% | 0% | 0% | 0% | 0% | 0% | 0% | 0%
Commercial_Lodging (WA)_Space Heating_Natural Gas_Boiler_Distribution | Commercial | Lodging (WA) | Space Heating | Natural Gas | Boiler | Distribution | 3.333% | 3.333% | 3.333% | 3.333% | 3.333% | 3.333% | 3.333% | 3.333% | 3.333% | 3.333% | 3.333% | 3.333% | 3.333% | 3.333% | 3.333% | 3.333% | 3.333% | 3.333% | 3.333% | 3.333% | 3.333% | 3.333% | 3.333% | 3.333% | 3.333% | 3.03% | 2.727% | 2.424% | 2.121% | 1.818% | 1.515% | 1.212% | 0.9091% | 0.6061% | 0.303% | 0%
Commercial_Lodging (WA)_Space Heating_Natural Gas_Unit Heater_Distribution | Commercial | Lodging (WA) | Space Heating | Natural Gas | Unit Heater | Distribution | 8.333% | 8.333% | 8.333% | 8.333% | 8.333% | 8.333% | 8.333% | 8.333% | 7.407% | 6.481% | 5.556% | 4.63% | 3.704% | 2.778% | 1.852% | 0.9259% | 0% | 0% | 0% | 0% | 0% | 0% | 0% | 0% | 0% | 0% | 0% | 0% | 0% | 0% | 0% | 0% | 0% | 0% | 0% | 0%
Commercial_Lodging (WA)_Water Heating_Natural Gas_Water Heater_Distribution | Commercial | Lodging (WA) | Water Heating | Natural Gas | Water Heater | Distribution | 6.667% | 6.667% | 6.667% | 6.667% | 6.667% | 6.667% | 6.667% | 6.667% | 6.667% | 6.667% | 6.061% | 5.455% | 4.848% | 4.242% | 3.636% | 3.03% | 2.424% | 1.818% | 1.212% | 0.6061% | 0% | 0% | 0% | 0% | 0% | 0% | 0% | 0% | 0% | 0% | 0% | 0% | 0% | 0% | 0% | 0%
Commercial_Lodging (WA)_Food Preparation_Natural Gas_Oven_Distribution | Commercial | Lodging (WA) | Food Preparation | Natural Gas | Oven | Distribution | 10% | 10% | 10% | 10% | 10% | 10% | 10% | 10% | 8% | 6% | 4% | 2% | 0% | 0% | 0% | 0% | 0% | 0% | 0% | 0% | 0% | 0% | 0% | 0% | 0% | 0% | 0% | 0% | 0% | 0% | 0% | 0% | 0% | 0% | 0% | 0%
Commercial_Lodging (WA)_Food Preparation_Natural Gas_Conveyor Oven_Distribution | Commercial | Lodging (WA) | Food Preparation | Natural Gas | Conveyor Oven | Distribution | 10% | 10% | 10% | 10% | 10% | 10% | 10% | 10% | 8% | 6% | 4% | 2% | 0% | 0% | 0% | 0% | 0% | 0% | 0% | 0% | 0% | 0% | 0% | 0% | 0% | 0% | 0% | 0% | 0% | 0% | 0% | 0% | 0% | 0% | 0% | 0%
Commercial_Lodging (WA)_Food Preparation_Natural Gas_Double Rack Oven_Distribution | Commercial | Lodging (WA) | Food Preparation | Natural Gas | Double Rack Oven | Distribution | 10% | 10% | 10% | 10% | 10% | 10% | 10% | 10% | 8% | 6% | 4% | 2% | 0% | 0% | 0% | 0% | 0% | 0% | 0% | 0% | 0% | 0% | 0% | 0% | 0% | 0% | 0% | 0% | 0% | 0% | 0% | 0% | 0% | 0% | 0% | 0%
Commercial_Lodging (WA)_Food Preparation_Natural Gas_Fryer_Distribution | Commercial | Lodging (WA) | Food Preparation | Natural Gas | Fryer | Distribution | 6.667% | 6.667% | 6.667% | 6.667% | 6.667% | 6.667% | 6.667% | 6.667% | 6.667% | 6.667% | 6.061% | 5.455% | 4.848% | 4.242% | 3.636% | 3.03% | 2.424% | 1.818% | 1.212% | 0.6061% | 0% | 0% | 0% | 0% | 0% | 0% | 0% | 0% | 0% | 0% | 0% | 0% | 0% | 0% | 0% | 0%
Commercial_Lodging (WA)_Food Preparation_Natural Gas_Broiler_Distribution | Commercial | Lodging (WA) | Food Preparation | Natural Gas | Broiler | Distribution | 8.333% | 8.333% | 8.333% | 8.333% | 8.333% | 8.333% | 8.333% | 8.333% | 7.407% | 6.481% | 5.556% | 4.63% | 3.704% | 2.778% | 1.852% | 0.9259% | 0% | 0% | 0% | 0% | 0% | 0% | 0% | 0% | 0% | 0% | 0% | 0% | 0% | 0% | 0% | 0% | 0% | 0% | 0% | 0%
Commercial_Lodging (WA)_Food Preparation_Natural Gas_Griddle_Distribution | Commercial | Lodging (WA) | Food Preparation | Natural Gas | Griddle | Distribution | 8.333% | 8.333% | 8.333% | 8.333% | 8.333% | 8.333% | 8.333% | 8.333% | 7.407% | 6.481% | 5.556% | 4.63% | 3.704% | 2.778% | 1.852% | 0.9259% | 0% | 0% | 0% | 0% | 0% | 0% | 0% | 0% | 0% | 0% | 0% | 0% | 0% | 0% | 0% | 0% | 0% | 0% | 0% | 0%
Commercial_Lodging (WA)_Food Preparation_Natural Gas_Range_Distribution | Commercial | Lodging (WA) | Food Preparation | Natural Gas | Range | Distribution | 10% | 10% | 10% | 10% | 10% | 10% | 10% | 10% | 8% | 6% | 4% | 2% | 0% | 0% | 0% | 0% | 0% | 0% | 0% | 0% | 0% | 0% | 0% | 0% | 0% | 0% | 0% | 0% | 0% | 0% | 0% | 0% | 0% | 0% | 0% | 0%
Commercial_Lodging (WA)_Food Preparation_Natural Gas_Steamer_Distribution | Commercial | Lodging (WA) | Food Preparation | Natural Gas | Steamer | Distribution | 8.333% | 8.333% | 8.333% | 8.333% | 8.333% | 8.333% | 8.333% | 8.333% | 7.407% | 6.481% | 5.556% | 4.63% | 3.704% | 2.778% | 1.852% | 0.9259% | 0% | 0% | 0% | 0% | 0% | 0% | 0% | 0% | 0% | 0% | 0% | 0% | 0% | 0% | 0% | 0% | 0% | 0% | 0% | 0%
Commercial_Lodging (WA)_Food Preparation_Natural Gas_Food Prep Other_Distribution | Commercial | Lodging (WA) | Food Preparation | Natural Gas | Food Prep Other | Distribution | 10% | 10% | 10% | 10% | 10% | 10% | 10% | 10% | 8% | 6% | 4% | 2% | 0% | 0% | 0% | 0% | 0% | 0% | 0% | 0% | 0% | 0% | 0% | 0% | 0% | 0% | 0% | 0% | 0% | 0% | 0% | 0% | 0% | 0% | 0% | 0%
Commercial_Lodging (WA)_Miscellaneous_Natural Gas_Pool Heater_Distribution | Commercial | Lodging (WA) | Miscellaneous | Natural Gas | Pool Heater | Distribution | 10% | 10% | 10% | 10% | 10% | 9.091% | 8.182% | 7.273% | 6.364% | 5.455% | 4.545% | 3.636% | 2.727% | 1.818% | 0.9091% | 0% | 0% | 0% | 0% | 0% | 0% | 0% | 0% | 0% | 0% | 0% | 0% | 0% | 0% | 0% | 0% | 0% | 0% | 0% | 0% | 0%
Commercial_Lodging (WA)_Miscellaneous_Natural Gas_Miscellaneous_Distribution | Commercial | Lodging (WA) | Miscellaneous | Natural Gas | Miscellaneous | Distribution | 20% | 20% | 17.14% | 14.29% | 11.43% | 8.571% | 5.714% | 2.857% | 0% | 0% | 0% | 0% | 0% | 0% | 0% | 0% | 0% | 0% | 0% | 0% | 0% | 0% | 0% | 0% | 0% | 0% | 0% | 0% | 0% | 0% | 0% | 0% | 0% | 0% | 0% | 0%
Commercial_Warehouse (WA)_Space Heating_Natural Gas_Furnace_Distribution | Commercial | Warehouse (WA) | Space Heating | Natural Gas | Furnace | Distribution | 5.556% | 5.556% | 5.556% | 5.556% | 5.556% | 5.556% | 5.556% | 5.556% | 5.556% | 5.556% | 5.229% | 4.902% | 4.575% | 4.248% | 3.922% | 3.595% | 3.268% | 2.941% | 2.614% | 2.288% | 1.961% | 1.634% | 1.307% | 0.9804% | 0.6536% | 0.3268% | 0% | 0% | 0% | 0% | 0% | 0% | 0% | 0% | 0% | 0%
Commercial_Warehouse (WA)_Space Heating_Natural Gas_Boiler_Distribution | Commercial | Warehouse (WA) | Space Heating | Natural Gas | Boiler | Distribution | 3.333% | 3.333% | 3.333% | 3.333% | 3.333% | 3.333% | 3.333% | 3.333% | 3.333% | 3.333% | 3.333% | 3.333% | 3.333% | 3.333% | 3.333% | 3.333% | 3.333% | 3.333% | 3.333% | 3.333% | 3.333% | 3.333% | 3.333% | 3.333% | 3.333% | 3.03% | 2.727% | 2.424% | 2.121% | 1.818% | 1.515% | 1.212% | 0.9091% | 0.6061% | 0.303% | 0%
Commercial_Warehouse (WA)_Space Heating_Natural Gas_Unit Heater_Distribution | Commercial | Warehouse (WA) | Space Heating | Natural Gas | Unit Heater | Distribution | 8.333% | 8.333% | 8.333% | 8.333% | 8.333% | 8.333% | 8.333% | 8.333% | 7.407% | 6.481% | 5.556% | 4.63% | 3.704% | 2.778% | 1.852% | 0.9259% | 0% | 0% | 0% | 0% | 0% | 0% | 0% | 0% | 0% | 0% | 0% | 0% | 0% | 0% | 0% | 0% | 0% | 0% | 0% | 0%
Commercial_Warehouse (WA)_Water Heating_Natural Gas_Water Heater_Distribution | Commercial | Warehouse (WA) | Water Heating | Natural Gas | Water Heater | Distribution | 6.667% | 6.667% | 6.667% | 6.667% | 6.667% | 6.667% | 6.667% | 6.667% | 6.667% | 6.667% | 6.061% | 5.455% | 4.848% | 4.242% | 3.636% | 3.03% | 2.424% | 1.818% | 1.212% | 0.6061% | 0% | 0% | 0% | 0% | 0% | 0% | 0% | 0% | 0% | 0% | 0% | 0% | 0% | 0% | 0% | 0%
Commercial_Warehouse (WA)_Food Preparation_Natural Gas_Oven_Distribution | Commercial | Warehouse (WA) | Food Preparation | Natural Gas | Oven | Distribution | 10% | 10% | 10% | 10% | 10% | 10% | 10% | 10% | 8% | 6% | 4% | 2% | 0% | 0% | 0% | 0% | 0% | 0% | 0% | 0% | 0% | 0% | 0% | 0% | 0% | 0% | 0% | 0% | 0% | 0% | 0% | 0% | 0% | 0% | 0% | 0%
Commercial_Warehouse (WA)_Food Preparation_Natural Gas_Conveyor Oven_Distribution | Commercial | Warehouse (WA) | Food Preparation | Natural Gas | Conveyor Oven | Distribution | 10% | 10% | 10% | 10% | 10% | 10% | 10% | 10% | 8% | 6% | 4% | 2% | 0% | 0% | 0% | 0% | 0% | 0% | 0% | 0% | 0% | 0% | 0% | 0% | 0% | 0% | 0% | 0% | 0% | 0% | 0% | 0% | 0% | 0% | 0% | 0%
Commercial_Warehouse (WA)_Food Preparation_Natural Gas_Double Rack Oven_Distribution | Commercial | Warehouse (WA) | Food Preparation | Natural Gas | Double Rack Oven | Distribution | 10% | 10% | 10% | 10% | 10% | 10% | 10% | 10% | 8% | 6% | 4% | 2% | 0% | 0% | 0% | 0% | 0% | 0% | 0% | 0% | 0% | 0% | 0% | 0% | 0% | 0% | 0% | 0% | 0% | 0% | 0% | 0% | 0% | 0% | 0% | 0%
Commercial_Warehouse (WA)_Food Preparation_Natural Gas_Fryer_Distribution | Commercial | Warehouse (WA) | Food Preparation | Natural Gas | Fryer | Distribution | 6.667% | 6.667% | 6.667% | 6.667% | 6.667% | 6.667% | 6.667% | 6.667% | 6.667% | 6.667% | 6.061% | 5.455% | 4.848% | 4.242% | 3.636% | 3.03% | 2.424% | 1.818% | 1.212% | 0.6061% | 0% | 0% | 0% | 0% | 0% | 0% | 0% | 0% | 0% | 0% | 0% | 0% | 0% | 0% | 0% | 0%
Commercial_Warehouse (WA)_Food Preparation_Natural Gas_Broiler_Distribution | Commercial | Warehouse (WA) | Food Preparation | Natural Gas | Broiler | Distribution | 8.333% | 8.333% | 8.333% | 8.333% | 8.333% | 8.333% | 8.333% | 8.333% | 7.407% | 6.481% | 5.556% | 4.63% | 3.704% | 2.778% | 1.852% | 0.9259% | 0% | 0% | 0% | 0% | 0% | 0% | 0% | 0% | 0% | 0% | 0% | 0% | 0% | 0% | 0% | 0% | 0% | 0% | 0% | 0%
Commercial_Warehouse (WA)_Food Preparation_Natural Gas_Griddle_Distribution | Commercial | Warehouse (WA) | Food Preparation | Natural Gas | Griddle | Distribution | 8.333% | 8.333% | 8.333% | 8.333% | 8.333% | 8.333% | 8.333% | 8.333% | 7.407% | 6.481% | 5.556% | 4.63% | 3.704% | 2.778% | 1.852% | 0.9259% | 0% | 0% | 0% | 0% | 0% | 0% | 0% | 0% | 0% | 0% | 0% | 0% | 0% | 0% | 0% | 0% | 0% | 0% | 0% | 0%
Commercial_Warehouse (WA)_Food Preparation_Natural Gas_Range_Distribution | Commercial | Warehouse (WA) | Food Preparation | Natural Gas | Range | Distribution | 10% | 10% | 10% | 10% | 10% | 10% | 10% | 10% | 8% | 6% | 4% | 2% | 0% | 0% | 0% | 0% | 0% | 0% | 0% | 0% | 0% | 0% | 0% | 0% | 0% | 0% | 0% | 0% | 0% | 0% | 0% | 0% | 0% | 0% | 0% | 0%
Commercial_Warehouse (WA)_Food Preparation_Natural Gas_Steamer_Distribution | Commercial | Warehouse (WA) | Food Preparation | Natural Gas | Steamer | Distribution | 8.333% | 8.333% | 8.333% | 8.333% | 8.333% | 8.333% | 8.333% | 8.333% | 7.407% | 6.481% | 5.556% | 4.63% | 3.704% | 2.778% | 1.852% | 0.9259% | 0% | 0% | 0% | 0% | 0% | 0% | 0% | 0% | 0% | 0% | 0% | 0% | 0% | 0% | 0% | 0% | 0% | 0% | 0% | 0%
Commercial_Warehouse (WA)_Food Preparation_Natural Gas_Food Prep Other_Distribution | Commercial | Warehouse (WA) | Food Preparation | Natural Gas | Food Prep Other | Distribution | 10% | 10% | 10% | 10% | 10% | 10% | 10% | 10% | 8% | 6% | 4% | 2% | 0% | 0% | 0% | 0% | 0% | 0% | 0% | 0% | 0% | 0% | 0% | 0% | 0% | 0% | 0% | 0% | 0% | 0% | 0% | 0% | 0% | 0% | 0% | 0%
Commercial_Warehouse (WA)_Miscellaneous_Natural Gas_Pool Heater_Distribution | Commercial | Warehouse (WA) | Miscellaneous | Natural Gas | Pool Heater | Distribution | 10% | 10% | 10% | 10% | 10% | 9.091% | 8.182% | 7.273% | 6.364% | 5.455% | 4.545% | 3.636% | 2.727% | 1.818% | 0.9091% | 0% | 0% | 0% | 0% | 0% | 0% | 0% | 0% | 0% | 0% | 0% | 0% | 0% | 0% | 0% | 0% | 0% | 0% | 0% | 0% | 0%
Commercial_Warehouse (WA)_Miscellaneous_Natural Gas_Miscellaneous_Distribution | Commercial | Warehouse (WA) | Miscellaneous | Natural Gas | Miscellaneous | Distribution | 20% | 20% | 17.14% | 14.29% | 11.43% | 8.571% | 5.714% | 2.857% | 0% | 0% | 0% | 0% | 0% | 0% | 0% | 0% | 0% | 0% | 0% | 0% | 0% | 0% | 0% | 0% | 0% | 0% | 0% | 0% | 0% | 0% | 0% | 0% | 0% | 0% | 0% | 0%
Commercial_Miscellaneous (WA)_Space Heating_Natural Gas_Furnace_Distribution | Commercial | Miscellaneous (WA) | Space Heating | Natural Gas | Furnace | Distribution | 5.556% | 5.556% | 5.556% | 5.556% | 5.556% | 5.556% | 5.556% | 5.556% | 5.556% | 5.556% | 5.229% | 4.902% | 4.575% | 4.248% | 3.922% | 3.595% | 3.268% | 2.941% | 2.614% | 2.288% | 1.961% | 1.634% | 1.307% | 0.9804% | 0.6536% | 0.3268% | 0% | 0% | 0% | 0% | 0% | 0% | 0% | 0% | 0% | 0%
Commercial_Miscellaneous (WA)_Space Heating_Natural Gas_Boiler_Distribution | Commercial | Miscellaneous (WA) | Space Heating | Natural Gas | Boiler | Distribution | 3.333% | 3.333% | 3.333% | 3.333% | 3.333% | 3.333% | 3.333% | 3.333% | 3.333% | 3.333% | 3.333% | 3.333% | 3.333% | 3.333% | 3.333% | 3.333% | 3.333% | 3.333% | 3.333% | 3.333% | 3.333% | 3.333% | 3.333% | 3.333% | 3.333% | 3.03% | 2.727% | 2.424% | 2.121% | 1.818% | 1.515% | 1.212% | 0.9091% | 0.6061% | 0.303% | 0%
Commercial_Miscellaneous (WA)_Space Heating_Natural Gas_Unit Heater_Distribution | Commercial | Miscellaneous (WA) | Space Heating | Natural Gas | Unit Heater | Distribution | 8.333% | 8.333% | 8.333% | 8.333% | 8.333% | 8.333% | 8.333% | 8.333% | 7.407% | 6.481% | 5.556% | 4.63% | 3.704% | 2.778% | 1.852% | 0.9259% | 0% | 0% | 0% | 0% | 0% | 0% | 0% | 0% | 0% | 0% | 0% | 0% | 0% | 0% | 0% | 0% | 0% | 0% | 0% | 0%
Commercial_Miscellaneous (WA)_Water Heating_Natural Gas_Water Heater_Distribution | Commercial | Miscellaneous (WA) | Water Heating | Natural Gas | Water Heater | Distribution | 6.667% | 6.667% | 6.667% | 6.667% | 6.667% | 6.667% | 6.667% | 6.667% | 6.667% | 6.667% | 6.061% | 5.455% | 4.848% | 4.242% | 3.636% | 3.03% | 2.424% | 1.818% | 1.212% | 0.6061% | 0% | 0% | 0% | 0% | 0% | 0% | 0% | 0% | 0% | 0% | 0% | 0% | 0% | 0% | 0% | 0%
Commercial_Miscellaneous (WA)_Food Preparation_Natural Gas_Oven_Distribution | Commercial | Miscellaneous (WA) | Food Preparation | Natural Gas | Oven | Distribution | 10% | 10% | 10% | 10% | 10% | 10% | 10% | 10% | 8% | 6% | 4% | 2% | 0% | 0% | 0% | 0% | 0% | 0% | 0% | 0% | 0% | 0% | 0% | 0% | 0% | 0% | 0% | 0% | 0% | 0% | 0% | 0% | 0% | 0% | 0% | 0%
Commercial_Miscellaneous (WA)_Food Preparation_Natural Gas_Conveyor Oven_Distribution | Commercial | Miscellaneous (WA) | Food Preparation | Natural Gas | Conveyor Oven | Distribution | 10% | 10% | 10% | 10% | 10% | 10% | 10% | 10% | 8% | 6% | 4% | 2% | 0% | 0% | 0% | 0% | 0% | 0% | 0% | 0% | 0% | 0% | 0% | 0% | 0% | 0% | 0% | 0% | 0% | 0% | 0% | 0% | 0% | 0% | 0% | 0%
Commercial_Miscellaneous (WA)_Food Preparation_Natural Gas_Double Rack Oven_Distribution | Commercial | Miscellaneous (WA) | Food Preparation | Natural Gas | Double Rack Oven | Distribution | 10% | 10% | 10% | 10% | 10% | 10% | 10% | 10% | 8% | 6% | 4% | 2% | 0% | 0% | 0% | 0% | 0% | 0% | 0% | 0% | 0% | 0% | 0% | 0% | 0% | 0% | 0% | 0% | 0% | 0% | 0% | 0% | 0% | 0% | 0% | 0%
Commercial_Miscellaneous (WA)_Food Preparation_Natural Gas_Fryer_Distribution | Commercial | Miscellaneous (WA) | Food Preparation | Natural Gas | Fryer | Distribution | 6.667% | 6.667% | 6.667% | 6.667% | 6.667% | 6.667% | 6.667% | 6.667% | 6.667% | 6.667% | 6.061% | 5.455% | 4.848% | 4.242% | 3.636% | 3.03% | 2.424% | 1.818% | 1.212% | 0.6061% | 0% | 0% | 0% | 0% | 0% | 0% | 0% | 0% | 0% | 0% | 0% | 0% | 0% | 0% | 0% | 0%
Commercial_Miscellaneous (WA)_Food Preparation_Natural Gas_Broiler_Distribution | Commercial | Miscellaneous (WA) | Food Preparation | Natural Gas | Broiler | Distribution | 8.333% | 8.333% | 8.333% | 8.333% | 8.333% | 8.333% | 8.333% | 8.333% | 7.407% | 6.481% | 5.556% | 4.63% | 3.704% | 2.778% | 1.852% | 0.9259% | 0% | 0% | 0% | 0% | 0% | 0% | 0% | 0% | 0% | 0% | 0% | 0% | 0% | 0% | 0% | 0% | 0% | 0% | 0% | 0%
Commercial_Miscellaneous (WA)_Food Preparation_Natural Gas_Griddle_Distribution | Commercial | Miscellaneous (WA) | Food Preparation | Natural Gas | Griddle | Distribution | 8.333% | 8.333% | 8.333% | 8.333% | 8.333% | 8.333% | 8.333% | 8.333% | 7.407% | 6.481% | 5.556% | 4.63% | 3.704% | 2.778% | 1.852% | 0.9259% | 0% | 0% | 0% | 0% | 0% | 0% | 0% | 0% | 0% | 0% | 0% | 0% | 0% | 0% | 0% | 0% | 0% | 0% | 0% | 0%
Commercial_Miscellaneous (WA)_Food Preparation_Natural Gas_Range_Distribution | Commercial | Miscellaneous (WA) | Food Preparation | Natural Gas | Range | Distribution | 10% | 10% | 10% | 10% | 10% | 10% | 10% | 10% | 8% | 6% | 4% | 2% | 0% | 0% | 0% | 0% | 0% | 0% | 0% | 0% | 0% | 0% | 0% | 0% | 0% | 0% | 0% | 0% | 0% | 0% | 0% | 0% | 0% | 0% | 0% | 0%
Commercial_Miscellaneous (WA)_Food Preparation_Natural Gas_Steamer_Distribution | Commercial | Miscellaneous (WA) | Food Preparation | Natural Gas | Steamer | Distribution | 8.333% | 8.333% | 8.333% | 8.333% | 8.333% | 8.333% | 8.333% | 8.333% | 7.407% | 6.481% | 5.556% | 4.63% | 3.704% | 2.778% | 1.852% | 0.9259% | 0% | 0% | 0% | 0% | 0% | 0% | 0% | 0% | 0% | 0% | 0% | 0% | 0% | 0% | 0% | 0% | 0% | 0% | 0% | 0%
Commercial_Miscellaneous (WA)_Food Preparation_Natural Gas_Food Prep Other_Distribution | Commercial | Miscellaneous (WA) | Food Preparation | Natural Gas | Food Prep Other | Distribution | 10% | 10% | 10% | 10% | 10% | 10% | 10% | 10% | 8% | 6% | 4% | 2% | 0% | 0% | 0% | 0% | 0% | 0% | 0% | 0% | 0% | 0% | 0% | 0% | 0% | 0% | 0% | 0% | 0% | 0% | 0% | 0% | 0% | 0% | 0% | 0%
Commercial_Miscellaneous (WA)_Miscellaneous_Natural Gas_Pool Heater_Distribution | Commercial | Miscellaneous (WA) | Miscellaneous | Natural Gas | Pool Heater | Distribution | 10% | 10% | 10% | 10% | 10% | 9.091% | 8.182% | 7.273% | 6.364% | 5.455% | 4.545% | 3.636% | 2.727% | 1.818% | 0.9091% | 0% | 0% | 0% | 0% | 0% | 0% | 0% | 0% | 0% | 0% | 0% | 0% | 0% | 0% | 0% | 0% | 0% | 0% | 0% | 0% | 0%
Commercial_Miscellaneous (WA)_Miscellaneous_Natural Gas_Miscellaneous_Distribution | Commercial | Miscellaneous (WA) | Miscellaneous | Natural Gas | Miscellaneous | Distribution | 20% | 20% | 17.14% | 14.29% | 11.43% | 8.571% | 5.714% | 2.857% | 0% | 0% | 0% | 0% | 0% | 0% | 0% | 0% | 0% | 0% | 0% | 0% | 0% | 0% | 0% | 0% | 0% | 0% | 0% | 0% | 0% | 0% | 0% | 0% | 0% | 0% | 0% | 0%
Commercial_Office (ID)_Space Heating_Natural Gas_Furnace_Distribution | Commercial | Office (ID) | Space Heating | Natural Gas | Furnace | Distribution | 5.556% | 5.556% | 5.556% | 5.556% | 5.556% | 5.556% | 5.556% | 5.556% | 5.556% | 5.556% | 5.229% | 4.902% | 4.575% | 4.248% | 3.922% | 3.595% | 3.268% | 2.941% | 2.614% | 2.288% | 1.961% | 1.634% | 1.307% | 0.9804% | 0.6536% | 0.3268% | 0% | 0% | 0% | 0% | 0% | 0% | 0% | 0% | 0% | 0%
Commercial_Office (ID)_Space Heating_Natural Gas_Boiler_Distribution | Commercial | Office (ID) | Space Heating | Natural Gas | Boiler | Distribution | 3.333% | 3.333% | 3.333% | 3.333% | 3.333% | 3.333% | 3.333% | 3.333% | 3.333% | 3.333% | 3.333% | 3.333% | 3.333% | 3.333% | 3.333% | 3.333% | 3.333% | 3.333% | 3.333% | 3.333% | 3.333% | 3.333% | 3.333% | 3.333% | 3.333% | 3.03% | 2.727% | 2.424% | 2.121% | 1.818% | 1.515% | 1.212% | 0.9091% | 0.6061% | 0.303% | 0%
Commercial_Office (ID)_Space Heating_Natural Gas_Unit Heater_Distribution | Commercial | Office (ID) | Space Heating | Natural Gas | Unit Heater | Distribution | 8.333% | 8.333% | 8.333% | 8.333% | 8.333% | 8.333% | 8.333% | 8.333% | 7.407% | 6.481% | 5.556% | 4.63% | 3.704% | 2.778% | 1.852% | 0.9259% | 0% | 0% | 0% | 0% | 0% | 0% | 0% | 0% | 0% | 0% | 0% | 0% | 0% | 0% | 0% | 0% | 0% | 0% | 0% | 0%
Commercial_Office (ID)_Water Heating_Natural Gas_Water Heater_Distribution | Commercial | Office (ID) | Water Heating | Natural Gas | Water Heater | Distribution | 6.667% | 6.667% | 6.667% | 6.667% | 6.667% | 6.667% | 6.667% | 6.667% | 6.667% | 6.667% | 6.061% | 5.455% | 4.848% | 4.242% | 3.636% | 3.03% | 2.424% | 1.818% | 1.212% | 0.6061% | 0% | 0% | 0% | 0% | 0% | 0% | 0% | 0% | 0% | 0% | 0% | 0% | 0% | 0% | 0% | 0%
Commercial_Office (ID)_Food Preparation_Natural Gas_Oven_Distribution | Commercial | Office (ID) | Food Preparation | Natural Gas | Oven | Distribution | 10% | 10% | 10% | 10% | 10% | 10% | 10% | 10% | 8% | 6% | 4% | 2% | 0% | 0% | 0% | 0% | 0% | 0% | 0% | 0% | 0% | 0% | 0% | 0% | 0% | 0% | 0% | 0% | 0% | 0% | 0% | 0% | 0% | 0% | 0% | 0%
Commercial_Office (ID)_Food Preparation_Natural Gas_Conveyor Oven_Distribution | Commercial | Office (ID) | Food Preparation | Natural Gas | Conveyor Oven | Distribution | 10% | 10% | 10% | 10% | 10% | 10% | 10% | 10% | 8% | 6% | 4% | 2% | 0% | 0% | 0% | 0% | 0% | 0% | 0% | 0% | 0% | 0% | 0% | 0% | 0% | 0% | 0% | 0% | 0% | 0% | 0% | 0% | 0% | 0% | 0% | 0%
Commercial_Office (ID)_Food Preparation_Natural Gas_Double Rack Oven_Distribution | Commercial | Office (ID) | Food Preparation | Natural Gas | Double Rack Oven | Distribution | 10% | 10% | 10% | 10% | 10% | 10% | 10% | 10% | 8% | 6% | 4% | 2% | 0% | 0% | 0% | 0% | 0% | 0% | 0% | 0% | 0% | 0% | 0% | 0% | 0% | 0% | 0% | 0% | 0% | 0% | 0% | 0% | 0% | 0% | 0% | 0%
Commercial_Office (ID)_Food Preparation_Natural Gas_Fryer_Distribution | Commercial | Office (ID) | Food Preparation | Natural Gas | Fryer | Distribution | 6.667% | 6.667% | 6.667% | 6.667% | 6.667% | 6.667% | 6.667% | 6.667% | 6.667% | 6.667% | 6.061% | 5.455% | 4.848% | 4.242% | 3.636% | 3.03% | 2.424% | 1.818% | 1.212% | 0.6061% | 0% | 0% | 0% | 0% | 0% | 0% | 0% | 0% | 0% | 0% | 0% | 0% | 0% | 0% | 0% | 0%
Commercial_Office (ID)_Food Preparation_Natural Gas_Broiler_Distribution | Commercial | Office (ID) | Food Preparation | Natural Gas | Broiler | Distribution | 8.333% | 8.333% | 8.333% | 8.333% | 8.333% | 8.333% | 8.333% | 8.333% | 7.407% | 6.481% | 5.556% | 4.63% | 3.704% | 2.778% | 1.852% | 0.9259% | 0% | 0% | 0% | 0% | 0% | 0% | 0% | 0% | 0% | 0% | 0% | 0% | 0% | 0% | 0% | 0% | 0% | 0% | 0% | 0%
Commercial_Office (ID)_Food Preparation_Natural Gas_Griddle_Distribution | Commercial | Office (ID) | Food Preparation | Natural Gas | Griddle | Distribution | 8.333% | 8.333% | 8.333% | 8.333% | 8.333% | 8.333% | 8.333% | 8.333% | 7.407% | 6.481% | 5.556% | 4.63% | 3.704% | 2.778% | 1.852% | 0.9259% | 0% | 0% | 0% | 0% | 0% | 0% | 0% | 0% | 0% | 0% | 0% | 0% | 0% | 0% | 0% | 0% | 0% | 0% | 0% | 0%
Commercial_Office (ID)_Food Preparation_Natural Gas_Range_Distribution | Commercial | Office (ID) | Food Preparation | Natural Gas | Range | Distribution | 10% | 10% | 10% | 10% | 10% | 10% | 10% | 10% | 8% | 6% | 4% | 2% | 0% | 0% | 0% | 0% | 0% | 0% | 0% | 0% | 0% | 0% | 0% | 0% | 0% | 0% | 0% | 0% | 0% | 0% | 0% | 0% | 0% | 0% | 0% | 0%
Commercial_Office (ID)_Food Preparation_Natural Gas_Steamer_Distribution | Commercial | Office (ID) | Food Preparation | Natural Gas | Steamer | Distribution | 8.333% | 8.333% | 8.333% | 8.333% | 8.333% | 8.333% | 8.333% | 8.333% | 7.407% | 6.481% | 5.556% | 4.63% | 3.704% | 2.778% | 1.852% | 0.9259% | 0% | 0% | 0% | 0% | 0% | 0% | 0% | 0% | 0% | 0% | 0% | 0% | 0% | 0% | 0% | 0% | 0% | 0% | 0% | 0%
Commercial_Office (ID)_Food Preparation_Natural Gas_Food Prep Other_Distribution | Commercial | Office (ID) | Food Preparation | Natural Gas | Food Prep Other | Distribution | 10% | 10% | 10% | 10% | 10% | 10% | 10% | 10% | 8% | 6% | 4% | 2% | 0% | 0% | 0% | 0% | 0% | 0% | 0% | 0% | 0% | 0% | 0% | 0% | 0% | 0% | 0% | 0% | 0% | 0% | 0% | 0% | 0% | 0% | 0% | 0%
Commercial_Office (ID)_Miscellaneous_Natural Gas_Pool Heater_Distribution | Commercial | Office (ID) | Miscellaneous | Natural Gas | Pool Heater | Distribution | 10% | 10% | 10% | 10% | 10% | 9.091% | 8.182% | 7.273% | 6.364% | 5.455% | 4.545% | 3.636% | 2.727% | 1.818% | 0.9091% | 0% | 0% | 0% | 0% | 0% | 0% | 0% | 0% | 0% | 0% | 0% | 0% | 0% | 0% | 0% | 0% | 0% | 0% | 0% | 0% | 0%
Commercial_Office (ID)_Miscellaneous_Natural Gas_Miscellaneous_Distribution | Commercial | Office (ID) | Miscellaneous | Natural Gas | Miscellaneous | Distribution | 20% | 20% | 17.14% | 14.29% | 11.43% | 8.571% | 5.714% | 2.857% | 0% | 0% | 0% | 0% | 0% | 0% | 0% | 0% | 0% | 0% | 0% | 0% | 0% | 0% | 0% | 0% | 0% | 0% | 0% | 0% | 0% | 0% | 0% | 0% | 0% | 0% | 0% | 0%
Commercial_Restaurant (ID)_Space Heating_Natural Gas_Furnace_Distribution | Commercial | Restaurant (ID) | Space Heating | Natural Gas | Furnace | Distribution | 5.556% | 5.556% | 5.556% | 5.556% | 5.556% | 5.556% | 5.556% | 5.556% | 5.556% | 5.556% | 5.229% | 4.902% | 4.575% | 4.248% | 3.922% | 3.595% | 3.268% | 2.941% | 2.614% | 2.288% | 1.961% | 1.634% | 1.307% | 0.9804% | 0.6536% | 0.3268% | 0% | 0% | 0% | 0% | 0% | 0% | 0% | 0% | 0% | 0%
Commercial_Restaurant (ID)_Space Heating_Natural Gas_Boiler_Distribution | Commercial | Restaurant (ID) | Space Heating | Natural Gas | Boiler | Distribution | 3.333% | 3.333% | 3.333% | 3.333% | 3.333% | 3.333% | 3.333% | 3.333% | 3.333% | 3.333% | 3.333% | 3.333% | 3.333% | 3.333% | 3.333% | 3.333% | 3.333% | 3.333% | 3.333% | 3.333% | 3.333% | 3.333% | 3.333% | 3.333% | 3.333% | 3.03% | 2.727% | 2.424% | 2.121% | 1.818% | 1.515% | 1.212% | 0.9091% | 0.6061% | 0.303% | 0%
Commercial_Restaurant (ID)_Space Heating_Natural Gas_Unit Heater_Distribution | Commercial | Restaurant (ID) | Space Heating | Natural Gas | Unit Heater | Distribution | 8.333% | 8.333% | 8.333% | 8.333% | 8.333% | 8.333% | 8.333% | 8.333% | 7.407% | 6.481% | 5.556% | 4.63% | 3.704% | 2.778% | 1.852% | 0.9259% | 0% | 0% | 0% | 0% | 0% | 0% | 0% | 0% | 0% | 0% | 0% | 0% | 0% | 0% | 0% | 0% | 0% | 0% | 0% | 0%
Commercial_Restaurant (ID)_Water Heating_Natural Gas_Water Heater_Distribution | Commercial | Restaurant (ID) | Water Heating | Natural Gas | Water Heater | Distribution | 6.667% | 6.667% | 6.667% | 6.667% | 6.667% | 6.667% | 6.667% | 6.667% | 6.667% | 6.667% | 6.061% | 5.455% | 4.848% | 4.242% | 3.636% | 3.03% | 2.424% | 1.818% | 1.212% | 0.6061% | 0% | 0% | 0% | 0% | 0% | 0% | 0% | 0% | 0% | 0% | 0% | 0% | 0% | 0% | 0% | 0%
Commercial_Restaurant (ID)_Food Preparation_Natural Gas_Oven_Distribution | Commercial | Restaurant (ID) | Food Preparation | Natural Gas | Oven | Distribution | 10% | 10% | 10% | 10% | 10% | 10% | 10% | 10% | 8% | 6% | 4% | 2% | 0% | 0% | 0% | 0% | 0% | 0% | 0% | 0% | 0% | 0% | 0% | 0% | 0% | 0% | 0% | 0% | 0% | 0% | 0% | 0% | 0% | 0% | 0% | 0%
Commercial_Restaurant (ID)_Food Preparation_Natural Gas_Conveyor Oven_Distribution | Commercial | Restaurant (ID) | Food Preparation | Natural Gas | Conveyor Oven | Distribution | 10% | 10% | 10% | 10% | 10% | 10% | 10% | 10% | 8% | 6% | 4% | 2% | 0% | 0% | 0% | 0% | 0% | 0% | 0% | 0% | 0% | 0% | 0% | 0% | 0% | 0% | 0% | 0% | 0% | 0% | 0% | 0% | 0% | 0% | 0% | 0%
Commercial_Restaurant (ID)_Food Preparation_Natural Gas_Double Rack Oven_Distribution | Commercial | Restaurant (ID) | Food Preparation | Natural Gas | Double Rack Oven | Distribution | 10% | 10% | 10% | 10% | 10% | 10% | 10% | 10% | 8% | 6% | 4% | 2% | 0% | 0% | 0% | 0% | 0% | 0% | 0% | 0% | 0% | 0% | 0% | 0% | 0% | 0% | 0% | 0% | 0% | 0% | 0% | 0% | 0% | 0% | 0% | 0%
Commercial_Restaurant (ID)_Food Preparation_Natural Gas_Fryer_Distribution | Commercial | Restaurant (ID) | Food Preparation | Natural Gas | Fryer | Distribution | 6.667% | 6.667% | 6.667% | 6.667% | 6.667% | 6.667% | 6.667% | 6.667% | 6.667% | 6.667% | 6.061% | 5.455% | 4.848% | 4.242% | 3.636% | 3.03% | 2.424% | 1.818% | 1.212% | 0.6061% | 0% | 0% | 0% | 0% | 0% | 0% | 0% | 0% | 0% | 0% | 0% | 0% | 0% | 0% | 0% | 0%
Commercial_Restaurant (ID)_Food Preparation_Natural Gas_Broiler_Distribution | Commercial | Restaurant (ID) | Food Preparation | Natural Gas | Broiler | Distribution | 8.333% | 8.333% | 8.333% | 8.333% | 8.333% | 8.333% | 8.333% | 8.333% | 7.407% | 6.481% | 5.556% | 4.63% | 3.704% | 2.778% | 1.852% | 0.9259% | 0% | 0% | 0% | 0% | 0% | 0% | 0% | 0% | 0% | 0% | 0% | 0% | 0% | 0% | 0% | 0% | 0% | 0% | 0% | 0%
Commercial_Restaurant (ID)_Food Preparation_Natural Gas_Griddle_Distribution | Commercial | Restaurant (ID) | Food Preparation | Natural Gas | Griddle | Distribution | 8.333% | 8.333% | 8.333% | 8.333% | 8.333% | 8.333% | 8.333% | 8.333% | 7.407% | 6.481% | 5.556% | 4.63% | 3.704% | 2.778% | 1.852% | 0.9259% | 0% | 0% | 0% | 0% | 0% | 0% | 0% | 0% | 0% | 0% | 0% | 0% | 0% | 0% | 0% | 0% | 0% | 0% | 0% | 0%
Commercial_Restaurant (ID)_Food Preparation_Natural Gas_Range_Distribution | Commercial | Restaurant (ID) | Food Preparation | Natural Gas | Range | Distribution | 10% | 10% | 10% | 10% | 10% | 10% | 10% | 10% | 8% | 6% | 4% | 2% | 0% | 0% | 0% | 0% | 0% | 0% | 0% | 0% | 0% | 0% | 0% | 0% | 0% | 0% | 0% | 0% | 0% | 0% | 0% | 0% | 0% | 0% | 0% | 0%
Commercial_Restaurant (ID)_Food Preparation_Natural Gas_Steamer_Distribution | Commercial | Restaurant (ID) | Food Preparation | Natural Gas | Steamer | Distribution | 8.333% | 8.333% | 8.333% | 8.333% | 8.333% | 8.333% | 8.333% | 8.333% | 7.407% | 6.481% | 5.556% | 4.63% | 3.704% | 2.778% | 1.852% | 0.9259% | 0% | 0% | 0% | 0% | 0% | 0% | 0% | 0% | 0% | 0% | 0% | 0% | 0% | 0% | 0% | 0% | 0% | 0% | 0% | 0%
Commercial_Restaurant (ID)_Food Preparation_Natural Gas_Food Prep Other_Distribution | Commercial | Restaurant (ID) | Food Preparation | Natural Gas | Food Prep Other | Distribution | 10% | 10% | 10% | 10% | 10% | 10% | 10% | 10% | 8% | 6% | 4% | 2% | 0% | 0% | 0% | 0% | 0% | 0% | 0% | 0% | 0% | 0% | 0% | 0% | 0% | 0% | 0% | 0% | 0% | 0% | 0% | 0% | 0% | 0% | 0% | 0%
Commercial_Restaurant (ID)_Miscellaneous_Natural Gas_Pool Heater_Distribution | Commercial | Restaurant (ID) | Miscellaneous | Natural Gas | Pool Heater | Distribution | 10% | 10% | 10% | 10% | 10% | 9.091% | 8.182% | 7.273% | 6.364% | 5.455% | 4.545% | 3.636% | 2.727% | 1.818% | 0.9091% | 0% | 0% | 0% | 0% | 0% | 0% | 0% | 0% | 0% | 0% | 0% | 0% | 0% | 0% | 0% | 0% | 0% | 0% | 0% | 0% | 0%
Commercial_Restaurant (ID)_Miscellaneous_Natural Gas_Miscellaneous_Distribution | Commercial | Restaurant (ID) | Miscellaneous | Natural Gas | Miscellaneous | Distribution | 20% | 20% | 17.14% | 14.29% | 11.43% | 8.571% | 5.714% | 2.857% | 0% | 0% | 0% | 0% | 0% | 0% | 0% | 0% | 0% | 0% | 0% | 0% | 0% | 0% | 0% | 0% | 0% | 0% | 0% | 0% | 0% | 0% | 0% | 0% | 0% | 0% | 0% | 0%
Commercial_Retail (ID)_Space Heating_Natural Gas_Furnace_Distribution | Commercial | Retail (ID) | Space Heating | Natural Gas | Furnace | Distribution | 5.556% | 5.556% | 5.556% | 5.556% | 5.556% | 5.556% | 5.556% | 5.556% | 5.556% | 5.556% | 5.229% | 4.902% | 4.575% | 4.248% | 3.922% | 3.595% | 3.268% | 2.941% | 2.614% | 2.288% | 1.961% | 1.634% | 1.307% | 0.9804% | 0.6536% | 0.3268% | 0% | 0% | 0% | 0% | 0% | 0% | 0% | 0% | 0% | 0%
Commercial_Retail (ID)_Space Heating_Natural Gas_Boiler_Distribution | Commercial | Retail (ID) | Space Heating | Natural Gas | Boiler | Distribution | 3.333% | 3.333% | 3.333% | 3.333% | 3.333% | 3.333% | 3.333% | 3.333% | 3.333% | 3.333% | 3.333% | 3.333% | 3.333% | 3.333% | 3.333% | 3.333% | 3.333% | 3.333% | 3.333% | 3.333% | 3.333% | 3.333% | 3.333% | 3.333% | 3.333% | 3.03% | 2.727% | 2.424% | 2.121% | 1.818% | 1.515% | 1.212% | 0.9091% | 0.6061% | 0.303% | 0%
Commercial_Retail (ID)_Space Heating_Natural Gas_Unit Heater_Distribution | Commercial | Retail (ID) | Space Heating | Natural Gas | Unit Heater | Distribution | 8.333% | 8.333% | 8.333% | 8.333% | 8.333% | 8.333% | 8.333% | 8.333% | 7.407% | 6.481% | 5.556% | 4.63% | 3.704% | 2.778% | 1.852% | 0.9259% | 0% | 0% | 0% | 0% | 0% | 0% | 0% | 0% | 0% | 0% | 0% | 0% | 0% | 0% | 0% | 0% | 0% | 0% | 0% | 0%
Commercial_Retail (ID)_Water Heating_Natural Gas_Water Heater_Distribution | Commercial | Retail (ID) | Water Heating | Natural Gas | Water Heater | Distribution | 6.667% | 6.667% | 6.667% | 6.667% | 6.667% | 6.667% | 6.667% | 6.667% | 6.667% | 6.667% | 6.061% | 5.455% | 4.848% | 4.242% | 3.636% | 3.03% | 2.424% | 1.818% | 1.212% | 0.6061% | 0% | 0% | 0% | 0% | 0% | 0% | 0% | 0% | 0% | 0% | 0% | 0% | 0% | 0% | 0% | 0%
Commercial_Retail (ID)_Food Preparation_Natural Gas_Oven_Distribution | Commercial | Retail (ID) | Food Preparation | Natural Gas | Oven | Distribution | 10% | 10% | 10% | 10% | 10% | 10% | 10% | 10% | 8% | 6% | 4% | 2% | 0% | 0% | 0% | 0% | 0% | 0% | 0% | 0% | 0% | 0% | 0% | 0% | 0% | 0% | 0% | 0% | 0% | 0% | 0% | 0% | 0% | 0% | 0% | 0%
Commercial_Retail (ID)_Food Preparation_Natural Gas_Conveyor Oven_Distribution | Commercial | Retail (ID) | Food Preparation | Natural Gas | Conveyor Oven | Distribution | 10% | 10% | 10% | 10% | 10% | 10% | 10% | 10% | 8% | 6% | 4% | 2% | 0% | 0% | 0% | 0% | 0% | 0% | 0% | 0% | 0% | 0% | 0% | 0% | 0% | 0% | 0% | 0% | 0% | 0% | 0% | 0% | 0% | 0% | 0% | 0%
Commercial_Retail (ID)_Food Preparation_Natural Gas_Double Rack Oven_Distribution | Commercial | Retail (ID) | Food Preparation | Natural Gas | Double Rack Oven | Distribution | 10% | 10% | 10% | 10% | 10% | 10% | 10% | 10% | 8% | 6% | 4% | 2% | 0% | 0% | 0% | 0% | 0% | 0% | 0% | 0% | 0% | 0% | 0% | 0% | 0% | 0% | 0% | 0% | 0% | 0% | 0% | 0% | 0% | 0% | 0% | 0%
Commercial_Retail (ID)_Food Preparation_Natural Gas_Fryer_Distribution | Commercial | Retail (ID) | Food Preparation | Natural Gas | Fryer | Distribution | 6.667% | 6.667% | 6.667% | 6.667% | 6.667% | 6.667% | 6.667% | 6.667% | 6.667% | 6.667% | 6.061% | 5.455% | 4.848% | 4.242% | 3.636% | 3.03% | 2.424% | 1.818% | 1.212% | 0.6061% | 0% | 0% | 0% | 0% | 0% | 0% | 0% | 0% | 0% | 0% | 0% | 0% | 0% | 0% | 0% | 0%
Commercial_Retail (ID)_Food Preparation_Natural Gas_Broiler_Distribution | Commercial | Retail (ID) | Food Preparation | Natural Gas | Broiler | Distribution | 8.333% | 8.333% | 8.333% | 8.333% | 8.333% | 8.333% | 8.333% | 8.333% | 7.407% | 6.481% | 5.556% | 4.63% | 3.704% | 2.778% | 1.852% | 0.9259% | 0% | 0% | 0% | 0% | 0% | 0% | 0% | 0% | 0% | 0% | 0% | 0% | 0% | 0% | 0% | 0% | 0% | 0% | 0% | 0%
Commercial_Retail (ID)_Food Preparation_Natural Gas_Griddle_Distribution | Commercial | Retail (ID) | Food Preparation | Natural Gas | Griddle | Distribution | 8.333% | 8.333% | 8.333% | 8.333% | 8.333% | 8.333% | 8.333% | 8.333% | 7.407% | 6.481% | 5.556% | 4.63% | 3.704% | 2.778% | 1.852% | 0.9259% | 0% | 0% | 0% | 0% | 0% | 0% | 0% | 0% | 0% | 0% | 0% | 0% | 0% | 0% | 0% | 0% | 0% | 0% | 0% | 0%
Commercial_Retail (ID)_Food Preparation_Natural Gas_Range_Distribution | Commercial | Retail (ID) | Food Preparation | Natural Gas | Range | Distribution | 10% | 10% | 10% | 10% | 10% | 10% | 10% | 10% | 8% | 6% | 4% | 2% | 0% | 0% | 0% | 0% | 0% | 0% | 0% | 0% | 0% | 0% | 0% | 0% | 0% | 0% | 0% | 0% | 0% | 0% | 0% | 0% | 0% | 0% | 0% | 0%
Commercial_Retail (ID)_Food Preparation_Natural Gas_Steamer_Distribution | Commercial | Retail (ID) | Food Preparation | Natural Gas | Steamer | Distribution | 8.333% | 8.333% | 8.333% | 8.333% | 8.333% | 8.333% | 8.333% | 8.333% | 7.407% | 6.481% | 5.556% | 4.63% | 3.704% | 2.778% | 1.852% | 0.9259% | 0% | 0% | 0% | 0% | 0% | 0% | 0% | 0% | 0% | 0% | 0% | 0% | 0% | 0% | 0% | 0% | 0% | 0% | 0% | 0%
Commercial_Retail (ID)_Food Preparation_Natural Gas_Food Prep Other_Distribution | Commercial | Retail (ID) | Food Preparation | Natural Gas | Food Prep Other | Distribution | 10% | 10% | 10% | 10% | 10% | 10% | 10% | 10% | 8% | 6% | 4% | 2% | 0% | 0% | 0% | 0% | 0% | 0% | 0% | 0% | 0% | 0% | 0% | 0% | 0% | 0% | 0% | 0% | 0% | 0% | 0% | 0% | 0% | 0% | 0% | 0%
Commercial_Retail (ID)_Miscellaneous_Natural Gas_Pool Heater_Distribution | Commercial | Retail (ID) | Miscellaneous | Natural Gas | Pool Heater | Distribution | 10% | 10% | 10% | 10% | 10% | 9.091% | 8.182% | 7.273% | 6.364% | 5.455% | 4.545% | 3.636% | 2.727% | 1.818% | 0.9091% | 0% | 0% | 0% | 0% | 0% | 0% | 0% | 0% | 0% | 0% | 0% | 0% | 0% | 0% | 0% | 0% | 0% | 0% | 0% | 0% | 0%
Commercial_Retail (ID)_Miscellaneous_Natural Gas_Miscellaneous_Distribution | Commercial | Retail (ID) | Miscellaneous | Natural Gas | Miscellaneous | Distribution | 20% | 20% | 17.14% | 14.29% | 11.43% | 8.571% | 5.714% | 2.857% | 0% | 0% | 0% | 0% | 0% | 0% | 0% | 0% | 0% | 0% | 0% | 0% | 0% | 0% | 0% | 0% | 0% | 0% | 0% | 0% | 0% | 0% | 0% | 0% | 0% | 0% | 0% | 0%
Commercial_Grocery (ID)_Space Heating_Natural Gas_Furnace_Distribution | Commercial | Grocery (ID) | Space Heating | Natural Gas | Furnace | Distribution | 5.556% | 5.556% | 5.556% | 5.556% | 5.556% | 5.556% | 5.556% | 5.556% | 5.556% | 5.556% | 5.229% | 4.902% | 4.575% | 4.248% | 3.922% | 3.595% | 3.268% | 2.941% | 2.614% | 2.288% | 1.961% | 1.634% | 1.307% | 0.9804% | 0.6536% | 0.3268% | 0% | 0% | 0% | 0% | 0% | 0% | 0% | 0% | 0% | 0%
Commercial_Grocery (ID)_Space Heating_Natural Gas_Boiler_Distribution | Commercial | Grocery (ID) | Space Heating | Natural Gas | Boiler | Distribution | 3.333% | 3.333% | 3.333% | 3.333% | 3.333% | 3.333% | 3.333% | 3.333% | 3.333% | 3.333% | 3.333% | 3.333% | 3.333% | 3.333% | 3.333% | 3.333% | 3.333% | 3.333% | 3.333% | 3.333% | 3.333% | 3.333% | 3.333% | 3.333% | 3.333% | 3.03% | 2.727% | 2.424% | 2.121% | 1.818% | 1.515% | 1.212% | 0.9091% | 0.6061% | 0.303% | 0%
Commercial_Grocery (ID)_Space Heating_Natural Gas_Unit Heater_Distribution | Commercial | Grocery (ID) | Space Heating | Natural Gas | Unit Heater | Distribution | 8.333% | 8.333% | 8.333% | 8.333% | 8.333% | 8.333% | 8.333% | 8.333% | 7.407% | 6.481% | 5.556% | 4.63% | 3.704% | 2.778% | 1.852% | 0.9259% | 0% | 0% | 0% | 0% | 0% | 0% | 0% | 0% | 0% | 0% | 0% | 0% | 0% | 0% | 0% | 0% | 0% | 0% | 0% | 0%
Commercial_Grocery (ID)_Water Heating_Natural Gas_Water Heater_Distribution | Commercial | Grocery (ID) | Water Heating | Natural Gas | Water Heater | Distribution | 6.667% | 6.667% | 6.667% | 6.667% | 6.667% | 6.667% | 6.667% | 6.667% | 6.667% | 6.667% | 6.061% | 5.455% | 4.848% | 4.242% | 3.636% | 3.03% | 2.424% | 1.818% | 1.212% | 0.6061% | 0% | 0% | 0% | 0% | 0% | 0% | 0% | 0% | 0% | 0% | 0% | 0% | 0% | 0% | 0% | 0%
Commercial_Grocery (ID)_Food Preparation_Natural Gas_Oven_Distribution | Commercial | Grocery (ID) | Food Preparation | Natural Gas | Oven | Distribution | 10% | 10% | 10% | 10% | 10% | 10% | 10% | 10% | 8% | 6% | 4% | 2% | 0% | 0% | 0% | 0% | 0% | 0% | 0% | 0% | 0% | 0% | 0% | 0% | 0% | 0% | 0% | 0% | 0% | 0% | 0% | 0% | 0% | 0% | 0% | 0%
Commercial_Grocery (ID)_Food Preparation_Natural Gas_Conveyor Oven_Distribution | Commercial | Grocery (ID) | Food Preparation | Natural Gas | Conveyor Oven | Distribution | 10% | 10% | 10% | 10% | 10% | 10% | 10% | 10% | 8% | 6% | 4% | 2% | 0% | 0% | 0% | 0% | 0% | 0% | 0% | 0% | 0% | 0% | 0% | 0% | 0% | 0% | 0% | 0% | 0% | 0% | 0% | 0% | 0% | 0% | 0% | 0%
Commercial_Grocery (ID)_Food Preparation_Natural Gas_Double Rack Oven_Distribution | Commercial | Grocery (ID) | Food Preparation | Natural Gas | Double Rack Oven | Distribution | 10% | 10% | 10% | 10% | 10% | 10% | 10% | 10% | 8% | 6% | 4% | 2% | 0% | 0% | 0% | 0% | 0% | 0% | 0% | 0% | 0% | 0% | 0% | 0% | 0% | 0% | 0% | 0% | 0% | 0% | 0% | 0% | 0% | 0% | 0% | 0%
Commercial_Grocery (ID)_Food Preparation_Natural Gas_Fryer_Distribution | Commercial | Grocery (ID) | Food Preparation | Natural Gas | Fryer | Distribution | 6.667% | 6.667% | 6.667% | 6.667% | 6.667% | 6.667% | 6.667% | 6.667% | 6.667% | 6.667% | 6.061% | 5.455% | 4.848% | 4.242% | 3.636% | 3.03% | 2.424% | 1.818% | 1.212% | 0.6061% | 0% | 0% | 0% | 0% | 0% | 0% | 0% | 0% | 0% | 0% | 0% | 0% | 0% | 0% | 0% | 0%
Commercial_Grocery (ID)_Food Preparation_Natural Gas_Broiler_Distribution | Commercial | Grocery (ID) | Food Preparation | Natural Gas | Broiler | Distribution | 8.333% | 8.333% | 8.333% | 8.333% | 8.333% | 8.333% | 8.333% | 8.333% | 7.407% | 6.481% | 5.556% | 4.63% | 3.704% | 2.778% | 1.852% | 0.9259% | 0% | 0% | 0% | 0% | 0% | 0% | 0% | 0% | 0% | 0% | 0% | 0% | 0% | 0% | 0% | 0% | 0% | 0% | 0% | 0%
Commercial_Grocery (ID)_Food Preparation_Natural Gas_Griddle_Distribution | Commercial | Grocery (ID) | Food Preparation | Natural Gas | Griddle | Distribution | 8.333% | 8.333% | 8.333% | 8.333% | 8.333% | 8.333% | 8.333% | 8.333% | 7.407% | 6.481% | 5.556% | 4.63% | 3.704% | 2.778% | 1.852% | 0.9259% | 0% | 0% | 0% | 0% | 0% | 0% | 0% | 0% | 0% | 0% | 0% | 0% | 0% | 0% | 0% | 0% | 0% | 0% | 0% | 0%
Commercial_Grocery (ID)_Food Preparation_Natural Gas_Range_Distribution | Commercial | Grocery (ID) | Food Preparation | Natural Gas | Range | Distribution | 10% | 10% | 10% | 10% | 10% | 10% | 10% | 10% | 8% | 6% | 4% | 2% | 0% | 0% | 0% | 0% | 0% | 0% | 0% | 0% | 0% | 0% | 0% | 0% | 0% | 0% | 0% | 0% | 0% | 0% | 0% | 0% | 0% | 0% | 0% | 0%
Commercial_Grocery (ID)_Food Preparation_Natural Gas_Steamer_Distribution | Commercial | Grocery (ID) | Food Preparation | Natural Gas | Steamer | Distribution | 8.333% | 8.333% | 8.333% | 8.333% | 8.333% | 8.333% | 8.333% | 8.333% | 7.407% | 6.481% | 5.556% | 4.63% | 3.704% | 2.778% | 1.852% | 0.9259% | 0% | 0% | 0% | 0% | 0% | 0% | 0% | 0% | 0% | 0% | 0% | 0% | 0% | 0% | 0% | 0% | 0% | 0% | 0% | 0%
Commercial_Grocery (ID)_Food Preparation_Natural Gas_Food Prep Other_Distribution | Commercial | Grocery (ID) | Food Preparation | Natural Gas | Food Prep Other | Distribution | 10% | 10% | 10% | 10% | 10% | 10% | 10% | 10% | 8% | 6% | 4% | 2% | 0% | 0% | 0% | 0% | 0% | 0% | 0% | 0% | 0% | 0% | 0% | 0% | 0% | 0% | 0% | 0% | 0% | 0% | 0% | 0% | 0% | 0% | 0% | 0%
Commercial_Grocery (ID)_Miscellaneous_Natural Gas_Pool Heater_Distribution | Commercial | Grocery (ID) | Miscellaneous | Natural Gas | Pool Heater | Distribution | 10% | 10% | 10% | 10% | 10% | 9.091% | 8.182% | 7.273% | 6.364% | 5.455% | 4.545% | 3.636% | 2.727% | 1.818% | 0.9091% | 0% | 0% | 0% | 0% | 0% | 0% | 0% | 0% | 0% | 0% | 0% | 0% | 0% | 0% | 0% | 0% | 0% | 0% | 0% | 0% | 0%
Commercial_Grocery (ID)_Miscellaneous_Natural Gas_Miscellaneous_Distribution | Commercial | Grocery (ID) | Miscellaneous | Natural Gas | Miscellaneous | Distribution | 20% | 20% | 17.14% | 14.29% | 11.43% | 8.571% | 5.714% | 2.857% | 0% | 0% | 0% | 0% | 0% | 0% | 0% | 0% | 0% | 0% | 0% | 0% | 0% | 0% | 0% | 0% | 0% | 0% | 0% | 0% | 0% | 0% | 0% | 0% | 0% | 0% | 0% | 0%
Commercial_School (ID)_Space Heating_Natural Gas_Furnace_Distribution | Commercial | School (ID) | Space Heating | Natural Gas | Furnace | Distribution | 5.556% | 5.556% | 5.556% | 5.556% | 5.556% | 5.556% | 5.556% | 5.556% | 5.556% | 5.556% | 5.229% | 4.902% | 4.575% | 4.248% | 3.922% | 3.595% | 3.268% | 2.941% | 2.614% | 2.288% | 1.961% | 1.634% | 1.307% | 0.9804% | 0.6536% | 0.3268% | 0% | 0% | 0% | 0% | 0% | 0% | 0% | 0% | 0% | 0%
Commercial_School (ID)_Space Heating_Natural Gas_Boiler_Distribution | Commercial | School (ID) | Space Heating | Natural Gas | Boiler | Distribution | 3.333% | 3.333% | 3.333% | 3.333% | 3.333% | 3.333% | 3.333% | 3.333% | 3.333% | 3.333% | 3.333% | 3.333% | 3.333% | 3.333% | 3.333% | 3.333% | 3.333% | 3.333% | 3.333% | 3.333% | 3.333% | 3.333% | 3.333% | 3.333% | 3.333% | 3.03% | 2.727% | 2.424% | 2.121% | 1.818% | 1.515% | 1.212% | 0.9091% | 0.6061% | 0.303% | 0%
Commercial_School (ID)_Space Heating_Natural Gas_Unit Heater_Distribution | Commercial | School (ID) | Space Heating | Natural Gas | Unit Heater | Distribution | 8.333% | 8.333% | 8.333% | 8.333% | 8.333% | 8.333% | 8.333% | 8.333% | 7.407% | 6.481% | 5.556% | 4.63% | 3.704% | 2.778% | 1.852% | 0.9259% | 0% | 0% | 0% | 0% | 0% | 0% | 0% | 0% | 0% | 0% | 0% | 0% | 0% | 0% | 0% | 0% | 0% | 0% | 0% | 0%
Commercial_School (ID)_Water Heating_Natural Gas_Water Heater_Distribution | Commercial | School (ID) | Water Heating | Natural Gas | Water Heater | Distribution | 6.667% | 6.667% | 6.667% | 6.667% | 6.667% | 6.667% | 6.667% | 6.667% | 6.667% | 6.667% | 6.061% | 5.455% | 4.848% | 4.242% | 3.636% | 3.03% | 2.424% | 1.818% | 1.212% | 0.6061% | 0% | 0% | 0% | 0% | 0% | 0% | 0% | 0% | 0% | 0% | 0% | 0% | 0% | 0% | 0% | 0%
Commercial_School (ID)_Food Preparation_Natural Gas_Oven_Distribution | Commercial | School (ID) | Food Preparation | Natural Gas | Oven | Distribution | 10% | 10% | 10% | 10% | 10% | 10% | 10% | 10% | 8% | 6% | 4% | 2% | 0% | 0% | 0% | 0% | 0% | 0% | 0% | 0% | 0% | 0% | 0% | 0% | 0% | 0% | 0% | 0% | 0% | 0% | 0% | 0% | 0% | 0% | 0% | 0%
Commercial_School (ID)_Food Preparation_Natural Gas_Conveyor Oven_Distribution | Commercial | School (ID) | Food Preparation | Natural Gas | Conveyor Oven | Distribution | 10% | 10% | 10% | 10% | 10% | 10% | 10% | 10% | 8% | 6% | 4% | 2% | 0% | 0% | 0% | 0% | 0% | 0% | 0% | 0% | 0% | 0% | 0% | 0% | 0% | 0% | 0% | 0% | 0% | 0% | 0% | 0% | 0% | 0% | 0% | 0%
Commercial_School (ID)_Food Preparation_Natural Gas_Double Rack Oven_Distribution | Commercial | School (ID) | Food Preparation | Natural Gas | Double Rack Oven | Distribution | 10% | 10% | 10% | 10% | 10% | 10% | 10% | 10% | 8% | 6% | 4% | 2% | 0% | 0% | 0% | 0% | 0% | 0% | 0% | 0% | 0% | 0% | 0% | 0% | 0% | 0% | 0% | 0% | 0% | 0% | 0% | 0% | 0% | 0% | 0% | 0%
Commercial_School (ID)_Food Preparation_Natural Gas_Fryer_Distribution | Commercial | School (ID) | Food Preparation | Natural Gas | Fryer | Distribution | 6.667% | 6.667% | 6.667% | 6.667% | 6.667% | 6.667% | 6.667% | 6.667% | 6.667% | 6.667% | 6.061% | 5.455% | 4.848% | 4.242% | 3.636% | 3.03% | 2.424% | 1.818% | 1.212% | 0.6061% | 0% | 0% | 0% | 0% | 0% | 0% | 0% | 0% | 0% | 0% | 0% | 0% | 0% | 0% | 0% | 0%
Commercial_School (ID)_Food Preparation_Natural Gas_Broiler_Distribution | Commercial | School (ID) | Food Preparation | Natural Gas | Broiler | Distribution | 8.333% | 8.333% | 8.333% | 8.333% | 8.333% | 8.333% | 8.333% | 8.333% | 7.407% | 6.481% | 5.556% | 4.63% | 3.704% | 2.778% | 1.852% | 0.9259% | 0% | 0% | 0% | 0% | 0% | 0% | 0% | 0% | 0% | 0% | 0% | 0% | 0% | 0% | 0% | 0% | 0% | 0% | 0% | 0%
Commercial_School (ID)_Food Preparation_Natural Gas_Griddle_Distribution | Commercial | School (ID) | Food Preparation | Natural Gas | Griddle | Distribution | 8.333% | 8.333% | 8.333% | 8.333% | 8.333% | 8.333% | 8.333% | 8.333% | 7.407% | 6.481% | 5.556% | 4.63% | 3.704% | 2.778% | 1.852% | 0.9259% | 0% | 0% | 0% | 0% | 0% | 0% | 0% | 0% | 0% | 0% | 0% | 0% | 0% | 0% | 0% | 0% | 0% | 0% | 0% | 0%
Commercial_School (ID)_Food Preparation_Natural Gas_Range_Distribution | Commercial | School (ID) | Food Preparation | Natural Gas | Range | Distribution | 10% | 10% | 10% | 10% | 10% | 10% | 10% | 10% | 8% | 6% | 4% | 2% | 0% | 0% | 0% | 0% | 0% | 0% | 0% | 0% | 0% | 0% | 0% | 0% | 0% | 0% | 0% | 0% | 0% | 0% | 0% | 0% | 0% | 0% | 0% | 0%
Commercial_School (ID)_Food Preparation_Natural Gas_Steamer_Distribution | Commercial | School (ID) | Food Preparation | Natural Gas | Steamer | Distribution | 8.333% | 8.333% | 8.333% | 8.333% | 8.333% | 8.333% | 8.333% | 8.333% | 7.407% | 6.481% | 5.556% | 4.63% | 3.704% | 2.778% | 1.852% | 0.9259% | 0% | 0% | 0% | 0% | 0% | 0% | 0% | 0% | 0% | 0% | 0% | 0% | 0% | 0% | 0% | 0% | 0% | 0% | 0% | 0%
Commercial_School (ID)_Food Preparation_Natural Gas_Food Prep Other_Distribution | Commercial | School (ID) | Food Preparation | Natural Gas | Food Prep Other | Distribution | 10% | 10% | 10% | 10% | 10% | 10% | 10% | 10% | 8% | 6% | 4% | 2% | 0% | 0% | 0% | 0% | 0% | 0% | 0% | 0% | 0% | 0% | 0% | 0% | 0% | 0% | 0% | 0% | 0% | 0% | 0% | 0% | 0% | 0% | 0% | 0%
Commercial_School (ID)_Miscellaneous_Natural Gas_Pool Heater_Distribution | Commercial | School (ID) | Miscellaneous | Natural Gas | Pool Heater | Distribution | 10% | 10% | 10% | 10% | 10% | 9.091% | 8.182% | 7.273% | 6.364% | 5.455% | 4.545% | 3.636% | 2.727% | 1.818% | 0.9091% | 0% | 0% | 0% | 0% | 0% | 0% | 0% | 0% | 0% | 0% | 0% | 0% | 0% | 0% | 0% | 0% | 0% | 0% | 0% | 0% | 0%
Commercial_School (ID)_Miscellaneous_Natural Gas_Miscellaneous_Distribution | Commercial | School (ID) | Miscellaneous | Natural Gas | Miscellaneous | Distribution | 20% | 20% | 17.14% | 14.29% | 11.43% | 8.571% | 5.714% | 2.857% | 0% | 0% | 0% | 0% | 0% | 0% | 0% | 0% | 0% | 0% | 0% | 0% | 0% | 0% | 0% | 0% | 0% | 0% | 0% | 0% | 0% | 0% | 0% | 0% | 0% | 0% | 0% | 0%
Commercial_College (ID)_Space Heating_Natural Gas_Furnace_Distribution | Commercial | College (ID) | Space Heating | Natural Gas | Furnace | Distribution | 5.556% | 5.556% | 5.556% | 5.556% | 5.556% | 5.556% | 5.556% | 5.556% | 5.556% | 5.556% | 5.229% | 4.902% | 4.575% | 4.248% | 3.922% | 3.595% | 3.268% | 2.941% | 2.614% | 2.288% | 1.961% | 1.634% | 1.307% | 0.9804% | 0.6536% | 0.3268% | 0% | 0% | 0% | 0% | 0% | 0% | 0% | 0% | 0% | 0%
Commercial_College (ID)_Space Heating_Natural Gas_Boiler_Distribution | Commercial | College (ID) | Space Heating | Natural Gas | Boiler | Distribution | 3.333% | 3.333% | 3.333% | 3.333% | 3.333% | 3.333% | 3.333% | 3.333% | 3.333% | 3.333% | 3.333% | 3.333% | 3.333% | 3.333% | 3.333% | 3.333% | 3.333% | 3.333% | 3.333% | 3.333% | 3.333% | 3.333% | 3.333% | 3.333% | 3.333% | 3.03% | 2.727% | 2.424% | 2.121% | 1.818% | 1.515% | 1.212% | 0.9091% | 0.6061% | 0.303% | 0%
Commercial_College (ID)_Space Heating_Natural Gas_Unit Heater_Distribution | Commercial | College (ID) | Space Heating | Natural Gas | Unit Heater | Distribution | 8.333% | 8.333% | 8.333% | 8.333% | 8.333% | 8.333% | 8.333% | 8.333% | 7.407% | 6.481% | 5.556% | 4.63% | 3.704% | 2.778% | 1.852% | 0.9259% | 0% | 0% | 0% | 0% | 0% | 0% | 0% | 0% | 0% | 0% | 0% | 0% | 0% | 0% | 0% | 0% | 0% | 0% | 0% | 0%
Commercial_College (ID)_Water Heating_Natural Gas_Water Heater_Distribution | Commercial | College (ID) | Water Heating | Natural Gas | Water Heater | Distribution | 6.667% | 6.667% | 6.667% | 6.667% | 6.667% | 6.667% | 6.667% | 6.667% | 6.667% | 6.667% | 6.061% | 5.455% | 4.848% | 4.242% | 3.636% | 3.03% | 2.424% | 1.818% | 1.212% | 0.6061% | 0% | 0% | 0% | 0% | 0% | 0% | 0% | 0% | 0% | 0% | 0% | 0% | 0% | 0% | 0% | 0%
Commercial_College (ID)_Food Preparation_Natural Gas_Oven_Distribution | Commercial | College (ID) | Food Preparation | Natural Gas | Oven | Distribution | 10% | 10% | 10% | 10% | 10% | 10% | 10% | 10% | 8% | 6% | 4% | 2% | 0% | 0% | 0% | 0% | 0% | 0% | 0% | 0% | 0% | 0% | 0% | 0% | 0% | 0% | 0% | 0% | 0% | 0% | 0% | 0% | 0% | 0% | 0% | 0%
Commercial_College (ID)_Food Preparation_Natural Gas_Conveyor Oven_Distribution | Commercial | College (ID) | Food Preparation | Natural Gas | Conveyor Oven | Distribution | 10% | 10% | 10% | 10% | 10% | 10% | 10% | 10% | 8% | 6% | 4% | 2% | 0% | 0% | 0% | 0% | 0% | 0% | 0% | 0% | 0% | 0% | 0% | 0% | 0% | 0% | 0% | 0% | 0% | 0% | 0% | 0% | 0% | 0% | 0% | 0%
Commercial_College (ID)_Food Preparation_Natural Gas_Double Rack Oven_Distribution | Commercial | College (ID) | Food Preparation | Natural Gas | Double Rack Oven | Distribution | 10% | 10% | 10% | 10% | 10% | 10% | 10% | 10% | 8% | 6% | 4% | 2% | 0% | 0% | 0% | 0% | 0% | 0% | 0% | 0% | 0% | 0% | 0% | 0% | 0% | 0% | 0% | 0% | 0% | 0% | 0% | 0% | 0% | 0% | 0% | 0%
Commercial_College (ID)_Food Preparation_Natural Gas_Fryer_Distribution | Commercial | College (ID) | Food Preparation | Natural Gas | Fryer | Distribution | 6.667% | 6.667% | 6.667% | 6.667% | 6.667% | 6.667% | 6.667% | 6.667% | 6.667% | 6.667% | 6.061% | 5.455% | 4.848% | 4.242% | 3.636% | 3.03% | 2.424% | 1.818% | 1.212% | 0.6061% | 0% | 0% | 0% | 0% | 0% | 0% | 0% | 0% | 0% | 0% | 0% | 0% | 0% | 0% | 0% | 0%
Commercial_College (ID)_Food Preparation_Natural Gas_Broiler_Distribution | Commercial | College (ID) | Food Preparation | Natural Gas | Broiler | Distribution | 8.333% | 8.333% | 8.333% | 8.333% | 8.333% | 8.333% | 8.333% | 8.333% | 7.407% | 6.481% | 5.556% | 4.63% | 3.704% | 2.778% | 1.852% | 0.9259% | 0% | 0% | 0% | 0% | 0% | 0% | 0% | 0% | 0% | 0% | 0% | 0% | 0% | 0% | 0% | 0% | 0% | 0% | 0% | 0%
Commercial_College (ID)_Food Preparation_Natural Gas_Griddle_Distribution | Commercial | College (ID) | Food Preparation | Natural Gas | Griddle | Distribution | 8.333% | 8.333% | 8.333% | 8.333% | 8.333% | 8.333% | 8.333% | 8.333% | 7.407% | 6.481% | 5.556% | 4.63% | 3.704% | 2.778% | 1.852% | 0.9259% | 0% | 0% | 0% | 0% | 0% | 0% | 0% | 0% | 0% | 0% | 0% | 0% | 0% | 0% | 0% | 0% | 0% | 0% | 0% | 0%
Commercial_College (ID)_Food Preparation_Natural Gas_Range_Distribution | Commercial | College (ID) | Food Preparation | Natural Gas | Range | Distribution | 10% | 10% | 10% | 10% | 10% | 10% | 10% | 10% | 8% | 6% | 4% | 2% | 0% | 0% | 0% | 0% | 0% | 0% | 0% | 0% | 0% | 0% | 0% | 0% | 0% | 0% | 0% | 0% | 0% | 0% | 0% | 0% | 0% | 0% | 0% | 0%
Commercial_College (ID)_Food Preparation_Natural Gas_Steamer_Distribution | Commercial | College (ID) | Food Preparation | Natural Gas | Steamer | Distribution | 8.333% | 8.333% | 8.333% | 8.333% | 8.333% | 8.333% | 8.333% | 8.333% | 7.407% | 6.481% | 5.556% | 4.63% | 3.704% | 2.778% | 1.852% | 0.9259% | 0% | 0% | 0% | 0% | 0% | 0% | 0% | 0% | 0% | 0% | 0% | 0% | 0% | 0% | 0% | 0% | 0% | 0% | 0% | 0%
Commercial_College (ID)_Food Preparation_Natural Gas_Food Prep Other_Distribution | Commercial | College (ID) | Food Preparation | Natural Gas | Food Prep Other | Distribution | 10% | 10% | 10% | 10% | 10% | 10% | 10% | 10% | 8% | 6% | 4% | 2% | 0% | 0% | 0% | 0% | 0% | 0% | 0% | 0% | 0% | 0% | 0% | 0% | 0% | 0% | 0% | 0% | 0% | 0% | 0% | 0% | 0% | 0% | 0% | 0%
Commercial_College (ID)_Miscellaneous_Natural Gas_Pool Heater_Distribution | Commercial | College (ID) | Miscellaneous | Natural Gas | Pool Heater | Distribution | 10% | 10% | 10% | 10% | 10% | 9.091% | 8.182% | 7.273% | 6.364% | 5.455% | 4.545% | 3.636% | 2.727% | 1.818% | 0.9091% | 0% | 0% | 0% | 0% | 0% | 0% | 0% | 0% | 0% | 0% | 0% | 0% | 0% | 0% | 0% | 0% | 0% | 0% | 0% | 0% | 0%
Commercial_College (ID)_Miscellaneous_Natural Gas_Miscellaneous_Distribution | Commercial | College (ID) | Miscellaneous | Natural Gas | Miscellaneous | Distribution | 20% | 20% | 17.14% | 14.29% | 11.43% | 8.571% | 5.714% | 2.857% | 0% | 0% | 0% | 0% | 0% | 0% | 0% | 0% | 0% | 0% | 0% | 0% | 0% | 0% | 0% | 0% | 0% | 0% | 0% | 0% | 0% | 0% | 0% | 0% | 0% | 0% | 0% | 0%
Commercial_Health (ID)_Space Heating_Natural Gas_Furnace_Distribution | Commercial | Health (ID) | Space Heating | Natural Gas | Furnace | Distribution | 5.556% | 5.556% | 5.556% | 5.556% | 5.556% | 5.556% | 5.556% | 5.556% | 5.556% | 5.556% | 5.229% | 4.902% | 4.575% | 4.248% | 3.922% | 3.595% | 3.268% | 2.941% | 2.614% | 2.288% | 1.961% | 1.634% | 1.307% | 0.9804% | 0.6536% | 0.3268% | 0% | 0% | 0% | 0% | 0% | 0% | 0% | 0% | 0% | 0%
Commercial_Health (ID)_Space Heating_Natural Gas_Boiler_Distribution | Commercial | Health (ID) | Space Heating | Natural Gas | Boiler | Distribution | 3.333% | 3.333% | 3.333% | 3.333% | 3.333% | 3.333% | 3.333% | 3.333% | 3.333% | 3.333% | 3.333% | 3.333% | 3.333% | 3.333% | 3.333% | 3.333% | 3.333% | 3.333% | 3.333% | 3.333% | 3.333% | 3.333% | 3.333% | 3.333% | 3.333% | 3.03% | 2.727% | 2.424% | 2.121% | 1.818% | 1.515% | 1.212% | 0.9091% | 0.6061% | 0.303% | 0%
Commercial_Health (ID)_Space Heating_Natural Gas_Unit Heater_Distribution | Commercial | Health (ID) | Space Heating | Natural Gas | Unit Heater | Distribution | 8.333% | 8.333% | 8.333% | 8.333% | 8.333% | 8.333% | 8.333% | 8.333% | 7.407% | 6.481% | 5.556% | 4.63% | 3.704% | 2.778% | 1.852% | 0.9259% | 0% | 0% | 0% | 0% | 0% | 0% | 0% | 0% | 0% | 0% | 0% | 0% | 0% | 0% | 0% | 0% | 0% | 0% | 0% | 0%
Commercial_Health (ID)_Water Heating_Natural Gas_Water Heater_Distribution | Commercial | Health (ID) | Water Heating | Natural Gas | Water Heater | Distribution | 6.667% | 6.667% | 6.667% | 6.667% | 6.667% | 6.667% | 6.667% | 6.667% | 6.667% | 6.667% | 6.061% | 5.455% | 4.848% | 4.242% | 3.636% | 3.03% | 2.424% | 1.818% | 1.212% | 0.6061% | 0% | 0% | 0% | 0% | 0% | 0% | 0% | 0% | 0% | 0% | 0% | 0% | 0% | 0% | 0% | 0%
Commercial_Health (ID)_Food Preparation_Natural Gas_Oven_Distribution | Commercial | Health (ID) | Food Preparation | Natural Gas | Oven | Distribution | 10% | 10% | 10% | 10% | 10% | 10% | 10% | 10% | 8% | 6% | 4% | 2% | 0% | 0% | 0% | 0% | 0% | 0% | 0% | 0% | 0% | 0% | 0% | 0% | 0% | 0% | 0% | 0% | 0% | 0% | 0% | 0% | 0% | 0% | 0% | 0%
Commercial_Health (ID)_Food Preparation_Natural Gas_Conveyor Oven_Distribution | Commercial | Health (ID) | Food Preparation | Natural Gas | Conveyor Oven | Distribution | 10% | 10% | 10% | 10% | 10% | 10% | 10% | 10% | 8% | 6% | 4% | 2% | 0% | 0% | 0% | 0% | 0% | 0% | 0% | 0% | 0% | 0% | 0% | 0% | 0% | 0% | 0% | 0% | 0% | 0% | 0% | 0% | 0% | 0% | 0% | 0%
Commercial_Health (ID)_Food Preparation_Natural Gas_Double Rack Oven_Distribution | Commercial | Health (ID) | Food Preparation | Natural Gas | Double Rack Oven | Distribution | 10% | 10% | 10% | 10% | 10% | 10% | 10% | 10% | 8% | 6% | 4% | 2% | 0% | 0% | 0% | 0% | 0% | 0% | 0% | 0% | 0% | 0% | 0% | 0% | 0% | 0% | 0% | 0% | 0% | 0% | 0% | 0% | 0% | 0% | 0% | 0%
Commercial_Health (ID)_Food Preparation_Natural Gas_Fryer_Distribution | Commercial | Health (ID) | Food Preparation | Natural Gas | Fryer | Distribution | 6.667% | 6.667% | 6.667% | 6.667% | 6.667% | 6.667% | 6.667% | 6.667% | 6.667% | 6.667% | 6.061% | 5.455% | 4.848% | 4.242% | 3.636% | 3.03% | 2.424% | 1.818% | 1.212% | 0.6061% | 0% | 0% | 0% | 0% | 0% | 0% | 0% | 0% | 0% | 0% | 0% | 0% | 0% | 0% | 0% | 0%
Commercial_Health (ID)_Food Preparation_Natural Gas_Broiler_Distribution | Commercial | Health (ID) | Food Preparation | Natural Gas | Broiler | Distribution | 8.333% | 8.333% | 8.333% | 8.333% | 8.333% | 8.333% | 8.333% | 8.333% | 7.407% | 6.481% | 5.556% | 4.63% | 3.704% | 2.778% | 1.852% | 0.9259% | 0% | 0% | 0% | 0% | 0% | 0% | 0% | 0% | 0% | 0% | 0% | 0% | 0% | 0% | 0% | 0% | 0% | 0% | 0% | 0%
Commercial_Health (ID)_Food Preparation_Natural Gas_Griddle_Distribution | Commercial | Health (ID) | Food Preparation | Natural Gas | Griddle | Distribution | 8.333% | 8.333% | 8.333% | 8.333% | 8.333% | 8.333% | 8.333% | 8.333% | 7.407% | 6.481% | 5.556% | 4.63% | 3.704% | 2.778% | 1.852% | 0.9259% | 0% | 0% | 0% | 0% | 0% | 0% | 0% | 0% | 0% | 0% | 0% | 0% | 0% | 0% | 0% | 0% | 0% | 0% | 0% | 0%
Commercial_Health (ID)_Food Preparation_Natural Gas_Range_Distribution | Commercial | Health (ID) | Food Preparation | Natural Gas | Range | Distribution | 10% | 10% | 10% | 10% | 10% | 10% | 10% | 10% | 8% | 6% | 4% | 2% | 0% | 0% | 0% | 0% | 0% | 0% | 0% | 0% | 0% | 0% | 0% | 0% | 0% | 0% | 0% | 0% | 0% | 0% | 0% | 0% | 0% | 0% | 0% | 0%
Commercial_Health (ID)_Food Preparation_Natural Gas_Steamer_Distribution | Commercial | Health (ID) | Food Preparation | Natural Gas | Steamer | Distribution | 8.333% | 8.333% | 8.333% | 8.333% | 8.333% | 8.333% | 8.333% | 8.333% | 7.407% | 6.481% | 5.556% | 4.63% | 3.704% | 2.778% | 1.852% | 0.9259% | 0% | 0% | 0% | 0% | 0% | 0% | 0% | 0% | 0% | 0% | 0% | 0% | 0% | 0% | 0% | 0% | 0% | 0% | 0% | 0%
Commercial_Health (ID)_Food Preparation_Natural Gas_Food Prep Other_Distribution | Commercial | Health (ID) | Food Preparation | Natural Gas | Food Prep Other | Distribution | 10% | 10% | 10% | 10% | 10% | 10% | 10% | 10% | 8% | 6% | 4% | 2% | 0% | 0% | 0% | 0% | 0% | 0% | 0% | 0% | 0% | 0% | 0% | 0% | 0% | 0% | 0% | 0% | 0% | 0% | 0% | 0% | 0% | 0% | 0% | 0%
Commercial_Health (ID)_Miscellaneous_Natural Gas_Pool Heater_Distribution | Commercial | Health (ID) | Miscellaneous | Natural Gas | Pool Heater | Distribution | 10% | 10% | 10% | 10% | 10% | 9.091% | 8.182% | 7.273% | 6.364% | 5.455% | 4.545% | 3.636% | 2.727% | 1.818% | 0.9091% | 0% | 0% | 0% | 0% | 0% | 0% | 0% | 0% | 0% | 0% | 0% | 0% | 0% | 0% | 0% | 0% | 0% | 0% | 0% | 0% | 0%
Commercial_Health (ID)_Miscellaneous_Natural Gas_Miscellaneous_Distribution | Commercial | Health (ID) | Miscellaneous | Natural Gas | Miscellaneous | Distribution | 20% | 20% | 17.14% | 14.29% | 11.43% | 8.571% | 5.714% | 2.857% | 0% | 0% | 0% | 0% | 0% | 0% | 0% | 0% | 0% | 0% | 0% | 0% | 0% | 0% | 0% | 0% | 0% | 0% | 0% | 0% | 0% | 0% | 0% | 0% | 0% | 0% | 0% | 0%
Commercial_Lodging (ID)_Space Heating_Natural Gas_Furnace_Distribution | Commercial | Lodging (ID) | Space Heating | Natural Gas | Furnace | Distribution | 5.556% | 5.556% | 5.556% | 5.556% | 5.556% | 5.556% | 5.556% | 5.556% | 5.556% | 5.556% | 5.229% | 4.902% | 4.575% | 4.248% | 3.922% | 3.595% | 3.268% | 2.941% | 2.614% | 2.288% | 1.961% | 1.634% | 1.307% | 0.9804% | 0.6536% | 0.3268% | 0% | 0% | 0% | 0% | 0% | 0% | 0% | 0% | 0% | 0%
Commercial_Lodging (ID)_Space Heating_Natural Gas_Boiler_Distribution | Commercial | Lodging (ID) | Space Heating | Natural Gas | Boiler | Distribution | 3.333% | 3.333% | 3.333% | 3.333% | 3.333% | 3.333% | 3.333% | 3.333% | 3.333% | 3.333% | 3.333% | 3.333% | 3.333% | 3.333% | 3.333% | 3.333% | 3.333% | 3.333% | 3.333% | 3.333% | 3.333% | 3.333% | 3.333% | 3.333% | 3.333% | 3.03% | 2.727% | 2.424% | 2.121% | 1.818% | 1.515% | 1.212% | 0.9091% | 0.6061% | 0.303% | 0%
Commercial_Lodging (ID)_Space Heating_Natural Gas_Unit Heater_Distribution | Commercial | Lodging (ID) | Space Heating | Natural Gas | Unit Heater | Distribution | 8.333% | 8.333% | 8.333% | 8.333% | 8.333% | 8.333% | 8.333% | 8.333% | 7.407% | 6.481% | 5.556% | 4.63% | 3.704% | 2.778% | 1.852% | 0.9259% | 0% | 0% | 0% | 0% | 0% | 0% | 0% | 0% | 0% | 0% | 0% | 0% | 0% | 0% | 0% | 0% | 0% | 0% | 0% | 0%
Commercial_Lodging (ID)_Water Heating_Natural Gas_Water Heater_Distribution | Commercial | Lodging (ID) | Water Heating | Natural Gas | Water Heater | Distribution | 6.667% | 6.667% | 6.667% | 6.667% | 6.667% | 6.667% | 6.667% | 6.667% | 6.667% | 6.667% | 6.061% | 5.455% | 4.848% | 4.242% | 3.636% | 3.03% | 2.424% | 1.818% | 1.212% | 0.6061% | 0% | 0% | 0% | 0% | 0% | 0% | 0% | 0% | 0% | 0% | 0% | 0% | 0% | 0% | 0% | 0%
Commercial_Lodging (ID)_Food Preparation_Natural Gas_Oven_Distribution | Commercial | Lodging (ID) | Food Preparation | Natural Gas | Oven | Distribution | 10% | 10% | 10% | 10% | 10% | 10% | 10% | 10% | 8% | 6% | 4% | 2% | 0% | 0% | 0% | 0% | 0% | 0% | 0% | 0% | 0% | 0% | 0% | 0% | 0% | 0% | 0% | 0% | 0% | 0% | 0% | 0% | 0% | 0% | 0% | 0%
Commercial_Lodging (ID)_Food Preparation_Natural Gas_Conveyor Oven_Distribution | Commercial | Lodging (ID) | Food Preparation | Natural Gas | Conveyor Oven | Distribution | 10% | 10% | 10% | 10% | 10% | 10% | 10% | 10% | 8% | 6% | 4% | 2% | 0% | 0% | 0% | 0% | 0% | 0% | 0% | 0% | 0% | 0% | 0% | 0% | 0% | 0% | 0% | 0% | 0% | 0% | 0% | 0% | 0% | 0% | 0% | 0%
Commercial_Lodging (ID)_Food Preparation_Natural Gas_Double Rack Oven_Distribution | Commercial | Lodging (ID) | Food Preparation | Natural Gas | Double Rack Oven | Distribution | 10% | 10% | 10% | 10% | 10% | 10% | 10% | 10% | 8% | 6% | 4% | 2% | 0% | 0% | 0% | 0% | 0% | 0% | 0% | 0% | 0% | 0% | 0% | 0% | 0% | 0% | 0% | 0% | 0% | 0% | 0% | 0% | 0% | 0% | 0% | 0%
Commercial_Lodging (ID)_Food Preparation_Natural Gas_Fryer_Distribution | Commercial | Lodging (ID) | Food Preparation | Natural Gas | Fryer | Distribution | 6.667% | 6.667% | 6.667% | 6.667% | 6.667% | 6.667% | 6.667% | 6.667% | 6.667% | 6.667% | 6.061% | 5.455% | 4.848% | 4.242% | 3.636% | 3.03% | 2.424% | 1.818% | 1.212% | 0.6061% | 0% | 0% | 0% | 0% | 0% | 0% | 0% | 0% | 0% | 0% | 0% | 0% | 0% | 0% | 0% | 0%
Commercial_Lodging (ID)_Food Preparation_Natural Gas_Broiler_Distribution | Commercial | Lodging (ID) | Food Preparation | Natural Gas | Broiler | Distribution | 8.333% | 8.333% | 8.333% | 8.333% | 8.333% | 8.333% | 8.333% | 8.333% | 7.407% | 6.481% | 5.556% | 4.63% | 3.704% | 2.778% | 1.852% | 0.9259% | 0% | 0% | 0% | 0% | 0% | 0% | 0% | 0% | 0% | 0% | 0% | 0% | 0% | 0% | 0% | 0% | 0% | 0% | 0% | 0%
Commercial_Lodging (ID)_Food Preparation_Natural Gas_Griddle_Distribution | Commercial | Lodging (ID) | Food Preparation | Natural Gas | Griddle | Distribution | 8.333% | 8.333% | 8.333% | 8.333% | 8.333% | 8.333% | 8.333% | 8.333% | 7.407% | 6.481% | 5.556% | 4.63% | 3.704% | 2.778% | 1.852% | 0.9259% | 0% | 0% | 0% | 0% | 0% | 0% | 0% | 0% | 0% | 0% | 0% | 0% | 0% | 0% | 0% | 0% | 0% | 0% | 0% | 0%
Commercial_Lodging (ID)_Food Preparation_Natural Gas_Range_Distribution | Commercial | Lodging (ID) | Food Preparation | Natural Gas | Range | Distribution | 10% | 10% | 10% | 10% | 10% | 10% | 10% | 10% | 8% | 6% | 4% | 2% | 0% | 0% | 0% | 0% | 0% | 0% | 0% | 0% | 0% | 0% | 0% | 0% | 0% | 0% | 0% | 0% | 0% | 0% | 0% | 0% | 0% | 0% | 0% | 0%
Commercial_Lodging (ID)_Food Preparation_Natural Gas_Steamer_Distribution | Commercial | Lodging (ID) | Food Preparation | Natural Gas | Steamer | Distribution | 8.333% | 8.333% | 8.333% | 8.333% | 8.333% | 8.333% | 8.333% | 8.333% | 7.407% | 6.481% | 5.556% | 4.63% | 3.704% | 2.778% | 1.852% | 0.9259% | 0% | 0% | 0% | 0% | 0% | 0% | 0% | 0% | 0% | 0% | 0% | 0% | 0% | 0% | 0% | 0% | 0% | 0% | 0% | 0%
Commercial_Lodging (ID)_Food Preparation_Natural Gas_Food Prep Other_Distribution | Commercial | Lodging (ID) | Food Preparation | Natural Gas | Food Prep Other | Distribution | 10% | 10% | 10% | 10% | 10% | 10% | 10% | 10% | 8% | 6% | 4% | 2% | 0% | 0% | 0% | 0% | 0% | 0% | 0% | 0% | 0% | 0% | 0% | 0% | 0% | 0% | 0% | 0% | 0% | 0% | 0% | 0% | 0% | 0% | 0% | 0%
Commercial_Lodging (ID)_Miscellaneous_Natural Gas_Pool Heater_Distribution | Commercial | Lodging (ID) | Miscellaneous | Natural Gas | Pool Heater | Distribution | 10% | 10% | 10% | 10% | 10% | 9.091% | 8.182% | 7.273% | 6.364% | 5.455% | 4.545% | 3.636% | 2.727% | 1.818% | 0.9091% | 0% | 0% | 0% | 0% | 0% | 0% | 0% | 0% | 0% | 0% | 0% | 0% | 0% | 0% | 0% | 0% | 0% | 0% | 0% | 0% | 0%
Commercial_Lodging (ID)_Miscellaneous_Natural Gas_Miscellaneous_Distribution | Commercial | Lodging (ID) | Miscellaneous | Natural Gas | Miscellaneous | Distribution | 20% | 20% | 17.14% | 14.29% | 11.43% | 8.571% | 5.714% | 2.857% | 0% | 0% | 0% | 0% | 0% | 0% | 0% | 0% | 0% | 0% | 0% | 0% | 0% | 0% | 0% | 0% | 0% | 0% | 0% | 0% | 0% | 0% | 0% | 0% | 0% | 0% | 0% | 0%
Commercial_Warehouse (ID)_Space Heating_Natural Gas_Furnace_Distribution | Commercial | Warehouse (ID) | Space Heating | Natural Gas | Furnace | Distribution | 5.556% | 5.556% | 5.556% | 5.556% | 5.556% | 5.556% | 5.556% | 5.556% | 5.556% | 5.556% | 5.229% | 4.902% | 4.575% | 4.248% | 3.922% | 3.595% | 3.268% | 2.941% | 2.614% | 2.288% | 1.961% | 1.634% | 1.307% | 0.9804% | 0.6536% | 0.3268% | 0% | 0% | 0% | 0% | 0% | 0% | 0% | 0% | 0% | 0%
Commercial_Warehouse (ID)_Space Heating_Natural Gas_Boiler_Distribution | Commercial | Warehouse (ID) | Space Heating | Natural Gas | Boiler | Distribution | 3.333% | 3.333% | 3.333% | 3.333% | 3.333% | 3.333% | 3.333% | 3.333% | 3.333% | 3.333% | 3.333% | 3.333% | 3.333% | 3.333% | 3.333% | 3.333% | 3.333% | 3.333% | 3.333% | 3.333% | 3.333% | 3.333% | 3.333% | 3.333% | 3.333% | 3.03% | 2.727% | 2.424% | 2.121% | 1.818% | 1.515% | 1.212% | 0.9091% | 0.6061% | 0.303% | 0%
Commercial_Warehouse (ID)_Space Heating_Natural Gas_Unit Heater_Distribution | Commercial | Warehouse (ID) | Space Heating | Natural Gas | Unit Heater | Distribution | 8.333% | 8.333% | 8.333% | 8.333% | 8.333% | 8.333% | 8.333% | 8.333% | 7.407% | 6.481% | 5.556% | 4.63% | 3.704% | 2.778% | 1.852% | 0.9259% | 0% | 0% | 0% | 0% | 0% | 0% | 0% | 0% | 0% | 0% | 0% | 0% | 0% | 0% | 0% | 0% | 0% | 0% | 0% | 0%
Commercial_Warehouse (ID)_Water Heating_Natural Gas_Water Heater_Distribution | Commercial | Warehouse (ID) | Water Heating | Natural Gas | Water Heater | Distribution | 6.667% | 6.667% | 6.667% | 6.667% | 6.667% | 6.667% | 6.667% | 6.667% | 6.667% | 6.667% | 6.061% | 5.455% | 4.848% | 4.242% | 3.636% | 3.03% | 2.424% | 1.818% | 1.212% | 0.6061% | 0% | 0% | 0% | 0% | 0% | 0% | 0% | 0% | 0% | 0% | 0% | 0% | 0% | 0% | 0% | 0%
Commercial_Warehouse (ID)_Food Preparation_Natural Gas_Oven_Distribution | Commercial | Warehouse (ID) | Food Preparation | Natural Gas | Oven | Distribution | 10% | 10% | 10% | 10% | 10% | 10% | 10% | 10% | 8% | 6% | 4% | 2% | 0% | 0% | 0% | 0% | 0% | 0% | 0% | 0% | 0% | 0% | 0% | 0% | 0% | 0% | 0% | 0% | 0% | 0% | 0% | 0% | 0% | 0% | 0% | 0%
Commercial_Warehouse (ID)_Food Preparation_Natural Gas_Conveyor Oven_Distribution | Commercial | Warehouse (ID) | Food Preparation | Natural Gas | Conveyor Oven | Distribution | 10% | 10% | 10% | 10% | 10% | 10% | 10% | 10% | 8% | 6% | 4% | 2% | 0% | 0% | 0% | 0% | 0% | 0% | 0% | 0% | 0% | 0% | 0% | 0% | 0% | 0% | 0% | 0% | 0% | 0% | 0% | 0% | 0% | 0% | 0% | 0%
Commercial_Warehouse (ID)_Food Preparation_Natural Gas_Double Rack Oven_Distribution | Commercial | Warehouse (ID) | Food Preparation | Natural Gas | Double Rack Oven | Distribution | 10% | 10% | 10% | 10% | 10% | 10% | 10% | 10% | 8% | 6% | 4% | 2% | 0% | 0% | 0% | 0% | 0% | 0% | 0% | 0% | 0% | 0% | 0% | 0% | 0% | 0% | 0% | 0% | 0% | 0% | 0% | 0% | 0% | 0% | 0% | 0%
Commercial_Warehouse (ID)_Food Preparation_Natural Gas_Fryer_Distribution | Commercial | Warehouse (ID) | Food Preparation | Natural Gas | Fryer | Distribution | 6.667% | 6.667% | 6.667% | 6.667% | 6.667% | 6.667% | 6.667% | 6.667% | 6.667% | 6.667% | 6.061% | 5.455% | 4.848% | 4.242% | 3.636% | 3.03% | 2.424% | 1.818% | 1.212% | 0.6061% | 0% | 0% | 0% | 0% | 0% | 0% | 0% | 0% | 0% | 0% | 0% | 0% | 0% | 0% | 0% | 0%
Commercial_Warehouse (ID)_Food Preparation_Natural Gas_Broiler_Distribution | Commercial | Warehouse (ID) | Food Preparation | Natural Gas | Broiler | Distribution | 8.333% | 8.333% | 8.333% | 8.333% | 8.333% | 8.333% | 8.333% | 8.333% | 7.407% | 6.481% | 5.556% | 4.63% | 3.704% | 2.778% | 1.852% | 0.9259% | 0% | 0% | 0% | 0% | 0% | 0% | 0% | 0% | 0% | 0% | 0% | 0% | 0% | 0% | 0% | 0% | 0% | 0% | 0% | 0%
Commercial_Warehouse (ID)_Food Preparation_Natural Gas_Griddle_Distribution | Commercial | Warehouse (ID) | Food Preparation | Natural Gas | Griddle | Distribution | 8.333% | 8.333% | 8.333% | 8.333% | 8.333% | 8.333% | 8.333% | 8.333% | 7.407% | 6.481% | 5.556% | 4.63% | 3.704% | 2.778% | 1.852% | 0.9259% | 0% | 0% | 0% | 0% | 0% | 0% | 0% | 0% | 0% | 0% | 0% | 0% | 0% | 0% | 0% | 0% | 0% | 0% | 0% | 0%
Commercial_Warehouse (ID)_Food Preparation_Natural Gas_Range_Distribution | Commercial | Warehouse (ID) | Food Preparation | Natural Gas | Range | Distribution | 10% | 10% | 10% | 10% | 10% | 10% | 10% | 10% | 8% | 6% | 4% | 2% | 0% | 0% | 0% | 0% | 0% | 0% | 0% | 0% | 0% | 0% | 0% | 0% | 0% | 0% | 0% | 0% | 0% | 0% | 0% | 0% | 0% | 0% | 0% | 0%
Commercial_Warehouse (ID)_Food Preparation_Natural Gas_Steamer_Distribution | Commercial | Warehouse (ID) | Food Preparation | Natural Gas | Steamer | Distribution | 8.333% | 8.333% | 8.333% | 8.333% | 8.333% | 8.333% | 8.333% | 8.333% | 7.407% | 6.481% | 5.556% | 4.63% | 3.704% | 2.778% | 1.852% | 0.9259% | 0% | 0% | 0% | 0% | 0% | 0% | 0% | 0% | 0% | 0% | 0% | 0% | 0% | 0% | 0% | 0% | 0% | 0% | 0% | 0%
Commercial_Warehouse (ID)_Food Preparation_Natural Gas_Food Prep Other_Distribution | Commercial | Warehouse (ID) | Food Preparation | Natural Gas | Food Prep Other | Distribution | 10% | 10% | 10% | 10% | 10% | 10% | 10% | 10% | 8% | 6% | 4% | 2% | 0% | 0% | 0% | 0% | 0% | 0% | 0% | 0% | 0% | 0% | 0% | 0% | 0% | 0% | 0% | 0% | 0% | 0% | 0% | 0% | 0% | 0% | 0% | 0%
Commercial_Warehouse (ID)_Miscellaneous_Natural Gas_Pool Heater_Distribution | Commercial | Warehouse (ID) | Miscellaneous | Natural Gas | Pool Heater | Distribution | 10% | 10% | 10% | 10% | 10% | 9.091% | 8.182% | 7.273% | 6.364% | 5.455% | 4.545% | 3.636% | 2.727% | 1.818% | 0.9091% | 0% | 0% | 0% | 0% | 0% | 0% | 0% | 0% | 0% | 0% | 0% | 0% | 0% | 0% | 0% | 0% | 0% | 0% | 0% | 0% | 0%
Commercial_Warehouse (ID)_Miscellaneous_Natural Gas_Miscellaneous_Distribution | Commercial | Warehouse (ID) | Miscellaneous | Natural Gas | Miscellaneous | Distribution | 20% | 20% | 17.14% | 14.29% | 11.43% | 8.571% | 5.714% | 2.857% | 0% | 0% | 0% | 0% | 0% | 0% | 0% | 0% | 0% | 0% | 0% | 0% | 0% | 0% | 0% | 0% | 0% | 0% | 0% | 0% | 0% | 0% | 0% | 0% | 0% | 0% | 0% | 0%
Commercial_Miscellaneous (ID)_Space Heating_Natural Gas_Furnace_Distribution | Commercial | Miscellaneous (ID) | Space Heating | Natural Gas | Furnace | Distribution | 5.556% | 5.556% | 5.556% | 5.556% | 5.556% | 5.556% | 5.556% | 5.556% | 5.556% | 5.556% | 5.229% | 4.902% | 4.575% | 4.248% | 3.922% | 3.595% | 3.268% | 2.941% | 2.614% | 2.288% | 1.961% | 1.634% | 1.307% | 0.9804% | 0.6536% | 0.3268% | 0% | 0% | 0% | 0% | 0% | 0% | 0% | 0% | 0% | 0%
Commercial_Miscellaneous (ID)_Space Heating_Natural Gas_Boiler_Distribution | Commercial | Miscellaneous (ID) | Space Heating | Natural Gas | Boiler | Distribution | 3.333% | 3.333% | 3.333% | 3.333% | 3.333% | 3.333% | 3.333% | 3.333% | 3.333% | 3.333% | 3.333% | 3.333% | 3.333% | 3.333% | 3.333% | 3.333% | 3.333% | 3.333% | 3.333% | 3.333% | 3.333% | 3.333% | 3.333% | 3.333% | 3.333% | 3.03% | 2.727% | 2.424% | 2.121% | 1.818% | 1.515% | 1.212% | 0.9091% | 0.6061% | 0.303% | 0%
Commercial_Miscellaneous (ID)_Space Heating_Natural Gas_Unit Heater_Distribution | Commercial | Miscellaneous (ID) | Space Heating | Natural Gas | Unit Heater | Distribution | 8.333% | 8.333% | 8.333% | 8.333% | 8.333% | 8.333% | 8.333% | 8.333% | 7.407% | 6.481% | 5.556% | 4.63% | 3.704% | 2.778% | 1.852% | 0.9259% | 0% | 0% | 0% | 0% | 0% | 0% | 0% | 0% | 0% | 0% | 0% | 0% | 0% | 0% | 0% | 0% | 0% | 0% | 0% | 0%
Commercial_Miscellaneous (ID)_Water Heating_Natural Gas_Water Heater_Distribution | Commercial | Miscellaneous (ID) | Water Heating | Natural Gas | Water Heater | Distribution | 6.667% | 6.667% | 6.667% | 6.667% | 6.667% | 6.667% | 6.667% | 6.667% | 6.667% | 6.667% | 6.061% | 5.455% | 4.848% | 4.242% | 3.636% | 3.03% | 2.424% | 1.818% | 1.212% | 0.6061% | 0% | 0% | 0% | 0% | 0% | 0% | 0% | 0% | 0% | 0% | 0% | 0% | 0% | 0% | 0% | 0%
Commercial_Miscellaneous (ID)_Food Preparation_Natural Gas_Oven_Distribution | Commercial | Miscellaneous (ID) | Food Preparation | Natural Gas | Oven | Distribution | 10% | 10% | 10% | 10% | 10% | 10% | 10% | 10% | 8% | 6% | 4% | 2% | 0% | 0% | 0% | 0% | 0% | 0% | 0% | 0% | 0% | 0% | 0% | 0% | 0% | 0% | 0% | 0% | 0% | 0% | 0% | 0% | 0% | 0% | 0% | 0%
Commercial_Miscellaneous (ID)_Food Preparation_Natural Gas_Conveyor Oven_Distribution | Commercial | Miscellaneous (ID) | Food Preparation | Natural Gas | Conveyor Oven | Distribution | 10% | 10% | 10% | 10% | 10% | 10% | 10% | 10% | 8% | 6% | 4% | 2% | 0% | 0% | 0% | 0% | 0% | 0% | 0% | 0% | 0% | 0% | 0% | 0% | 0% | 0% | 0% | 0% | 0% | 0% | 0% | 0% | 0% | 0% | 0% | 0%
Commercial_Miscellaneous (ID)_Food Preparation_Natural Gas_Double Rack Oven_Distribution | Commercial | Miscellaneous (ID) | Food Preparation | Natural Gas | Double Rack Oven | Distribution | 10% | 10% | 10% | 10% | 10% | 10% | 10% | 10% | 8% | 6% | 4% | 2% | 0% | 0% | 0% | 0% | 0% | 0% | 0% | 0% | 0% | 0% | 0% | 0% | 0% | 0% | 0% | 0% | 0% | 0% | 0% | 0% | 0% | 0% | 0% | 0%
Commercial_Miscellaneous (ID)_Food Preparation_Natural Gas_Fryer_Distribution | Commercial | Miscellaneous (ID) | Food Preparation | Natural Gas | Fryer | Distribution | 6.667% | 6.667% | 6.667% | 6.667% | 6.667% | 6.667% | 6.667% | 6.667% | 6.667% | 6.667% | 6.061% | 5.455% | 4.848% | 4.242% | 3.636% | 3.03% | 2.424% | 1.818% | 1.212% | 0.6061% | 0% | 0% | 0% | 0% | 0% | 0% | 0% | 0% | 0% | 0% | 0% | 0% | 0% | 0% | 0% | 0%
Commercial_Miscellaneous (ID)_Food Preparation_Natural Gas_Broiler_Distribution | Commercial | Miscellaneous (ID) | Food Preparation | Natural Gas | Broiler | Distribution | 8.333% | 8.333% | 8.333% | 8.333% | 8.333% | 8.333% | 8.333% | 8.333% | 7.407% | 6.481% | 5.556% | 4.63% | 3.704% | 2.778% | 1.852% | 0.9259% | 0% | 0% | 0% | 0% | 0% | 0% | 0% | 0% | 0% | 0% | 0% | 0% | 0% | 0% | 0% | 0% | 0% | 0% | 0% | 0%
Commercial_Miscellaneous (ID)_Food Preparation_Natural Gas_Griddle_Distribution | Commercial | Miscellaneous (ID) | Food Preparation | Natural Gas | Griddle | Distribution | 8.333% | 8.333% | 8.333% | 8.333% | 8.333% | 8.333% | 8.333% | 8.333% | 7.407% | 6.481% | 5.556% | 4.63% | 3.704% | 2.778% | 1.852% | 0.9259% | 0% | 0% | 0% | 0% | 0% | 0% | 0% | 0% | 0% | 0% | 0% | 0% | 0% | 0% | 0% | 0% | 0% | 0% | 0% | 0%
Commercial_Miscellaneous (ID)_Food Preparation_Natural Gas_Range_Distribution | Commercial | Miscellaneous (ID) | Food Preparation | Natural Gas | Range | Distribution | 10% | 10% | 10% | 10% | 10% | 10% | 10% | 10% | 8% | 6% | 4% | 2% | 0% | 0% | 0% | 0% | 0% | 0% | 0% | 0% | 0% | 0% | 0% | 0% | 0% | 0% | 0% | 0% | 0% | 0% | 0% | 0% | 0% | 0% | 0% | 0%
Commercial_Miscellaneous (ID)_Food Preparation_Natural Gas_Steamer_Distribution | Commercial | Miscellaneous (ID) | Food Preparation | Natural Gas | Steamer | Distribution | 8.333% | 8.333% | 8.333% | 8.333% | 8.333% | 8.333% | 8.333% | 8.333% | 7.407% | 6.481% | 5.556% | 4.63% | 3.704% | 2.778% | 1.852% | 0.9259% | 0% | 0% | 0% | 0% | 0% | 0% | 0% | 0% | 0% | 0% | 0% | 0% | 0% | 0% | 0% | 0% | 0% | 0% | 0% | 0%
Commercial_Miscellaneous (ID)_Food Preparation_Natural Gas_Food Prep Other_Distribution | Commercial | Miscellaneous (ID) | Food Preparation | Natural Gas | Food Prep Other | Distribution | 10% | 10% | 10% | 10% | 10% | 10% | 10% | 10% | 8% | 6% | 4% | 2% | 0% | 0% | 0% | 0% | 0% | 0% | 0% | 0% | 0% | 0% | 0% | 0% | 0% | 0% | 0% | 0% | 0% | 0% | 0% | 0% | 0% | 0% | 0% | 0%
Commercial_Miscellaneous (ID)_Miscellaneous_Natural Gas_Pool Heater_Distribution | Commercial | Miscellaneous (ID) | Miscellaneous | Natural Gas | Pool Heater | Distribution | 10% | 10% | 10% | 10% | 10% | 9.091% | 8.182% | 7.273% | 6.364% | 5.455% | 4.545% | 3.636% | 2.727% | 1.818% | 0.9091% | 0% | 0% | 0% | 0% | 0% | 0% | 0% | 0% | 0% | 0% | 0% | 0% | 0% | 0% | 0% | 0% | 0% | 0% | 0% | 0% | 0%
Commercial_Miscellaneous (ID)_Miscellaneous_Natural Gas_Miscellaneous_Distribution | Commercial | Miscellaneous (ID) | Miscellaneous | Natural Gas | Miscellaneous | Distribution | 20% | 20% | 17.14% | 14.29% | 11.43% | 8.571% | 5.714% | 2.857% | 0% | 0% | 0% | 0% | 0% | 0% | 0% | 0% | 0% | 0% | 0% | 0% | 0% | 0% | 0% | 0% | 0% | 0% | 0% | 0% | 0% | 0% | 0% | 0% | 0% | 0% | 0% | 0%
Commercial_Office (WA)_Space Heating_Natural Gas_Furnace_Usage | Commercial | Office (WA) | Space Heating | Natural Gas | Furnace | Usage | 0.21129 | 0.21189 | 0.21248 | 0.21307 | 0.21366 | 0.21425 | 0.21485 | 0.21544 | 0.21603 | 0.21662 | 0.21722 | 0.21781 | 0.2184 | 0.21899 | 0.21959 | 0.22018 | 0.22077 | 0.22136 | 0.22196 | 0.22255 | 0.22314 | 0.22373 | 0.22433 | 0.22492 | 0.22551 | 0.2261 | 0 | 0 | 0 | 0 | 0 | 0 | 0 | 0 | 0 | 0
Commercial_Office (WA)_Space Heating_Natural Gas_Boiler_Usage | Commercial | Office (WA) | Space Heating | Natural Gas | Boiler | Usage | 0.8216 | 0.82585 | 0.8301 | 0.83435 | 0.83861 | 0.84286 | 0.84711 | 0.85137 | 0.85562 | 0.85987 | 0.86412 | 0.86838 | 0.87263 | 0.87688 | 0.88113 | 0.88539 | 0.88964 | 0.89389 | 0.89814 | 0.9024 | 0.90665 | 0.9109 | 0.91516 | 0.91941 | 0.92366 | 0.92791 | 0.93217 | 0.93642 | 0.94067 | 0.94492 | 0.94918 | 0.95343 | 0.95768 | 0.96193 | 0.96619 | 0
Commercial_Office (WA)_Space Heating_Natural Gas_Unit Heater_Usage | Commercial | Office (WA) | Space Heating | Natural Gas | Unit Heater | Usage | 0.10836 | 0.10836 | 0.10836 | 0.10836 | 0.10836 | 0.10836 | 0.10836 | 0.10836 | 0.10836 | 0.10836 | 0.10836 | 0.10836 | 0.10836 | 0.10836 | 0.10836 | 0.10836 | 0 | 0 | 0 | 0 | 0 | 0 | 0 | 0 | 0 | 0 | 0 | 0 | 0 | 0 | 0 | 0 | 0 | 0 | 0 | 0
Commercial_Office (WA)_Water Heating_Natural Gas_Water Heater_Usage | Commercial | Office (WA) | Water Heating | Natural Gas | Water Heater | Usage | 0.16391 | 0.16649 | 0.16907 | 0.17166 | 0.17424 | 0.17682 | 0.1794 | 0.18198 | 0.18456 | 0.18714 | 0.18972 | 0.1923 | 0.19488 | 0.19746 | 0.20004 | 0.20262 | 0.2052 | 0.20778 | 0.21036 | 0.21294 | 0 | 0 | 0 | 0 | 0 | 0 | 0 | 0 | 0 | 0 | 0 | 0 | 0 | 0 | 0 | 0
Commercial_Office (WA)_Food Preparation_Natural Gas_Oven_Usage | Commercial | Office (WA) | Food Preparation | Natural Gas | Oven | Usage | 0.033196 | 0.033196 | 0.033196 | 0.033196 | 0.033196 | 0.033196 | 0.033196 | 0.033196 | 0.033196 | 0.033196 | 0.033196 | 0.033196 | 0 | 0 | 0 | 0 | 0 | 0 | 0 | 0 | 0 | 0 | 0 | 0 | 0 | 0 | 0 | 0 | 0 | 0 | 0 | 0 | 0 | 0 | 0 | 0
Commercial_Office (WA)_Food Preparation_Natural Gas_Conveyor Oven_Usage | Commercial | Office (WA) | Food Preparation | Natural Gas | Conveyor Oven | Usage | 0.0568 | 0.0568 | 0.0568 | 0.0568 | 0.0568 | 0.0568 | 0.0568 | 0.0568 | 0.0568 | 0.0568 | 0.0568 | 0.0568 | 0 | 0 | 0 | 0 | 0 | 0 | 0 | 0 | 0 | 0 | 0 | 0 | 0 | 0 | 0 | 0 | 0 | 0 | 0 | 0 | 0 | 0 | 0 | 0
Commercial_Office (WA)_Food Preparation_Natural Gas_Double Rack Oven_Usage | Commercial | Office (WA) | Food Preparation | Natural Gas | Double Rack Oven | Usage | 0.08629 | 0.08629 | 0.08629 | 0.08629 | 0.08629 | 0.08629 | 0.08629 | 0.08629 | 0.08629 | 0.08629 | 0.08629 | 0.08629 | 0 | 0 | 0 | 0 | 0 | 0 | 0 | 0 | 0 | 0 | 0 | 0 | 0 | 0 | 0 | 0 | 0 | 0 | 0 | 0 | 0 | 0 | 0 | 0
Commercial_Office (WA)_Food Preparation_Natural Gas_Fryer_Usage | Commercial | Office (WA) | Food Preparation | Natural Gas | Fryer | Usage | 0.05143 | 0.05143 | 0.05143 | 0.05143 | 0.05143 | 0.05143 | 0.05143 | 0.05143 | 0.05143 | 0.05143 | 0.05143 | 0.05143 | 0.05143 | 0.05143 | 0.05143 | 0.05143 | 0.05143 | 0.05143 | 0.05143 | 0.05143 | 0 | 0 | 0 | 0 | 0 | 0 | 0 | 0 | 0 | 0 | 0 | 0 | 0 | 0 | 0 | 0
Commercial_Office (WA)_Food Preparation_Natural Gas_Broiler_Usage | Commercial | Office (WA) | Food Preparation | Natural Gas | Broiler | Usage | 0.05496 | 0.05496 | 0.05496 | 0.05496 | 0.05496 | 0.05496 | 0.05496 | 0.05496 | 0.05496 | 0.05496 | 0.05496 | 0.05496 | 0.05496 | 0.05496 | 0.05496 | 0.05496 | 0 | 0 | 0 | 0 | 0 | 0 | 0 | 0 | 0 | 0 | 0 | 0 | 0 | 0 | 0 | 0 | 0 | 0 | 0 | 0
Commercial_Office (WA)_Food Preparation_Natural Gas_Griddle_Usage | Commercial | Office (WA) | Food Preparation | Natural Gas | Griddle | Usage | 0.038306 | 0.038306 | 0.038306 | 0.038306 | 0.038306 | 0.038306 | 0.038306 | 0.038306 | 0.038306 | 0.038306 | 0.038306 | 0.038306 | 0.038306 | 0.038306 | 0.038306 | 0.038306 | 0 | 0 | 0 | 0 | 0 | 0 | 0 | 0 | 0 | 0 | 0 | 0 | 0 | 0 | 0 | 0 | 0 | 0 | 0 | 0
Commercial_Office (WA)_Food Preparation_Natural Gas_Range_Usage | Commercial | Office (WA) | Food Preparation | Natural Gas | Range | Usage | 0.037843 | 0.037843 | 0.037843 | 0.037843 | 0.037843 | 0.037843 | 0.037843 | 0.037843 | 0.037843 | 0.037843 | 0.037843 | 0.037843 | 0 | 0 | 0 | 0 | 0 | 0 | 0 | 0 | 0 | 0 | 0 | 0 | 0 | 0 | 0 | 0 | 0 | 0 | 0 | 0 | 0 | 0 | 0 | 0
Commercial_Office (WA)_Food Preparation_Natural Gas_Steamer_Usage | Commercial | Office (WA) | Food Preparation | Natural Gas | Steamer | Usage | 0.043731 | 0.043731 | 0.043731 | 0.043731 | 0.043731 | 0.043731 | 0.043731 | 0.043731 | 0.043731 | 0.043731 | 0.043731 | 0.043731 | 0.043731 | 0.043731 | 0.043731 | 0.043731 | 0 | 0 | 0 | 0 | 0 | 0 | 0 | 0 | 0 | 0 | 0 | 0 | 0 | 0 | 0 | 0 | 0 | 0 | 0 | 0
Commercial_Office (WA)_Food Preparation_Natural Gas_Food Prep Other_Usage | Commercial | Office (WA) | Food Preparation | Natural Gas | Food Prep Other | Usage | 0.015793 | 0.015793 | 0.015793 | 0.015793 | 0.015793 | 0.015793 | 0.015793 | 0.015793 | 0.015793 | 0.015793 | 0.015793 | 0.015793 | 0 | 0 | 0 | 0 | 0 | 0 | 0 | 0 | 0 | 0 | 0 | 0 | 0 | 0 | 0 | 0 | 0 | 0 | 0 | 0 | 0 | 0 | 0 | 0
Commercial_Office (WA)_Miscellaneous_Natural Gas_Pool Heater_Usage | Commercial | Office (WA) | Miscellaneous | Natural Gas | Pool Heater | Usage | 0.01 | 0.01 | 0.01 | 0.01 | 0.01 | 0.01 | 0.01 | 0.01 | 0.01 | 0.01 | 0.01 | 0.01 | 0.01 | 0.01 | 0.01 | 0 | 0 | 0 | 0 | 0 | 0 | 0 | 0 | 0 | 0 | 0 | 0 | 0 | 0 | 0 | 0 | 0 | 0 | 0 | 0 | 0
Commercial_Office (WA)_Miscellaneous_Natural Gas_Miscellaneous_Usage | Commercial | Office (WA) | Miscellaneous | Natural Gas | Miscellaneous | Usage | 0.0032869 | 0.0032869 | 0.0032869 | 0.0032869 | 0.0032869 | 0.0032869 | 0.0032869 | 0.0032869 | 0 | 0 | 0 | 0 | 0 | 0 | 0 | 0 | 0 | 0 | 0 | 0 | 0 | 0 | 0 | 0 | 0 | 0 | 0 | 0 | 0 | 0 | 0 | 0 | 0 | 0 | 0 | 0
Commercial_Restaurant (WA)_Space Heating_Natural Gas_Furnace_Usage | Commercial | Restaurant (WA) | Space Heating | Natural Gas | Furnace | Usage | 0.60663 | 0.60834 | 0.61006 | 0.61177 | 0.61348 | 0.6152 | 0.61691 | 0.61863 | 0.62034 | 0.62205 | 0.62377 | 0.62548 | 0.62719 | 0.62891 | 0.63062 | 0.63234 | 0.63405 | 0.63576 | 0.63748 | 0.63919 | 0.6409 | 0.64262 | 0.64433 | 0.64605 | 0.64776 | 0.64947 | 0 | 0 | 0 | 0 | 0 | 0 | 0 | 0 | 0 | 0
Commercial_Restaurant (WA)_Space Heating_Natural Gas_Boiler_Usage | Commercial | Restaurant (WA) | Space Heating | Natural Gas | Boiler | Usage | 1.8062 | 1.818 | 1.8299 | 1.8417 | 1.8536 | 1.8655 | 1.8773 | 1.8892 | 1.901 | 1.9129 | 1.9247 | 1.9366 | 1.9484 | 1.9603 | 1.9722 | 1.984 | 1.9959 | 2.0077 | 2.0196 | 2.0314 | 2.0433 | 2.0551 | 2.067 | 2.0789 | 2.0907 | 2.1026 | 2.1144 | 2.1263 | 2.1381 | 2.15 | 2.1619 | 2.1737 | 2.1856 | 2.1974 | 2.2093 | 0
Commercial_Restaurant (WA)_Space Heating_Natural Gas_Unit Heater_Usage | Commercial | Restaurant (WA) | Space Heating | Natural Gas | Unit Heater | Usage | 0.31117 | 0.31117 | 0.31117 | 0.31117 | 0.31117 | 0.31117 | 0.31117 | 0.31117 | 0.31117 | 0.31117 | 0.31117 | 0.31117 | 0.31117 | 0.31117 | 0.31117 | 0.31117 | 0 | 0 | 0 | 0 | 0 | 0 | 0 | 0 | 0 | 0 | 0 | 0 | 0 | 0 | 0 | 0 | 0 | 0 | 0 | 0
Commercial_Restaurant (WA)_Water Heating_Natural Gas_Water Heater_Usage | Commercial | Restaurant (WA) | Water Heating | Natural Gas | Water Heater | Usage | 0.73522 | 0.74661 | 0.758 | 0.76939 | 0.78078 | 0.79218 | 0.80357 | 0.81496 | 0.82635 | 0.83774 | 0.84914 | 0.86053 | 0.87192 | 0.88331 | 0.8947 | 0.9061 | 0.91749 | 0.92888 | 0.94027 | 0.95166 | 0 | 0 | 0 | 0 | 0 | 0 | 0 | 0 | 0 | 0 | 0 | 0 | 0 | 0 | 0 | 0
Commercial_Restaurant (WA)_Food Preparation_Natural Gas_Oven_Usage | Commercial | Restaurant (WA) | Food Preparation | Natural Gas | Oven | Usage | 0.30244 | 0.30244 | 0.30244 | 0.30244 | 0.30244 | 0.30244 | 0.30244 | 0.30244 | 0.30244 | 0.30244 | 0.30244 | 0.30244 | 0 | 0 | 0 | 0 | 0 | 0 | 0 | 0 | 0 | 0 | 0 | 0 | 0 | 0 | 0 | 0 | 0 | 0 | 0 | 0 | 0 | 0 | 0 | 0
Commercial_Restaurant (WA)_Food Preparation_Natural Gas_Conveyor Oven_Usage | Commercial | Restaurant (WA) | Food Preparation | Natural Gas | Conveyor Oven | Usage | 0.51749 | 0.51749 | 0.51749 | 0.51749 | 0.51749 | 0.51749 | 0.51749 | 0.51749 | 0.51749 | 0.51749 | 0.51749 | 0.51749 | 0 | 0 | 0 | 0 | 0 | 0 | 0 | 0 | 0 | 0 | 0 | 0 | 0 | 0 | 0 | 0 | 0 | 0 | 0 | 0 | 0 | 0 | 0 | 0
Commercial_Restaurant (WA)_Food Preparation_Natural Gas_Double Rack Oven_Usage | Commercial | Restaurant (WA) | Food Preparation | Natural Gas | Double Rack Oven | Usage | 0.78616 | 0.78616 | 0.78616 | 0.78616 | 0.78616 | 0.78616 | 0.78616 | 0.78616 | 0.78616 | 0.78616 | 0.78616 | 0.78616 | 0 | 0 | 0 | 0 | 0 | 0 | 0 | 0 | 0 | 0 | 0 | 0 | 0 | 0 | 0 | 0 | 0 | 0 | 0 | 0 | 0 | 0 | 0 | 0
Commercial_Restaurant (WA)_Food Preparation_Natural Gas_Fryer_Usage | Commercial | Restaurant (WA) | Food Preparation | Natural Gas | Fryer | Usage | 0.46857 | 0.46857 | 0.46857 | 0.46857 | 0.46857 | 0.46857 | 0.46857 | 0.46857 | 0.46857 | 0.46857 | 0.46857 | 0.46857 | 0.46857 | 0.46857 | 0.46857 | 0.46857 | 0.46857 | 0.46857 | 0.46857 | 0.46857 | 0 | 0 | 0 | 0 | 0 | 0 | 0 | 0 | 0 | 0 | 0 | 0 | 0 | 0 | 0 | 0
Commercial_Restaurant (WA)_Food Preparation_Natural Gas_Broiler_Usage | Commercial | Restaurant (WA) | Food Preparation | Natural Gas | Broiler | Usage | 0.50073 | 0.50073 | 0.50073 | 0.50073 | 0.50073 | 0.50073 | 0.50073 | 0.50073 | 0.50073 | 0.50073 | 0.50073 | 0.50073 | 0.50073 | 0.50073 | 0.50073 | 0.50073 | 0 | 0 | 0 | 0 | 0 | 0 | 0 | 0 | 0 | 0 | 0 | 0 | 0 | 0 | 0 | 0 | 0 | 0 | 0 | 0
Commercial_Restaurant (WA)_Food Preparation_Natural Gas_Griddle_Usage | Commercial | Restaurant (WA) | Food Preparation | Natural Gas | Griddle | Usage | 0.34899 | 0.34899 | 0.34899 | 0.34899 | 0.34899 | 0.34899 | 0.34899 | 0.34899 | 0.34899 | 0.34899 | 0.34899 | 0.34899 | 0.34899 | 0.34899 | 0.34899 | 0.34899 | 0 | 0 | 0 | 0 | 0 | 0 | 0 | 0 | 0 | 0 | 0 | 0 | 0 | 0 | 0 | 0 | 0 | 0 | 0 | 0
Commercial_Restaurant (WA)_Food Preparation_Natural Gas_Range_Usage | Commercial | Restaurant (WA) | Food Preparation | Natural Gas | Range | Usage | 0.34478 | 0.34478 | 0.34478 | 0.34478 | 0.34478 | 0.34478 | 0.34478 | 0.34478 | 0.34478 | 0.34478 | 0.34478 | 0.34478 | 0 | 0 | 0 | 0 | 0 | 0 | 0 | 0 | 0 | 0 | 0 | 0 | 0 | 0 | 0 | 0 | 0 | 0 | 0 | 0 | 0 | 0 | 0 | 0
Commercial_Restaurant (WA)_Food Preparation_Natural Gas_Steamer_Usage | Commercial | Restaurant (WA) | Food Preparation | Natural Gas | Steamer | Usage | 0.39843 | 0.39843 | 0.39843 | 0.39843 | 0.39843 | 0.39843 | 0.39843 | 0.39843 | 0.39843 | 0.39843 | 0.39843 | 0.39843 | 0.39843 | 0.39843 | 0.39843 | 0.39843 | 0 | 0 | 0 | 0 | 0 | 0 | 0 | 0 | 0 | 0 | 0 | 0 | 0 | 0 | 0 | 0 | 0 | 0 | 0 | 0
Commercial_Restaurant (WA)_Food Preparation_Natural Gas_Food Prep Other_Usage | Commercial | Restaurant (WA) | Food Preparation | Natural Gas | Food Prep Other | Usage | 0.14389 | 0.14389 | 0.14389 | 0.14389 | 0.14389 | 0.14389 | 0.14389 | 0.14389 | 0.14389 | 0.14389 | 0.14389 | 0.14389 | 0 | 0 | 0 | 0 | 0 | 0 | 0 | 0 | 0 | 0 | 0 | 0 | 0 | 0 | 0 | 0 | 0 | 0 | 0 | 0 | 0 | 0 | 0 | 0
Commercial_Restaurant (WA)_Miscellaneous_Natural Gas_Pool Heater_Usage | Commercial | Restaurant (WA) | Miscellaneous | Natural Gas | Pool Heater | Usage | 0.01 | 0.01 | 0.01 | 0.01 | 0.01 | 0.01 | 0.01 | 0.01 | 0.01 | 0.01 | 0.01 | 0.01 | 0.01 | 0.01 | 0.01 | 0 | 0 | 0 | 0 | 0 | 0 | 0 | 0 | 0 | 0 | 0 | 0 | 0 | 0 | 0 | 0 | 0 | 0 | 0 | 0 | 0
Commercial_Restaurant (WA)_Miscellaneous_Natural Gas_Miscellaneous_Usage | Commercial | Restaurant (WA) | Miscellaneous | Natural Gas | Miscellaneous | Usage | 0.0393 | 0.0393 | 0.0393 | 0.0393 | 0.0393 | 0.0393 | 0.0393 | 0.0393 | 0 | 0 | 0 | 0 | 0 | 0 | 0 | 0 | 0 | 0 | 0 | 0 | 0 | 0 | 0 | 0 | 0 | 0 | 0 | 0 | 0 | 0 | 0 | 0 | 0 | 0 | 0 | 0
Commercial_Retail (WA)_Space Heating_Natural Gas_Furnace_Usage | Commercial | Retail (WA) | Space Heating | Natural Gas | Furnace | Usage | 0.47155 | 0.47286 | 0.47418 | 0.4755 | 0.47681 | 0.47813 | 0.47944 | 0.48076 | 0.48207 | 0.48339 | 0.4847 | 0.48602 | 0.48734 | 0.48865 | 0.48997 | 0.49128 | 0.4926 | 0.49391 | 0.49523 | 0.49654 | 0.49786 | 0.49917 | 0.50049 | 0.50181 | 0.50312 | 0.50444 | 0 | 0 | 0 | 0 | 0 | 0 | 0 | 0 | 0 | 0
Commercial_Retail (WA)_Space Heating_Natural Gas_Boiler_Usage | Commercial | Retail (WA) | Space Heating | Natural Gas | Boiler | Usage | 1.414 | 1.4236 | 1.4332 | 1.4429 | 1.4525 | 1.4621 | 1.4717 | 1.4813 | 1.491 | 1.5006 | 1.5102 | 1.5198 | 1.5295 | 1.5391 | 1.5487 | 1.5583 | 1.5679 | 1.5776 | 1.5872 | 1.5968 | 1.6064 | 1.616 | 1.6257 | 1.6353 | 1.6449 | 1.6545 | 1.6641 | 1.6738 | 1.6834 | 1.693 | 1.7026 | 1.7122 | 1.7219 | 1.7315 | 1.7411 | 0
Commercial_Retail (WA)_Space Heating_Natural Gas_Unit Heater_Usage | Commercial | Retail (WA) | Space Heating | Natural Gas | Unit Heater | Usage | 0.2418 | 0.2418 | 0.2418 | 0.2418 | 0.2418 | 0.2418 | 0.2418 | 0.2418 | 0.2418 | 0.2418 | 0.2418 | 0.2418 | 0.2418 | 0.2418 | 0.2418 | 0.2418 | 0 | 0 | 0 | 0 | 0 | 0 | 0 | 0 | 0 | 0 | 0 | 0 | 0 | 0 | 0 | 0 | 0 | 0 | 0 | 0
Commercial_Retail (WA)_Water Heating_Natural Gas_Water Heater_Usage | Commercial | Retail (WA) | Water Heating | Natural Gas | Water Heater | Usage | 0.25731 | 0.2613 | 0.26529 | 0.26928 | 0.27326 | 0.27725 | 0.28124 | 0.28523 | 0.28921 | 0.2932 | 0.29719 | 0.30118 | 0.30517 | 0.30915 | 0.31314 | 0.31713 | 0.32112 | 0.3251 | 0.32909 | 0.33308 | 0 | 0 | 0 | 0 | 0 | 0 | 0 | 0 | 0 | 0 | 0 | 0 | 0 | 0 | 0 | 0
Commercial_Retail (WA)_Food Preparation_Natural Gas_Oven_Usage | Commercial | Retail (WA) | Food Preparation | Natural Gas | Oven | Usage | 1.5605 | 1.5605 | 1.5605 | 1.5605 | 1.5605 | 1.5605 | 1.5605 | 1.5605 | 1.5605 | 1.5605 | 1.5605 | 1.5605 | 0 | 0 | 0 | 0 | 0 | 0 | 0 | 0 | 0 | 0 | 0 | 0 | 0 | 0 | 0 | 0 | 0 | 0 | 0 | 0 | 0 | 0 | 0 | 0
Commercial_Retail (WA)_Food Preparation_Natural Gas_Conveyor Oven_Usage | Commercial | Retail (WA) | Food Preparation | Natural Gas | Conveyor Oven | Usage | 2.6702 | 2.6702 | 2.6702 | 2.6702 | 2.6702 | 2.6702 | 2.6702 | 2.6702 | 2.6702 | 2.6702 | 2.6702 | 2.6702 | 0 | 0 | 0 | 0 | 0 | 0 | 0 | 0 | 0 | 0 | 0 | 0 | 0 | 0 | 0 | 0 | 0 | 0 | 0 | 0 | 0 | 0 | 0 | 0
Commercial_Retail (WA)_Food Preparation_Natural Gas_Double Rack Oven_Usage | Commercial | Retail (WA) | Food Preparation | Natural Gas | Double Rack Oven | Usage | 4.0565 | 4.0565 | 4.0565 | 4.0565 | 4.0565 | 4.0565 | 4.0565 | 4.0565 | 4.0565 | 4.0565 | 4.0565 | 4.0565 | 0 | 0 | 0 | 0 | 0 | 0 | 0 | 0 | 0 | 0 | 0 | 0 | 0 | 0 | 0 | 0 | 0 | 0 | 0 | 0 | 0 | 0 | 0 | 0
Commercial_Retail (WA)_Food Preparation_Natural Gas_Fryer_Usage | Commercial | Retail (WA) | Food Preparation | Natural Gas | Fryer | Usage | 2.4178 | 2.4178 | 2.4178 | 2.4178 | 2.4178 | 2.4178 | 2.4178 | 2.4178 | 2.4178 | 2.4178 | 2.4178 | 2.4178 | 2.4178 | 2.4178 | 2.4178 | 2.4178 | 2.4178 | 2.4178 | 2.4178 | 2.4178 | 0 | 0 | 0 | 0 | 0 | 0 | 0 | 0 | 0 | 0 | 0 | 0 | 0 | 0 | 0 | 0
Commercial_Retail (WA)_Food Preparation_Natural Gas_Broiler_Usage | Commercial | Retail (WA) | Food Preparation | Natural Gas | Broiler | Usage | 2.5837 | 2.5837 | 2.5837 | 2.5837 | 2.5837 | 2.5837 | 2.5837 | 2.5837 | 2.5837 | 2.5837 | 2.5837 | 2.5837 | 2.5837 | 2.5837 | 2.5837 | 2.5837 | 0 | 0 | 0 | 0 | 0 | 0 | 0 | 0 | 0 | 0 | 0 | 0 | 0 | 0 | 0 | 0 | 0 | 0 | 0 | 0
Commercial_Retail (WA)_Food Preparation_Natural Gas_Griddle_Usage | Commercial | Retail (WA) | Food Preparation | Natural Gas | Griddle | Usage | 1.8008 | 1.8008 | 1.8008 | 1.8008 | 1.8008 | 1.8008 | 1.8008 | 1.8008 | 1.8008 | 1.8008 | 1.8008 | 1.8008 | 1.8008 | 1.8008 | 1.8008 | 1.8008 | 0 | 0 | 0 | 0 | 0 | 0 | 0 | 0 | 0 | 0 | 0 | 0 | 0 | 0 | 0 | 0 | 0 | 0 | 0 | 0
Commercial_Retail (WA)_Food Preparation_Natural Gas_Range_Usage | Commercial | Retail (WA) | Food Preparation | Natural Gas | Range | Usage | 1.779 | 1.779 | 1.779 | 1.779 | 1.779 | 1.779 | 1.779 | 1.779 | 1.779 | 1.779 | 1.779 | 1.779 | 0 | 0 | 0 | 0 | 0 | 0 | 0 | 0 | 0 | 0 | 0 | 0 | 0 | 0 | 0 | 0 | 0 | 0 | 0 | 0 | 0 | 0 | 0 | 0
Commercial_Retail (WA)_Food Preparation_Natural Gas_Steamer_Usage | Commercial | Retail (WA) | Food Preparation | Natural Gas | Steamer | Usage | 2.0558 | 2.0558 | 2.0558 | 2.0558 | 2.0558 | 2.0558 | 2.0558 | 2.0558 | 2.0558 | 2.0558 | 2.0558 | 2.0558 | 2.0558 | 2.0558 | 2.0558 | 2.0558 | 0 | 0 | 0 | 0 | 0 | 0 | 0 | 0 | 0 | 0 | 0 | 0 | 0 | 0 | 0 | 0 | 0 | 0 | 0 | 0
Commercial_Retail (WA)_Food Preparation_Natural Gas_Food Prep Other_Usage | Commercial | Retail (WA) | Food Preparation | Natural Gas | Food Prep Other | Usage | 0.74245 | 0.74245 | 0.74245 | 0.74245 | 0.74245 | 0.74245 | 0.74245 | 0.74245 | 0.74245 | 0.74245 | 0.74245 | 0.74245 | 0 | 0 | 0 | 0 | 0 | 0 | 0 | 0 | 0 | 0 | 0 | 0 | 0 | 0 | 0 | 0 | 0 | 0 | 0 | 0 | 0 | 0 | 0 | 0
Commercial_Retail (WA)_Miscellaneous_Natural Gas_Pool Heater_Usage | Commercial | Retail (WA) | Miscellaneous | Natural Gas | Pool Heater | Usage | 0.01 | 0.01 | 0.01 | 0.01 | 0.01 | 0.01 | 0.01 | 0.01 | 0.01 | 0.01 | 0.01 | 0.01 | 0.01 | 0.01 | 0.01 | 0 | 0 | 0 | 0 | 0 | 0 | 0 | 0 | 0 | 0 | 0 | 0 | 0 | 0 | 0 | 0 | 0 | 0 | 0 | 0 | 0
Commercial_Retail (WA)_Miscellaneous_Natural Gas_Miscellaneous_Usage | Commercial | Retail (WA) | Miscellaneous | Natural Gas | Miscellaneous | Usage | 0.027026 | 0.027026 | 0.027026 | 0.027026 | 0.027026 | 0.027026 | 0.027026 | 0.027026 | 0 | 0 | 0 | 0 | 0 | 0 | 0 | 0 | 0 | 0 | 0 | 0 | 0 | 0 | 0 | 0 | 0 | 0 | 0 | 0 | 0 | 0 | 0 | 0 | 0 | 0 | 0 | 0
Commercial_Grocery (WA)_Space Heating_Natural Gas_Furnace_Usage | Commercial | Grocery (WA) | Space Heating | Natural Gas | Furnace | Usage | 0.61132 | 0.61303 | 0.61474 | 0.61645 | 0.61816 | 0.61987 | 0.62158 | 0.62329 | 0.625 | 0.62671 | 0.62842 | 0.63013 | 0.63184 | 0.63355 | 0.63526 | 0.63697 | 0.63868 | 0.64039 | 0.6421 | 0.64381 | 0.64552 | 0.64723 | 0.64894 | 0.65065 | 0.65236 | 0.65407 | 0 | 0 | 0 | 0 | 0 | 0 | 0 | 0 | 0 | 0
Commercial_Grocery (WA)_Space Heating_Natural Gas_Boiler_Usage | Commercial | Grocery (WA) | Space Heating | Natural Gas | Boiler | Usage | 1.7613 | 1.7787 | 1.7961 | 1.8135 | 1.8308 | 1.8482 | 1.8656 | 1.883 | 1.9004 | 1.9177 | 1.9351 | 1.9525 | 1.9699 | 1.9872 | 2.0046 | 2.022 | 2.0394 | 2.0567 | 2.0741 | 2.0915 | 2.1089 | 2.1262 | 2.1436 | 2.161 | 2.1784 | 2.1957 | 2.2131 | 2.2305 | 2.2479 | 2.2652 | 2.2826 | 2.3 | 2.3174 | 2.3348 | 2.3521 | 0
Commercial_Grocery (WA)_Space Heating_Natural Gas_Unit Heater_Usage | Commercial | Grocery (WA) | Space Heating | Natural Gas | Unit Heater | Usage | 0.3135 | 0.3135 | 0.3135 | 0.3135 | 0.3135 | 0.3135 | 0.3135 | 0.3135 | 0.3135 | 0.3135 | 0.3135 | 0.3135 | 0.3135 | 0.3135 | 0.3135 | 0.3135 | 0 | 0 | 0 | 0 | 0 | 0 | 0 | 0 | 0 | 0 | 0 | 0 | 0 | 0 | 0 | 0 | 0 | 0 | 0 | 0
Commercial_Grocery (WA)_Water Heating_Natural Gas_Water Heater_Usage | Commercial | Grocery (WA) | Water Heating | Natural Gas | Water Heater | Usage | 0.24642 | 0.25024 | 0.25407 | 0.25789 | 0.26171 | 0.26553 | 0.26935 | 0.27318 | 0.277 | 0.28082 | 0.28464 | 0.28846 | 0.29228 | 0.29611 | 0.29993 | 0.30375 | 0.30757 | 0.31139 | 0.31522 | 0.31904 | 0 | 0 | 0 | 0 | 0 | 0 | 0 | 0 | 0 | 0 | 0 | 0 | 0 | 0 | 0 | 0
Commercial_Grocery (WA)_Food Preparation_Natural Gas_Oven_Usage | Commercial | Grocery (WA) | Food Preparation | Natural Gas | Oven | Usage | 0.092269 | 0.092269 | 0.092269 | 0.092269 | 0.092269 | 0.092269 | 0.092269 | 0.092269 | 0.092269 | 0.092269 | 0.092269 | 0.092269 | 0 | 0 | 0 | 0 | 0 | 0 | 0 | 0 | 0 | 0 | 0 | 0 | 0 | 0 | 0 | 0 | 0 | 0 | 0 | 0 | 0 | 0 | 0 | 0
Commercial_Grocery (WA)_Food Preparation_Natural Gas_Conveyor Oven_Usage | Commercial | Grocery (WA) | Food Preparation | Natural Gas | Conveyor Oven | Usage | 0.15788 | 0.15788 | 0.15788 | 0.15788 | 0.15788 | 0.15788 | 0.15788 | 0.15788 | 0.15788 | 0.15788 | 0.15788 | 0.15788 | 0 | 0 | 0 | 0 | 0 | 0 | 0 | 0 | 0 | 0 | 0 | 0 | 0 | 0 | 0 | 0 | 0 | 0 | 0 | 0 | 0 | 0 | 0 | 0
Commercial_Grocery (WA)_Food Preparation_Natural Gas_Double Rack Oven_Usage | Commercial | Grocery (WA) | Food Preparation | Natural Gas | Double Rack Oven | Usage | 0.23985 | 0.23985 | 0.23985 | 0.23985 | 0.23985 | 0.23985 | 0.23985 | 0.23985 | 0.23985 | 0.23985 | 0.23985 | 0.23985 | 0 | 0 | 0 | 0 | 0 | 0 | 0 | 0 | 0 | 0 | 0 | 0 | 0 | 0 | 0 | 0 | 0 | 0 | 0 | 0 | 0 | 0 | 0 | 0
Commercial_Grocery (WA)_Food Preparation_Natural Gas_Fryer_Usage | Commercial | Grocery (WA) | Food Preparation | Natural Gas | Fryer | Usage | 0.14295 | 0.14295 | 0.14295 | 0.14295 | 0.14295 | 0.14295 | 0.14295 | 0.14295 | 0.14295 | 0.14295 | 0.14295 | 0.14295 | 0.14295 | 0.14295 | 0.14295 | 0.14295 | 0.14295 | 0.14295 | 0.14295 | 0.14295 | 0 | 0 | 0 | 0 | 0 | 0 | 0 | 0 | 0 | 0 | 0 | 0 | 0 | 0 | 0 | 0
Commercial_Grocery (WA)_Food Preparation_Natural Gas_Broiler_Usage | Commercial | Grocery (WA) | Food Preparation | Natural Gas | Broiler | Usage | 0.15277 | 0.15277 | 0.15277 | 0.15277 | 0.15277 | 0.15277 | 0.15277 | 0.15277 | 0.15277 | 0.15277 | 0.15277 | 0.15277 | 0.15277 | 0.15277 | 0.15277 | 0.15277 | 0 | 0 | 0 | 0 | 0 | 0 | 0 | 0 | 0 | 0 | 0 | 0 | 0 | 0 | 0 | 0 | 0 | 0 | 0 | 0
Commercial_Grocery (WA)_Food Preparation_Natural Gas_Griddle_Usage | Commercial | Grocery (WA) | Food Preparation | Natural Gas | Griddle | Usage | 0.10647 | 0.10647 | 0.10647 | 0.10647 | 0.10647 | 0.10647 | 0.10647 | 0.10647 | 0.10647 | 0.10647 | 0.10647 | 0.10647 | 0.10647 | 0.10647 | 0.10647 | 0.10647 | 0 | 0 | 0 | 0 | 0 | 0 | 0 | 0 | 0 | 0 | 0 | 0 | 0 | 0 | 0 | 0 | 0 | 0 | 0 | 0
Commercial_Grocery (WA)_Food Preparation_Natural Gas_Range_Usage | Commercial | Grocery (WA) | Food Preparation | Natural Gas | Range | Usage | 0.10519 | 0.10519 | 0.10519 | 0.10519 | 0.10519 | 0.10519 | 0.10519 | 0.10519 | 0.10519 | 0.10519 | 0.10519 | 0.10519 | 0 | 0 | 0 | 0 | 0 | 0 | 0 | 0 | 0 | 0 | 0 | 0 | 0 | 0 | 0 | 0 | 0 | 0 | 0 | 0 | 0 | 0 | 0 | 0
Commercial_Grocery (WA)_Food Preparation_Natural Gas_Steamer_Usage | Commercial | Grocery (WA) | Food Preparation | Natural Gas | Steamer | Usage | 0.12155 | 0.12155 | 0.12155 | 0.12155 | 0.12155 | 0.12155 | 0.12155 | 0.12155 | 0.12155 | 0.12155 | 0.12155 | 0.12155 | 0.12155 | 0.12155 | 0.12155 | 0.12155 | 0 | 0 | 0 | 0 | 0 | 0 | 0 | 0 | 0 | 0 | 0 | 0 | 0 | 0 | 0 | 0 | 0 | 0 | 0 | 0
Commercial_Grocery (WA)_Food Preparation_Natural Gas_Food Prep Other_Usage | Commercial | Grocery (WA) | Food Preparation | Natural Gas | Food Prep Other | Usage | 0.043898 | 0.043898 | 0.043898 | 0.043898 | 0.043898 | 0.043898 | 0.043898 | 0.043898 | 0.043898 | 0.043898 | 0.043898 | 0.043898 | 0 | 0 | 0 | 0 | 0 | 0 | 0 | 0 | 0 | 0 | 0 | 0 | 0 | 0 | 0 | 0 | 0 | 0 | 0 | 0 | 0 | 0 | 0 | 0
Commercial_Grocery (WA)_Miscellaneous_Natural Gas_Pool Heater_Usage | Commercial | Grocery (WA) | Miscellaneous | Natural Gas | Pool Heater | Usage | 0.01 | 0.01 | 0.01 | 0.01 | 0.01 | 0.01 | 0.01 | 0.01 | 0.01 | 0.01 | 0.01 | 0.01 | 0.01 | 0.01 | 0.01 | 0 | 0 | 0 | 0 | 0 | 0 | 0 | 0 | 0 | 0 | 0 | 0 | 0 | 0 | 0 | 0 | 0 | 0 | 0 | 0 | 0
Commercial_Grocery (WA)_Miscellaneous_Natural Gas_Miscellaneous_Usage | Commercial | Grocery (WA) | Miscellaneous | Natural Gas | Miscellaneous | Usage | 0.0065196 | 0.0065196 | 0.0065196 | 0.0065196 | 0.0065196 | 0.0065196 | 0.0065196 | 0.0065196 | 0 | 0 | 0 | 0 | 0 | 0 | 0 | 0 | 0 | 0 | 0 | 0 | 0 | 0 | 0 | 0 | 0 | 0 | 0 | 0 | 0 | 0 | 0 | 0 | 0 | 0 | 0 | 0
Commercial_School (WA)_Space Heating_Natural Gas_Furnace_Usage | Commercial | School (WA) | Space Heating | Natural Gas | Furnace | Usage | 0.09021 | 0.090462 | 0.090714 | 0.090966 | 0.091218 | 0.09147 | 0.091722 | 0.091974 | 0.092226 | 0.092478 | 0.09273 | 0.092982 | 0.093234 | 0.093486 | 0.093738 | 0.09399 | 0.094242 | 0.094494 | 0.094746 | 0.094998 | 0.09525 | 0.095502 | 0.095754 | 0.096006 | 0.096258 | 0.09651 | 0 | 0 | 0 | 0 | 0 | 0 | 0 | 0 | 0 | 0
Commercial_School (WA)_Space Heating_Natural Gas_Boiler_Usage | Commercial | School (WA) | Space Heating | Natural Gas | Boiler | Usage | 0.17384 | 0.17528 | 0.17672 | 0.17816 | 0.17959 | 0.18103 | 0.18247 | 0.18391 | 0.18535 | 0.18679 | 0.18823 | 0.18967 | 0.19111 | 0.19255 | 0.19398 | 0.19542 | 0.19686 | 0.1983 | 0.19974 | 0.20118 | 0.20262 | 0.20406 | 0.2055 | 0.20694 | 0.20838 | 0.20981 | 0.21125 | 0.21269 | 0.21413 | 0.21557 | 0.21701 | 0.21845 | 0.21989 | 0.22133 | 0.22277 | 0
Commercial_School (WA)_Space Heating_Natural Gas_Unit Heater_Usage | Commercial | School (WA) | Space Heating | Natural Gas | Unit Heater | Usage | 0.04626 | 0.04626 | 0.04626 | 0.04626 | 0.04626 | 0.04626 | 0.04626 | 0.04626 | 0.04626 | 0.04626 | 0.04626 | 0.04626 | 0.04626 | 0.04626 | 0.04626 | 0.04626 | 0 | 0 | 0 | 0 | 0 | 0 | 0 | 0 | 0 | 0 | 0 | 0 | 0 | 0 | 0 | 0 | 0 | 0 | 0 | 0
Commercial_School (WA)_Water Heating_Natural Gas_Water Heater_Usage | Commercial | School (WA) | Water Heating | Natural Gas | Water Heater | Usage | 0.13788 | 0.14001 | 0.14214 | 0.14427 | 0.1464 | 0.14854 | 0.15067 | 0.1528 | 0.15493 | 0.15707 | 0.1592 | 0.16133 | 0.16346 | 0.16559 | 0.16773 | 0.16986 | 0.17199 | 0.17412 | 0.17626 | 0.17839 | 0 | 0 | 0 | 0 | 0 | 0 | 0 | 0 | 0 | 0 | 0 | 0 | 0 | 0 | 0 | 0
Commercial_School (WA)_Food Preparation_Natural Gas_Oven_Usage | Commercial | School (WA) | Food Preparation | Natural Gas | Oven | Usage | 0.01675 | 0.01675 | 0.01675 | 0.01675 | 0.01675 | 0.01675 | 0.01675 | 0.01675 | 0.01675 | 0.01675 | 0.01675 | 0.01675 | 0 | 0 | 0 | 0 | 0 | 0 | 0 | 0 | 0 | 0 | 0 | 0 | 0 | 0 | 0 | 0 | 0 | 0 | 0 | 0 | 0 | 0 | 0 | 0
Commercial_School (WA)_Food Preparation_Natural Gas_Conveyor Oven_Usage | Commercial | School (WA) | Food Preparation | Natural Gas | Conveyor Oven | Usage | 0.028661 | 0.028661 | 0.028661 | 0.028661 | 0.028661 | 0.028661 | 0.028661 | 0.028661 | 0.028661 | 0.028661 | 0.028661 | 0.028661 | 0 | 0 | 0 | 0 | 0 | 0 | 0 | 0 | 0 | 0 | 0 | 0 | 0 | 0 | 0 | 0 | 0 | 0 | 0 | 0 | 0 | 0 | 0 | 0
Commercial_School (WA)_Food Preparation_Natural Gas_Double Rack Oven_Usage | Commercial | School (WA) | Food Preparation | Natural Gas | Double Rack Oven | Usage | 0.043541 | 0.043541 | 0.043541 | 0.043541 | 0.043541 | 0.043541 | 0.043541 | 0.043541 | 0.043541 | 0.043541 | 0.043541 | 0.043541 | 0 | 0 | 0 | 0 | 0 | 0 | 0 | 0 | 0 | 0 | 0 | 0 | 0 | 0 | 0 | 0 | 0 | 0 | 0 | 0 | 0 | 0 | 0 | 0
Commercial_School (WA)_Food Preparation_Natural Gas_Fryer_Usage | Commercial | School (WA) | Food Preparation | Natural Gas | Fryer | Usage | 0.025951 | 0.025951 | 0.025951 | 0.025951 | 0.025951 | 0.025951 | 0.025951 | 0.025951 | 0.025951 | 0.025951 | 0.025951 | 0.025951 | 0.025951 | 0.025951 | 0.025951 | 0.025951 | 0.025951 | 0.025951 | 0.025951 | 0.025951 | 0 | 0 | 0 | 0 | 0 | 0 | 0 | 0 | 0 | 0 | 0 | 0 | 0 | 0 | 0 | 0
Commercial_School (WA)_Food Preparation_Natural Gas_Broiler_Usage | Commercial | School (WA) | Food Preparation | Natural Gas | Broiler | Usage | 0.027732 | 0.027732 | 0.027732 | 0.027732 | 0.027732 | 0.027732 | 0.027732 | 0.027732 | 0.027732 | 0.027732 | 0.027732 | 0.027732 | 0.027732 | 0.027732 | 0.027732 | 0.027732 | 0 | 0 | 0 | 0 | 0 | 0 | 0 | 0 | 0 | 0 | 0 | 0 | 0 | 0 | 0 | 0 | 0 | 0 | 0 | 0
Commercial_School (WA)_Food Preparation_Natural Gas_Griddle_Usage | Commercial | School (WA) | Food Preparation | Natural Gas | Griddle | Usage | 0.019329 | 0.019329 | 0.019329 | 0.019329 | 0.019329 | 0.019329 | 0.019329 | 0.019329 | 0.019329 | 0.019329 | 0.019329 | 0.019329 | 0.019329 | 0.019329 | 0.019329 | 0.019329 | 0 | 0 | 0 | 0 | 0 | 0 | 0 | 0 | 0 | 0 | 0 | 0 | 0 | 0 | 0 | 0 | 0 | 0 | 0 | 0
Commercial_School (WA)_Food Preparation_Natural Gas_Range_Usage | Commercial | School (WA) | Food Preparation | Natural Gas | Range | Usage | 0.019095 | 0.019095 | 0.019095 | 0.019095 | 0.019095 | 0.019095 | 0.019095 | 0.019095 | 0.019095 | 0.019095 | 0.019095 | 0.019095 | 0 | 0 | 0 | 0 | 0 | 0 | 0 | 0 | 0 | 0 | 0 | 0 | 0 | 0 | 0 | 0 | 0 | 0 | 0 | 0 | 0 | 0 | 0 | 0
Commercial_School (WA)_Food Preparation_Natural Gas_Steamer_Usage | Commercial | School (WA) | Food Preparation | Natural Gas | Steamer | Usage | 0.022066 | 0.022066 | 0.022066 | 0.022066 | 0.022066 | 0.022066 | 0.022066 | 0.022066 | 0.022066 | 0.022066 | 0.022066 | 0.022066 | 0.022066 | 0.022066 | 0.022066 | 0.022066 | 0 | 0 | 0 | 0 | 0 | 0 | 0 | 0 | 0 | 0 | 0 | 0 | 0 | 0 | 0 | 0 | 0 | 0 | 0 | 0
Commercial_School (WA)_Food Preparation_Natural Gas_Food Prep Other_Usage | Commercial | School (WA) | Food Preparation | Natural Gas | Food Prep Other | Usage | 0.0079691 | 0.0079691 | 0.0079691 | 0.0079691 | 0.0079691 | 0.0079691 | 0.0079691 | 0.0079691 | 0.0079691 | 0.0079691 | 0.0079691 | 0.0079691 | 0 | 0 | 0 | 0 | 0 | 0 | 0 | 0 | 0 | 0 | 0 | 0 | 0 | 0 | 0 | 0 | 0 | 0 | 0 | 0 | 0 | 0 | 0 | 0
Commercial_School (WA)_Miscellaneous_Natural Gas_Pool Heater_Usage | Commercial | School (WA) | Miscellaneous | Natural Gas | Pool Heater | Usage | 0.00054577 | 0.00054577 | 0.00054577 | 0.00054577 | 0.00054577 | 0.00054577 | 0.00054577 | 0.00054577 | 0.00054577 | 0.00054577 | 0.00054577 | 0.00054577 | 0.00054577 | 0.00054577 | 0.00054577 | 0 | 0 | 0 | 0 | 0 | 0 | 0 | 0 | 0 | 0 | 0 | 0 | 0 | 0 | 0 | 0 | 0 | 0 | 0 | 0 | 0
Commercial_School (WA)_Miscellaneous_Natural Gas_Miscellaneous_Usage | Commercial | School (WA) | Miscellaneous | Natural Gas | Miscellaneous | Usage | 0.00298 | 0.00298 | 0.00298 | 0.00298 | 0.00298 | 0.00298 | 0.00298 | 0.00298 | 0 | 0 | 0 | 0 | 0 | 0 | 0 | 0 | 0 | 0 | 0 | 0 | 0 | 0 | 0 | 0 | 0 | 0 | 0 | 0 | 0 | 0 | 0 | 0 | 0 | 0 | 0 | 0
Commercial_College (WA)_Space Heating_Natural Gas_Furnace_Usage | Commercial | College (WA) | Space Heating | Natural Gas | Furnace | Usage | 0.23044 | 0.23108 | 0.23172 | 0.23237 | 0.23301 | 0.23366 | 0.2343 | 0.23494 | 0.23559 | 0.23623 | 0.23687 | 0.23752 | 0.23816 | 0.23881 | 0.23945 | 0.24009 | 0.24074 | 0.24138 | 0.24202 | 0.24267 | 0.24331 | 0.24396 | 0.2446 | 0.24524 | 0.24589 | 0.24653 | 0 | 0 | 0 | 0 | 0 | 0 | 0 | 0 | 0 | 0
Commercial_College (WA)_Space Heating_Natural Gas_Boiler_Usage | Commercial | College (WA) | Space Heating | Natural Gas | Boiler | Usage | 0.44406 | 0.44774 | 0.45141 | 0.45509 | 0.45877 | 0.46244 | 0.46612 | 0.46979 | 0.47347 | 0.47715 | 0.48082 | 0.4845 | 0.48817 | 0.49185 | 0.49553 | 0.4992 | 0.50288 | 0.50655 | 0.51023 | 0.51391 | 0.51758 | 0.52126 | 0.52493 | 0.52861 | 0.53229 | 0.53596 | 0.53964 | 0.54331 | 0.54699 | 0.55067 | 0.55434 | 0.55802 | 0.56169 | 0.56537 | 0.56904 | 0
Commercial_College (WA)_Space Heating_Natural Gas_Unit Heater_Usage | Commercial | College (WA) | Space Heating | Natural Gas | Unit Heater | Usage | 0.11817 | 0.11817 | 0.11817 | 0.11817 | 0.11817 | 0.11817 | 0.11817 | 0.11817 | 0.11817 | 0.11817 | 0.11817 | 0.11817 | 0.11817 | 0.11817 | 0.11817 | 0.11817 | 0 | 0 | 0 | 0 | 0 | 0 | 0 | 0 | 0 | 0 | 0 | 0 | 0 | 0 | 0 | 0 | 0 | 0 | 0 | 0
Commercial_College (WA)_Water Heating_Natural Gas_Water Heater_Usage | Commercial | College (WA) | Water Heating | Natural Gas | Water Heater | Usage | 0.17875 | 0.18152 | 0.18428 | 0.18705 | 0.18981 | 0.19257 | 0.19534 | 0.1981 | 0.20087 | 0.20363 | 0.2064 | 0.20916 | 0.21192 | 0.21469 | 0.21745 | 0.22022 | 0.22298 | 0.22575 | 0.22851 | 0.23128 | 0 | 0 | 0 | 0 | 0 | 0 | 0 | 0 | 0 | 0 | 0 | 0 | 0 | 0 | 0 | 0
Commercial_College (WA)_Food Preparation_Natural Gas_Oven_Usage | Commercial | College (WA) | Food Preparation | Natural Gas | Oven | Usage | 0.012242 | 0.012242 | 0.012242 | 0.012242 | 0.012242 | 0.012242 | 0.012242 | 0.012242 | 0.012242 | 0.012242 | 0.012242 | 0.012242 | 0 | 0 | 0 | 0 | 0 | 0 | 0 | 0 | 0 | 0 | 0 | 0 | 0 | 0 | 0 | 0 | 0 | 0 | 0 | 0 | 0 | 0 | 0 | 0
Commercial_College (WA)_Food Preparation_Natural Gas_Conveyor Oven_Usage | Commercial | College (WA) | Food Preparation | Natural Gas | Conveyor Oven | Usage | 0.020946 | 0.020946 | 0.020946 | 0.020946 | 0.020946 | 0.020946 | 0.020946 | 0.020946 | 0.020946 | 0.020946 | 0.020946 | 0.020946 | 0 | 0 | 0 | 0 | 0 | 0 | 0 | 0 | 0 | 0 | 0 | 0 | 0 | 0 | 0 | 0 | 0 | 0 | 0 | 0 | 0 | 0 | 0 | 0
Commercial_College (WA)_Food Preparation_Natural Gas_Double Rack Oven_Usage | Commercial | College (WA) | Food Preparation | Natural Gas | Double Rack Oven | Usage | 0.031821 | 0.031821 | 0.031821 | 0.031821 | 0.031821 | 0.031821 | 0.031821 | 0.031821 | 0.031821 | 0.031821 | 0.031821 | 0.031821 | 0 | 0 | 0 | 0 | 0 | 0 | 0 | 0 | 0 | 0 | 0 | 0 | 0 | 0 | 0 | 0 | 0 | 0 | 0 | 0 | 0 | 0 | 0 | 0
Commercial_College (WA)_Food Preparation_Natural Gas_Fryer_Usage | Commercial | College (WA) | Food Preparation | Natural Gas | Fryer | Usage | 0.018966 | 0.018966 | 0.018966 | 0.018966 | 0.018966 | 0.018966 | 0.018966 | 0.018966 | 0.018966 | 0.018966 | 0.018966 | 0.018966 | 0.018966 | 0.018966 | 0.018966 | 0.018966 | 0.018966 | 0.018966 | 0.018966 | 0.018966 | 0 | 0 | 0 | 0 | 0 | 0 | 0 | 0 | 0 | 0 | 0 | 0 | 0 | 0 | 0 | 0
Commercial_College (WA)_Food Preparation_Natural Gas_Broiler_Usage | Commercial | College (WA) | Food Preparation | Natural Gas | Broiler | Usage | 0.020268 | 0.020268 | 0.020268 | 0.020268 | 0.020268 | 0.020268 | 0.020268 | 0.020268 | 0.020268 | 0.020268 | 0.020268 | 0.020268 | 0.020268 | 0.020268 | 0.020268 | 0.020268 | 0 | 0 | 0 | 0 | 0 | 0 | 0 | 0 | 0 | 0 | 0 | 0 | 0 | 0 | 0 | 0 | 0 | 0 | 0 | 0
Commercial_College (WA)_Food Preparation_Natural Gas_Griddle_Usage | Commercial | College (WA) | Food Preparation | Natural Gas | Griddle | Usage | 0.014126 | 0.014126 | 0.014126 | 0.014126 | 0.014126 | 0.014126 | 0.014126 | 0.014126 | 0.014126 | 0.014126 | 0.014126 | 0.014126 | 0.014126 | 0.014126 | 0.014126 | 0.014126 | 0 | 0 | 0 | 0 | 0 | 0 | 0 | 0 | 0 | 0 | 0 | 0 | 0 | 0 | 0 | 0 | 0 | 0 | 0 | 0
Commercial_College (WA)_Food Preparation_Natural Gas_Range_Usage | Commercial | College (WA) | Food Preparation | Natural Gas | Range | Usage | 0.013956 | 0.013956 | 0.013956 | 0.013956 | 0.013956 | 0.013956 | 0.013956 | 0.013956 | 0.013956 | 0.013956 | 0.013956 | 0.013956 | 0 | 0 | 0 | 0 | 0 | 0 | 0 | 0 | 0 | 0 | 0 | 0 | 0 | 0 | 0 | 0 | 0 | 0 | 0 | 0 | 0 | 0 | 0 | 0
Commercial_College (WA)_Food Preparation_Natural Gas_Steamer_Usage | Commercial | College (WA) | Food Preparation | Natural Gas | Steamer | Usage | 0.016127 | 0.016127 | 0.016127 | 0.016127 | 0.016127 | 0.016127 | 0.016127 | 0.016127 | 0.016127 | 0.016127 | 0.016127 | 0.016127 | 0.016127 | 0.016127 | 0.016127 | 0.016127 | 0 | 0 | 0 | 0 | 0 | 0 | 0 | 0 | 0 | 0 | 0 | 0 | 0 | 0 | 0 | 0 | 0 | 0 | 0 | 0
Commercial_College (WA)_Food Preparation_Natural Gas_Food Prep Other_Usage | Commercial | College (WA) | Food Preparation | Natural Gas | Food Prep Other | Usage | 0.0058241 | 0.0058241 | 0.0058241 | 0.0058241 | 0.0058241 | 0.0058241 | 0.0058241 | 0.0058241 | 0.0058241 | 0.0058241 | 0.0058241 | 0.0058241 | 0 | 0 | 0 | 0 | 0 | 0 | 0 | 0 | 0 | 0 | 0 | 0 | 0 | 0 | 0 | 0 | 0 | 0 | 0 | 0 | 0 | 0 | 0 | 0
Commercial_College (WA)_Miscellaneous_Natural Gas_Pool Heater_Usage | Commercial | College (WA) | Miscellaneous | Natural Gas | Pool Heater | Usage | 0.0070387 | 0.0070387 | 0.0070387 | 0.0070387 | 0.0070387 | 0.0070387 | 0.0070387 | 0.0070387 | 0.0070387 | 0.0070387 | 0.0070387 | 0.0070387 | 0.0070387 | 0.0070387 | 0.0070387 | 0 | 0 | 0 | 0 | 0 | 0 | 0 | 0 | 0 | 0 | 0 | 0 | 0 | 0 | 0 | 0 | 0 | 0 | 0 | 0 | 0
Commercial_College (WA)_Miscellaneous_Natural Gas_Miscellaneous_Usage | Commercial | College (WA) | Miscellaneous | Natural Gas | Miscellaneous | Usage | 0.027641 | 0.027641 | 0.027641 | 0.027641 | 0.027641 | 0.027641 | 0.027641 | 0.027641 | 0 | 0 | 0 | 0 | 0 | 0 | 0 | 0 | 0 | 0 | 0 | 0 | 0 | 0 | 0 | 0 | 0 | 0 | 0 | 0 | 0 | 0 | 0 | 0 | 0 | 0 | 0 | 0
Commercial_Health (WA)_Space Heating_Natural Gas_Furnace_Usage | Commercial | Health (WA) | Space Heating | Natural Gas | Furnace | Usage | 0.24264 | 0.24332 | 0.244 | 0.24467 | 0.24535 | 0.24603 | 0.24671 | 0.24739 | 0.24807 | 0.24875 | 0.24943 | 0.2501 | 0.25078 | 0.25146 | 0.25214 | 0.25282 | 0.2535 | 0.25418 | 0.25485 | 0.25553 | 0.25621 | 0.25689 | 0.25757 | 0.25825 | 0.25893 | 0.25961 | 0 | 0 | 0 | 0 | 0 | 0 | 0 | 0 | 0 | 0
Commercial_Health (WA)_Space Heating_Natural Gas_Boiler_Usage | Commercial | Health (WA) | Space Heating | Natural Gas | Boiler | Usage | 0.43557 | 0.44027 | 0.44496 | 0.44966 | 0.45435 | 0.45905 | 0.46374 | 0.46844 | 0.47313 | 0.47783 | 0.48252 | 0.48722 | 0.49191 | 0.49661 | 0.5013 | 0.506 | 0.51069 | 0.51539 | 0.52009 | 0.52478 | 0.52948 | 0.53417 | 0.53887 | 0.54356 | 0.54826 | 0.55295 | 0.55765 | 0.56234 | 0.56704 | 0.57173 | 0.57643 | 0.58112 | 0.58582 | 0.59051 | 0.59521 | 0
Commercial_Health (WA)_Space Heating_Natural Gas_Unit Heater_Usage | Commercial | Health (WA) | Space Heating | Natural Gas | Unit Heater | Usage | 0.12443 | 0.12443 | 0.12443 | 0.12443 | 0.12443 | 0.12443 | 0.12443 | 0.12443 | 0.12443 | 0.12443 | 0.12443 | 0.12443 | 0.12443 | 0.12443 | 0.12443 | 0.12443 | 0 | 0 | 0 | 0 | 0 | 0 | 0 | 0 | 0 | 0 | 0 | 0 | 0 | 0 | 0 | 0 | 0 | 0 | 0 | 0
Commercial_Health (WA)_Water Heating_Natural Gas_Water Heater_Usage | Commercial | Health (WA) | Water Heating | Natural Gas | Water Heater | Usage | 0.45636 | 0.46342 | 0.47047 | 0.47753 | 0.48458 | 0.49164 | 0.49869 | 0.50575 | 0.51281 | 0.51986 | 0.52692 | 0.53397 | 0.54103 | 0.54808 | 0.55514 | 0.56219 | 0.56925 | 0.5763 | 0.58336 | 0.59041 | 0 | 0 | 0 | 0 | 0 | 0 | 0 | 0 | 0 | 0 | 0 | 0 | 0 | 0 | 0 | 0
Commercial_Health (WA)_Food Preparation_Natural Gas_Oven_Usage | Commercial | Health (WA) | Food Preparation | Natural Gas | Oven | Usage | 0.20095 | 0.20095 | 0.20095 | 0.20095 | 0.20095 | 0.20095 | 0.20095 | 0.20095 | 0.20095 | 0.20095 | 0.20095 | 0.20095 | 0 | 0 | 0 | 0 | 0 | 0 | 0 | 0 | 0 | 0 | 0 | 0 | 0 | 0 | 0 | 0 | 0 | 0 | 0 | 0 | 0 | 0 | 0 | 0
Commercial_Health (WA)_Food Preparation_Natural Gas_Conveyor Oven_Usage | Commercial | Health (WA) | Food Preparation | Natural Gas | Conveyor Oven | Usage | 0.34384 | 0.34384 | 0.34384 | 0.34384 | 0.34384 | 0.34384 | 0.34384 | 0.34384 | 0.34384 | 0.34384 | 0.34384 | 0.34384 | 0 | 0 | 0 | 0 | 0 | 0 | 0 | 0 | 0 | 0 | 0 | 0 | 0 | 0 | 0 | 0 | 0 | 0 | 0 | 0 | 0 | 0 | 0 | 0
Commercial_Health (WA)_Food Preparation_Natural Gas_Double Rack Oven_Usage | Commercial | Health (WA) | Food Preparation | Natural Gas | Double Rack Oven | Usage | 0.52236 | 0.52236 | 0.52236 | 0.52236 | 0.52236 | 0.52236 | 0.52236 | 0.52236 | 0.52236 | 0.52236 | 0.52236 | 0.52236 | 0 | 0 | 0 | 0 | 0 | 0 | 0 | 0 | 0 | 0 | 0 | 0 | 0 | 0 | 0 | 0 | 0 | 0 | 0 | 0 | 0 | 0 | 0 | 0
Commercial_Health (WA)_Food Preparation_Natural Gas_Fryer_Usage | Commercial | Health (WA) | Food Preparation | Natural Gas | Fryer | Usage | 0.31134 | 0.31134 | 0.31134 | 0.31134 | 0.31134 | 0.31134 | 0.31134 | 0.31134 | 0.31134 | 0.31134 | 0.31134 | 0.31134 | 0.31134 | 0.31134 | 0.31134 | 0.31134 | 0.31134 | 0.31134 | 0.31134 | 0.31134 | 0 | 0 | 0 | 0 | 0 | 0 | 0 | 0 | 0 | 0 | 0 | 0 | 0 | 0 | 0 | 0
Commercial_Health (WA)_Food Preparation_Natural Gas_Broiler_Usage | Commercial | Health (WA) | Food Preparation | Natural Gas | Broiler | Usage | 0.33271 | 0.33271 | 0.33271 | 0.33271 | 0.33271 | 0.33271 | 0.33271 | 0.33271 | 0.33271 | 0.33271 | 0.33271 | 0.33271 | 0.33271 | 0.33271 | 0.33271 | 0.33271 | 0 | 0 | 0 | 0 | 0 | 0 | 0 | 0 | 0 | 0 | 0 | 0 | 0 | 0 | 0 | 0 | 0 | 0 | 0 | 0
Commercial_Health (WA)_Food Preparation_Natural Gas_Griddle_Usage | Commercial | Health (WA) | Food Preparation | Natural Gas | Griddle | Usage | 0.23189 | 0.23189 | 0.23189 | 0.23189 | 0.23189 | 0.23189 | 0.23189 | 0.23189 | 0.23189 | 0.23189 | 0.23189 | 0.23189 | 0.23189 | 0.23189 | 0.23189 | 0.23189 | 0 | 0 | 0 | 0 | 0 | 0 | 0 | 0 | 0 | 0 | 0 | 0 | 0 | 0 | 0 | 0 | 0 | 0 | 0 | 0
Commercial_Health (WA)_Food Preparation_Natural Gas_Range_Usage | Commercial | Health (WA) | Food Preparation | Natural Gas | Range | Usage | 0.22909 | 0.22909 | 0.22909 | 0.22909 | 0.22909 | 0.22909 | 0.22909 | 0.22909 | 0.22909 | 0.22909 | 0.22909 | 0.22909 | 0 | 0 | 0 | 0 | 0 | 0 | 0 | 0 | 0 | 0 | 0 | 0 | 0 | 0 | 0 | 0 | 0 | 0 | 0 | 0 | 0 | 0 | 0 | 0
Commercial_Health (WA)_Food Preparation_Natural Gas_Steamer_Usage | Commercial | Health (WA) | Food Preparation | Natural Gas | Steamer | Usage | 0.26473 | 0.26473 | 0.26473 | 0.26473 | 0.26473 | 0.26473 | 0.26473 | 0.26473 | 0.26473 | 0.26473 | 0.26473 | 0.26473 | 0.26473 | 0.26473 | 0.26473 | 0.26473 | 0 | 0 | 0 | 0 | 0 | 0 | 0 | 0 | 0 | 0 | 0 | 0 | 0 | 0 | 0 | 0 | 0 | 0 | 0 | 0
Commercial_Health (WA)_Food Preparation_Natural Gas_Food Prep Other_Usage | Commercial | Health (WA) | Food Preparation | Natural Gas | Food Prep Other | Usage | 0.095605 | 0.095605 | 0.095605 | 0.095605 | 0.095605 | 0.095605 | 0.095605 | 0.095605 | 0.095605 | 0.095605 | 0.095605 | 0.095605 | 0 | 0 | 0 | 0 | 0 | 0 | 0 | 0 | 0 | 0 | 0 | 0 | 0 | 0 | 0 | 0 | 0 | 0 | 0 | 0 | 0 | 0 | 0 | 0
Commercial_Health (WA)_Miscellaneous_Natural Gas_Pool Heater_Usage | Commercial | Health (WA) | Miscellaneous | Natural Gas | Pool Heater | Usage | 0.01 | 0.01 | 0.01 | 0.01 | 0.01 | 0.01 | 0.01 | 0.01 | 0.01 | 0.01 | 0.01 | 0.01 | 0.01 | 0.01 | 0.01 | 0 | 0 | 0 | 0 | 0 | 0 | 0 | 0 | 0 | 0 | 0 | 0 | 0 | 0 | 0 | 0 | 0 | 0 | 0 | 0 | 0
Commercial_Health (WA)_Miscellaneous_Natural Gas_Miscellaneous_Usage | Commercial | Health (WA) | Miscellaneous | Natural Gas | Miscellaneous | Usage | 0.016665 | 0.016665 | 0.016665 | 0.016665 | 0.016665 | 0.016665 | 0.016665 | 0.016665 | 0 | 0 | 0 | 0 | 0 | 0 | 0 | 0 | 0 | 0 | 0 | 0 | 0 | 0 | 0 | 0 | 0 | 0 | 0 | 0 | 0 | 0 | 0 | 0 | 0 | 0 | 0 | 0
Commercial_Lodging (WA)_Space Heating_Natural Gas_Furnace_Usage | Commercial | Lodging (WA) | Space Heating | Natural Gas | Furnace | Usage | 0.3053 | 0.30615 | 0.30701 | 0.30786 | 0.30872 | 0.30957 | 0.31043 | 0.31128 | 0.31214 | 0.31299 | 0.31385 | 0.3147 | 0.31556 | 0.31641 | 0.31726 | 0.31812 | 0.31897 | 0.31983 | 0.32068 | 0.32154 | 0.32239 | 0.32325 | 0.3241 | 0.32496 | 0.32581 | 0.32667 | 0 | 0 | 0 | 0 | 0 | 0 | 0 | 0 | 0 | 0
Commercial_Lodging (WA)_Space Heating_Natural Gas_Boiler_Usage | Commercial | Lodging (WA) | Space Heating | Natural Gas | Boiler | Usage | 0.49455 | 0.49956 | 0.50457 | 0.50957 | 0.51458 | 0.51959 | 0.5246 | 0.5296 | 0.53461 | 0.53962 | 0.54462 | 0.54963 | 0.55464 | 0.55965 | 0.56465 | 0.56966 | 0.57467 | 0.57967 | 0.58468 | 0.58969 | 0.5947 | 0.5997 | 0.60471 | 0.60972 | 0.61473 | 0.61973 | 0.62474 | 0.62975 | 0.63475 | 0.63976 | 0.64477 | 0.64978 | 0.65478 | 0.65979 | 0.6648 | 0
Commercial_Lodging (WA)_Space Heating_Natural Gas_Unit Heater_Usage | Commercial | Lodging (WA) | Space Heating | Natural Gas | Unit Heater | Usage | 0.15657 | 0.15657 | 0.15657 | 0.15657 | 0.15657 | 0.15657 | 0.15657 | 0.15657 | 0.15657 | 0.15657 | 0.15657 | 0.15657 | 0.15657 | 0.15657 | 0.15657 | 0.15657 | 0 | 0 | 0 | 0 | 0 | 0 | 0 | 0 | 0 | 0 | 0 | 0 | 0 | 0 | 0 | 0 | 0 | 0 | 0 | 0
Commercial_Lodging (WA)_Water Heating_Natural Gas_Water Heater_Usage | Commercial | Lodging (WA) | Water Heating | Natural Gas | Water Heater | Usage | 0.39858 | 0.40475 | 0.41092 | 0.41709 | 0.42326 | 0.42943 | 0.4356 | 0.44177 | 0.44794 | 0.45411 | 0.46029 | 0.46646 | 0.47263 | 0.4788 | 0.48497 | 0.49114 | 0.49731 | 0.50348 | 0.50965 | 0.51582 | 0 | 0 | 0 | 0 | 0 | 0 | 0 | 0 | 0 | 0 | 0 | 0 | 0 | 0 | 0 | 0
Commercial_Lodging (WA)_Food Preparation_Natural Gas_Oven_Usage | Commercial | Lodging (WA) | Food Preparation | Natural Gas | Oven | Usage | 0.06608 | 0.06608 | 0.06608 | 0.06608 | 0.06608 | 0.06608 | 0.06608 | 0.06608 | 0.06608 | 0.06608 | 0.06608 | 0.06608 | 0 | 0 | 0 | 0 | 0 | 0 | 0 | 0 | 0 | 0 | 0 | 0 | 0 | 0 | 0 | 0 | 0 | 0 | 0 | 0 | 0 | 0 | 0 | 0
Commercial_Lodging (WA)_Food Preparation_Natural Gas_Conveyor Oven_Usage | Commercial | Lodging (WA) | Food Preparation | Natural Gas | Conveyor Oven | Usage | 0.11307 | 0.11307 | 0.11307 | 0.11307 | 0.11307 | 0.11307 | 0.11307 | 0.11307 | 0.11307 | 0.11307 | 0.11307 | 0.11307 | 0 | 0 | 0 | 0 | 0 | 0 | 0 | 0 | 0 | 0 | 0 | 0 | 0 | 0 | 0 | 0 | 0 | 0 | 0 | 0 | 0 | 0 | 0 | 0
Commercial_Lodging (WA)_Food Preparation_Natural Gas_Double Rack Oven_Usage | Commercial | Lodging (WA) | Food Preparation | Natural Gas | Double Rack Oven | Usage | 0.17177 | 0.17177 | 0.17177 | 0.17177 | 0.17177 | 0.17177 | 0.17177 | 0.17177 | 0.17177 | 0.17177 | 0.17177 | 0.17177 | 0 | 0 | 0 | 0 | 0 | 0 | 0 | 0 | 0 | 0 | 0 | 0 | 0 | 0 | 0 | 0 | 0 | 0 | 0 | 0 | 0 | 0 | 0 | 0
Commercial_Lodging (WA)_Food Preparation_Natural Gas_Fryer_Usage | Commercial | Lodging (WA) | Food Preparation | Natural Gas | Fryer | Usage | 0.10238 | 0.10238 | 0.10238 | 0.10238 | 0.10238 | 0.10238 | 0.10238 | 0.10238 | 0.10238 | 0.10238 | 0.10238 | 0.10238 | 0.10238 | 0.10238 | 0.10238 | 0.10238 | 0.10238 | 0.10238 | 0.10238 | 0.10238 | 0 | 0 | 0 | 0 | 0 | 0 | 0 | 0 | 0 | 0 | 0 | 0 | 0 | 0 | 0 | 0
Commercial_Lodging (WA)_Food Preparation_Natural Gas_Broiler_Usage | Commercial | Lodging (WA) | Food Preparation | Natural Gas | Broiler | Usage | 0.10941 | 0.10941 | 0.10941 | 0.10941 | 0.10941 | 0.10941 | 0.10941 | 0.10941 | 0.10941 | 0.10941 | 0.10941 | 0.10941 | 0.10941 | 0.10941 | 0.10941 | 0.10941 | 0 | 0 | 0 | 0 | 0 | 0 | 0 | 0 | 0 | 0 | 0 | 0 | 0 | 0 | 0 | 0 | 0 | 0 | 0 | 0
Commercial_Lodging (WA)_Food Preparation_Natural Gas_Griddle_Usage | Commercial | Lodging (WA) | Food Preparation | Natural Gas | Griddle | Usage | 0.076253 | 0.076253 | 0.076253 | 0.076253 | 0.076253 | 0.076253 | 0.076253 | 0.076253 | 0.076253 | 0.076253 | 0.076253 | 0.076253 | 0.076253 | 0.076253 | 0.076253 | 0.076253 | 0 | 0 | 0 | 0 | 0 | 0 | 0 | 0 | 0 | 0 | 0 | 0 | 0 | 0 | 0 | 0 | 0 | 0 | 0 | 0
Commercial_Lodging (WA)_Food Preparation_Natural Gas_Range_Usage | Commercial | Lodging (WA) | Food Preparation | Natural Gas | Range | Usage | 0.075332 | 0.075332 | 0.075332 | 0.075332 | 0.075332 | 0.075332 | 0.075332 | 0.075332 | 0.075332 | 0.075332 | 0.075332 | 0.075332 | 0 | 0 | 0 | 0 | 0 | 0 | 0 | 0 | 0 | 0 | 0 | 0 | 0 | 0 | 0 | 0 | 0 | 0 | 0 | 0 | 0 | 0 | 0 | 0
Commercial_Lodging (WA)_Food Preparation_Natural Gas_Steamer_Usage | Commercial | Lodging (WA) | Food Preparation | Natural Gas | Steamer | Usage | 0.087053 | 0.087053 | 0.087053 | 0.087053 | 0.087053 | 0.087053 | 0.087053 | 0.087053 | 0.087053 | 0.087053 | 0.087053 | 0.087053 | 0.087053 | 0.087053 | 0.087053 | 0.087053 | 0 | 0 | 0 | 0 | 0 | 0 | 0 | 0 | 0 | 0 | 0 | 0 | 0 | 0 | 0 | 0 | 0 | 0 | 0 | 0
Commercial_Lodging (WA)_Food Preparation_Natural Gas_Food Prep Other_Usage | Commercial | Lodging (WA) | Food Preparation | Natural Gas | Food Prep Other | Usage | 0.031438 | 0.031438 | 0.031438 | 0.031438 | 0.031438 | 0.031438 | 0.031438 | 0.031438 | 0.031438 | 0.031438 | 0.031438 | 0.031438 | 0 | 0 | 0 | 0 | 0 | 0 | 0 | 0 | 0 | 0 | 0 | 0 | 0 | 0 | 0 | 0 | 0 | 0 | 0 | 0 | 0 | 0 | 0 | 0
Commercial_Lodging (WA)_Miscellaneous_Natural Gas_Pool Heater_Usage | Commercial | Lodging (WA) | Miscellaneous | Natural Gas | Pool Heater | Usage | 0.0055589 | 0.0055589 | 0.0055589 | 0.0055589 | 0.0055589 | 0.0055589 | 0.0055589 | 0.0055589 | 0.0055589 | 0.0055589 | 0.0055589 | 0.0055589 | 0.0055589 | 0.0055589 | 0.0055589 | 0 | 0 | 0 | 0 | 0 | 0 | 0 | 0 | 0 | 0 | 0 | 0 | 0 | 0 | 0 | 0 | 0 | 0 | 0 | 0 | 0
Commercial_Lodging (WA)_Miscellaneous_Natural Gas_Miscellaneous_Usage | Commercial | Lodging (WA) | Miscellaneous | Natural Gas | Miscellaneous | Usage | 0.021446 | 0.021446 | 0.021446 | 0.021446 | 0.021446 | 0.021446 | 0.021446 | 0.021446 | 0 | 0 | 0 | 0 | 0 | 0 | 0 | 0 | 0 | 0 | 0 | 0 | 0 | 0 | 0 | 0 | 0 | 0 | 0 | 0 | 0 | 0 | 0 | 0 | 0 | 0 | 0 | 0
Commercial_Warehouse (WA)_Space Heating_Natural Gas_Furnace_Usage | Commercial | Warehouse (WA) | Space Heating | Natural Gas | Furnace | Usage | 0.6616 | 0.66345 | 0.66529 | 0.66714 | 0.66899 | 0.67084 | 0.67269 | 0.67454 | 0.67639 | 0.67824 | 0.68008 | 0.68193 | 0.68378 | 0.68563 | 0.68748 | 0.68933 | 0.69118 | 0.69303 | 0.69488 | 0.69672 | 0.69857 | 0.70042 | 0.70227 | 0.70412 | 0.70597 | 0.70782 | 0 | 0 | 0 | 0 | 0 | 0 | 0 | 0 | 0 | 0
Commercial_Warehouse (WA)_Space Heating_Natural Gas_Boiler_Usage | Commercial | Warehouse (WA) | Space Heating | Natural Gas | Boiler | Usage | 2.0729 | 2.0803 | 2.0877 | 2.0952 | 2.1026 | 2.11 | 2.1175 | 2.1249 | 2.1324 | 2.1398 | 2.1472 | 2.1547 | 2.1621 | 2.1696 | 2.177 | 2.1844 | 2.1919 | 2.1993 | 2.2067 | 2.2142 | 2.2216 | 2.2291 | 2.2365 | 2.2439 | 2.2514 | 2.2588 | 2.2663 | 2.2737 | 2.2811 | 2.2886 | 2.296 | 2.3034 | 2.3109 | 2.3183 | 2.3258 | 0
Commercial_Warehouse (WA)_Space Heating_Natural Gas_Unit Heater_Usage | Commercial | Warehouse (WA) | Space Heating | Natural Gas | Unit Heater | Usage | 0.33927 | 0.33927 | 0.33927 | 0.33927 | 0.33927 | 0.33927 | 0.33927 | 0.33927 | 0.33927 | 0.33927 | 0.33927 | 0.33927 | 0.33927 | 0.33927 | 0.33927 | 0.33927 | 0 | 0 | 0 | 0 | 0 | 0 | 0 | 0 | 0 | 0 | 0 | 0 | 0 | 0 | 0 | 0 | 0 | 0 | 0 | 0
Commercial_Warehouse (WA)_Water Heating_Natural Gas_Water Heater_Usage | Commercial | Warehouse (WA) | Water Heating | Natural Gas | Water Heater | Usage | 0.081881 | 0.083152 | 0.084422 | 0.085692 | 0.086963 | 0.088233 | 0.089503 | 0.090774 | 0.092044 | 0.093315 | 0.094585 | 0.095855 | 0.097126 | 0.098396 | 0.099666 | 0.10094 | 0.10221 | 0.10348 | 0.10475 | 0.10602 | 0 | 0 | 0 | 0 | 0 | 0 | 0 | 0 | 0 | 0 | 0 | 0 | 0 | 0 | 0 | 0
Commercial_Warehouse (WA)_Food Preparation_Natural Gas_Oven_Usage | Commercial | Warehouse (WA) | Food Preparation | Natural Gas | Oven | Usage | 0.0043914 | 0.0043914 | 0.0043914 | 0.0043914 | 0.0043914 | 0.0043914 | 0.0043914 | 0.0043914 | 0.0043914 | 0.0043914 | 0.0043914 | 0.0043914 | 0 | 0 | 0 | 0 | 0 | 0 | 0 | 0 | 0 | 0 | 0 | 0 | 0 | 0 | 0 | 0 | 0 | 0 | 0 | 0 | 0 | 0 | 0 | 0
Commercial_Warehouse (WA)_Food Preparation_Natural Gas_Conveyor Oven_Usage | Commercial | Warehouse (WA) | Food Preparation | Natural Gas | Conveyor Oven | Usage | 0.007514 | 0.007514 | 0.007514 | 0.007514 | 0.007514 | 0.007514 | 0.007514 | 0.007514 | 0.007514 | 0.007514 | 0.007514 | 0.007514 | 0 | 0 | 0 | 0 | 0 | 0 | 0 | 0 | 0 | 0 | 0 | 0 | 0 | 0 | 0 | 0 | 0 | 0 | 0 | 0 | 0 | 0 | 0 | 0
Commercial_Warehouse (WA)_Food Preparation_Natural Gas_Double Rack Oven_Usage | Commercial | Warehouse (WA) | Food Preparation | Natural Gas | Double Rack Oven | Usage | 0.011415 | 0.011415 | 0.011415 | 0.011415 | 0.011415 | 0.011415 | 0.011415 | 0.011415 | 0.011415 | 0.011415 | 0.011415 | 0.011415 | 0 | 0 | 0 | 0 | 0 | 0 | 0 | 0 | 0 | 0 | 0 | 0 | 0 | 0 | 0 | 0 | 0 | 0 | 0 | 0 | 0 | 0 | 0 | 0
Commercial_Warehouse (WA)_Food Preparation_Natural Gas_Fryer_Usage | Commercial | Warehouse (WA) | Food Preparation | Natural Gas | Fryer | Usage | 0.0068037 | 0.0068037 | 0.0068037 | 0.0068037 | 0.0068037 | 0.0068037 | 0.0068037 | 0.0068037 | 0.0068037 | 0.0068037 | 0.0068037 | 0.0068037 | 0.0068037 | 0.0068037 | 0.0068037 | 0.0068037 | 0.0068037 | 0.0068037 | 0.0068037 | 0.0068037 | 0 | 0 | 0 | 0 | 0 | 0 | 0 | 0 | 0 | 0 | 0 | 0 | 0 | 0 | 0 | 0
Commercial_Warehouse (WA)_Food Preparation_Natural Gas_Broiler_Usage | Commercial | Warehouse (WA) | Food Preparation | Natural Gas | Broiler | Usage | 0.0072707 | 0.0072707 | 0.0072707 | 0.0072707 | 0.0072707 | 0.0072707 | 0.0072707 | 0.0072707 | 0.0072707 | 0.0072707 | 0.0072707 | 0.0072707 | 0.0072707 | 0.0072707 | 0.0072707 | 0.0072707 | 0 | 0 | 0 | 0 | 0 | 0 | 0 | 0 | 0 | 0 | 0 | 0 | 0 | 0 | 0 | 0 | 0 | 0 | 0 | 0
Commercial_Warehouse (WA)_Food Preparation_Natural Gas_Griddle_Usage | Commercial | Warehouse (WA) | Food Preparation | Natural Gas | Griddle | Usage | 0.0050675 | 0.0050675 | 0.0050675 | 0.0050675 | 0.0050675 | 0.0050675 | 0.0050675 | 0.0050675 | 0.0050675 | 0.0050675 | 0.0050675 | 0.0050675 | 0.0050675 | 0.0050675 | 0.0050675 | 0.0050675 | 0 | 0 | 0 | 0 | 0 | 0 | 0 | 0 | 0 | 0 | 0 | 0 | 0 | 0 | 0 | 0 | 0 | 0 | 0 | 0
Commercial_Warehouse (WA)_Food Preparation_Natural Gas_Range_Usage | Commercial | Warehouse (WA) | Food Preparation | Natural Gas | Range | Usage | 0.0050062 | 0.0050062 | 0.0050062 | 0.0050062 | 0.0050062 | 0.0050062 | 0.0050062 | 0.0050062 | 0.0050062 | 0.0050062 | 0.0050062 | 0.0050062 | 0 | 0 | 0 | 0 | 0 | 0 | 0 | 0 | 0 | 0 | 0 | 0 | 0 | 0 | 0 | 0 | 0 | 0 | 0 | 0 | 0 | 0 | 0 | 0
Commercial_Warehouse (WA)_Food Preparation_Natural Gas_Steamer_Usage | Commercial | Warehouse (WA) | Food Preparation | Natural Gas | Steamer | Usage | 0.0057852 | 0.0057852 | 0.0057852 | 0.0057852 | 0.0057852 | 0.0057852 | 0.0057852 | 0.0057852 | 0.0057852 | 0.0057852 | 0.0057852 | 0.0057852 | 0.0057852 | 0.0057852 | 0.0057852 | 0.0057852 | 0 | 0 | 0 | 0 | 0 | 0 | 0 | 0 | 0 | 0 | 0 | 0 | 0 | 0 | 0 | 0 | 0 | 0 | 0 | 0
Commercial_Warehouse (WA)_Food Preparation_Natural Gas_Food Prep Other_Usage | Commercial | Warehouse (WA) | Food Preparation | Natural Gas | Food Prep Other | Usage | 0.0020893 | 0.0020893 | 0.0020893 | 0.0020893 | 0.0020893 | 0.0020893 | 0.0020893 | 0.0020893 | 0.0020893 | 0.0020893 | 0.0020893 | 0.0020893 | 0 | 0 | 0 | 0 | 0 | 0 | 0 | 0 | 0 | 0 | 0 | 0 | 0 | 0 | 0 | 0 | 0 | 0 | 0 | 0 | 0 | 0 | 0 | 0
Commercial_Warehouse (WA)_Miscellaneous_Natural Gas_Pool Heater_Usage | Commercial | Warehouse (WA) | Miscellaneous | Natural Gas | Pool Heater | Usage | 0.01 | 0.01 | 0.01 | 0.01 | 0.01 | 0.01 | 0.01 | 0.01 | 0.01 | 0.01 | 0.01 | 0.01 | 0.01 | 0.01 | 0.01 | 0 | 0 | 0 | 0 | 0 | 0 | 0 | 0 | 0 | 0 | 0 | 0 | 0 | 0 | 0 | 0 | 0 | 0 | 0 | 0 | 0
Commercial_Warehouse (WA)_Miscellaneous_Natural Gas_Miscellaneous_Usage | Commercial | Warehouse (WA) | Miscellaneous | Natural Gas | Miscellaneous | Usage | 0.0071043 | 0.0071043 | 0.0071043 | 0.0071043 | 0.0071043 | 0.0071043 | 0.0071043 | 0.0071043 | 0 | 0 | 0 | 0 | 0 | 0 | 0 | 0 | 0 | 0 | 0 | 0 | 0 | 0 | 0 | 0 | 0 | 0 | 0 | 0 | 0 | 0 | 0 | 0 | 0 | 0 | 0 | 0
Commercial_Miscellaneous (WA)_Space Heating_Natural Gas_Furnace_Usage | Commercial | Miscellaneous (WA) | Space Heating | Natural Gas | Furnace | Usage | 0.41947 | 0.42065 | 0.42183 | 0.42301 | 0.42419 | 0.42537 | 0.42655 | 0.42773 | 0.42891 | 0.43009 | 0.43127 | 0.43245 | 0.43363 | 0.43481 | 0.43599 | 0.43717 | 0.43835 | 0.43953 | 0.44071 | 0.44189 | 0.44307 | 0.44425 | 0.44543 | 0.44661 | 0.44779 | 0.44897 | 0 | 0 | 0 | 0 | 0 | 0 | 0 | 0 | 0 | 0
Commercial_Miscellaneous (WA)_Space Heating_Natural Gas_Boiler_Usage | Commercial | Miscellaneous (WA) | Space Heating | Natural Gas | Boiler | Usage | 1.2581 | 1.2667 | 1.2752 | 1.2838 | 1.2923 | 1.3009 | 1.3095 | 1.318 | 1.3266 | 1.3351 | 1.3437 | 1.3523 | 1.3608 | 1.3694 | 1.3779 | 1.3865 | 1.3951 | 1.4036 | 1.4122 | 1.4207 | 1.4293 | 1.4379 | 1.4464 | 1.455 | 1.4635 | 1.4721 | 1.4807 | 1.4892 | 1.4978 | 1.5063 | 1.5149 | 1.5235 | 1.532 | 1.5406 | 1.5491 | 0
Commercial_Miscellaneous (WA)_Space Heating_Natural Gas_Unit Heater_Usage | Commercial | Miscellaneous (WA) | Space Heating | Natural Gas | Unit Heater | Usage | 0.21514 | 0.21514 | 0.21514 | 0.21514 | 0.21514 | 0.21514 | 0.21514 | 0.21514 | 0.21514 | 0.21514 | 0.21514 | 0.21514 | 0.21514 | 0.21514 | 0.21514 | 0.21514 | 0 | 0 | 0 | 0 | 0 | 0 | 0 | 0 | 0 | 0 | 0 | 0 | 0 | 0 | 0 | 0 | 0 | 0 | 0 | 0
Commercial_Miscellaneous (WA)_Water Heating_Natural Gas_Water Heater_Usage | Commercial | Miscellaneous (WA) | Water Heating | Natural Gas | Water Heater | Usage | 0.32864 | 0.33374 | 0.33884 | 0.34394 | 0.34905 | 0.35415 | 0.35925 | 0.36436 | 0.36946 | 0.37456 | 0.37966 | 0.38477 | 0.38987 | 0.39497 | 0.40008 | 0.40518 | 0.41028 | 0.41538 | 0.42049 | 0.42559 | 0 | 0 | 0 | 0 | 0 | 0 | 0 | 0 | 0 | 0 | 0 | 0 | 0 | 0 | 0 | 0
Commercial_Miscellaneous (WA)_Food Preparation_Natural Gas_Oven_Usage | Commercial | Miscellaneous (WA) | Food Preparation | Natural Gas | Oven | Usage | 0.011766 | 0.011766 | 0.011766 | 0.011766 | 0.011766 | 0.011766 | 0.011766 | 0.011766 | 0.011766 | 0.011766 | 0.011766 | 0.011766 | 0 | 0 | 0 | 0 | 0 | 0 | 0 | 0 | 0 | 0 | 0 | 0 | 0 | 0 | 0 | 0 | 0 | 0 | 0 | 0 | 0 | 0 | 0 | 0
Commercial_Miscellaneous (WA)_Food Preparation_Natural Gas_Conveyor Oven_Usage | Commercial | Miscellaneous (WA) | Food Preparation | Natural Gas | Conveyor Oven | Usage | 0.020132 | 0.020132 | 0.020132 | 0.020132 | 0.020132 | 0.020132 | 0.020132 | 0.020132 | 0.020132 | 0.020132 | 0.020132 | 0.020132 | 0 | 0 | 0 | 0 | 0 | 0 | 0 | 0 | 0 | 0 | 0 | 0 | 0 | 0 | 0 | 0 | 0 | 0 | 0 | 0 | 0 | 0 | 0 | 0
Commercial_Miscellaneous (WA)_Food Preparation_Natural Gas_Double Rack Oven_Usage | Commercial | Miscellaneous (WA) | Food Preparation | Natural Gas | Double Rack Oven | Usage | 0.030584 | 0.030584 | 0.030584 | 0.030584 | 0.030584 | 0.030584 | 0.030584 | 0.030584 | 0.030584 | 0.030584 | 0.030584 | 0.030584 | 0 | 0 | 0 | 0 | 0 | 0 | 0 | 0 | 0 | 0 | 0 | 0 | 0 | 0 | 0 | 0 | 0 | 0 | 0 | 0 | 0 | 0 | 0 | 0
Commercial_Miscellaneous (WA)_Food Preparation_Natural Gas_Fryer_Usage | Commercial | Miscellaneous (WA) | Food Preparation | Natural Gas | Fryer | Usage | 0.018229 | 0.018229 | 0.018229 | 0.018229 | 0.018229 | 0.018229 | 0.018229 | 0.018229 | 0.018229 | 0.018229 | 0.018229 | 0.018229 | 0.018229 | 0.018229 | 0.018229 | 0.018229 | 0.018229 | 0.018229 | 0.018229 | 0.018229 | 0 | 0 | 0 | 0 | 0 | 0 | 0 | 0 | 0 | 0 | 0 | 0 | 0 | 0 | 0 | 0
Commercial_Miscellaneous (WA)_Food Preparation_Natural Gas_Broiler_Usage | Commercial | Miscellaneous (WA) | Food Preparation | Natural Gas | Broiler | Usage | 0.01948 | 0.01948 | 0.01948 | 0.01948 | 0.01948 | 0.01948 | 0.01948 | 0.01948 | 0.01948 | 0.01948 | 0.01948 | 0.01948 | 0.01948 | 0.01948 | 0.01948 | 0.01948 | 0 | 0 | 0 | 0 | 0 | 0 | 0 | 0 | 0 | 0 | 0 | 0 | 0 | 0 | 0 | 0 | 0 | 0 | 0 | 0
Commercial_Miscellaneous (WA)_Food Preparation_Natural Gas_Griddle_Usage | Commercial | Miscellaneous (WA) | Food Preparation | Natural Gas | Griddle | Usage | 0.013577 | 0.013577 | 0.013577 | 0.013577 | 0.013577 | 0.013577 | 0.013577 | 0.013577 | 0.013577 | 0.013577 | 0.013577 | 0.013577 | 0.013577 | 0.013577 | 0.013577 | 0.013577 | 0 | 0 | 0 | 0 | 0 | 0 | 0 | 0 | 0 | 0 | 0 | 0 | 0 | 0 | 0 | 0 | 0 | 0 | 0 | 0
Commercial_Miscellaneous (WA)_Food Preparation_Natural Gas_Range_Usage | Commercial | Miscellaneous (WA) | Food Preparation | Natural Gas | Range | Usage | 0.013413 | 0.013413 | 0.013413 | 0.013413 | 0.013413 | 0.013413 | 0.013413 | 0.013413 | 0.013413 | 0.013413 | 0.013413 | 0.013413 | 0 | 0 | 0 | 0 | 0 | 0 | 0 | 0 | 0 | 0 | 0 | 0 | 0 | 0 | 0 | 0 | 0 | 0 | 0 | 0 | 0 | 0 | 0 | 0
Commercial_Miscellaneous (WA)_Food Preparation_Natural Gas_Steamer_Usage | Commercial | Miscellaneous (WA) | Food Preparation | Natural Gas | Steamer | Usage | 0.0155 | 0.0155 | 0.0155 | 0.0155 | 0.0155 | 0.0155 | 0.0155 | 0.0155 | 0.0155 | 0.0155 | 0.0155 | 0.0155 | 0.0155 | 0.0155 | 0.0155 | 0.0155 | 0 | 0 | 0 | 0 | 0 | 0 | 0 | 0 | 0 | 0 | 0 | 0 | 0 | 0 | 0 | 0 | 0 | 0 | 0 | 0
Commercial_Miscellaneous (WA)_Food Preparation_Natural Gas_Food Prep Other_Usage | Commercial | Miscellaneous (WA) | Food Preparation | Natural Gas | Food Prep Other | Usage | 0.0055977 | 0.0055977 | 0.0055977 | 0.0055977 | 0.0055977 | 0.0055977 | 0.0055977 | 0.0055977 | 0.0055977 | 0.0055977 | 0.0055977 | 0.0055977 | 0 | 0 | 0 | 0 | 0 | 0 | 0 | 0 | 0 | 0 | 0 | 0 | 0 | 0 | 0 | 0 | 0 | 0 | 0 | 0 | 0 | 0 | 0 | 0
Commercial_Miscellaneous (WA)_Miscellaneous_Natural Gas_Pool Heater_Usage | Commercial | Miscellaneous (WA) | Miscellaneous | Natural Gas | Pool Heater | Usage | 0.031171 | 0.031171 | 0.031171 | 0.031171 | 0.031171 | 0.031171 | 0.031171 | 0.031171 | 0.031171 | 0.031171 | 0.031171 | 0.031171 | 0.031171 | 0.031171 | 0.031171 | 0 | 0 | 0 | 0 | 0 | 0 | 0 | 0 | 0 | 0 | 0 | 0 | 0 | 0 | 0 | 0 | 0 | 0 | 0 | 0 | 0
Commercial_Miscellaneous (WA)_Miscellaneous_Natural Gas_Miscellaneous_Usage | Commercial | Miscellaneous (WA) | Miscellaneous | Natural Gas | Miscellaneous | Usage | 0.12964 | 0.12964 | 0.12964 | 0.12964 | 0.12964 | 0.12964 | 0.12964 | 0.12964 | 0 | 0 | 0 | 0 | 0 | 0 | 0 | 0 | 0 | 0 | 0 | 0 | 0 | 0 | 0 | 0 | 0 | 0 | 0 | 0 | 0 | 0 | 0 | 0 | 0 | 0 | 0 | 0
Commercial_Office (ID)_Space Heating_Natural Gas_Furnace_Usage | Commercial | Office (ID) | Space Heating | Natural Gas | Furnace | Usage | 0.21129 | 0.21189 | 0.21248 | 0.21307 | 0.21366 | 0.21425 | 0.21485 | 0.21544 | 0.21603 | 0.21662 | 0.21722 | 0.21781 | 0.2184 | 0.21899 | 0.21959 | 0.22018 | 0.22077 | 0.22136 | 0.22196 | 0.22255 | 0.22314 | 0.22373 | 0.22433 | 0.22492 | 0.22551 | 0.2261 | 0 | 0 | 0 | 0 | 0 | 0 | 0 | 0 | 0 | 0
Commercial_Office (ID)_Space Heating_Natural Gas_Boiler_Usage | Commercial | Office (ID) | Space Heating | Natural Gas | Boiler | Usage | 0.8216 | 0.82585 | 0.8301 | 0.83435 | 0.83861 | 0.84286 | 0.84711 | 0.85137 | 0.85562 | 0.85987 | 0.86412 | 0.86838 | 0.87263 | 0.87688 | 0.88113 | 0.88539 | 0.88964 | 0.89389 | 0.89814 | 0.9024 | 0.90665 | 0.9109 | 0.91516 | 0.91941 | 0.92366 | 0.92791 | 0.93217 | 0.93642 | 0.94067 | 0.94492 | 0.94918 | 0.95343 | 0.95768 | 0.96193 | 0.96619 | 0
Commercial_Office (ID)_Space Heating_Natural Gas_Unit Heater_Usage | Commercial | Office (ID) | Space Heating | Natural Gas | Unit Heater | Usage | 0.10836 | 0.10836 | 0.10836 | 0.10836 | 0.10836 | 0.10836 | 0.10836 | 0.10836 | 0.10836 | 0.10836 | 0.10836 | 0.10836 | 0.10836 | 0.10836 | 0.10836 | 0.10836 | 0 | 0 | 0 | 0 | 0 | 0 | 0 | 0 | 0 | 0 | 0 | 0 | 0 | 0 | 0 | 0 | 0 | 0 | 0 | 0
Commercial_Office (ID)_Water Heating_Natural Gas_Water Heater_Usage | Commercial | Office (ID) | Water Heating | Natural Gas | Water Heater | Usage | 0.16391 | 0.16649 | 0.16907 | 0.17166 | 0.17424 | 0.17682 | 0.1794 | 0.18198 | 0.18456 | 0.18714 | 0.18972 | 0.1923 | 0.19488 | 0.19746 | 0.20004 | 0.20262 | 0.2052 | 0.20778 | 0.21036 | 0.21294 | 0 | 0 | 0 | 0 | 0 | 0 | 0 | 0 | 0 | 0 | 0 | 0 | 0 | 0 | 0 | 0
Commercial_Office (ID)_Food Preparation_Natural Gas_Oven_Usage | Commercial | Office (ID) | Food Preparation | Natural Gas | Oven | Usage | 0.033196 | 0.033196 | 0.033196 | 0.033196 | 0.033196 | 0.033196 | 0.033196 | 0.033196 | 0.033196 | 0.033196 | 0.033196 | 0.033196 | 0 | 0 | 0 | 0 | 0 | 0 | 0 | 0 | 0 | 0 | 0 | 0 | 0 | 0 | 0 | 0 | 0 | 0 | 0 | 0 | 0 | 0 | 0 | 0
Commercial_Office (ID)_Food Preparation_Natural Gas_Conveyor Oven_Usage | Commercial | Office (ID) | Food Preparation | Natural Gas | Conveyor Oven | Usage | 0.0568 | 0.0568 | 0.0568 | 0.0568 | 0.0568 | 0.0568 | 0.0568 | 0.0568 | 0.0568 | 0.0568 | 0.0568 | 0.0568 | 0 | 0 | 0 | 0 | 0 | 0 | 0 | 0 | 0 | 0 | 0 | 0 | 0 | 0 | 0 | 0 | 0 | 0 | 0 | 0 | 0 | 0 | 0 | 0
Commercial_Office (ID)_Food Preparation_Natural Gas_Double Rack Oven_Usage | Commercial | Office (ID) | Food Preparation | Natural Gas | Double Rack Oven | Usage | 0.08629 | 0.08629 | 0.08629 | 0.08629 | 0.08629 | 0.08629 | 0.08629 | 0.08629 | 0.08629 | 0.08629 | 0.08629 | 0.08629 | 0 | 0 | 0 | 0 | 0 | 0 | 0 | 0 | 0 | 0 | 0 | 0 | 0 | 0 | 0 | 0 | 0 | 0 | 0 | 0 | 0 | 0 | 0 | 0
Commercial_Office (ID)_Food Preparation_Natural Gas_Fryer_Usage | Commercial | Office (ID) | Food Preparation | Natural Gas | Fryer | Usage | 0.05143 | 0.05143 | 0.05143 | 0.05143 | 0.05143 | 0.05143 | 0.05143 | 0.05143 | 0.05143 | 0.05143 | 0.05143 | 0.05143 | 0.05143 | 0.05143 | 0.05143 | 0.05143 | 0.05143 | 0.05143 | 0.05143 | 0.05143 | 0 | 0 | 0 | 0 | 0 | 0 | 0 | 0 | 0 | 0 | 0 | 0 | 0 | 0 | 0 | 0
Commercial_Office (ID)_Food Preparation_Natural Gas_Broiler_Usage | Commercial | Office (ID) | Food Preparation | Natural Gas | Broiler | Usage | 0.05496 | 0.05496 | 0.05496 | 0.05496 | 0.05496 | 0.05496 | 0.05496 | 0.05496 | 0.05496 | 0.05496 | 0.05496 | 0.05496 | 0.05496 | 0.05496 | 0.05496 | 0.05496 | 0 | 0 | 0 | 0 | 0 | 0 | 0 | 0 | 0 | 0 | 0 | 0 | 0 | 0 | 0 | 0 | 0 | 0 | 0 | 0
Commercial_Office (ID)_Food Preparation_Natural Gas_Griddle_Usage | Commercial | Office (ID) | Food Preparation | Natural Gas | Griddle | Usage | 0.038306 | 0.038306 | 0.038306 | 0.038306 | 0.038306 | 0.038306 | 0.038306 | 0.038306 | 0.038306 | 0.038306 | 0.038306 | 0.038306 | 0.038306 | 0.038306 | 0.038306 | 0.038306 | 0 | 0 | 0 | 0 | 0 | 0 | 0 | 0 | 0 | 0 | 0 | 0 | 0 | 0 | 0 | 0 | 0 | 0 | 0 | 0
Commercial_Office (ID)_Food Preparation_Natural Gas_Range_Usage | Commercial | Office (ID) | Food Preparation | Natural Gas | Range | Usage | 0.037843 | 0.037843 | 0.037843 | 0.037843 | 0.037843 | 0.037843 | 0.037843 | 0.037843 | 0.037843 | 0.037843 | 0.037843 | 0.037843 | 0 | 0 | 0 | 0 | 0 | 0 | 0 | 0 | 0 | 0 | 0 | 0 | 0 | 0 | 0 | 0 | 0 | 0 | 0 | 0 | 0 | 0 | 0 | 0
Commercial_Office (ID)_Food Preparation_Natural Gas_Steamer_Usage | Commercial | Office (ID) | Food Preparation | Natural Gas | Steamer | Usage | 0.043731 | 0.043731 | 0.043731 | 0.043731 | 0.043731 | 0.043731 | 0.043731 | 0.043731 | 0.043731 | 0.043731 | 0.043731 | 0.043731 | 0.043731 | 0.043731 | 0.043731 | 0.043731 | 0 | 0 | 0 | 0 | 0 | 0 | 0 | 0 | 0 | 0 | 0 | 0 | 0 | 0 | 0 | 0 | 0 | 0 | 0 | 0
Commercial_Office (ID)_Food Preparation_Natural Gas_Food Prep Other_Usage | Commercial | Office (ID) | Food Preparation | Natural Gas | Food Prep Other | Usage | 0.015793 | 0.015793 | 0.015793 | 0.015793 | 0.015793 | 0.015793 | 0.015793 | 0.015793 | 0.015793 | 0.015793 | 0.015793 | 0.015793 | 0 | 0 | 0 | 0 | 0 | 0 | 0 | 0 | 0 | 0 | 0 | 0 | 0 | 0 | 0 | 0 | 0 | 0 | 0 | 0 | 0 | 0 | 0 | 0
Commercial_Office (ID)_Miscellaneous_Natural Gas_Pool Heater_Usage | Commercial | Office (ID) | Miscellaneous | Natural Gas | Pool Heater | Usage | 0.01 | 0.01 | 0.01 | 0.01 | 0.01 | 0.01 | 0.01 | 0.01 | 0.01 | 0.01 | 0.01 | 0.01 | 0.01 | 0.01 | 0.01 | 0 | 0 | 0 | 0 | 0 | 0 | 0 | 0 | 0 | 0 | 0 | 0 | 0 | 0 | 0 | 0 | 0 | 0 | 0 | 0 | 0
Commercial_Office (ID)_Miscellaneous_Natural Gas_Miscellaneous_Usage | Commercial | Office (ID) | Miscellaneous | Natural Gas | Miscellaneous | Usage | 0.0032869 | 0.0032869 | 0.0032869 | 0.0032869 | 0.0032869 | 0.0032869 | 0.0032869 | 0.0032869 | 0 | 0 | 0 | 0 | 0 | 0 | 0 | 0 | 0 | 0 | 0 | 0 | 0 | 0 | 0 | 0 | 0 | 0 | 0 | 0 | 0 | 0 | 0 | 0 | 0 | 0 | 0 | 0
Commercial_Restaurant (ID)_Space Heating_Natural Gas_Furnace_Usage | Commercial | Restaurant (ID) | Space Heating | Natural Gas | Furnace | Usage | 0.60663 | 0.60834 | 0.61006 | 0.61177 | 0.61348 | 0.6152 | 0.61691 | 0.61863 | 0.62034 | 0.62205 | 0.62377 | 0.62548 | 0.62719 | 0.62891 | 0.63062 | 0.63234 | 0.63405 | 0.63576 | 0.63748 | 0.63919 | 0.6409 | 0.64262 | 0.64433 | 0.64605 | 0.64776 | 0.64947 | 0 | 0 | 0 | 0 | 0 | 0 | 0 | 0 | 0 | 0
Commercial_Restaurant (ID)_Space Heating_Natural Gas_Boiler_Usage | Commercial | Restaurant (ID) | Space Heating | Natural Gas | Boiler | Usage | 1.8062 | 1.818 | 1.8299 | 1.8417 | 1.8536 | 1.8655 | 1.8773 | 1.8892 | 1.901 | 1.9129 | 1.9247 | 1.9366 | 1.9484 | 1.9603 | 1.9722 | 1.984 | 1.9959 | 2.0077 | 2.0196 | 2.0314 | 2.0433 | 2.0551 | 2.067 | 2.0789 | 2.0907 | 2.1026 | 2.1144 | 2.1263 | 2.1381 | 2.15 | 2.1619 | 2.1737 | 2.1856 | 2.1974 | 2.2093 | 0
Commercial_Restaurant (ID)_Space Heating_Natural Gas_Unit Heater_Usage | Commercial | Restaurant (ID) | Space Heating | Natural Gas | Unit Heater | Usage | 0.31117 | 0.31117 | 0.31117 | 0.31117 | 0.31117 | 0.31117 | 0.31117 | 0.31117 | 0.31117 | 0.31117 | 0.31117 | 0.31117 | 0.31117 | 0.31117 | 0.31117 | 0.31117 | 0 | 0 | 0 | 0 | 0 | 0 | 0 | 0 | 0 | 0 | 0 | 0 | 0 | 0 | 0 | 0 | 0 | 0 | 0 | 0
Commercial_Restaurant (ID)_Water Heating_Natural Gas_Water Heater_Usage | Commercial | Restaurant (ID) | Water Heating | Natural Gas | Water Heater | Usage | 0.73522 | 0.74661 | 0.758 | 0.76939 | 0.78078 | 0.79218 | 0.80357 | 0.81496 | 0.82635 | 0.83774 | 0.84914 | 0.86053 | 0.87192 | 0.88331 | 0.8947 | 0.9061 | 0.91749 | 0.92888 | 0.94027 | 0.95166 | 0 | 0 | 0 | 0 | 0 | 0 | 0 | 0 | 0 | 0 | 0 | 0 | 0 | 0 | 0 | 0
Commercial_Restaurant (ID)_Food Preparation_Natural Gas_Oven_Usage | Commercial | Restaurant (ID) | Food Preparation | Natural Gas | Oven | Usage | 0.30244 | 0.30244 | 0.30244 | 0.30244 | 0.30244 | 0.30244 | 0.30244 | 0.30244 | 0.30244 | 0.30244 | 0.30244 | 0.30244 | 0 | 0 | 0 | 0 | 0 | 0 | 0 | 0 | 0 | 0 | 0 | 0 | 0 | 0 | 0 | 0 | 0 | 0 | 0 | 0 | 0 | 0 | 0 | 0
Commercial_Restaurant (ID)_Food Preparation_Natural Gas_Conveyor Oven_Usage | Commercial | Restaurant (ID) | Food Preparation | Natural Gas | Conveyor Oven | Usage | 0.51749 | 0.51749 | 0.51749 | 0.51749 | 0.51749 | 0.51749 | 0.51749 | 0.51749 | 0.51749 | 0.51749 | 0.51749 | 0.51749 | 0 | 0 | 0 | 0 | 0 | 0 | 0 | 0 | 0 | 0 | 0 | 0 | 0 | 0 | 0 | 0 | 0 | 0 | 0 | 0 | 0 | 0 | 0 | 0
Commercial_Restaurant (ID)_Food Preparation_Natural Gas_Double Rack Oven_Usage | Commercial | Restaurant (ID) | Food Preparation | Natural Gas | Double Rack Oven | Usage | 0.78616 | 0.78616 | 0.78616 | 0.78616 | 0.78616 | 0.78616 | 0.78616 | 0.78616 | 0.78616 | 0.78616 | 0.78616 | 0.78616 | 0 | 0 | 0 | 0 | 0 | 0 | 0 | 0 | 0 | 0 | 0 | 0 | 0 | 0 | 0 | 0 | 0 | 0 | 0 | 0 | 0 | 0 | 0 | 0
Commercial_Restaurant (ID)_Food Preparation_Natural Gas_Fryer_Usage | Commercial | Restaurant (ID) | Food Preparation | Natural Gas | Fryer | Usage | 0.46857 | 0.46857 | 0.46857 | 0.46857 | 0.46857 | 0.46857 | 0.46857 | 0.46857 | 0.46857 | 0.46857 | 0.46857 | 0.46857 | 0.46857 | 0.46857 | 0.46857 | 0.46857 | 0.46857 | 0.46857 | 0.46857 | 0.46857 | 0 | 0 | 0 | 0 | 0 | 0 | 0 | 0 | 0 | 0 | 0 | 0 | 0 | 0 | 0 | 0
Commercial_Restaurant (ID)_Food Preparation_Natural Gas_Broiler_Usage | Commercial | Restaurant (ID) | Food Preparation | Natural Gas | Broiler | Usage | 0.50073 | 0.50073 | 0.50073 | 0.50073 | 0.50073 | 0.50073 | 0.50073 | 0.50073 | 0.50073 | 0.50073 | 0.50073 | 0.50073 | 0.50073 | 0.50073 | 0.50073 | 0.50073 | 0 | 0 | 0 | 0 | 0 | 0 | 0 | 0 | 0 | 0 | 0 | 0 | 0 | 0 | 0 | 0 | 0 | 0 | 0 | 0
Commercial_Restaurant (ID)_Food Preparation_Natural Gas_Griddle_Usage | Commercial | Restaurant (ID) | Food Preparation | Natural Gas | Griddle | Usage | 0.34899 | 0.34899 | 0.34899 | 0.34899 | 0.34899 | 0.34899 | 0.34899 | 0.34899 | 0.34899 | 0.34899 | 0.34899 | 0.34899 | 0.34899 | 0.34899 | 0.34899 | 0.34899 | 0 | 0 | 0 | 0 | 0 | 0 | 0 | 0 | 0 | 0 | 0 | 0 | 0 | 0 | 0 | 0 | 0 | 0 | 0 | 0
Commercial_Restaurant (ID)_Food Preparation_Natural Gas_Range_Usage | Commercial | Restaurant (ID) | Food Preparation | Natural Gas | Range | Usage | 0.34478 | 0.34478 | 0.34478 | 0.34478 | 0.34478 | 0.34478 | 0.34478 | 0.34478 | 0.34478 | 0.34478 | 0.34478 | 0.34478 | 0 | 0 | 0 | 0 | 0 | 0 | 0 | 0 | 0 | 0 | 0 | 0 | 0 | 0 | 0 | 0 | 0 | 0 | 0 | 0 | 0 | 0 | 0 | 0
Commercial_Restaurant (ID)_Food Preparation_Natural Gas_Steamer_Usage | Commercial | Restaurant (ID) | Food Preparation | Natural Gas | Steamer | Usage | 0.39843 | 0.39843 | 0.39843 | 0.39843 | 0.39843 | 0.39843 | 0.39843 | 0.39843 | 0.39843 | 0.39843 | 0.39843 | 0.39843 | 0.39843 | 0.39843 | 0.39843 | 0.39843 | 0 | 0 | 0 | 0 | 0 | 0 | 0 | 0 | 0 | 0 | 0 | 0 | 0 | 0 | 0 | 0 | 0 | 0 | 0 | 0
Commercial_Restaurant (ID)_Food Preparation_Natural Gas_Food Prep Other_Usage | Commercial | Restaurant (ID) | Food Preparation | Natural Gas | Food Prep Other | Usage | 0.14389 | 0.14389 | 0.14389 | 0.14389 | 0.14389 | 0.14389 | 0.14389 | 0.14389 | 0.14389 | 0.14389 | 0.14389 | 0.14389 | 0 | 0 | 0 | 0 | 0 | 0 | 0 | 0 | 0 | 0 | 0 | 0 | 0 | 0 | 0 | 0 | 0 | 0 | 0 | 0 | 0 | 0 | 0 | 0
Commercial_Restaurant (ID)_Miscellaneous_Natural Gas_Pool Heater_Usage | Commercial | Restaurant (ID) | Miscellaneous | Natural Gas | Pool Heater | Usage | 0.01 | 0.01 | 0.01 | 0.01 | 0.01 | 0.01 | 0.01 | 0.01 | 0.01 | 0.01 | 0.01 | 0.01 | 0.01 | 0.01 | 0.01 | 0 | 0 | 0 | 0 | 0 | 0 | 0 | 0 | 0 | 0 | 0 | 0 | 0 | 0 | 0 | 0 | 0 | 0 | 0 | 0 | 0
Commercial_Restaurant (ID)_Miscellaneous_Natural Gas_Miscellaneous_Usage | Commercial | Restaurant (ID) | Miscellaneous | Natural Gas | Miscellaneous | Usage | 0.0393 | 0.0393 | 0.0393 | 0.0393 | 0.0393 | 0.0393 | 0.0393 | 0.0393 | 0 | 0 | 0 | 0 | 0 | 0 | 0 | 0 | 0 | 0 | 0 | 0 | 0 | 0 | 0 | 0 | 0 | 0 | 0 | 0 | 0 | 0 | 0 | 0 | 0 | 0 | 0 | 0
Commercial_Retail (ID)_Space Heating_Natural Gas_Furnace_Usage | Commercial | Retail (ID) | Space Heating | Natural Gas | Furnace | Usage | 0.47155 | 0.47286 | 0.47418 | 0.4755 | 0.47681 | 0.47813 | 0.47944 | 0.48076 | 0.48207 | 0.48339 | 0.4847 | 0.48602 | 0.48734 | 0.48865 | 0.48997 | 0.49128 | 0.4926 | 0.49391 | 0.49523 | 0.49654 | 0.49786 | 0.49917 | 0.50049 | 0.50181 | 0.50312 | 0.50444 | 0 | 0 | 0 | 0 | 0 | 0 | 0 | 0 | 0 | 0
Commercial_Retail (ID)_Space Heating_Natural Gas_Boiler_Usage | Commercial | Retail (ID) | Space Heating | Natural Gas | Boiler | Usage | 1.414 | 1.4236 | 1.4332 | 1.4429 | 1.4525 | 1.4621 | 1.4717 | 1.4813 | 1.491 | 1.5006 | 1.5102 | 1.5198 | 1.5295 | 1.5391 | 1.5487 | 1.5583 | 1.5679 | 1.5776 | 1.5872 | 1.5968 | 1.6064 | 1.616 | 1.6257 | 1.6353 | 1.6449 | 1.6545 | 1.6641 | 1.6738 | 1.6834 | 1.693 | 1.7026 | 1.7122 | 1.7219 | 1.7315 | 1.7411 | 0
Commercial_Retail (ID)_Space Heating_Natural Gas_Unit Heater_Usage | Commercial | Retail (ID) | Space Heating | Natural Gas | Unit Heater | Usage | 0.2418 | 0.2418 | 0.2418 | 0.2418 | 0.2418 | 0.2418 | 0.2418 | 0.2418 | 0.2418 | 0.2418 | 0.2418 | 0.2418 | 0.2418 | 0.2418 | 0.2418 | 0.2418 | 0 | 0 | 0 | 0 | 0 | 0 | 0 | 0 | 0 | 0 | 0 | 0 | 0 | 0 | 0 | 0 | 0 | 0 | 0 | 0
Commercial_Retail (ID)_Water Heating_Natural Gas_Water Heater_Usage | Commercial | Retail (ID) | Water Heating | Natural Gas | Water Heater | Usage | 0.25731 | 0.2613 | 0.26529 | 0.26928 | 0.27326 | 0.27725 | 0.28124 | 0.28523 | 0.28921 | 0.2932 | 0.29719 | 0.30118 | 0.30517 | 0.30915 | 0.31314 | 0.31713 | 0.32112 | 0.3251 | 0.32909 | 0.33308 | 0 | 0 | 0 | 0 | 0 | 0 | 0 | 0 | 0 | 0 | 0 | 0 | 0 | 0 | 0 | 0
Commercial_Retail (ID)_Food Preparation_Natural Gas_Oven_Usage | Commercial | Retail (ID) | Food Preparation | Natural Gas | Oven | Usage | 1.5605 | 1.5605 | 1.5605 | 1.5605 | 1.5605 | 1.5605 | 1.5605 | 1.5605 | 1.5605 | 1.5605 | 1.5605 | 1.5605 | 0 | 0 | 0 | 0 | 0 | 0 | 0 | 0 | 0 | 0 | 0 | 0 | 0 | 0 | 0 | 0 | 0 | 0 | 0 | 0 | 0 | 0 | 0 | 0
Commercial_Retail (ID)_Food Preparation_Natural Gas_Conveyor Oven_Usage | Commercial | Retail (ID) | Food Preparation | Natural Gas | Conveyor Oven | Usage | 2.6702 | 2.6702 | 2.6702 | 2.6702 | 2.6702 | 2.6702 | 2.6702 | 2.6702 | 2.6702 | 2.6702 | 2.6702 | 2.6702 | 0 | 0 | 0 | 0 | 0 | 0 | 0 | 0 | 0 | 0 | 0 | 0 | 0 | 0 | 0 | 0 | 0 | 0 | 0 | 0 | 0 | 0 | 0 | 0
Commercial_Retail (ID)_Food Preparation_Natural Gas_Double Rack Oven_Usage | Commercial | Retail (ID) | Food Preparation | Natural Gas | Double Rack Oven | Usage | 4.0565 | 4.0565 | 4.0565 | 4.0565 | 4.0565 | 4.0565 | 4.0565 | 4.0565 | 4.0565 | 4.0565 | 4.0565 | 4.0565 | 0 | 0 | 0 | 0 | 0 | 0 | 0 | 0 | 0 | 0 | 0 | 0 | 0 | 0 | 0 | 0 | 0 | 0 | 0 | 0 | 0 | 0 | 0 | 0
Commercial_Retail (ID)_Food Preparation_Natural Gas_Fryer_Usage | Commercial | Retail (ID) | Food Preparation | Natural Gas | Fryer | Usage | 2.4178 | 2.4178 | 2.4178 | 2.4178 | 2.4178 | 2.4178 | 2.4178 | 2.4178 | 2.4178 | 2.4178 | 2.4178 | 2.4178 | 2.4178 | 2.4178 | 2.4178 | 2.4178 | 2.4178 | 2.4178 | 2.4178 | 2.4178 | 0 | 0 | 0 | 0 | 0 | 0 | 0 | 0 | 0 | 0 | 0 | 0 | 0 | 0 | 0 | 0
Commercial_Retail (ID)_Food Preparation_Natural Gas_Broiler_Usage | Commercial | Retail (ID) | Food Preparation | Natural Gas | Broiler | Usage | 2.5837 | 2.5837 | 2.5837 | 2.5837 | 2.5837 | 2.5837 | 2.5837 | 2.5837 | 2.5837 | 2.5837 | 2.5837 | 2.5837 | 2.5837 | 2.5837 | 2.5837 | 2.5837 | 0 | 0 | 0 | 0 | 0 | 0 | 0 | 0 | 0 | 0 | 0 | 0 | 0 | 0 | 0 | 0 | 0 | 0 | 0 | 0
Commercial_Retail (ID)_Food Preparation_Natural Gas_Griddle_Usage | Commercial | Retail (ID) | Food Preparation | Natural Gas | Griddle | Usage | 1.8008 | 1.8008 | 1.8008 | 1.8008 | 1.8008 | 1.8008 | 1.8008 | 1.8008 | 1.8008 | 1.8008 | 1.8008 | 1.8008 | 1.8008 | 1.8008 | 1.8008 | 1.8008 | 0 | 0 | 0 | 0 | 0 | 0 | 0 | 0 | 0 | 0 | 0 | 0 | 0 | 0 | 0 | 0 | 0 | 0 | 0 | 0
Commercial_Retail (ID)_Food Preparation_Natural Gas_Range_Usage | Commercial | Retail (ID) | Food Preparation | Natural Gas | Range | Usage | 1.779 | 1.779 | 1.779 | 1.779 | 1.779 | 1.779 | 1.779 | 1.779 | 1.779 | 1.779 | 1.779 | 1.779 | 0 | 0 | 0 | 0 | 0 | 0 | 0 | 0 | 0 | 0 | 0 | 0 | 0 | 0 | 0 | 0 | 0 | 0 | 0 | 0 | 0 | 0 | 0 | 0
Commercial_Retail (ID)_Food Preparation_Natural Gas_Steamer_Usage | Commercial | Retail (ID) | Food Preparation | Natural Gas | Steamer | Usage | 2.0558 | 2.0558 | 2.0558 | 2.0558 | 2.0558 | 2.0558 | 2.0558 | 2.0558 | 2.0558 | 2.0558 | 2.0558 | 2.0558 | 2.0558 | 2.0558 | 2.0558 | 2.0558 | 0 | 0 | 0 | 0 | 0 | 0 | 0 | 0 | 0 | 0 | 0 | 0 | 0 | 0 | 0 | 0 | 0 | 0 | 0 | 0
Commercial_Retail (ID)_Food Preparation_Natural Gas_Food Prep Other_Usage | Commercial | Retail (ID) | Food Preparation | Natural Gas | Food Prep Other | Usage | 0.74245 | 0.74245 | 0.74245 | 0.74245 | 0.74245 | 0.74245 | 0.74245 | 0.74245 | 0.74245 | 0.74245 | 0.74245 | 0.74245 | 0 | 0 | 0 | 0 | 0 | 0 | 0 | 0 | 0 | 0 | 0 | 0 | 0 | 0 | 0 | 0 | 0 | 0 | 0 | 0 | 0 | 0 | 0 | 0
Commercial_Retail (ID)_Miscellaneous_Natural Gas_Pool Heater_Usage | Commercial | Retail (ID) | Miscellaneous | Natural Gas | Pool Heater | Usage | 0.01 | 0.01 | 0.01 | 0.01 | 0.01 | 0.01 | 0.01 | 0.01 | 0.01 | 0.01 | 0.01 | 0.01 | 0.01 | 0.01 | 0.01 | 0 | 0 | 0 | 0 | 0 | 0 | 0 | 0 | 0 | 0 | 0 | 0 | 0 | 0 | 0 | 0 | 0 | 0 | 0 | 0 | 0
Commercial_Retail (ID)_Miscellaneous_Natural Gas_Miscellaneous_Usage | Commercial | Retail (ID) | Miscellaneous | Natural Gas | Miscellaneous | Usage | 0.027026 | 0.027026 | 0.027026 | 0.027026 | 0.027026 | 0.027026 | 0.027026 | 0.027026 | 0 | 0 | 0 | 0 | 0 | 0 | 0 | 0 | 0 | 0 | 0 | 0 | 0 | 0 | 0 | 0 | 0 | 0 | 0 | 0 | 0 | 0 | 0 | 0 | 0 | 0 | 0 | 0
Commercial_Grocery (ID)_Space Heating_Natural Gas_Furnace_Usage | Commercial | Grocery (ID) | Space Heating | Natural Gas | Furnace | Usage | 0.61132 | 0.61303 | 0.61474 | 0.61645 | 0.61816 | 0.61987 | 0.62158 | 0.62329 | 0.625 | 0.62671 | 0.62842 | 0.63013 | 0.63184 | 0.63355 | 0.63526 | 0.63697 | 0.63868 | 0.64039 | 0.6421 | 0.64381 | 0.64552 | 0.64723 | 0.64894 | 0.65065 | 0.65236 | 0.65407 | 0 | 0 | 0 | 0 | 0 | 0 | 0 | 0 | 0 | 0
Commercial_Grocery (ID)_Space Heating_Natural Gas_Boiler_Usage | Commercial | Grocery (ID) | Space Heating | Natural Gas | Boiler | Usage | 1.7613 | 1.7787 | 1.7961 | 1.8135 | 1.8308 | 1.8482 | 1.8656 | 1.883 | 1.9004 | 1.9177 | 1.9351 | 1.9525 | 1.9699 | 1.9872 | 2.0046 | 2.022 | 2.0394 | 2.0567 | 2.0741 | 2.0915 | 2.1089 | 2.1262 | 2.1436 | 2.161 | 2.1784 | 2.1957 | 2.2131 | 2.2305 | 2.2479 | 2.2652 | 2.2826 | 2.3 | 2.3174 | 2.3348 | 2.3521 | 0
Commercial_Grocery (ID)_Space Heating_Natural Gas_Unit Heater_Usage | Commercial | Grocery (ID) | Space Heating | Natural Gas | Unit Heater | Usage | 0.3135 | 0.3135 | 0.3135 | 0.3135 | 0.3135 | 0.3135 | 0.3135 | 0.3135 | 0.3135 | 0.3135 | 0.3135 | 0.3135 | 0.3135 | 0.3135 | 0.3135 | 0.3135 | 0 | 0 | 0 | 0 | 0 | 0 | 0 | 0 | 0 | 0 | 0 | 0 | 0 | 0 | 0 | 0 | 0 | 0 | 0 | 0
Commercial_Grocery (ID)_Water Heating_Natural Gas_Water Heater_Usage | Commercial | Grocery (ID) | Water Heating | Natural Gas | Water Heater | Usage | 0.24642 | 0.25024 | 0.25407 | 0.25789 | 0.26171 | 0.26553 | 0.26935 | 0.27318 | 0.277 | 0.28082 | 0.28464 | 0.28846 | 0.29228 | 0.29611 | 0.29993 | 0.30375 | 0.30757 | 0.31139 | 0.31522 | 0.31904 | 0 | 0 | 0 | 0 | 0 | 0 | 0 | 0 | 0 | 0 | 0 | 0 | 0 | 0 | 0 | 0
Commercial_Grocery (ID)_Food Preparation_Natural Gas_Oven_Usage | Commercial | Grocery (ID) | Food Preparation | Natural Gas | Oven | Usage | 0.092269 | 0.092269 | 0.092269 | 0.092269 | 0.092269 | 0.092269 | 0.092269 | 0.092269 | 0.092269 | 0.092269 | 0.092269 | 0.092269 | 0 | 0 | 0 | 0 | 0 | 0 | 0 | 0 | 0 | 0 | 0 | 0 | 0 | 0 | 0 | 0 | 0 | 0 | 0 | 0 | 0 | 0 | 0 | 0
Commercial_Grocery (ID)_Food Preparation_Natural Gas_Conveyor Oven_Usage | Commercial | Grocery (ID) | Food Preparation | Natural Gas | Conveyor Oven | Usage | 0.15788 | 0.15788 | 0.15788 | 0.15788 | 0.15788 | 0.15788 | 0.15788 | 0.15788 | 0.15788 | 0.15788 | 0.15788 | 0.15788 | 0 | 0 | 0 | 0 | 0 | 0 | 0 | 0 | 0 | 0 | 0 | 0 | 0 | 0 | 0 | 0 | 0 | 0 | 0 | 0 | 0 | 0 | 0 | 0
Commercial_Grocery (ID)_Food Preparation_Natural Gas_Double Rack Oven_Usage | Commercial | Grocery (ID) | Food Preparation | Natural Gas | Double Rack Oven | Usage | 0.23985 | 0.23985 | 0.23985 | 0.23985 | 0.23985 | 0.23985 | 0.23985 | 0.23985 | 0.23985 | 0.23985 | 0.23985 | 0.23985 | 0 | 0 | 0 | 0 | 0 | 0 | 0 | 0 | 0 | 0 | 0 | 0 | 0 | 0 | 0 | 0 | 0 | 0 | 0 | 0 | 0 | 0 | 0 | 0
Commercial_Grocery (ID)_Food Preparation_Natural Gas_Fryer_Usage | Commercial | Grocery (ID) | Food Preparation | Natural Gas | Fryer | Usage | 0.14295 | 0.14295 | 0.14295 | 0.14295 | 0.14295 | 0.14295 | 0.14295 | 0.14295 | 0.14295 | 0.14295 | 0.14295 | 0.14295 | 0.14295 | 0.14295 | 0.14295 | 0.14295 | 0.14295 | 0.14295 | 0.14295 | 0.14295 | 0 | 0 | 0 | 0 | 0 | 0 | 0 | 0 | 0 | 0 | 0 | 0 | 0 | 0 | 0 | 0
Commercial_Grocery (ID)_Food Preparation_Natural Gas_Broiler_Usage | Commercial | Grocery (ID) | Food Preparation | Natural Gas | Broiler | Usage | 0.15277 | 0.15277 | 0.15277 | 0.15277 | 0.15277 | 0.15277 | 0.15277 | 0.15277 | 0.15277 | 0.15277 | 0.15277 | 0.15277 | 0.15277 | 0.15277 | 0.15277 | 0.15277 | 0 | 0 | 0 | 0 | 0 | 0 | 0 | 0 | 0 | 0 | 0 | 0 | 0 | 0 | 0 | 0 | 0 | 0 | 0 | 0
Commercial_Grocery (ID)_Food Preparation_Natural Gas_Griddle_Usage | Commercial | Grocery (ID) | Food Preparation | Natural Gas | Griddle | Usage | 0.10647 | 0.10647 | 0.10647 | 0.10647 | 0.10647 | 0.10647 | 0.10647 | 0.10647 | 0.10647 | 0.10647 | 0.10647 | 0.10647 | 0.10647 | 0.10647 | 0.10647 | 0.10647 | 0 | 0 | 0 | 0 | 0 | 0 | 0 | 0 | 0 | 0 | 0 | 0 | 0 | 0 | 0 | 0 | 0 | 0 | 0 | 0
Commercial_Grocery (ID)_Food Preparation_Natural Gas_Range_Usage | Commercial | Grocery (ID) | Food Preparation | Natural Gas | Range | Usage | 0.10519 | 0.10519 | 0.10519 | 0.10519 | 0.10519 | 0.10519 | 0.10519 | 0.10519 | 0.10519 | 0.10519 | 0.10519 | 0.10519 | 0 | 0 | 0 | 0 | 0 | 0 | 0 | 0 | 0 | 0 | 0 | 0 | 0 | 0 | 0 | 0 | 0 | 0 | 0 | 0 | 0 | 0 | 0 | 0
Commercial_Grocery (ID)_Food Preparation_Natural Gas_Steamer_Usage | Commercial | Grocery (ID) | Food Preparation | Natural Gas | Steamer | Usage | 0.12155 | 0.12155 | 0.12155 | 0.12155 | 0.12155 | 0.12155 | 0.12155 | 0.12155 | 0.12155 | 0.12155 | 0.12155 | 0.12155 | 0.12155 | 0.12155 | 0.12155 | 0.12155 | 0 | 0 | 0 | 0 | 0 | 0 | 0 | 0 | 0 | 0 | 0 | 0 | 0 | 0 | 0 | 0 | 0 | 0 | 0 | 0
Commercial_Grocery (ID)_Food Preparation_Natural Gas_Food Prep Other_Usage | Commercial | Grocery (ID) | Food Preparation | Natural Gas | Food Prep Other | Usage | 0.043898 | 0.043898 | 0.043898 | 0.043898 | 0.043898 | 0.043898 | 0.043898 | 0.043898 | 0.043898 | 0.043898 | 0.043898 | 0.043898 | 0 | 0 | 0 | 0 | 0 | 0 | 0 | 0 | 0 | 0 | 0 | 0 | 0 | 0 | 0 | 0 | 0 | 0 | 0 | 0 | 0 | 0 | 0 | 0
Commercial_Grocery (ID)_Miscellaneous_Natural Gas_Pool Heater_Usage | Commercial | Grocery (ID) | Miscellaneous | Natural Gas | Pool Heater | Usage | 0.01 | 0.01 | 0.01 | 0.01 | 0.01 | 0.01 | 0.01 | 0.01 | 0.01 | 0.01 | 0.01 | 0.01 | 0.01 | 0.01 | 0.01 | 0 | 0 | 0 | 0 | 0 | 0 | 0 | 0 | 0 | 0 | 0 | 0 | 0 | 0 | 0 | 0 | 0 | 0 | 0 | 0 | 0
Commercial_Grocery (ID)_Miscellaneous_Natural Gas_Miscellaneous_Usage | Commercial | Grocery (ID) | Miscellaneous | Natural Gas | Miscellaneous | Usage | 0.0065196 | 0.0065196 | 0.0065196 | 0.0065196 | 0.0065196 | 0.0065196 | 0.0065196 | 0.0065196 | 0 | 0 | 0 | 0 | 0 | 0 | 0 | 0 | 0 | 0 | 0 | 0 | 0 | 0 | 0 | 0 | 0 | 0 | 0 | 0 | 0 | 0 | 0 | 0 | 0 | 0 | 0 | 0
Commercial_School (ID)_Space Heating_Natural Gas_Furnace_Usage | Commercial | School (ID) | Space Heating | Natural Gas | Furnace | Usage | 0.09021 | 0.090462 | 0.090714 | 0.090966 | 0.091218 | 0.09147 | 0.091722 | 0.091974 | 0.092226 | 0.092478 | 0.09273 | 0.092982 | 0.093234 | 0.093486 | 0.093738 | 0.09399 | 0.094242 | 0.094494 | 0.094746 | 0.094998 | 0.09525 | 0.095502 | 0.095754 | 0.096006 | 0.096258 | 0.09651 | 0 | 0 | 0 | 0 | 0 | 0 | 0 | 0 | 0 | 0
Commercial_School (ID)_Space Heating_Natural Gas_Boiler_Usage | Commercial | School (ID) | Space Heating | Natural Gas | Boiler | Usage | 0.17384 | 0.17528 | 0.17672 | 0.17816 | 0.17959 | 0.18103 | 0.18247 | 0.18391 | 0.18535 | 0.18679 | 0.18823 | 0.18967 | 0.19111 | 0.19255 | 0.19398 | 0.19542 | 0.19686 | 0.1983 | 0.19974 | 0.20118 | 0.20262 | 0.20406 | 0.2055 | 0.20694 | 0.20838 | 0.20981 | 0.21125 | 0.21269 | 0.21413 | 0.21557 | 0.21701 | 0.21845 | 0.21989 | 0.22133 | 0.22277 | 0
Commercial_School (ID)_Space Heating_Natural Gas_Unit Heater_Usage | Commercial | School (ID) | Space Heating | Natural Gas | Unit Heater | Usage | 0.04626 | 0.04626 | 0.04626 | 0.04626 | 0.04626 | 0.04626 | 0.04626 | 0.04626 | 0.04626 | 0.04626 | 0.04626 | 0.04626 | 0.04626 | 0.04626 | 0.04626 | 0.04626 | 0 | 0 | 0 | 0 | 0 | 0 | 0 | 0 | 0 | 0 | 0 | 0 | 0 | 0 | 0 | 0 | 0 | 0 | 0 | 0
Commercial_School (ID)_Water Heating_Natural Gas_Water Heater_Usage | Commercial | School (ID) | Water Heating | Natural Gas | Water Heater | Usage | 0.13788 | 0.14001 | 0.14214 | 0.14427 | 0.1464 | 0.14854 | 0.15067 | 0.1528 | 0.15493 | 0.15707 | 0.1592 | 0.16133 | 0.16346 | 0.16559 | 0.16773 | 0.16986 | 0.17199 | 0.17412 | 0.17626 | 0.17839 | 0 | 0 | 0 | 0 | 0 | 0 | 0 | 0 | 0 | 0 | 0 | 0 | 0 | 0 | 0 | 0
Commercial_School (ID)_Food Preparation_Natural Gas_Oven_Usage | Commercial | School (ID) | Food Preparation | Natural Gas | Oven | Usage | 0.01675 | 0.01675 | 0.01675 | 0.01675 | 0.01675 | 0.01675 | 0.01675 | 0.01675 | 0.01675 | 0.01675 | 0.01675 | 0.01675 | 0 | 0 | 0 | 0 | 0 | 0 | 0 | 0 | 0 | 0 | 0 | 0 | 0 | 0 | 0 | 0 | 0 | 0 | 0 | 0 | 0 | 0 | 0 | 0
Commercial_School (ID)_Food Preparation_Natural Gas_Conveyor Oven_Usage | Commercial | School (ID) | Food Preparation | Natural Gas | Conveyor Oven | Usage | 0.028661 | 0.028661 | 0.028661 | 0.028661 | 0.028661 | 0.028661 | 0.028661 | 0.028661 | 0.028661 | 0.028661 | 0.028661 | 0.028661 | 0 | 0 | 0 | 0 | 0 | 0 | 0 | 0 | 0 | 0 | 0 | 0 | 0 | 0 | 0 | 0 | 0 | 0 | 0 | 0 | 0 | 0 | 0 | 0
Commercial_School (ID)_Food Preparation_Natural Gas_Double Rack Oven_Usage | Commercial | School (ID) | Food Preparation | Natural Gas | Double Rack Oven | Usage | 0.043541 | 0.043541 | 0.043541 | 0.043541 | 0.043541 | 0.043541 | 0.043541 | 0.043541 | 0.043541 | 0.043541 | 0.043541 | 0.043541 | 0 | 0 | 0 | 0 | 0 | 0 | 0 | 0 | 0 | 0 | 0 | 0 | 0 | 0 | 0 | 0 | 0 | 0 | 0 | 0 | 0 | 0 | 0 | 0
Commercial_School (ID)_Food Preparation_Natural Gas_Fryer_Usage | Commercial | School (ID) | Food Preparation | Natural Gas | Fryer | Usage | 0.025951 | 0.025951 | 0.025951 | 0.025951 | 0.025951 | 0.025951 | 0.025951 | 0.025951 | 0.025951 | 0.025951 | 0.025951 | 0.025951 | 0.025951 | 0.025951 | 0.025951 | 0.025951 | 0.025951 | 0.025951 | 0.025951 | 0.025951 | 0 | 0 | 0 | 0 | 0 | 0 | 0 | 0 | 0 | 0 | 0 | 0 | 0 | 0 | 0 | 0
Commercial_School (ID)_Food Preparation_Natural Gas_Broiler_Usage | Commercial | School (ID) | Food Preparation | Natural Gas | Broiler | Usage | 0.027732 | 0.027732 | 0.027732 | 0.027732 | 0.027732 | 0.027732 | 0.027732 | 0.027732 | 0.027732 | 0.027732 | 0.027732 | 0.027732 | 0.027732 | 0.027732 | 0.027732 | 0.027732 | 0 | 0 | 0 | 0 | 0 | 0 | 0 | 0 | 0 | 0 | 0 | 0 | 0 | 0 | 0 | 0 | 0 | 0 | 0 | 0
Commercial_School (ID)_Food Preparation_Natural Gas_Griddle_Usage | Commercial | School (ID) | Food Preparation | Natural Gas | Griddle | Usage | 0.019329 | 0.019329 | 0.019329 | 0.019329 | 0.019329 | 0.019329 | 0.019329 | 0.019329 | 0.019329 | 0.019329 | 0.019329 | 0.019329 | 0.019329 | 0.019329 | 0.019329 | 0.019329 | 0 | 0 | 0 | 0 | 0 | 0 | 0 | 0 | 0 | 0 | 0 | 0 | 0 | 0 | 0 | 0 | 0 | 0 | 0 | 0
Commercial_School (ID)_Food Preparation_Natural Gas_Range_Usage | Commercial | School (ID) | Food Preparation | Natural Gas | Range | Usage | 0.019095 | 0.019095 | 0.019095 | 0.019095 | 0.019095 | 0.019095 | 0.019095 | 0.019095 | 0.019095 | 0.019095 | 0.019095 | 0.019095 | 0 | 0 | 0 | 0 | 0 | 0 | 0 | 0 | 0 | 0 | 0 | 0 | 0 | 0 | 0 | 0 | 0 | 0 | 0 | 0 | 0 | 0 | 0 | 0
Commercial_School (ID)_Food Preparation_Natural Gas_Steamer_Usage | Commercial | School (ID) | Food Preparation | Natural Gas | Steamer | Usage | 0.022066 | 0.022066 | 0.022066 | 0.022066 | 0.022066 | 0.022066 | 0.022066 | 0.022066 | 0.022066 | 0.022066 | 0.022066 | 0.022066 | 0.022066 | 0.022066 | 0.022066 | 0.022066 | 0 | 0 | 0 | 0 | 0 | 0 | 0 | 0 | 0 | 0 | 0 | 0 | 0 | 0 | 0 | 0 | 0 | 0 | 0 | 0
Commercial_School (ID)_Food Preparation_Natural Gas_Food Prep Other_Usage | Commercial | School (ID) | Food Preparation | Natural Gas | Food Prep Other | Usage | 0.0079691 | 0.0079691 | 0.0079691 | 0.0079691 | 0.0079691 | 0.0079691 | 0.0079691 | 0.0079691 | 0.0079691 | 0.0079691 | 0.0079691 | 0.0079691 | 0 | 0 | 0 | 0 | 0 | 0 | 0 | 0 | 0 | 0 | 0 | 0 | 0 | 0 | 0 | 0 | 0 | 0 | 0 | 0 | 0 | 0 | 0 | 0
Commercial_School (ID)_Miscellaneous_Natural Gas_Pool Heater_Usage | Commercial | School (ID) | Miscellaneous | Natural Gas | Pool Heater | Usage | 0.00054577 | 0.00054577 | 0.00054577 | 0.00054577 | 0.00054577 | 0.00054577 | 0.00054577 | 0.00054577 | 0.00054577 | 0.00054577 | 0.00054577 | 0.00054577 | 0.00054577 | 0.00054577 | 0.00054577 | 0 | 0 | 0 | 0 | 0 | 0 | 0 | 0 | 0 | 0 | 0 | 0 | 0 | 0 | 0 | 0 | 0 | 0 | 0 | 0 | 0
Commercial_School (ID)_Miscellaneous_Natural Gas_Miscellaneous_Usage | Commercial | School (ID) | Miscellaneous | Natural Gas | Miscellaneous | Usage | 0.00298 | 0.00298 | 0.00298 | 0.00298 | 0.00298 | 0.00298 | 0.00298 | 0.00298 | 0 | 0 | 0 | 0 | 0 | 0 | 0 | 0 | 0 | 0 | 0 | 0 | 0 | 0 | 0 | 0 | 0 | 0 | 0 | 0 | 0 | 0 | 0 | 0 | 0 | 0 | 0 | 0
Commercial_College (ID)_Space Heating_Natural Gas_Furnace_Usage | Commercial | College (ID) | Space Heating | Natural Gas | Furnace | Usage | 0.23044 | 0.23108 | 0.23172 | 0.23237 | 0.23301 | 0.23366 | 0.2343 | 0.23494 | 0.23559 | 0.23623 | 0.23687 | 0.23752 | 0.23816 | 0.23881 | 0.23945 | 0.24009 | 0.24074 | 0.24138 | 0.24202 | 0.24267 | 0.24331 | 0.24396 | 0.2446 | 0.24524 | 0.24589 | 0.24653 | 0 | 0 | 0 | 0 | 0 | 0 | 0 | 0 | 0 | 0
Commercial_College (ID)_Space Heating_Natural Gas_Boiler_Usage | Commercial | College (ID) | Space Heating | Natural Gas | Boiler | Usage | 0.44406 | 0.44774 | 0.45141 | 0.45509 | 0.45877 | 0.46244 | 0.46612 | 0.46979 | 0.47347 | 0.47715 | 0.48082 | 0.4845 | 0.48817 | 0.49185 | 0.49553 | 0.4992 | 0.50288 | 0.50655 | 0.51023 | 0.51391 | 0.51758 | 0.52126 | 0.52493 | 0.52861 | 0.53229 | 0.53596 | 0.53964 | 0.54331 | 0.54699 | 0.55067 | 0.55434 | 0.55802 | 0.56169 | 0.56537 | 0.56904 | 0
Commercial_College (ID)_Space Heating_Natural Gas_Unit Heater_Usage | Commercial | College (ID) | Space Heating | Natural Gas | Unit Heater | Usage | 0.11817 | 0.11817 | 0.11817 | 0.11817 | 0.11817 | 0.11817 | 0.11817 | 0.11817 | 0.11817 | 0.11817 | 0.11817 | 0.11817 | 0.11817 | 0.11817 | 0.11817 | 0.11817 | 0 | 0 | 0 | 0 | 0 | 0 | 0 | 0 | 0 | 0 | 0 | 0 | 0 | 0 | 0 | 0 | 0 | 0 | 0 | 0
Commercial_College (ID)_Water Heating_Natural Gas_Water Heater_Usage | Commercial | College (ID) | Water Heating | Natural Gas | Water Heater | Usage | 0.17875 | 0.18152 | 0.18428 | 0.18705 | 0.18981 | 0.19257 | 0.19534 | 0.1981 | 0.20087 | 0.20363 | 0.2064 | 0.20916 | 0.21192 | 0.21469 | 0.21745 | 0.22022 | 0.22298 | 0.22575 | 0.22851 | 0.23128 | 0 | 0 | 0 | 0 | 0 | 0 | 0 | 0 | 0 | 0 | 0 | 0 | 0 | 0 | 0 | 0
Commercial_College (ID)_Food Preparation_Natural Gas_Oven_Usage | Commercial | College (ID) | Food Preparation | Natural Gas | Oven | Usage | 0.012242 | 0.012242 | 0.012242 | 0.012242 | 0.012242 | 0.012242 | 0.012242 | 0.012242 | 0.012242 | 0.012242 | 0.012242 | 0.012242 | 0 | 0 | 0 | 0 | 0 | 0 | 0 | 0 | 0 | 0 | 0 | 0 | 0 | 0 | 0 | 0 | 0 | 0 | 0 | 0 | 0 | 0 | 0 | 0
Commercial_College (ID)_Food Preparation_Natural Gas_Conveyor Oven_Usage | Commercial | College (ID) | Food Preparation | Natural Gas | Conveyor Oven | Usage | 0.020946 | 0.020946 | 0.020946 | 0.020946 | 0.020946 | 0.020946 | 0.020946 | 0.020946 | 0.020946 | 0.020946 | 0.020946 | 0.020946 | 0 | 0 | 0 | 0 | 0 | 0 | 0 | 0 | 0 | 0 | 0 | 0 | 0 | 0 | 0 | 0 | 0 | 0 | 0 | 0 | 0 | 0 | 0 | 0
Commercial_College (ID)_Food Preparation_Natural Gas_Double Rack Oven_Usage | Commercial | College (ID) | Food Preparation | Natural Gas | Double Rack Oven | Usage | 0.031821 | 0.031821 | 0.031821 | 0.031821 | 0.031821 | 0.031821 | 0.031821 | 0.031821 | 0.031821 | 0.031821 | 0.031821 | 0.031821 | 0 | 0 | 0 | 0 | 0 | 0 | 0 | 0 | 0 | 0 | 0 | 0 | 0 | 0 | 0 | 0 | 0 | 0 | 0 | 0 | 0 | 0 | 0 | 0
Commercial_College (ID)_Food Preparation_Natural Gas_Fryer_Usage | Commercial | College (ID) | Food Preparation | Natural Gas | Fryer | Usage | 0.018966 | 0.018966 | 0.018966 | 0.018966 | 0.018966 | 0.018966 | 0.018966 | 0.018966 | 0.018966 | 0.018966 | 0.018966 | 0.018966 | 0.018966 | 0.018966 | 0.018966 | 0.018966 | 0.018966 | 0.018966 | 0.018966 | 0.018966 | 0 | 0 | 0 | 0 | 0 | 0 | 0 | 0 | 0 | 0 | 0 | 0 | 0 | 0 | 0 | 0
Commercial_College (ID)_Food Preparation_Natural Gas_Broiler_Usage | Commercial | College (ID) | Food Preparation | Natural Gas | Broiler | Usage | 0.020268 | 0.020268 | 0.020268 | 0.020268 | 0.020268 | 0.020268 | 0.020268 | 0.020268 | 0.020268 | 0.020268 | 0.020268 | 0.020268 | 0.020268 | 0.020268 | 0.020268 | 0.020268 | 0 | 0 | 0 | 0 | 0 | 0 | 0 | 0 | 0 | 0 | 0 | 0 | 0 | 0 | 0 | 0 | 0 | 0 | 0 | 0
Commercial_College (ID)_Food Preparation_Natural Gas_Griddle_Usage | Commercial | College (ID) | Food Preparation | Natural Gas | Griddle | Usage | 0.014126 | 0.014126 | 0.014126 | 0.014126 | 0.014126 | 0.014126 | 0.014126 | 0.014126 | 0.014126 | 0.014126 | 0.014126 | 0.014126 | 0.014126 | 0.014126 | 0.014126 | 0.014126 | 0 | 0 | 0 | 0 | 0 | 0 | 0 | 0 | 0 | 0 | 0 | 0 | 0 | 0 | 0 | 0 | 0 | 0 | 0 | 0
Commercial_College (ID)_Food Preparation_Natural Gas_Range_Usage | Commercial | College (ID) | Food Preparation | Natural Gas | Range | Usage | 0.013956 | 0.013956 | 0.013956 | 0.013956 | 0.013956 | 0.013956 | 0.013956 | 0.013956 | 0.013956 | 0.013956 | 0.013956 | 0.013956 | 0 | 0 | 0 | 0 | 0 | 0 | 0 | 0 | 0 | 0 | 0 | 0 | 0 | 0 | 0 | 0 | 0 | 0 | 0 | 0 | 0 | 0 | 0 | 0
Commercial_College (ID)_Food Preparation_Natural Gas_Steamer_Usage | Commercial | College (ID) | Food Preparation | Natural Gas | Steamer | Usage | 0.016127 | 0.016127 | 0.016127 | 0.016127 | 0.016127 | 0.016127 | 0.016127 | 0.016127 | 0.016127 | 0.016127 | 0.016127 | 0.016127 | 0.016127 | 0.016127 | 0.016127 | 0.016127 | 0 | 0 | 0 | 0 | 0 | 0 | 0 | 0 | 0 | 0 | 0 | 0 | 0 | 0 | 0 | 0 | 0 | 0 | 0 | 0
Commercial_College (ID)_Food Preparation_Natural Gas_Food Prep Other_Usage | Commercial | College (ID) | Food Preparation | Natural Gas | Food Prep Other | Usage | 0.0058241 | 0.0058241 | 0.0058241 | 0.0058241 | 0.0058241 | 0.0058241 | 0.0058241 | 0.0058241 | 0.0058241 | 0.0058241 | 0.0058241 | 0.0058241 | 0 | 0 | 0 | 0 | 0 | 0 | 0 | 0 | 0 | 0 | 0 | 0 | 0 | 0 | 0 | 0 | 0 | 0 | 0 | 0 | 0 | 0 | 0 | 0
Commercial_College (ID)_Miscellaneous_Natural Gas_Pool Heater_Usage | Commercial | College (ID) | Miscellaneous | Natural Gas | Pool Heater | Usage | 0.0070387 | 0.0070387 | 0.0070387 | 0.0070387 | 0.0070387 | 0.0070387 | 0.0070387 | 0.0070387 | 0.0070387 | 0.0070387 | 0.0070387 | 0.0070387 | 0.0070387 | 0.0070387 | 0.0070387 | 0 | 0 | 0 | 0 | 0 | 0 | 0 | 0 | 0 | 0 | 0 | 0 | 0 | 0 | 0 | 0 | 0 | 0 | 0 | 0 | 0
Commercial_College (ID)_Miscellaneous_Natural Gas_Miscellaneous_Usage | Commercial | College (ID) | Miscellaneous | Natural Gas | Miscellaneous | Usage | 0.027641 | 0.027641 | 0.027641 | 0.027641 | 0.027641 | 0.027641 | 0.027641 | 0.027641 | 0 | 0 | 0 | 0 | 0 | 0 | 0 | 0 | 0 | 0 | 0 | 0 | 0 | 0 | 0 | 0 | 0 | 0 | 0 | 0 | 0 | 0 | 0 | 0 | 0 | 0 | 0 | 0
Commercial_Health (ID)_Space Heating_Natural Gas_Furnace_Usage | Commercial | Health (ID) | Space Heating | Natural Gas | Furnace | Usage | 0.24264 | 0.24332 | 0.244 | 0.24467 | 0.24535 | 0.24603 | 0.24671 | 0.24739 | 0.24807 | 0.24875 | 0.24943 | 0.2501 | 0.25078 | 0.25146 | 0.25214 | 0.25282 | 0.2535 | 0.25418 | 0.25485 | 0.25553 | 0.25621 | 0.25689 | 0.25757 | 0.25825 | 0.25893 | 0.25961 | 0 | 0 | 0 | 0 | 0 | 0 | 0 | 0 | 0 | 0
Commercial_Health (ID)_Space Heating_Natural Gas_Boiler_Usage | Commercial | Health (ID) | Space Heating | Natural Gas | Boiler | Usage | 0.43557 | 0.44027 | 0.44496 | 0.44966 | 0.45435 | 0.45905 | 0.46374 | 0.46844 | 0.47313 | 0.47783 | 0.48252 | 0.48722 | 0.49191 | 0.49661 | 0.5013 | 0.506 | 0.51069 | 0.51539 | 0.52009 | 0.52478 | 0.52948 | 0.53417 | 0.53887 | 0.54356 | 0.54826 | 0.55295 | 0.55765 | 0.56234 | 0.56704 | 0.57173 | 0.57643 | 0.58112 | 0.58582 | 0.59051 | 0.59521 | 0
Commercial_Health (ID)_Space Heating_Natural Gas_Unit Heater_Usage | Commercial | Health (ID) | Space Heating | Natural Gas | Unit Heater | Usage | 0.12443 | 0.12443 | 0.12443 | 0.12443 | 0.12443 | 0.12443 | 0.12443 | 0.12443 | 0.12443 | 0.12443 | 0.12443 | 0.12443 | 0.12443 | 0.12443 | 0.12443 | 0.12443 | 0 | 0 | 0 | 0 | 0 | 0 | 0 | 0 | 0 | 0 | 0 | 0 | 0 | 0 | 0 | 0 | 0 | 0 | 0 | 0
Commercial_Health (ID)_Water Heating_Natural Gas_Water Heater_Usage | Commercial | Health (ID) | Water Heating | Natural Gas | Water Heater | Usage | 0.45636 | 0.46342 | 0.47047 | 0.47753 | 0.48458 | 0.49164 | 0.49869 | 0.50575 | 0.51281 | 0.51986 | 0.52692 | 0.53397 | 0.54103 | 0.54808 | 0.55514 | 0.56219 | 0.56925 | 0.5763 | 0.58336 | 0.59041 | 0 | 0 | 0 | 0 | 0 | 0 | 0 | 0 | 0 | 0 | 0 | 0 | 0 | 0 | 0 | 0
Commercial_Health (ID)_Food Preparation_Natural Gas_Oven_Usage | Commercial | Health (ID) | Food Preparation | Natural Gas | Oven | Usage | 0.20095 | 0.20095 | 0.20095 | 0.20095 | 0.20095 | 0.20095 | 0.20095 | 0.20095 | 0.20095 | 0.20095 | 0.20095 | 0.20095 | 0 | 0 | 0 | 0 | 0 | 0 | 0 | 0 | 0 | 0 | 0 | 0 | 0 | 0 | 0 | 0 | 0 | 0 | 0 | 0 | 0 | 0 | 0 | 0
Commercial_Health (ID)_Food Preparation_Natural Gas_Conveyor Oven_Usage | Commercial | Health (ID) | Food Preparation | Natural Gas | Conveyor Oven | Usage | 0.34384 | 0.34384 | 0.34384 | 0.34384 | 0.34384 | 0.34384 | 0.34384 | 0.34384 | 0.34384 | 0.34384 | 0.34384 | 0.34384 | 0 | 0 | 0 | 0 | 0 | 0 | 0 | 0 | 0 | 0 | 0 | 0 | 0 | 0 | 0 | 0 | 0 | 0 | 0 | 0 | 0 | 0 | 0 | 0
Commercial_Health (ID)_Food Preparation_Natural Gas_Double Rack Oven_Usage | Commercial | Health (ID) | Food Preparation | Natural Gas | Double Rack Oven | Usage | 0.52236 | 0.52236 | 0.52236 | 0.52236 | 0.52236 | 0.52236 | 0.52236 | 0.52236 | 0.52236 | 0.52236 | 0.52236 | 0.52236 | 0 | 0 | 0 | 0 | 0 | 0 | 0 | 0 | 0 | 0 | 0 | 0 | 0 | 0 | 0 | 0 | 0 | 0 | 0 | 0 | 0 | 0 | 0 | 0
Commercial_Health (ID)_Food Preparation_Natural Gas_Fryer_Usage | Commercial | Health (ID) | Food Preparation | Natural Gas | Fryer | Usage | 0.31134 | 0.31134 | 0.31134 | 0.31134 | 0.31134 | 0.31134 | 0.31134 | 0.31134 | 0.31134 | 0.31134 | 0.31134 | 0.31134 | 0.31134 | 0.31134 | 0.31134 | 0.31134 | 0.31134 | 0.31134 | 0.31134 | 0.31134 | 0 | 0 | 0 | 0 | 0 | 0 | 0 | 0 | 0 | 0 | 0 | 0 | 0 | 0 | 0 | 0
Commercial_Health (ID)_Food Preparation_Natural Gas_Broiler_Usage | Commercial | Health (ID) | Food Preparation | Natural Gas | Broiler | Usage | 0.33271 | 0.33271 | 0.33271 | 0.33271 | 0.33271 | 0.33271 | 0.33271 | 0.33271 | 0.33271 | 0.33271 | 0.33271 | 0.33271 | 0.33271 | 0.33271 | 0.33271 | 0.33271 | 0 | 0 | 0 | 0 | 0 | 0 | 0 | 0 | 0 | 0 | 0 | 0 | 0 | 0 | 0 | 0 | 0 | 0 | 0 | 0
Commercial_Health (ID)_Food Preparation_Natural Gas_Griddle_Usage | Commercial | Health (ID) | Food Preparation | Natural Gas | Griddle | Usage | 0.23189 | 0.23189 | 0.23189 | 0.23189 | 0.23189 | 0.23189 | 0.23189 | 0.23189 | 0.23189 | 0.23189 | 0.23189 | 0.23189 | 0.23189 | 0.23189 | 0.23189 | 0.23189 | 0 | 0 | 0 | 0 | 0 | 0 | 0 | 0 | 0 | 0 | 0 | 0 | 0 | 0 | 0 | 0 | 0 | 0 | 0 | 0
Commercial_Health (ID)_Food Preparation_Natural Gas_Range_Usage | Commercial | Health (ID) | Food Preparation | Natural Gas | Range | Usage | 0.22909 | 0.22909 | 0.22909 | 0.22909 | 0.22909 | 0.22909 | 0.22909 | 0.22909 | 0.22909 | 0.22909 | 0.22909 | 0.22909 | 0 | 0 | 0 | 0 | 0 | 0 | 0 | 0 | 0 | 0 | 0 | 0 | 0 | 0 | 0 | 0 | 0 | 0 | 0 | 0 | 0 | 0 | 0 | 0
Commercial_Health (ID)_Food Preparation_Natural Gas_Steamer_Usage | Commercial | Health (ID) | Food Preparation | Natural Gas | Steamer | Usage | 0.26473 | 0.26473 | 0.26473 | 0.26473 | 0.26473 | 0.26473 | 0.26473 | 0.26473 | 0.26473 | 0.26473 | 0.26473 | 0.26473 | 0.26473 | 0.26473 | 0.26473 | 0.26473 | 0 | 0 | 0 | 0 | 0 | 0 | 0 | 0 | 0 | 0 | 0 | 0 | 0 | 0 | 0 | 0 | 0 | 0 | 0 | 0
Commercial_Health (ID)_Food Preparation_Natural Gas_Food Prep Other_Usage | Commercial | Health (ID) | Food Preparation | Natural Gas | Food Prep Other | Usage | 0.095605 | 0.095605 | 0.095605 | 0.095605 | 0.095605 | 0.095605 | 0.095605 | 0.095605 | 0.095605 | 0.095605 | 0.095605 | 0.095605 | 0 | 0 | 0 | 0 | 0 | 0 | 0 | 0 | 0 | 0 | 0 | 0 | 0 | 0 | 0 | 0 | 0 | 0 | 0 | 0 | 0 | 0 | 0 | 0
Commercial_Health (ID)_Miscellaneous_Natural Gas_Pool Heater_Usage | Commercial | Health (ID) | Miscellaneous | Natural Gas | Pool Heater | Usage | 0.01 | 0.01 | 0.01 | 0.01 | 0.01 | 0.01 | 0.01 | 0.01 | 0.01 | 0.01 | 0.01 | 0.01 | 0.01 | 0.01 | 0.01 | 0 | 0 | 0 | 0 | 0 | 0 | 0 | 0 | 0 | 0 | 0 | 0 | 0 | 0 | 0 | 0 | 0 | 0 | 0 | 0 | 0
Commercial_Health (ID)_Miscellaneous_Natural Gas_Miscellaneous_Usage | Commercial | Health (ID) | Miscellaneous | Natural Gas | Miscellaneous | Usage | 0.016665 | 0.016665 | 0.016665 | 0.016665 | 0.016665 | 0.016665 | 0.016665 | 0.016665 | 0 | 0 | 0 | 0 | 0 | 0 | 0 | 0 | 0 | 0 | 0 | 0 | 0 | 0 | 0 | 0 | 0 | 0 | 0 | 0 | 0 | 0 | 0 | 0 | 0 | 0 | 0 | 0
Commercial_Lodging (ID)_Space Heating_Natural Gas_Furnace_Usage | Commercial | Lodging (ID) | Space Heating | Natural Gas | Furnace | Usage | 0.3053 | 0.30615 | 0.30701 | 0.30786 | 0.30872 | 0.30957 | 0.31043 | 0.31128 | 0.31214 | 0.31299 | 0.31385 | 0.3147 | 0.31556 | 0.31641 | 0.31726 | 0.31812 | 0.31897 | 0.31983 | 0.32068 | 0.32154 | 0.32239 | 0.32325 | 0.3241 | 0.32496 | 0.32581 | 0.32667 | 0 | 0 | 0 | 0 | 0 | 0 | 0 | 0 | 0 | 0
Commercial_Lodging (ID)_Space Heating_Natural Gas_Boiler_Usage | Commercial | Lodging (ID) | Space Heating | Natural Gas | Boiler | Usage | 0.49455 | 0.49956 | 0.50457 | 0.50957 | 0.51458 | 0.51959 | 0.5246 | 0.5296 | 0.53461 | 0.53962 | 0.54462 | 0.54963 | 0.55464 | 0.55965 | 0.56465 | 0.56966 | 0.57467 | 0.57967 | 0.58468 | 0.58969 | 0.5947 | 0.5997 | 0.60471 | 0.60972 | 0.61473 | 0.61973 | 0.62474 | 0.62975 | 0.63475 | 0.63976 | 0.64477 | 0.64978 | 0.65478 | 0.65979 | 0.6648 | 0
Commercial_Lodging (ID)_Space Heating_Natural Gas_Unit Heater_Usage | Commercial | Lodging (ID) | Space Heating | Natural Gas | Unit Heater | Usage | 0.15657 | 0.15657 | 0.15657 | 0.15657 | 0.15657 | 0.15657 | 0.15657 | 0.15657 | 0.15657 | 0.15657 | 0.15657 | 0.15657 | 0.15657 | 0.15657 | 0.15657 | 0.15657 | 0 | 0 | 0 | 0 | 0 | 0 | 0 | 0 | 0 | 0 | 0 | 0 | 0 | 0 | 0 | 0 | 0 | 0 | 0 | 0
Commercial_Lodging (ID)_Water Heating_Natural Gas_Water Heater_Usage | Commercial | Lodging (ID) | Water Heating | Natural Gas | Water Heater | Usage | 0.39858 | 0.40475 | 0.41092 | 0.41709 | 0.42326 | 0.42943 | 0.4356 | 0.44177 | 0.44794 | 0.45411 | 0.46029 | 0.46646 | 0.47263 | 0.4788 | 0.48497 | 0.49114 | 0.49731 | 0.50348 | 0.50965 | 0.51582 | 0 | 0 | 0 | 0 | 0 | 0 | 0 | 0 | 0 | 0 | 0 | 0 | 0 | 0 | 0 | 0
Commercial_Lodging (ID)_Food Preparation_Natural Gas_Oven_Usage | Commercial | Lodging (ID) | Food Preparation | Natural Gas | Oven | Usage | 0.06608 | 0.06608 | 0.06608 | 0.06608 | 0.06608 | 0.06608 | 0.06608 | 0.06608 | 0.06608 | 0.06608 | 0.06608 | 0.06608 | 0 | 0 | 0 | 0 | 0 | 0 | 0 | 0 | 0 | 0 | 0 | 0 | 0 | 0 | 0 | 0 | 0 | 0 | 0 | 0 | 0 | 0 | 0 | 0
Commercial_Lodging (ID)_Food Preparation_Natural Gas_Conveyor Oven_Usage | Commercial | Lodging (ID) | Food Preparation | Natural Gas | Conveyor Oven | Usage | 0.11307 | 0.11307 | 0.11307 | 0.11307 | 0.11307 | 0.11307 | 0.11307 | 0.11307 | 0.11307 | 0.11307 | 0.11307 | 0.11307 | 0 | 0 | 0 | 0 | 0 | 0 | 0 | 0 | 0 | 0 | 0 | 0 | 0 | 0 | 0 | 0 | 0 | 0 | 0 | 0 | 0 | 0 | 0 | 0
Commercial_Lodging (ID)_Food Preparation_Natural Gas_Double Rack Oven_Usage | Commercial | Lodging (ID) | Food Preparation | Natural Gas | Double Rack Oven | Usage | 0.17177 | 0.17177 | 0.17177 | 0.17177 | 0.17177 | 0.17177 | 0.17177 | 0.17177 | 0.17177 | 0.17177 | 0.17177 | 0.17177 | 0 | 0 | 0 | 0 | 0 | 0 | 0 | 0 | 0 | 0 | 0 | 0 | 0 | 0 | 0 | 0 | 0 | 0 | 0 | 0 | 0 | 0 | 0 | 0
Commercial_Lodging (ID)_Food Preparation_Natural Gas_Fryer_Usage | Commercial | Lodging (ID) | Food Preparation | Natural Gas | Fryer | Usage | 0.10238 | 0.10238 | 0.10238 | 0.10238 | 0.10238 | 0.10238 | 0.10238 | 0.10238 | 0.10238 | 0.10238 | 0.10238 | 0.10238 | 0.10238 | 0.10238 | 0.10238 | 0.10238 | 0.10238 | 0.10238 | 0.10238 | 0.10238 | 0 | 0 | 0 | 0 | 0 | 0 | 0 | 0 | 0 | 0 | 0 | 0 | 0 | 0 | 0 | 0
Commercial_Lodging (ID)_Food Preparation_Natural Gas_Broiler_Usage | Commercial | Lodging (ID) | Food Preparation | Natural Gas | Broiler | Usage | 0.10941 | 0.10941 | 0.10941 | 0.10941 | 0.10941 | 0.10941 | 0.10941 | 0.10941 | 0.10941 | 0.10941 | 0.10941 | 0.10941 | 0.10941 | 0.10941 | 0.10941 | 0.10941 | 0 | 0 | 0 | 0 | 0 | 0 | 0 | 0 | 0 | 0 | 0 | 0 | 0 | 0 | 0 | 0 | 0 | 0 | 0 | 0
Commercial_Lodging (ID)_Food Preparation_Natural Gas_Griddle_Usage | Commercial | Lodging (ID) | Food Preparation | Natural Gas | Griddle | Usage | 0.076253 | 0.076253 | 0.076253 | 0.076253 | 0.076253 | 0.076253 | 0.076253 | 0.076253 | 0.076253 | 0.076253 | 0.076253 | 0.076253 | 0.076253 | 0.076253 | 0.076253 | 0.076253 | 0 | 0 | 0 | 0 | 0 | 0 | 0 | 0 | 0 | 0 | 0 | 0 | 0 | 0 | 0 | 0 | 0 | 0 | 0 | 0
Commercial_Lodging (ID)_Food Preparation_Natural Gas_Range_Usage | Commercial | Lodging (ID) | Food Preparation | Natural Gas | Range | Usage | 0.075332 | 0.075332 | 0.075332 | 0.075332 | 0.075332 | 0.075332 | 0.075332 | 0.075332 | 0.075332 | 0.075332 | 0.075332 | 0.075332 | 0 | 0 | 0 | 0 | 0 | 0 | 0 | 0 | 0 | 0 | 0 | 0 | 0 | 0 | 0 | 0 | 0 | 0 | 0 | 0 | 0 | 0 | 0 | 0
Commercial_Lodging (ID)_Food Preparation_Natural Gas_Steamer_Usage | Commercial | Lodging (ID) | Food Preparation | Natural Gas | Steamer | Usage | 0.087053 | 0.087053 | 0.087053 | 0.087053 | 0.087053 | 0.087053 | 0.087053 | 0.087053 | 0.087053 | 0.087053 | 0.087053 | 0.087053 | 0.087053 | 0.087053 | 0.087053 | 0.087053 | 0 | 0 | 0 | 0 | 0 | 0 | 0 | 0 | 0 | 0 | 0 | 0 | 0 | 0 | 0 | 0 | 0 | 0 | 0 | 0
Commercial_Lodging (ID)_Food Preparation_Natural Gas_Food Prep Other_Usage | Commercial | Lodging (ID) | Food Preparation | Natural Gas | Food Prep Other | Usage | 0.031438 | 0.031438 | 0.031438 | 0.031438 | 0.031438 | 0.031438 | 0.031438 | 0.031438 | 0.031438 | 0.031438 | 0.031438 | 0.031438 | 0 | 0 | 0 | 0 | 0 | 0 | 0 | 0 | 0 | 0 | 0 | 0 | 0 | 0 | 0 | 0 | 0 | 0 | 0 | 0 | 0 | 0 | 0 | 0
Commercial_Lodging (ID)_Miscellaneous_Natural Gas_Pool Heater_Usage | Commercial | Lodging (ID) | Miscellaneous | Natural Gas | Pool Heater | Usage | 0.0055589 | 0.0055589 | 0.0055589 | 0.0055589 | 0.0055589 | 0.0055589 | 0.0055589 | 0.0055589 | 0.0055589 | 0.0055589 | 0.0055589 | 0.0055589 | 0.0055589 | 0.0055589 | 0.0055589 | 0 | 0 | 0 | 0 | 0 | 0 | 0 | 0 | 0 | 0 | 0 | 0 | 0 | 0 | 0 | 0 | 0 | 0 | 0 | 0 | 0
Commercial_Lodging (ID)_Miscellaneous_Natural Gas_Miscellaneous_Usage | Commercial | Lodging (ID) | Miscellaneous | Natural Gas | Miscellaneous | Usage | 0.021446 | 0.021446 | 0.021446 | 0.021446 | 0.021446 | 0.021446 | 0.021446 | 0.021446 | 0 | 0 | 0 | 0 | 0 | 0 | 0 | 0 | 0 | 0 | 0 | 0 | 0 | 0 | 0 | 0 | 0 | 0 | 0 | 0 | 0 | 0 | 0 | 0 | 0 | 0 | 0 | 0
Commercial_Warehouse (ID)_Space Heating_Natural Gas_Furnace_Usage | Commercial | Warehouse (ID) | Space Heating | Natural Gas | Furnace | Usage | 0.6616 | 0.66345 | 0.66529 | 0.66714 | 0.66899 | 0.67084 | 0.67269 | 0.67454 | 0.67639 | 0.67824 | 0.68008 | 0.68193 | 0.68378 | 0.68563 | 0.68748 | 0.68933 | 0.69118 | 0.69303 | 0.69488 | 0.69672 | 0.69857 | 0.70042 | 0.70227 | 0.70412 | 0.70597 | 0.70782 | 0 | 0 | 0 | 0 | 0 | 0 | 0 | 0 | 0 | 0
Commercial_Warehouse (ID)_Space Heating_Natural Gas_Boiler_Usage | Commercial | Warehouse (ID) | Space Heating | Natural Gas | Boiler | Usage | 2.0729 | 2.0803 | 2.0877 | 2.0952 | 2.1026 | 2.11 | 2.1175 | 2.1249 | 2.1324 | 2.1398 | 2.1472 | 2.1547 | 2.1621 | 2.1696 | 2.177 | 2.1844 | 2.1919 | 2.1993 | 2.2067 | 2.2142 | 2.2216 | 2.2291 | 2.2365 | 2.2439 | 2.2514 | 2.2588 | 2.2663 | 2.2737 | 2.2811 | 2.2886 | 2.296 | 2.3034 | 2.3109 | 2.3183 | 2.3258 | 0
Commercial_Warehouse (ID)_Space Heating_Natural Gas_Unit Heater_Usage | Commercial | Warehouse (ID) | Space Heating | Natural Gas | Unit Heater | Usage | 0.33927 | 0.33927 | 0.33927 | 0.33927 | 0.33927 | 0.33927 | 0.33927 | 0.33927 | 0.33927 | 0.33927 | 0.33927 | 0.33927 | 0.33927 | 0.33927 | 0.33927 | 0.33927 | 0 | 0 | 0 | 0 | 0 | 0 | 0 | 0 | 0 | 0 | 0 | 0 | 0 | 0 | 0 | 0 | 0 | 0 | 0 | 0
Commercial_Warehouse (ID)_Water Heating_Natural Gas_Water Heater_Usage | Commercial | Warehouse (ID) | Water Heating | Natural Gas | Water Heater | Usage | 0.081881 | 0.083152 | 0.084422 | 0.085692 | 0.086963 | 0.088233 | 0.089503 | 0.090774 | 0.092044 | 0.093315 | 0.094585 | 0.095855 | 0.097126 | 0.098396 | 0.099666 | 0.10094 | 0.10221 | 0.10348 | 0.10475 | 0.10602 | 0 | 0 | 0 | 0 | 0 | 0 | 0 | 0 | 0 | 0 | 0 | 0 | 0 | 0 | 0 | 0
Commercial_Warehouse (ID)_Food Preparation_Natural Gas_Oven_Usage | Commercial | Warehouse (ID) | Food Preparation | Natural Gas | Oven | Usage | 0.0043914 | 0.0043914 | 0.0043914 | 0.0043914 | 0.0043914 | 0.0043914 | 0.0043914 | 0.0043914 | 0.0043914 | 0.0043914 | 0.0043914 | 0.0043914 | 0 | 0 | 0 | 0 | 0 | 0 | 0 | 0 | 0 | 0 | 0 | 0 | 0 | 0 | 0 | 0 | 0 | 0 | 0 | 0 | 0 | 0 | 0 | 0
Commercial_Warehouse (ID)_Food Preparation_Natural Gas_Conveyor Oven_Usage | Commercial | Warehouse (ID) | Food Preparation | Natural Gas | Conveyor Oven | Usage | 0.007514 | 0.007514 | 0.007514 | 0.007514 | 0.007514 | 0.007514 | 0.007514 | 0.007514 | 0.007514 | 0.007514 | 0.007514 | 0.007514 | 0 | 0 | 0 | 0 | 0 | 0 | 0 | 0 | 0 | 0 | 0 | 0 | 0 | 0 | 0 | 0 | 0 | 0 | 0 | 0 | 0 | 0 | 0 | 0
Commercial_Warehouse (ID)_Food Preparation_Natural Gas_Double Rack Oven_Usage | Commercial | Warehouse (ID) | Food Preparation | Natural Gas | Double Rack Oven | Usage | 0.011415 | 0.011415 | 0.011415 | 0.011415 | 0.011415 | 0.011415 | 0.011415 | 0.011415 | 0.011415 | 0.011415 | 0.011415 | 0.011415 | 0 | 0 | 0 | 0 | 0 | 0 | 0 | 0 | 0 | 0 | 0 | 0 | 0 | 0 | 0 | 0 | 0 | 0 | 0 | 0 | 0 | 0 | 0 | 0
Commercial_Warehouse (ID)_Food Preparation_Natural Gas_Fryer_Usage | Commercial | Warehouse (ID) | Food Preparation | Natural Gas | Fryer | Usage | 0.0068037 | 0.0068037 | 0.0068037 | 0.0068037 | 0.0068037 | 0.0068037 | 0.0068037 | 0.0068037 | 0.0068037 | 0.0068037 | 0.0068037 | 0.0068037 | 0.0068037 | 0.0068037 | 0.0068037 | 0.0068037 | 0.0068037 | 0.0068037 | 0.0068037 | 0.0068037 | 0 | 0 | 0 | 0 | 0 | 0 | 0 | 0 | 0 | 0 | 0 | 0 | 0 | 0 | 0 | 0
Commercial_Warehouse (ID)_Food Preparation_Natural Gas_Broiler_Usage | Commercial | Warehouse (ID) | Food Preparation | Natural Gas | Broiler | Usage | 0.0072707 | 0.0072707 | 0.0072707 | 0.0072707 | 0.0072707 | 0.0072707 | 0.0072707 | 0.0072707 | 0.0072707 | 0.0072707 | 0.0072707 | 0.0072707 | 0.0072707 | 0.0072707 | 0.0072707 | 0.0072707 | 0 | 0 | 0 | 0 | 0 | 0 | 0 | 0 | 0 | 0 | 0 | 0 | 0 | 0 | 0 | 0 | 0 | 0 | 0 | 0
Commercial_Warehouse (ID)_Food Preparation_Natural Gas_Griddle_Usage | Commercial | Warehouse (ID) | Food Preparation | Natural Gas | Griddle | Usage | 0.0050675 | 0.0050675 | 0.0050675 | 0.0050675 | 0.0050675 | 0.0050675 | 0.0050675 | 0.0050675 | 0.0050675 | 0.0050675 | 0.0050675 | 0.0050675 | 0.0050675 | 0.0050675 | 0.0050675 | 0.0050675 | 0 | 0 | 0 | 0 | 0 | 0 | 0 | 0 | 0 | 0 | 0 | 0 | 0 | 0 | 0 | 0 | 0 | 0 | 0 | 0
Commercial_Warehouse (ID)_Food Preparation_Natural Gas_Range_Usage | Commercial | Warehouse (ID) | Food Preparation | Natural Gas | Range | Usage | 0.0050062 | 0.0050062 | 0.0050062 | 0.0050062 | 0.0050062 | 0.0050062 | 0.0050062 | 0.0050062 | 0.0050062 | 0.0050062 | 0.0050062 | 0.0050062 | 0 | 0 | 0 | 0 | 0 | 0 | 0 | 0 | 0 | 0 | 0 | 0 | 0 | 0 | 0 | 0 | 0 | 0 | 0 | 0 | 0 | 0 | 0 | 0
Commercial_Warehouse (ID)_Food Preparation_Natural Gas_Steamer_Usage | Commercial | Warehouse (ID) | Food Preparation | Natural Gas | Steamer | Usage | 0.0057852 | 0.0057852 | 0.0057852 | 0.0057852 | 0.0057852 | 0.0057852 | 0.0057852 | 0.0057852 | 0.0057852 | 0.0057852 | 0.0057852 | 0.0057852 | 0.0057852 | 0.0057852 | 0.0057852 | 0.0057852 | 0 | 0 | 0 | 0 | 0 | 0 | 0 | 0 | 0 | 0 | 0 | 0 | 0 | 0 | 0 | 0 | 0 | 0 | 0 | 0
Commercial_Warehouse (ID)_Food Preparation_Natural Gas_Food Prep Other_Usage | Commercial | Warehouse (ID) | Food Preparation | Natural Gas | Food Prep Other | Usage | 0.0020893 | 0.0020893 | 0.0020893 | 0.0020893 | 0.0020893 | 0.0020893 | 0.0020893 | 0.0020893 | 0.0020893 | 0.0020893 | 0.0020893 | 0.0020893 | 0 | 0 | 0 | 0 | 0 | 0 | 0 | 0 | 0 | 0 | 0 | 0 | 0 | 0 | 0 | 0 | 0 | 0 | 0 | 0 | 0 | 0 | 0 | 0
Commercial_Warehouse (ID)_Miscellaneous_Natural Gas_Pool Heater_Usage | Commercial | Warehouse (ID) | Miscellaneous | Natural Gas | Pool Heater | Usage | 0.01 | 0.01 | 0.01 | 0.01 | 0.01 | 0.01 | 0.01 | 0.01 | 0.01 | 0.01 | 0.01 | 0.01 | 0.01 | 0.01 | 0.01 | 0 | 0 | 0 | 0 | 0 | 0 | 0 | 0 | 0 | 0 | 0 | 0 | 0 | 0 | 0 | 0 | 0 | 0 | 0 | 0 | 0
Commercial_Warehouse (ID)_Miscellaneous_Natural Gas_Miscellaneous_Usage | Commercial | Warehouse (ID) | Miscellaneous | Natural Gas | Miscellaneous | Usage | 0.0071043 | 0.0071043 | 0.0071043 | 0.0071043 | 0.0071043 | 0.0071043 | 0.0071043 | 0.0071043 | 0 | 0 | 0 | 0 | 0 | 0 | 0 | 0 | 0 | 0 | 0 | 0 | 0 | 0 | 0 | 0 | 0 | 0 | 0 | 0 | 0 | 0 | 0 | 0 | 0 | 0 | 0 | 0
Commercial_Miscellaneous (ID)_Space Heating_Natural Gas_Furnace_Usage | Commercial | Miscellaneous (ID) | Space Heating | Natural Gas | Furnace | Usage | 0.41947 | 0.42065 | 0.42183 | 0.42301 | 0.42419 | 0.42537 | 0.42655 | 0.42773 | 0.42891 | 0.43009 | 0.43127 | 0.43245 | 0.43363 | 0.43481 | 0.43599 | 0.43717 | 0.43835 | 0.43953 | 0.44071 | 0.44189 | 0.44307 | 0.44425 | 0.44543 | 0.44661 | 0.44779 | 0.44897 | 0 | 0 | 0 | 0 | 0 | 0 | 0 | 0 | 0 | 0
Commercial_Miscellaneous (ID)_Space Heating_Natural Gas_Boiler_Usage | Commercial | Miscellaneous (ID) | Space Heating | Natural Gas | Boiler | Usage | 1.2581 | 1.2667 | 1.2752 | 1.2838 | 1.2923 | 1.3009 | 1.3095 | 1.318 | 1.3266 | 1.3351 | 1.3437 | 1.3523 | 1.3608 | 1.3694 | 1.3779 | 1.3865 | 1.3951 | 1.4036 | 1.4122 | 1.4207 | 1.4293 | 1.4379 | 1.4464 | 1.455 | 1.4635 | 1.4721 | 1.4807 | 1.4892 | 1.4978 | 1.5063 | 1.5149 | 1.5235 | 1.532 | 1.5406 | 1.5491 | 0
Commercial_Miscellaneous (ID)_Space Heating_Natural Gas_Unit Heater_Usage | Commercial | Miscellaneous (ID) | Space Heating | Natural Gas | Unit Heater | Usage | 0.21514 | 0.21514 | 0.21514 | 0.21514 | 0.21514 | 0.21514 | 0.21514 | 0.21514 | 0.21514 | 0.21514 | 0.21514 | 0.21514 | 0.21514 | 0.21514 | 0.21514 | 0.21514 | 0 | 0 | 0 | 0 | 0 | 0 | 0 | 0 | 0 | 0 | 0 | 0 | 0 | 0 | 0 | 0 | 0 | 0 | 0 | 0
Commercial_Miscellaneous (ID)_Water Heating_Natural Gas_Water Heater_Usage | Commercial | Miscellaneous (ID) | Water Heating | Natural Gas | Water Heater | Usage | 0.32864 | 0.33374 | 0.33884 | 0.34394 | 0.34905 | 0.35415 | 0.35925 | 0.36436 | 0.36946 | 0.37456 | 0.37966 | 0.38477 | 0.38987 | 0.39497 | 0.40008 | 0.40518 | 0.41028 | 0.41538 | 0.42049 | 0.42559 | 0 | 0 | 0 | 0 | 0 | 0 | 0 | 0 | 0 | 0 | 0 | 0 | 0 | 0 | 0 | 0
Commercial_Miscellaneous (ID)_Food Preparation_Natural Gas_Oven_Usage | Commercial | Miscellaneous (ID) | Food Preparation | Natural Gas | Oven | Usage | 0.011766 | 0.011766 | 0.011766 | 0.011766 | 0.011766 | 0.011766 | 0.011766 | 0.011766 | 0.011766 | 0.011766 | 0.011766 | 0.011766 | 0 | 0 | 0 | 0 | 0 | 0 | 0 | 0 | 0 | 0 | 0 | 0 | 0 | 0 | 0 | 0 | 0 | 0 | 0 | 0 | 0 | 0 | 0 | 0
Commercial_Miscellaneous (ID)_Food Preparation_Natural Gas_Conveyor Oven_Usage | Commercial | Miscellaneous (ID) | Food Preparation | Natural Gas | Conveyor Oven | Usage | 0.020132 | 0.020132 | 0.020132 | 0.020132 | 0.020132 | 0.020132 | 0.020132 | 0.020132 | 0.020132 | 0.020132 | 0.020132 | 0.020132 | 0 | 0 | 0 | 0 | 0 | 0 | 0 | 0 | 0 | 0 | 0 | 0 | 0 | 0 | 0 | 0 | 0 | 0 | 0 | 0 | 0 | 0 | 0 | 0
Commercial_Miscellaneous (ID)_Food Preparation_Natural Gas_Double Rack Oven_Usage | Commercial | Miscellaneous (ID) | Food Preparation | Natural Gas | Double Rack Oven | Usage | 0.030584 | 0.030584 | 0.030584 | 0.030584 | 0.030584 | 0.030584 | 0.030584 | 0.030584 | 0.030584 | 0.030584 | 0.030584 | 0.030584 | 0 | 0 | 0 | 0 | 0 | 0 | 0 | 0 | 0 | 0 | 0 | 0 | 0 | 0 | 0 | 0 | 0 | 0 | 0 | 0 | 0 | 0 | 0 | 0
Commercial_Miscellaneous (ID)_Food Preparation_Natural Gas_Fryer_Usage | Commercial | Miscellaneous (ID) | Food Preparation | Natural Gas | Fryer | Usage | 0.018229 | 0.018229 | 0.018229 | 0.018229 | 0.018229 | 0.018229 | 0.018229 | 0.018229 | 0.018229 | 0.018229 | 0.018229 | 0.018229 | 0.018229 | 0.018229 | 0.018229 | 0.018229 | 0.018229 | 0.018229 | 0.018229 | 0.018229 | 0 | 0 | 0 | 0 | 0 | 0 | 0 | 0 | 0 | 0 | 0 | 0 | 0 | 0 | 0 | 0
Commercial_Miscellaneous (ID)_Food Preparation_Natural Gas_Broiler_Usage | Commercial | Miscellaneous (ID) | Food Preparation | Natural Gas | Broiler | Usage | 0.01948 | 0.01948 | 0.01948 | 0.01948 | 0.01948 | 0.01948 | 0.01948 | 0.01948 | 0.01948 | 0.01948 | 0.01948 | 0.01948 | 0.01948 | 0.01948 | 0.01948 | 0.01948 | 0 | 0 | 0 | 0 | 0 | 0 | 0 | 0 | 0 | 0 | 0 | 0 | 0 | 0 | 0 | 0 | 0 | 0 | 0 | 0
Commercial_Miscellaneous (ID)_Food Preparation_Natural Gas_Griddle_Usage | Commercial | Miscellaneous (ID) | Food Preparation | Natural Gas | Griddle | Usage | 0.013577 | 0.013577 | 0.013577 | 0.013577 | 0.013577 | 0.013577 | 0.013577 | 0.013577 | 0.013577 | 0.013577 | 0.013577 | 0.013577 | 0.013577 | 0.013577 | 0.013577 | 0.013577 | 0 | 0 | 0 | 0 | 0 | 0 | 0 | 0 | 0 | 0 | 0 | 0 | 0 | 0 | 0 | 0 | 0 | 0 | 0 | 0
Commercial_Miscellaneous (ID)_Food Preparation_Natural Gas_Range_Usage | Commercial | Miscellaneous (ID) | Food Preparation | Natural Gas | Range | Usage | 0.013413 | 0.013413 | 0.013413 | 0.013413 | 0.013413 | 0.013413 | 0.013413 | 0.013413 | 0.013413 | 0.013413 | 0.013413 | 0.013413 | 0 | 0 | 0 | 0 | 0 | 0 | 0 | 0 | 0 | 0 | 0 | 0 | 0 | 0 | 0 | 0 | 0 | 0 | 0 | 0 | 0 | 0 | 0 | 0
Commercial_Miscellaneous (ID)_Food Preparation_Natural Gas_Steamer_Usage | Commercial | Miscellaneous (ID) | Food Preparation | Natural Gas | Steamer | Usage | 0.0155 | 0.0155 | 0.0155 | 0.0155 | 0.0155 | 0.0155 | 0.0155 | 0.0155 | 0.0155 | 0.0155 | 0.0155 | 0.0155 | 0.0155 | 0.0155 | 0.0155 | 0.0155 | 0 | 0 | 0 | 0 | 0 | 0 | 0 | 0 | 0 | 0 | 0 | 0 | 0 | 0 | 0 | 0 | 0 | 0 | 0 | 0
Commercial_Miscellaneous (ID)_Food Preparation_Natural Gas_Food Prep Other_Usage | Commercial | Miscellaneous (ID) | Food Preparation | Natural Gas | Food Prep Other | Usage | 0.0055977 | 0.0055977 | 0.0055977 | 0.0055977 | 0.0055977 | 0.0055977 | 0.0055977 | 0.0055977 | 0.0055977 | 0.0055977 | 0.0055977 | 0.0055977 | 0 | 0 | 0 | 0 | 0 | 0 | 0 | 0 | 0 | 0 | 0 | 0 | 0 | 0 | 0 | 0 | 0 | 0 | 0 | 0 | 0 | 0 | 0 | 0
Commercial_Miscellaneous (ID)_Miscellaneous_Natural Gas_Pool Heater_Usage | Commercial | Miscellaneous (ID) | Miscellaneous | Natural Gas | Pool Heater | Usage | 0.031171 | 0.031171 | 0.031171 | 0.031171 | 0.031171 | 0.031171 | 0.031171 | 0.031171 | 0.031171 | 0.031171 | 0.031171 | 0.031171 | 0.031171 | 0.031171 | 0.031171 | 0 | 0 | 0 | 0 | 0 | 0 | 0 | 0 | 0 | 0 | 0 | 0 | 0 | 0 | 0 | 0 | 0 | 0 | 0 | 0 | 0
Commercial_Miscellaneous (ID)_Miscellaneous_Natural Gas_Miscellaneous_Usage | Commercial | Miscellaneous (ID) | Miscellaneous | Natural Gas | Miscellaneous | Usage | 0.12964 | 0.12964 | 0.12964 | 0.12964 | 0.12964 | 0.12964 | 0.12964 | 0.12964 | 0 | 0 | 0 | 0 | 0 | 0 | 0 | 0 | 0 | 0 | 0 | 0 | 0 | 0 | 0 | 0 | 0 | 0 | 0 | 0 | 0 | 0 | 0 | 0 | 0 | 0 | 0 | 0

## Avoided Costs
Key | Field | Sector | Segment | Fuel |  | Value | Unit of Measure | 2019 | 2020 | 2021 | 2022 | 2023 | 2024 | 2025 | 2026 | 2027 | 2028 | 2029 | 2030 | 2031 | 2032 | 2033 | 2034 | 2035 | 2036 | 2037 | 2038 | 2039 | 2040 | 2041 | 2042 | 2043 | 2044 | 2045 | 2046 | 2047 | 2048 | 2049 | 2050 | 2051 | 2052 | 2053 | 2054 | 2055 | 2056 | 2057 | 2058 | 2059 | 2060 | 2061 | 2062 | 2063 | 2064 | 2065 | 2066 | 2067 | 2068 | 2069 | 2070 | 2071 | 2072 | 2073 | 2074 | 2075 | 2076 | 2077
F1_Commercial_Office (WA)_Natural Gas_Space Heating | F1 | Commercial | Office (WA) | Natural Gas | Space Heating | Avoided Energy Cost | $ per Mtherm | 346.1885 | 346.1885 | 346.1885 | 346.1885 | 316.3611 | 327.0673 | 332.0605 | 354.1509 | 365.7989 | 396.2335 | 420.2025 | 420.6956 | 430.4165 | 454.1101 | 469.2437 | 491.187 | 500.0627 | 507.8066 | 517.8622 | 529.0431 | 535.4964 | 527.263 | 563.0699 | 575.0212 | 587.2261 | 599.6902 | 612.4187 | 625.4175 | 638.6921 | 652.2485 | 666.0927 | 680.2306 | 694.6687 | 709.4132 | 724.4707 | 739.8478 | 755.5512 | 771.588 | 787.9651 | 804.6899 | 821.7696 | 839.2119 | 857.0244 | 875.2149 | 893.7916 | 912.7625 | 932.1362 | 951.921 | 972.1257 | 992.7594 | 1013.8309 | 1035.3497 | 1035.3497 | 1035.3497 | 1035.3497 | 1035.3497 | 1035.3497 | 1035.3497 | 1035.3497
F2_Commercial_Office (WA)_Natural Gas_Space Heating | F2 | Commercial | Office (WA) | Natural Gas | Space Heating | Avoided Capacity Cost | $ per therm | 0 | 0 | 0 | 0 | 0 | 0 | 0 | 0 | 0 | 0 | 0 | 0 | 0 | 0 | 0 | 0 | 0 | 0 | 0 | 0 | 0 | 0 | 0 | 0 | 0 | 0 | 0 | 0 | 0 | 0 | 0 | 0 | 0 | 0 | 0 | 0 | 0 | 0 | 0 | 0 | 0 | 0 | 0 | 0 | 0 | 0 | 0 | 0 | 0 | 0 | 0 | 0 | 0 | 0 | 0 | 0 | 0 | 0 | 0
F3_Commercial_Office (WA)_Natural Gas_Space Heating | F3 | Commercial | Office (WA) | Natural Gas | Space Heating | Line Loss | % T&D Loss | bar: 2019 to 2077
F4_Commercial_Office (WA)_Natural Gas_Space Heating | F4 | Commercial | Office (WA) | Natural Gas | Space Heating | Peak Season | Winter/Summer | Winter | Winter | Winter | Winter | Winter | Winter | Winter | Winter | Winter | Winter | Winter | Winter | Winter | Winter | Winter | Winter | Winter | Winter | Winter | Winter | Winter | Winter | Winter | Winter | Winter | Winter | Winter | Winter | Winter | Winter | Winter | Winter | Winter | Winter | Winter | Winter | Winter | Winter | Winter | Winter | Winter | Winter | Winter | Winter | Winter | Winter | Winter | Winter | Winter | Winter | Winter | Winter | Winter | Winter | Winter | Winter | Winter | Winter | Winter
F5_Commercial_Office (WA)_Natural Gas_Space Heating | F5 | Commercial | Office (WA) | Natural Gas | Space Heating | Retail Energy Price | $ per Mtherm | 415.4262 | 415.4262 | 415.4262 | 415.4262 | 379.6333 | 392.4807 | 398.4726 | 424.9811 | 438.9587 | 435.8569 | 462.2228 | 462.7652 | 473.4581 | 499.5211 | 516.1681 | 540.3057 | 550.0689 | 558.5872 | 569.6485 | 581.9474 | 562.2713 | 553.6261 | 591.2234 | 603.7722 | 616.5875 | 629.6747 | 643.0397 | 656.6884 | 670.6267 | 684.861 | 699.3973 | 714.2422 | 729.4021 | 744.8839 | 760.6942 | 776.8402 | 793.3288 | 810.1674 | 827.3634 | 844.9244 | 862.8581 | 881.1725 | 899.8756 | 918.9757 | 938.4812 | 958.4007 | 978.743 | 999.517 | 1020.732 | 1042.3973 | 1064.5225 | 1087.1172 | 1087.1172 | 1087.1172 | 1087.1172 | 1087.1172 | 1087.1172 | 1087.1172 | 1087.1172
F6_Commercial_Office (WA)_Natural Gas_Space Heating | F6 | Commercial | Office (WA) | Natural Gas | Space Heating | Retail Peak Price | $ per therm | 0 | 0 | 0 | 0 | 0 | 0 | 0 | 0 | 0 | 0 | 0 | 0 | 0 | 0 | 0 | 0 | 0 | 0 | 0 | 0 | 0 | 0 | 0 | 0 | 0 | 0 | 0 | 0 | 0 | 0 | 0 | 0 | 0 | 0 | 0 | 0 | 0 | 0 | 0 | 0 | 0 | 0 | 0 | 0 | 0 | 0 | 0 | 0 | 0 | 0 | 0 | 0 | 0 | 0 | 0 | 0 | 0 | 0 | 0
F1_Commercial_Office (WA)_Natural Gas_Water Heating | F1 | Commercial | Office (WA) | Natural Gas | Water Heating | Avoided Energy Cost | $ per Mtherm | 311.5287 | 311.5287 | 311.5287 | 311.5287 | 302.3841 | 313.2645 | 328.5286 | 346.8169 | 357.7091 | 395.7724 | 413.2307 | 416.9475 | 430.2743 | 451.8796 | 468.0803 | 486.878 | 497.6819 | 502.6545 | 514.8684 | 523.0917 | 530.5354 | 540.4993 | 548.903 | 558.6547 | 568.5797 | 578.6811 | 588.9618 | 599.4253 | 610.0746 | 620.9131 | 631.9442 | 643.1713 | 654.5978 | 666.2273 | 678.0634 | 690.1098 | 702.3702 | 714.8485 | 727.5484 | 740.474 | 753.6291 | 767.018 | 780.6448 | 794.5137 | 808.6289 | 822.9949 | 837.6162 | 852.4972 | 867.6425 | 883.057 | 898.7453 | 914.7123 | 914.7123 | 914.7123 | 914.7123 | 914.7123 | 914.7123 | 914.7123 | 914.7123
F2_Commercial_Office (WA)_Natural Gas_Water Heating | F2 | Commercial | Office (WA) | Natural Gas | Water Heating | Avoided Capacity Cost | $ per therm | 0 | 0 | 0 | 0 | 0 | 0 | 0 | 0 | 0 | 0 | 0 | 0 | 0 | 0 | 0 | 0 | 0 | 0 | 0 | 0 | 0 | 0 | 0 | 0 | 0 | 0 | 0 | 0 | 0 | 0 | 0 | 0 | 0 | 0 | 0 | 0 | 0 | 0 | 0 | 0 | 0 | 0 | 0 | 0 | 0 | 0 | 0 | 0 | 0 | 0 | 0 | 0 | 0 | 0 | 0 | 0 | 0 | 0 | 0
F3_Commercial_Office (WA)_Natural Gas_Water Heating | F3 | Commercial | Office (WA) | Natural Gas | Water Heating | Line Loss | % T&D Loss | bar: 2019 to 2077
F4_Commercial_Office (WA)_Natural Gas_Water Heating | F4 | Commercial | Office (WA) | Natural Gas | Water Heating | Peak Season | Winter/Summer | Winter | Winter | Winter | Winter | Winter | Winter | Winter | Winter | Winter | Winter | Winter | Winter | Winter | Winter | Winter | Winter | Winter | Winter | Winter | Winter | Winter | Winter | Winter | Winter | Winter | Winter | Winter | Winter | Winter | Winter | Winter | Winter | Winter | Winter | Winter | Winter | Winter | Winter | Winter | Winter | Winter | Winter | Winter | Winter | Winter | Winter | Winter | Winter | Winter | Winter | Winter | Winter | Winter | Winter | Winter | Winter | Winter | Winter | Winter
F5_Commercial_Office (WA)_Natural Gas_Water Heating | F5 | Commercial | Office (WA) | Natural Gas | Water Heating | Retail Energy Price | $ per Mtherm | 373.8345 | 373.8345 | 373.8345 | 373.8345 | 362.8609 | 375.9174 | 394.2343 | 416.1803 | 429.2509 | 435.3497 | 454.5538 | 458.6423 | 473.3017 | 497.0675 | 514.8883 | 535.5658 | 547.4501 | 552.9199 | 566.3552 | 575.4009 | 557.0622 | 567.5243 | 576.3481 | 586.5875 | 597.0087 | 607.6151 | 618.4099 | 629.3965 | 640.5783 | 651.9588 | 663.5414 | 675.3298 | 687.3277 | 699.5387 | 711.9666 | 724.6153 | 737.4888 | 750.5909 | 763.9258 | 777.4977 | 791.3106 | 805.3689 | 819.677 | 834.2393 | 849.0603 | 864.1447 | 879.497 | 895.122 | 911.0247 | 927.2098 | 943.6825 | 960.4479 | 960.4479 | 960.4479 | 960.4479 | 960.4479 | 960.4479 | 960.4479 | 960.4479
F6_Commercial_Office (WA)_Natural Gas_Water Heating | F6 | Commercial | Office (WA) | Natural Gas | Water Heating | Retail Peak Price | $ per therm | 0 | 0 | 0 | 0 | 0 | 0 | 0 | 0 | 0 | 0 | 0 | 0 | 0 | 0 | 0 | 0 | 0 | 0 | 0 | 0 | 0 | 0 | 0 | 0 | 0 | 0 | 0 | 0 | 0 | 0 | 0 | 0 | 0 | 0 | 0 | 0 | 0 | 0 | 0 | 0 | 0 | 0 | 0 | 0 | 0 | 0 | 0 | 0 | 0 | 0 | 0 | 0 | 0 | 0 | 0 | 0 | 0 | 0 | 0
F1_Commercial_Office (WA)_Natural Gas_Food Preparation | F1 | Commercial | Office (WA) | Natural Gas | Food Preparation | Avoided Energy Cost | $ per Mtherm | 311.5287 | 311.5287 | 311.5287 | 311.5287 | 302.3841 | 313.2645 | 328.5286 | 346.8169 | 357.7091 | 395.7724 | 413.2307 | 416.9475 | 430.2743 | 451.8796 | 468.0803 | 486.878 | 497.6819 | 502.6545 | 514.8684 | 523.0917 | 530.5354 | 540.4993 | 548.903 | 558.6547 | 568.5797 | 578.6811 | 588.9618 | 599.4253 | 610.0746 | 620.9131 | 631.9442 | 643.1713 | 654.5978 | 666.2273 | 678.0634 | 690.1098 | 702.3702 | 714.8485 | 727.5484 | 740.474 | 753.6291 | 767.018 | 780.6448 | 794.5137 | 808.6289 | 822.9949 | 837.6162 | 852.4972 | 867.6425 | 883.057 | 898.7453 | 914.7123 | 914.7123 | 914.7123 | 914.7123 | 914.7123 | 914.7123 | 914.7123 | 914.7123
F2_Commercial_Office (WA)_Natural Gas_Food Preparation | F2 | Commercial | Office (WA) | Natural Gas | Food Preparation | Avoided Capacity Cost | $ per therm | 0 | 0 | 0 | 0 | 0 | 0 | 0 | 0 | 0 | 0 | 0 | 0 | 0 | 0 | 0 | 0 | 0 | 0 | 0 | 0 | 0 | 0 | 0 | 0 | 0 | 0 | 0 | 0 | 0 | 0 | 0 | 0 | 0 | 0 | 0 | 0 | 0 | 0 | 0 | 0 | 0 | 0 | 0 | 0 | 0 | 0 | 0 | 0 | 0 | 0 | 0 | 0 | 0 | 0 | 0 | 0 | 0 | 0 | 0
F3_Commercial_Office (WA)_Natural Gas_Food Preparation | F3 | Commercial | Office (WA) | Natural Gas | Food Preparation | Line Loss | % T&D Loss | bar: 2019 to 2077
F4_Commercial_Office (WA)_Natural Gas_Food Preparation | F4 | Commercial | Office (WA) | Natural Gas | Food Preparation | Peak Season | Winter/Summer | Winter | Winter | Winter | Winter | Winter | Winter | Winter | Winter | Winter | Winter | Winter | Winter | Winter | Winter | Winter | Winter | Winter | Winter | Winter | Winter | Winter | Winter | Winter | Winter | Winter | Winter | Winter | Winter | Winter | Winter | Winter | Winter | Winter | Winter | Winter | Winter | Winter | Winter | Winter | Winter | Winter | Winter | Winter | Winter | Winter | Winter | Winter | Winter | Winter | Winter | Winter | Winter | Winter | Winter | Winter | Winter | Winter | Winter | Winter
F5_Commercial_Office (WA)_Natural Gas_Food Preparation | F5 | Commercial | Office (WA) | Natural Gas | Food Preparation | Retail Energy Price | $ per Mtherm | 373.8345 | 373.8345 | 373.8345 | 373.8345 | 362.8609 | 375.9174 | 394.2343 | 416.1803 | 429.2509 | 435.3497 | 454.5538 | 458.6423 | 473.3017 | 497.0675 | 514.8883 | 535.5658 | 547.4501 | 552.9199 | 566.3552 | 575.4009 | 557.0622 | 567.5243 | 576.3481 | 586.5875 | 597.0087 | 607.6151 | 618.4099 | 629.3965 | 640.5783 | 651.9588 | 663.5414 | 675.3298 | 687.3277 | 699.5387 | 711.9666 | 724.6153 | 737.4888 | 750.5909 | 763.9258 | 777.4977 | 791.3106 | 805.3689 | 819.677 | 834.2393 | 849.0603 | 864.1447 | 879.497 | 895.122 | 911.0247 | 927.2098 | 943.6825 | 960.4479 | 960.4479 | 960.4479 | 960.4479 | 960.4479 | 960.4479 | 960.4479 | 960.4479
F6_Commercial_Office (WA)_Natural Gas_Food Preparation | F6 | Commercial | Office (WA) | Natural Gas | Food Preparation | Retail Peak Price | $ per therm | 0 | 0 | 0 | 0 | 0 | 0 | 0 | 0 | 0 | 0 | 0 | 0 | 0 | 0 | 0 | 0 | 0 | 0 | 0 | 0 | 0 | 0 | 0 | 0 | 0 | 0 | 0 | 0 | 0 | 0 | 0 | 0 | 0 | 0 | 0 | 0 | 0 | 0 | 0 | 0 | 0 | 0 | 0 | 0 | 0 | 0 | 0 | 0 | 0 | 0 | 0 | 0 | 0 | 0 | 0 | 0 | 0 | 0 | 0
F1_Commercial_Office (WA)_Natural Gas_Miscellaneous | F1 | Commercial | Office (WA) | Natural Gas | Miscellaneous | Avoided Energy Cost | $ per Mtherm | 311.5287 | 311.5287 | 311.5287 | 311.5287 | 302.3841 | 313.2645 | 328.5286 | 346.8169 | 357.7091 | 395.7724 | 413.2307 | 416.9475 | 430.2743 | 451.8796 | 468.0803 | 486.878 | 497.6819 | 502.6545 | 514.8684 | 523.0917 | 530.5354 | 540.4993 | 548.903 | 558.6547 | 568.5797 | 578.6811 | 588.9618 | 599.4253 | 610.0746 | 620.9131 | 631.9442 | 643.1713 | 654.5978 | 666.2273 | 678.0634 | 690.1098 | 702.3702 | 714.8485 | 727.5484 | 740.474 | 753.6291 | 767.018 | 780.6448 | 794.5137 | 808.6289 | 822.9949 | 837.6162 | 852.4972 | 867.6425 | 883.057 | 898.7453 | 914.7123 | 914.7123 | 914.7123 | 914.7123 | 914.7123 | 914.7123 | 914.7123 | 914.7123
F2_Commercial_Office (WA)_Natural Gas_Miscellaneous | F2 | Commercial | Office (WA) | Natural Gas | Miscellaneous | Avoided Capacity Cost | $ per therm | 0 | 0 | 0 | 0 | 0 | 0 | 0 | 0 | 0 | 0 | 0 | 0 | 0 | 0 | 0 | 0 | 0 | 0 | 0 | 0 | 0 | 0 | 0 | 0 | 0 | 0 | 0 | 0 | 0 | 0 | 0 | 0 | 0 | 0 | 0 | 0 | 0 | 0 | 0 | 0 | 0 | 0 | 0 | 0 | 0 | 0 | 0 | 0 | 0 | 0 | 0 | 0 | 0 | 0 | 0 | 0 | 0 | 0 | 0
F3_Commercial_Office (WA)_Natural Gas_Miscellaneous | F3 | Commercial | Office (WA) | Natural Gas | Miscellaneous | Line Loss | % T&D Loss | bar: 2019 to 2077
F4_Commercial_Office (WA)_Natural Gas_Miscellaneous | F4 | Commercial | Office (WA) | Natural Gas | Miscellaneous | Peak Season | Winter/Summer | Winter | Winter | Winter | Winter | Winter | Winter | Winter | Winter | Winter | Winter | Winter | Winter | Winter | Winter | Winter | Winter | Winter | Winter | Winter | Winter | Winter | Winter | Winter | Winter | Winter | Winter | Winter | Winter | Winter | Winter | Winter | Winter | Winter | Winter | Winter | Winter | Winter | Winter | Winter | Winter | Winter | Winter | Winter | Winter | Winter | Winter | Winter | Winter | Winter | Winter | Winter | Winter | Winter | Winter | Winter | Winter | Winter | Winter | Winter
F5_Commercial_Office (WA)_Natural Gas_Miscellaneous | F5 | Commercial | Office (WA) | Natural Gas | Miscellaneous | Retail Energy Price | $ per Mtherm | 373.8345 | 373.8345 | 373.8345 | 373.8345 | 362.8609 | 375.9174 | 394.2343 | 416.1803 | 429.2509 | 435.3497 | 454.5538 | 458.6423 | 473.3017 | 497.0675 | 514.8883 | 535.5658 | 547.4501 | 552.9199 | 566.3552 | 575.4009 | 557.0622 | 567.5243 | 576.3481 | 586.5875 | 597.0087 | 607.6151 | 618.4099 | 629.3965 | 640.5783 | 651.9588 | 663.5414 | 675.3298 | 687.3277 | 699.5387 | 711.9666 | 724.6153 | 737.4888 | 750.5909 | 763.9258 | 777.4977 | 791.3106 | 805.3689 | 819.677 | 834.2393 | 849.0603 | 864.1447 | 879.497 | 895.122 | 911.0247 | 927.2098 | 943.6825 | 960.4479 | 960.4479 | 960.4479 | 960.4479 | 960.4479 | 960.4479 | 960.4479 | 960.4479
F6_Commercial_Office (WA)_Natural Gas_Miscellaneous | F6 | Commercial | Office (WA) | Natural Gas | Miscellaneous | Retail Peak Price | $ per therm | 0 | 0 | 0 | 0 | 0 | 0 | 0 | 0 | 0 | 0 | 0 | 0 | 0 | 0 | 0 | 0 | 0 | 0 | 0 | 0 | 0 | 0 | 0 | 0 | 0 | 0 | 0 | 0 | 0 | 0 | 0 | 0 | 0 | 0 | 0 | 0 | 0 | 0 | 0 | 0 | 0 | 0 | 0 | 0 | 0 | 0 | 0 | 0 | 0 | 0 | 0 | 0 | 0 | 0 | 0 | 0 | 0 | 0 | 0
F1_Commercial_Restaurant (WA)_Natural Gas_Space Heating | F1 | Commercial | Restaurant (WA) | Natural Gas | Space Heating | Avoided Energy Cost | $ per Mtherm | 346.1885 | 346.1885 | 346.1885 | 346.1885 | 316.3611 | 327.0673 | 332.0605 | 354.1509 | 365.7989 | 396.2335 | 420.2025 | 420.6956 | 430.4165 | 454.1101 | 469.2437 | 491.187 | 500.0627 | 507.8066 | 517.8622 | 529.0431 | 535.4964 | 527.263 | 563.0699 | 575.0212 | 587.2261 | 599.6902 | 612.4187 | 625.4175 | 638.6921 | 652.2485 | 666.0927 | 680.2306 | 694.6687 | 709.4132 | 724.4707 | 739.8478 | 755.5512 | 771.588 | 787.9651 | 804.6899 | 821.7696 | 839.2119 | 857.0244 | 875.2149 | 893.7916 | 912.7625 | 932.1362 | 951.921 | 972.1257 | 992.7594 | 1013.8309 | 1035.3497 | 1035.3497 | 1035.3497 | 1035.3497 | 1035.3497 | 1035.3497 | 1035.3497 | 1035.3497
F2_Commercial_Restaurant (WA)_Natural Gas_Space Heating | F2 | Commercial | Restaurant (WA) | Natural Gas | Space Heating | Avoided Capacity Cost | $ per therm | 0 | 0 | 0 | 0 | 0 | 0 | 0 | 0 | 0 | 0 | 0 | 0 | 0 | 0 | 0 | 0 | 0 | 0 | 0 | 0 | 0 | 0 | 0 | 0 | 0 | 0 | 0 | 0 | 0 | 0 | 0 | 0 | 0 | 0 | 0 | 0 | 0 | 0 | 0 | 0 | 0 | 0 | 0 | 0 | 0 | 0 | 0 | 0 | 0 | 0 | 0 | 0 | 0 | 0 | 0 | 0 | 0 | 0 | 0
F3_Commercial_Restaurant (WA)_Natural Gas_Space Heating | F3 | Commercial | Restaurant (WA) | Natural Gas | Space Heating | Line Loss | % T&D Loss | bar: 2019 to 2077
F4_Commercial_Restaurant (WA)_Natural Gas_Space Heating | F4 | Commercial | Restaurant (WA) | Natural Gas | Space Heating | Peak Season | Winter/Summer | Winter | Winter | Winter | Winter | Winter | Winter | Winter | Winter | Winter | Winter | Winter | Winter | Winter | Winter | Winter | Winter | Winter | Winter | Winter | Winter | Winter | Winter | Winter | Winter | Winter | Winter | Winter | Winter | Winter | Winter | Winter | Winter | Winter | Winter | Winter | Winter | Winter | Winter | Winter | Winter | Winter | Winter | Winter | Winter | Winter | Winter | Winter | Winter | Winter | Winter | Winter | Winter | Winter | Winter | Winter | Winter | Winter | Winter | Winter
F5_Commercial_Restaurant (WA)_Natural Gas_Space Heating | F5 | Commercial | Restaurant (WA) | Natural Gas | Space Heating | Retail Energy Price | $ per Mtherm | 415.4262 | 415.4262 | 415.4262 | 415.4262 | 379.6333 | 392.4807 | 398.4726 | 424.9811 | 438.9587 | 435.8569 | 462.2228 | 462.7652 | 473.4581 | 499.5211 | 516.1681 | 540.3057 | 550.0689 | 558.5872 | 569.6485 | 581.9474 | 562.2713 | 553.6261 | 591.2234 | 603.7722 | 616.5875 | 629.6747 | 643.0397 | 656.6884 | 670.6267 | 684.861 | 699.3973 | 714.2422 | 729.4021 | 744.8839 | 760.6942 | 776.8402 | 793.3288 | 810.1674 | 827.3634 | 844.9244 | 862.8581 | 881.1725 | 899.8756 | 918.9757 | 938.4812 | 958.4007 | 978.743 | 999.517 | 1020.732 | 1042.3973 | 1064.5225 | 1087.1172 | 1087.1172 | 1087.1172 | 1087.1172 | 1087.1172 | 1087.1172 | 1087.1172 | 1087.1172
F6_Commercial_Restaurant (WA)_Natural Gas_Space Heating | F6 | Commercial | Restaurant (WA) | Natural Gas | Space Heating | Retail Peak Price | $ per therm | 0 | 0 | 0 | 0 | 0 | 0 | 0 | 0 | 0 | 0 | 0 | 0 | 0 | 0 | 0 | 0 | 0 | 0 | 0 | 0 | 0 | 0 | 0 | 0 | 0 | 0 | 0 | 0 | 0 | 0 | 0 | 0 | 0 | 0 | 0 | 0 | 0 | 0 | 0 | 0 | 0 | 0 | 0 | 0 | 0 | 0 | 0 | 0 | 0 | 0 | 0 | 0 | 0 | 0 | 0 | 0 | 0 | 0 | 0
F1_Commercial_Restaurant (WA)_Natural Gas_Water Heating | F1 | Commercial | Restaurant (WA) | Natural Gas | Water Heating | Avoided Energy Cost | $ per Mtherm | 311.5287 | 311.5287 | 311.5287 | 311.5287 | 302.3841 | 313.2645 | 328.5286 | 346.8169 | 357.7091 | 395.7724 | 413.2307 | 416.9475 | 430.2743 | 451.8796 | 468.0803 | 486.878 | 497.6819 | 502.6545 | 514.8684 | 523.0917 | 530.5354 | 540.4993 | 548.903 | 558.6547 | 568.5797 | 578.6811 | 588.9618 | 599.4253 | 610.0746 | 620.9131 | 631.9442 | 643.1713 | 654.5978 | 666.2273 | 678.0634 | 690.1098 | 702.3702 | 714.8485 | 727.5484 | 740.474 | 753.6291 | 767.018 | 780.6448 | 794.5137 | 808.6289 | 822.9949 | 837.6162 | 852.4972 | 867.6425 | 883.057 | 898.7453 | 914.7123 | 914.7123 | 914.7123 | 914.7123 | 914.7123 | 914.7123 | 914.7123 | 914.7123
F2_Commercial_Restaurant (WA)_Natural Gas_Water Heating | F2 | Commercial | Restaurant (WA) | Natural Gas | Water Heating | Avoided Capacity Cost | $ per therm | 0 | 0 | 0 | 0 | 0 | 0 | 0 | 0 | 0 | 0 | 0 | 0 | 0 | 0 | 0 | 0 | 0 | 0 | 0 | 0 | 0 | 0 | 0 | 0 | 0 | 0 | 0 | 0 | 0 | 0 | 0 | 0 | 0 | 0 | 0 | 0 | 0 | 0 | 0 | 0 | 0 | 0 | 0 | 0 | 0 | 0 | 0 | 0 | 0 | 0 | 0 | 0 | 0 | 0 | 0 | 0 | 0 | 0 | 0
F3_Commercial_Restaurant (WA)_Natural Gas_Water Heating | F3 | Commercial | Restaurant (WA) | Natural Gas | Water Heating | Line Loss | % T&D Loss | bar: 2019 to 2077
F4_Commercial_Restaurant (WA)_Natural Gas_Water Heating | F4 | Commercial | Restaurant (WA) | Natural Gas | Water Heating | Peak Season | Winter/Summer | Winter | Winter | Winter | Winter | Winter | Winter | Winter | Winter | Winter | Winter | Winter | Winter | Winter | Winter | Winter | Winter | Winter | Winter | Winter | Winter | Winter | Winter | Winter | Winter | Winter | Winter | Winter | Winter | Winter | Winter | Winter | Winter | Winter | Winter | Winter | Winter | Winter | Winter | Winter | Winter | Winter | Winter | Winter | Winter | Winter | Winter | Winter | Winter | Winter | Winter | Winter | Winter | Winter | Winter | Winter | Winter | Winter | Winter | Winter
F5_Commercial_Restaurant (WA)_Natural Gas_Water Heating | F5 | Commercial | Restaurant (WA) | Natural Gas | Water Heating | Retail Energy Price | $ per Mtherm | 373.8345 | 373.8345 | 373.8345 | 373.8345 | 362.8609 | 375.9174 | 394.2343 | 416.1803 | 429.2509 | 435.3497 | 454.5538 | 458.6423 | 473.3017 | 497.0675 | 514.8883 | 535.5658 | 547.4501 | 552.9199 | 566.3552 | 575.4009 | 557.0622 | 567.5243 | 576.3481 | 586.5875 | 597.0087 | 607.6151 | 618.4099 | 629.3965 | 640.5783 | 651.9588 | 663.5414 | 675.3298 | 687.3277 | 699.5387 | 711.9666 | 724.6153 | 737.4888 | 750.5909 | 763.9258 | 777.4977 | 791.3106 | 805.3689 | 819.677 | 834.2393 | 849.0603 | 864.1447 | 879.497 | 895.122 | 911.0247 | 927.2098 | 943.6825 | 960.4479 | 960.4479 | 960.4479 | 960.4479 | 960.4479 | 960.4479 | 960.4479 | 960.4479
F6_Commercial_Restaurant (WA)_Natural Gas_Water Heating | F6 | Commercial | Restaurant (WA) | Natural Gas | Water Heating | Retail Peak Price | $ per therm | 0 | 0 | 0 | 0 | 0 | 0 | 0 | 0 | 0 | 0 | 0 | 0 | 0 | 0 | 0 | 0 | 0 | 0 | 0 | 0 | 0 | 0 | 0 | 0 | 0 | 0 | 0 | 0 | 0 | 0 | 0 | 0 | 0 | 0 | 0 | 0 | 0 | 0 | 0 | 0 | 0 | 0 | 0 | 0 | 0 | 0 | 0 | 0 | 0 | 0 | 0 | 0 | 0 | 0 | 0 | 0 | 0 | 0 | 0
F1_Commercial_Restaurant (WA)_Natural Gas_Food Preparation | F1 | Commercial | Restaurant (WA) | Natural Gas | Food Preparation | Avoided Energy Cost | $ per Mtherm | 311.5287 | 311.5287 | 311.5287 | 311.5287 | 302.3841 | 313.2645 | 328.5286 | 346.8169 | 357.7091 | 395.7724 | 413.2307 | 416.9475 | 430.2743 | 451.8796 | 468.0803 | 486.878 | 497.6819 | 502.6545 | 514.8684 | 523.0917 | 530.5354 | 540.4993 | 548.903 | 558.6547 | 568.5797 | 578.6811 | 588.9618 | 599.4253 | 610.0746 | 620.9131 | 631.9442 | 643.1713 | 654.5978 | 666.2273 | 678.0634 | 690.1098 | 702.3702 | 714.8485 | 727.5484 | 740.474 | 753.6291 | 767.018 | 780.6448 | 794.5137 | 808.6289 | 822.9949 | 837.6162 | 852.4972 | 867.6425 | 883.057 | 898.7453 | 914.7123 | 914.7123 | 914.7123 | 914.7123 | 914.7123 | 914.7123 | 914.7123 | 914.7123
F2_Commercial_Restaurant (WA)_Natural Gas_Food Preparation | F2 | Commercial | Restaurant (WA) | Natural Gas | Food Preparation | Avoided Capacity Cost | $ per therm | 0 | 0 | 0 | 0 | 0 | 0 | 0 | 0 | 0 | 0 | 0 | 0 | 0 | 0 | 0 | 0 | 0 | 0 | 0 | 0 | 0 | 0 | 0 | 0 | 0 | 0 | 0 | 0 | 0 | 0 | 0 | 0 | 0 | 0 | 0 | 0 | 0 | 0 | 0 | 0 | 0 | 0 | 0 | 0 | 0 | 0 | 0 | 0 | 0 | 0 | 0 | 0 | 0 | 0 | 0 | 0 | 0 | 0 | 0
F3_Commercial_Restaurant (WA)_Natural Gas_Food Preparation | F3 | Commercial | Restaurant (WA) | Natural Gas | Food Preparation | Line Loss | % T&D Loss | bar: 2019 to 2077
F4_Commercial_Restaurant (WA)_Natural Gas_Food Preparation | F4 | Commercial | Restaurant (WA) | Natural Gas | Food Preparation | Peak Season | Winter/Summer | Winter | Winter | Winter | Winter | Winter | Winter | Winter | Winter | Winter | Winter | Winter | Winter | Winter | Winter | Winter | Winter | Winter | Winter | Winter | Winter | Winter | Winter | Winter | Winter | Winter | Winter | Winter | Winter | Winter | Winter | Winter | Winter | Winter | Winter | Winter | Winter | Winter | Winter | Winter | Winter | Winter | Winter | Winter | Winter | Winter | Winter | Winter | Winter | Winter | Winter | Winter | Winter | Winter | Winter | Winter | Winter | Winter | Winter | Winter
F5_Commercial_Restaurant (WA)_Natural Gas_Food Preparation | F5 | Commercial | Restaurant (WA) | Natural Gas | Food Preparation | Retail Energy Price | $ per Mtherm | 373.8345 | 373.8345 | 373.8345 | 373.8345 | 362.8609 | 375.9174 | 394.2343 | 416.1803 | 429.2509 | 435.3497 | 454.5538 | 458.6423 | 473.3017 | 497.0675 | 514.8883 | 535.5658 | 547.4501 | 552.9199 | 566.3552 | 575.4009 | 557.0622 | 567.5243 | 576.3481 | 586.5875 | 597.0087 | 607.6151 | 618.4099 | 629.3965 | 640.5783 | 651.9588 | 663.5414 | 675.3298 | 687.3277 | 699.5387 | 711.9666 | 724.6153 | 737.4888 | 750.5909 | 763.9258 | 777.4977 | 791.3106 | 805.3689 | 819.677 | 834.2393 | 849.0603 | 864.1447 | 879.497 | 895.122 | 911.0247 | 927.2098 | 943.6825 | 960.4479 | 960.4479 | 960.4479 | 960.4479 | 960.4479 | 960.4479 | 960.4479 | 960.4479
F6_Commercial_Restaurant (WA)_Natural Gas_Food Preparation | F6 | Commercial | Restaurant (WA) | Natural Gas | Food Preparation | Retail Peak Price | $ per therm | 0 | 0 | 0 | 0 | 0 | 0 | 0 | 0 | 0 | 0 | 0 | 0 | 0 | 0 | 0 | 0 | 0 | 0 | 0 | 0 | 0 | 0 | 0 | 0 | 0 | 0 | 0 | 0 | 0 | 0 | 0 | 0 | 0 | 0 | 0 | 0 | 0 | 0 | 0 | 0 | 0 | 0 | 0 | 0 | 0 | 0 | 0 | 0 | 0 | 0 | 0 | 0 | 0 | 0 | 0 | 0 | 0 | 0 | 0
F1_Commercial_Restaurant (WA)_Natural Gas_Miscellaneous | F1 | Commercial | Restaurant (WA) | Natural Gas | Miscellaneous | Avoided Energy Cost | $ per Mtherm | 311.5287 | 311.5287 | 311.5287 | 311.5287 | 302.3841 | 313.2645 | 328.5286 | 346.8169 | 357.7091 | 395.7724 | 413.2307 | 416.9475 | 430.2743 | 451.8796 | 468.0803 | 486.878 | 497.6819 | 502.6545 | 514.8684 | 523.0917 | 530.5354 | 540.4993 | 548.903 | 558.6547 | 568.5797 | 578.6811 | 588.9618 | 599.4253 | 610.0746 | 620.9131 | 631.9442 | 643.1713 | 654.5978 | 666.2273 | 678.0634 | 690.1098 | 702.3702 | 714.8485 | 727.5484 | 740.474 | 753.6291 | 767.018 | 780.6448 | 794.5137 | 808.6289 | 822.9949 | 837.6162 | 852.4972 | 867.6425 | 883.057 | 898.7453 | 914.7123 | 914.7123 | 914.7123 | 914.7123 | 914.7123 | 914.7123 | 914.7123 | 914.7123
F2_Commercial_Restaurant (WA)_Natural Gas_Miscellaneous | F2 | Commercial | Restaurant (WA) | Natural Gas | Miscellaneous | Avoided Capacity Cost | $ per therm | 0 | 0 | 0 | 0 | 0 | 0 | 0 | 0 | 0 | 0 | 0 | 0 | 0 | 0 | 0 | 0 | 0 | 0 | 0 | 0 | 0 | 0 | 0 | 0 | 0 | 0 | 0 | 0 | 0 | 0 | 0 | 0 | 0 | 0 | 0 | 0 | 0 | 0 | 0 | 0 | 0 | 0 | 0 | 0 | 0 | 0 | 0 | 0 | 0 | 0 | 0 | 0 | 0 | 0 | 0 | 0 | 0 | 0 | 0
F3_Commercial_Restaurant (WA)_Natural Gas_Miscellaneous | F3 | Commercial | Restaurant (WA) | Natural Gas | Miscellaneous | Line Loss | % T&D Loss | bar: 2019 to 2077
F4_Commercial_Restaurant (WA)_Natural Gas_Miscellaneous | F4 | Commercial | Restaurant (WA) | Natural Gas | Miscellaneous | Peak Season | Winter/Summer | Winter | Winter | Winter | Winter | Winter | Winter | Winter | Winter | Winter | Winter | Winter | Winter | Winter | Winter | Winter | Winter | Winter | Winter | Winter | Winter | Winter | Winter | Winter | Winter | Winter | Winter | Winter | Winter | Winter | Winter | Winter | Winter | Winter | Winter | Winter | Winter | Winter | Winter | Winter | Winter | Winter | Winter | Winter | Winter | Winter | Winter | Winter | Winter | Winter | Winter | Winter | Winter | Winter | Winter | Winter | Winter | Winter | Winter | Winter
F5_Commercial_Restaurant (WA)_Natural Gas_Miscellaneous | F5 | Commercial | Restaurant (WA) | Natural Gas | Miscellaneous | Retail Energy Price | $ per Mtherm | 373.8345 | 373.8345 | 373.8345 | 373.8345 | 362.8609 | 375.9174 | 394.2343 | 416.1803 | 429.2509 | 435.3497 | 454.5538 | 458.6423 | 473.3017 | 497.0675 | 514.8883 | 535.5658 | 547.4501 | 552.9199 | 566.3552 | 575.4009 | 557.0622 | 567.5243 | 576.3481 | 586.5875 | 597.0087 | 607.6151 | 618.4099 | 629.3965 | 640.5783 | 651.9588 | 663.5414 | 675.3298 | 687.3277 | 699.5387 | 711.9666 | 724.6153 | 737.4888 | 750.5909 | 763.9258 | 777.4977 | 791.3106 | 805.3689 | 819.677 | 834.2393 | 849.0603 | 864.1447 | 879.497 | 895.122 | 911.0247 | 927.2098 | 943.6825 | 960.4479 | 960.4479 | 960.4479 | 960.4479 | 960.4479 | 960.4479 | 960.4479 | 960.4479
F6_Commercial_Restaurant (WA)_Natural Gas_Miscellaneous | F6 | Commercial | Restaurant (WA) | Natural Gas | Miscellaneous | Retail Peak Price | $ per therm | 0 | 0 | 0 | 0 | 0 | 0 | 0 | 0 | 0 | 0 | 0 | 0 | 0 | 0 | 0 | 0 | 0 | 0 | 0 | 0 | 0 | 0 | 0 | 0 | 0 | 0 | 0 | 0 | 0 | 0 | 0 | 0 | 0 | 0 | 0 | 0 | 0 | 0 | 0 | 0 | 0 | 0 | 0 | 0 | 0 | 0 | 0 | 0 | 0 | 0 | 0 | 0 | 0 | 0 | 0 | 0 | 0 | 0 | 0
F1_Commercial_Retail (WA)_Natural Gas_Space Heating | F1 | Commercial | Retail (WA) | Natural Gas | Space Heating | Avoided Energy Cost | $ per Mtherm | 346.1885 | 346.1885 | 346.1885 | 346.1885 | 316.3611 | 327.0673 | 332.0605 | 354.1509 | 365.7989 | 396.2335 | 420.2025 | 420.6956 | 430.4165 | 454.1101 | 469.2437 | 491.187 | 500.0627 | 507.8066 | 517.8622 | 529.0431 | 535.4964 | 527.263 | 563.0699 | 575.0212 | 587.2261 | 599.6902 | 612.4187 | 625.4175 | 638.6921 | 652.2485 | 666.0927 | 680.2306 | 694.6687 | 709.4132 | 724.4707 | 739.8478 | 755.5512 | 771.588 | 787.9651 | 804.6899 | 821.7696 | 839.2119 | 857.0244 | 875.2149 | 893.7916 | 912.7625 | 932.1362 | 951.921 | 972.1257 | 992.7594 | 1013.8309 | 1035.3497 | 1035.3497 | 1035.3497 | 1035.3497 | 1035.3497 | 1035.3497 | 1035.3497 | 1035.3497
F2_Commercial_Retail (WA)_Natural Gas_Space Heating | F2 | Commercial | Retail (WA) | Natural Gas | Space Heating | Avoided Capacity Cost | $ per therm | 0 | 0 | 0 | 0 | 0 | 0 | 0 | 0 | 0 | 0 | 0 | 0 | 0 | 0 | 0 | 0 | 0 | 0 | 0 | 0 | 0 | 0 | 0 | 0 | 0 | 0 | 0 | 0 | 0 | 0 | 0 | 0 | 0 | 0 | 0 | 0 | 0 | 0 | 0 | 0 | 0 | 0 | 0 | 0 | 0 | 0 | 0 | 0 | 0 | 0 | 0 | 0 | 0 | 0 | 0 | 0 | 0 | 0 | 0
F3_Commercial_Retail (WA)_Natural Gas_Space Heating | F3 | Commercial | Retail (WA) | Natural Gas | Space Heating | Line Loss | % T&D Loss | bar: 2019 to 2077
F4_Commercial_Retail (WA)_Natural Gas_Space Heating | F4 | Commercial | Retail (WA) | Natural Gas | Space Heating | Peak Season | Winter/Summer | Winter | Winter | Winter | Winter | Winter | Winter | Winter | Winter | Winter | Winter | Winter | Winter | Winter | Winter | Winter | Winter | Winter | Winter | Winter | Winter | Winter | Winter | Winter | Winter | Winter | Winter | Winter | Winter | Winter | Winter | Winter | Winter | Winter | Winter | Winter | Winter | Winter | Winter | Winter | Winter | Winter | Winter | Winter | Winter | Winter | Winter | Winter | Winter | Winter | Winter | Winter | Winter | Winter | Winter | Winter | Winter | Winter | Winter | Winter
F5_Commercial_Retail (WA)_Natural Gas_Space Heating | F5 | Commercial | Retail (WA) | Natural Gas | Space Heating | Retail Energy Price | $ per Mtherm | 415.4262 | 415.4262 | 415.4262 | 415.4262 | 379.6333 | 392.4807 | 398.4726 | 424.9811 | 438.9587 | 435.8569 | 462.2228 | 462.7652 | 473.4581 | 499.5211 | 516.1681 | 540.3057 | 550.0689 | 558.5872 | 569.6485 | 581.9474 | 562.2713 | 553.6261 | 591.2234 | 603.7722 | 616.5875 | 629.6747 | 643.0397 | 656.6884 | 670.6267 | 684.861 | 699.3973 | 714.2422 | 729.4021 | 744.8839 | 760.6942 | 776.8402 | 793.3288 | 810.1674 | 827.3634 | 844.9244 | 862.8581 | 881.1725 | 899.8756 | 918.9757 | 938.4812 | 958.4007 | 978.743 | 999.517 | 1020.732 | 1042.3973 | 1064.5225 | 1087.1172 | 1087.1172 | 1087.1172 | 1087.1172 | 1087.1172 | 1087.1172 | 1087.1172 | 1087.1172
F6_Commercial_Retail (WA)_Natural Gas_Space Heating | F6 | Commercial | Retail (WA) | Natural Gas | Space Heating | Retail Peak Price | $ per therm | 0 | 0 | 0 | 0 | 0 | 0 | 0 | 0 | 0 | 0 | 0 | 0 | 0 | 0 | 0 | 0 | 0 | 0 | 0 | 0 | 0 | 0 | 0 | 0 | 0 | 0 | 0 | 0 | 0 | 0 | 0 | 0 | 0 | 0 | 0 | 0 | 0 | 0 | 0 | 0 | 0 | 0 | 0 | 0 | 0 | 0 | 0 | 0 | 0 | 0 | 0 | 0 | 0 | 0 | 0 | 0 | 0 | 0 | 0
F1_Commercial_Retail (WA)_Natural Gas_Water Heating | F1 | Commercial | Retail (WA) | Natural Gas | Water Heating | Avoided Energy Cost | $ per Mtherm | 311.5287 | 311.5287 | 311.5287 | 311.5287 | 302.3841 | 313.2645 | 328.5286 | 346.8169 | 357.7091 | 395.7724 | 413.2307 | 416.9475 | 430.2743 | 451.8796 | 468.0803 | 486.878 | 497.6819 | 502.6545 | 514.8684 | 523.0917 | 530.5354 | 540.4993 | 548.903 | 558.6547 | 568.5797 | 578.6811 | 588.9618 | 599.4253 | 610.0746 | 620.9131 | 631.9442 | 643.1713 | 654.5978 | 666.2273 | 678.0634 | 690.1098 | 702.3702 | 714.8485 | 727.5484 | 740.474 | 753.6291 | 767.018 | 780.6448 | 794.5137 | 808.6289 | 822.9949 | 837.6162 | 852.4972 | 867.6425 | 883.057 | 898.7453 | 914.7123 | 914.7123 | 914.7123 | 914.7123 | 914.7123 | 914.7123 | 914.7123 | 914.7123
F2_Commercial_Retail (WA)_Natural Gas_Water Heating | F2 | Commercial | Retail (WA) | Natural Gas | Water Heating | Avoided Capacity Cost | $ per therm | 0 | 0 | 0 | 0 | 0 | 0 | 0 | 0 | 0 | 0 | 0 | 0 | 0 | 0 | 0 | 0 | 0 | 0 | 0 | 0 | 0 | 0 | 0 | 0 | 0 | 0 | 0 | 0 | 0 | 0 | 0 | 0 | 0 | 0 | 0 | 0 | 0 | 0 | 0 | 0 | 0 | 0 | 0 | 0 | 0 | 0 | 0 | 0 | 0 | 0 | 0 | 0 | 0 | 0 | 0 | 0 | 0 | 0 | 0
F3_Commercial_Retail (WA)_Natural Gas_Water Heating | F3 | Commercial | Retail (WA) | Natural Gas | Water Heating | Line Loss | % T&D Loss | bar: 2019 to 2077
F4_Commercial_Retail (WA)_Natural Gas_Water Heating | F4 | Commercial | Retail (WA) | Natural Gas | Water Heating | Peak Season | Winter/Summer | Winter | Winter | Winter | Winter | Winter | Winter | Winter | Winter | Winter | Winter | Winter | Winter | Winter | Winter | Winter | Winter | Winter | Winter | Winter | Winter | Winter | Winter | Winter | Winter | Winter | Winter | Winter | Winter | Winter | Winter | Winter | Winter | Winter | Winter | Winter | Winter | Winter | Winter | Winter | Winter | Winter | Winter | Winter | Winter | Winter | Winter | Winter | Winter | Winter | Winter | Winter | Winter | Winter | Winter | Winter | Winter | Winter | Winter | Winter
F5_Commercial_Retail (WA)_Natural Gas_Water Heating | F5 | Commercial | Retail (WA) | Natural Gas | Water Heating | Retail Energy Price | $ per Mtherm | 373.8345 | 373.8345 | 373.8345 | 373.8345 | 362.8609 | 375.9174 | 394.2343 | 416.1803 | 429.2509 | 435.3497 | 454.5538 | 458.6423 | 473.3017 | 497.0675 | 514.8883 | 535.5658 | 547.4501 | 552.9199 | 566.3552 | 575.4009 | 557.0622 | 567.5243 | 576.3481 | 586.5875 | 597.0087 | 607.6151 | 618.4099 | 629.3965 | 640.5783 | 651.9588 | 663.5414 | 675.3298 | 687.3277 | 699.5387 | 711.9666 | 724.6153 | 737.4888 | 750.5909 | 763.9258 | 777.4977 | 791.3106 | 805.3689 | 819.677 | 834.2393 | 849.0603 | 864.1447 | 879.497 | 895.122 | 911.0247 | 927.2098 | 943.6825 | 960.4479 | 960.4479 | 960.4479 | 960.4479 | 960.4479 | 960.4479 | 960.4479 | 960.4479
F6_Commercial_Retail (WA)_Natural Gas_Water Heating | F6 | Commercial | Retail (WA) | Natural Gas | Water Heating | Retail Peak Price | $ per therm | 0 | 0 | 0 | 0 | 0 | 0 | 0 | 0 | 0 | 0 | 0 | 0 | 0 | 0 | 0 | 0 | 0 | 0 | 0 | 0 | 0 | 0 | 0 | 0 | 0 | 0 | 0 | 0 | 0 | 0 | 0 | 0 | 0 | 0 | 0 | 0 | 0 | 0 | 0 | 0 | 0 | 0 | 0 | 0 | 0 | 0 | 0 | 0 | 0 | 0 | 0 | 0 | 0 | 0 | 0 | 0 | 0 | 0 | 0
F1_Commercial_Retail (WA)_Natural Gas_Food Preparation | F1 | Commercial | Retail (WA) | Natural Gas | Food Preparation | Avoided Energy Cost | $ per Mtherm | 311.5287 | 311.5287 | 311.5287 | 311.5287 | 302.3841 | 313.2645 | 328.5286 | 346.8169 | 357.7091 | 395.7724 | 413.2307 | 416.9475 | 430.2743 | 451.8796 | 468.0803 | 486.878 | 497.6819 | 502.6545 | 514.8684 | 523.0917 | 530.5354 | 540.4993 | 548.903 | 558.6547 | 568.5797 | 578.6811 | 588.9618 | 599.4253 | 610.0746 | 620.9131 | 631.9442 | 643.1713 | 654.5978 | 666.2273 | 678.0634 | 690.1098 | 702.3702 | 714.8485 | 727.5484 | 740.474 | 753.6291 | 767.018 | 780.6448 | 794.5137 | 808.6289 | 822.9949 | 837.6162 | 852.4972 | 867.6425 | 883.057 | 898.7453 | 914.7123 | 914.7123 | 914.7123 | 914.7123 | 914.7123 | 914.7123 | 914.7123 | 914.7123
F2_Commercial_Retail (WA)_Natural Gas_Food Preparation | F2 | Commercial | Retail (WA) | Natural Gas | Food Preparation | Avoided Capacity Cost | $ per therm | 0 | 0 | 0 | 0 | 0 | 0 | 0 | 0 | 0 | 0 | 0 | 0 | 0 | 0 | 0 | 0 | 0 | 0 | 0 | 0 | 0 | 0 | 0 | 0 | 0 | 0 | 0 | 0 | 0 | 0 | 0 | 0 | 0 | 0 | 0 | 0 | 0 | 0 | 0 | 0 | 0 | 0 | 0 | 0 | 0 | 0 | 0 | 0 | 0 | 0 | 0 | 0 | 0 | 0 | 0 | 0 | 0 | 0 | 0
F3_Commercial_Retail (WA)_Natural Gas_Food Preparation | F3 | Commercial | Retail (WA) | Natural Gas | Food Preparation | Line Loss | % T&D Loss | bar: 2019 to 2077
F4_Commercial_Retail (WA)_Natural Gas_Food Preparation | F4 | Commercial | Retail (WA) | Natural Gas | Food Preparation | Peak Season | Winter/Summer | Winter | Winter | Winter | Winter | Winter | Winter | Winter | Winter | Winter | Winter | Winter | Winter | Winter | Winter | Winter | Winter | Winter | Winter | Winter | Winter | Winter | Winter | Winter | Winter | Winter | Winter | Winter | Winter | Winter | Winter | Winter | Winter | Winter | Winter | Winter | Winter | Winter | Winter | Winter | Winter | Winter | Winter | Winter | Winter | Winter | Winter | Winter | Winter | Winter | Winter | Winter | Winter | Winter | Winter | Winter | Winter | Winter | Winter | Winter
F5_Commercial_Retail (WA)_Natural Gas_Food Preparation | F5 | Commercial | Retail (WA) | Natural Gas | Food Preparation | Retail Energy Price | $ per Mtherm | 373.8345 | 373.8345 | 373.8345 | 373.8345 | 362.8609 | 375.9174 | 394.2343 | 416.1803 | 429.2509 | 435.3497 | 454.5538 | 458.6423 | 473.3017 | 497.0675 | 514.8883 | 535.5658 | 547.4501 | 552.9199 | 566.3552 | 575.4009 | 557.0622 | 567.5243 | 576.3481 | 586.5875 | 597.0087 | 607.6151 | 618.4099 | 629.3965 | 640.5783 | 651.9588 | 663.5414 | 675.3298 | 687.3277 | 699.5387 | 711.9666 | 724.6153 | 737.4888 | 750.5909 | 763.9258 | 777.4977 | 791.3106 | 805.3689 | 819.677 | 834.2393 | 849.0603 | 864.1447 | 879.497 | 895.122 | 911.0247 | 927.2098 | 943.6825 | 960.4479 | 960.4479 | 960.4479 | 960.4479 | 960.4479 | 960.4479 | 960.4479 | 960.4479
F6_Commercial_Retail (WA)_Natural Gas_Food Preparation | F6 | Commercial | Retail (WA) | Natural Gas | Food Preparation | Retail Peak Price | $ per therm | 0 | 0 | 0 | 0 | 0 | 0 | 0 | 0 | 0 | 0 | 0 | 0 | 0 | 0 | 0 | 0 | 0 | 0 | 0 | 0 | 0 | 0 | 0 | 0 | 0 | 0 | 0 | 0 | 0 | 0 | 0 | 0 | 0 | 0 | 0 | 0 | 0 | 0 | 0 | 0 | 0 | 0 | 0 | 0 | 0 | 0 | 0 | 0 | 0 | 0 | 0 | 0 | 0 | 0 | 0 | 0 | 0 | 0 | 0
F1_Commercial_Retail (WA)_Natural Gas_Miscellaneous | F1 | Commercial | Retail (WA) | Natural Gas | Miscellaneous | Avoided Energy Cost | $ per Mtherm | 311.5287 | 311.5287 | 311.5287 | 311.5287 | 302.3841 | 313.2645 | 328.5286 | 346.8169 | 357.7091 | 395.7724 | 413.2307 | 416.9475 | 430.2743 | 451.8796 | 468.0803 | 486.878 | 497.6819 | 502.6545 | 514.8684 | 523.0917 | 530.5354 | 540.4993 | 548.903 | 558.6547 | 568.5797 | 578.6811 | 588.9618 | 599.4253 | 610.0746 | 620.9131 | 631.9442 | 643.1713 | 654.5978 | 666.2273 | 678.0634 | 690.1098 | 702.3702 | 714.8485 | 727.5484 | 740.474 | 753.6291 | 767.018 | 780.6448 | 794.5137 | 808.6289 | 822.9949 | 837.6162 | 852.4972 | 867.6425 | 883.057 | 898.7453 | 914.7123 | 914.7123 | 914.7123 | 914.7123 | 914.7123 | 914.7123 | 914.7123 | 914.7123
F2_Commercial_Retail (WA)_Natural Gas_Miscellaneous | F2 | Commercial | Retail (WA) | Natural Gas | Miscellaneous | Avoided Capacity Cost | $ per therm | 0 | 0 | 0 | 0 | 0 | 0 | 0 | 0 | 0 | 0 | 0 | 0 | 0 | 0 | 0 | 0 | 0 | 0 | 0 | 0 | 0 | 0 | 0 | 0 | 0 | 0 | 0 | 0 | 0 | 0 | 0 | 0 | 0 | 0 | 0 | 0 | 0 | 0 | 0 | 0 | 0 | 0 | 0 | 0 | 0 | 0 | 0 | 0 | 0 | 0 | 0 | 0 | 0 | 0 | 0 | 0 | 0 | 0 | 0
F3_Commercial_Retail (WA)_Natural Gas_Miscellaneous | F3 | Commercial | Retail (WA) | Natural Gas | Miscellaneous | Line Loss | % T&D Loss | bar: 2019 to 2077
F4_Commercial_Retail (WA)_Natural Gas_Miscellaneous | F4 | Commercial | Retail (WA) | Natural Gas | Miscellaneous | Peak Season | Winter/Summer | Winter | Winter | Winter | Winter | Winter | Winter | Winter | Winter | Winter | Winter | Winter | Winter | Winter | Winter | Winter | Winter | Winter | Winter | Winter | Winter | Winter | Winter | Winter | Winter | Winter | Winter | Winter | Winter | Winter | Winter | Winter | Winter | Winter | Winter | Winter | Winter | Winter | Winter | Winter | Winter | Winter | Winter | Winter | Winter | Winter | Winter | Winter | Winter | Winter | Winter | Winter | Winter | Winter | Winter | Winter | Winter | Winter | Winter | Winter
F5_Commercial_Retail (WA)_Natural Gas_Miscellaneous | F5 | Commercial | Retail (WA) | Natural Gas | Miscellaneous | Retail Energy Price | $ per Mtherm | 373.8345 | 373.8345 | 373.8345 | 373.8345 | 362.8609 | 375.9174 | 394.2343 | 416.1803 | 429.2509 | 435.3497 | 454.5538 | 458.6423 | 473.3017 | 497.0675 | 514.8883 | 535.5658 | 547.4501 | 552.9199 | 566.3552 | 575.4009 | 557.0622 | 567.5243 | 576.3481 | 586.5875 | 597.0087 | 607.6151 | 618.4099 | 629.3965 | 640.5783 | 651.9588 | 663.5414 | 675.3298 | 687.3277 | 699.5387 | 711.9666 | 724.6153 | 737.4888 | 750.5909 | 763.9258 | 777.4977 | 791.3106 | 805.3689 | 819.677 | 834.2393 | 849.0603 | 864.1447 | 879.497 | 895.122 | 911.0247 | 927.2098 | 943.6825 | 960.4479 | 960.4479 | 960.4479 | 960.4479 | 960.4479 | 960.4479 | 960.4479 | 960.4479
F6_Commercial_Retail (WA)_Natural Gas_Miscellaneous | F6 | Commercial | Retail (WA) | Natural Gas | Miscellaneous | Retail Peak Price | $ per therm | 0 | 0 | 0 | 0 | 0 | 0 | 0 | 0 | 0 | 0 | 0 | 0 | 0 | 0 | 0 | 0 | 0 | 0 | 0 | 0 | 0 | 0 | 0 | 0 | 0 | 0 | 0 | 0 | 0 | 0 | 0 | 0 | 0 | 0 | 0 | 0 | 0 | 0 | 0 | 0 | 0 | 0 | 0 | 0 | 0 | 0 | 0 | 0 | 0 | 0 | 0 | 0 | 0 | 0 | 0 | 0 | 0 | 0 | 0
F1_Commercial_Grocery (WA)_Natural Gas_Space Heating | F1 | Commercial | Grocery (WA) | Natural Gas | Space Heating | Avoided Energy Cost | $ per Mtherm | 346.1885 | 346.1885 | 346.1885 | 346.1885 | 316.3611 | 327.0673 | 332.0605 | 354.1509 | 365.7989 | 396.2335 | 420.2025 | 420.6956 | 430.4165 | 454.1101 | 469.2437 | 491.187 | 500.0627 | 507.8066 | 517.8622 | 529.0431 | 535.4964 | 527.263 | 563.0699 | 575.0212 | 587.2261 | 599.6902 | 612.4187 | 625.4175 | 638.6921 | 652.2485 | 666.0927 | 680.2306 | 694.6687 | 709.4132 | 724.4707 | 739.8478 | 755.5512 | 771.588 | 787.9651 | 804.6899 | 821.7696 | 839.2119 | 857.0244 | 875.2149 | 893.7916 | 912.7625 | 932.1362 | 951.921 | 972.1257 | 992.7594 | 1013.8309 | 1035.3497 | 1035.3497 | 1035.3497 | 1035.3497 | 1035.3497 | 1035.3497 | 1035.3497 | 1035.3497
F2_Commercial_Grocery (WA)_Natural Gas_Space Heating | F2 | Commercial | Grocery (WA) | Natural Gas | Space Heating | Avoided Capacity Cost | $ per therm | 0 | 0 | 0 | 0 | 0 | 0 | 0 | 0 | 0 | 0 | 0 | 0 | 0 | 0 | 0 | 0 | 0 | 0 | 0 | 0 | 0 | 0 | 0 | 0 | 0 | 0 | 0 | 0 | 0 | 0 | 0 | 0 | 0 | 0 | 0 | 0 | 0 | 0 | 0 | 0 | 0 | 0 | 0 | 0 | 0 | 0 | 0 | 0 | 0 | 0 | 0 | 0 | 0 | 0 | 0 | 0 | 0 | 0 | 0
F3_Commercial_Grocery (WA)_Natural Gas_Space Heating | F3 | Commercial | Grocery (WA) | Natural Gas | Space Heating | Line Loss | % T&D Loss | bar: 2019 to 2077
F4_Commercial_Grocery (WA)_Natural Gas_Space Heating | F4 | Commercial | Grocery (WA) | Natural Gas | Space Heating | Peak Season | Winter/Summer | Winter | Winter | Winter | Winter | Winter | Winter | Winter | Winter | Winter | Winter | Winter | Winter | Winter | Winter | Winter | Winter | Winter | Winter | Winter | Winter | Winter | Winter | Winter | Winter | Winter | Winter | Winter | Winter | Winter | Winter | Winter | Winter | Winter | Winter | Winter | Winter | Winter | Winter | Winter | Winter | Winter | Winter | Winter | Winter | Winter | Winter | Winter | Winter | Winter | Winter | Winter | Winter | Winter | Winter | Winter | Winter | Winter | Winter | Winter
F5_Commercial_Grocery (WA)_Natural Gas_Space Heating | F5 | Commercial | Grocery (WA) | Natural Gas | Space Heating | Retail Energy Price | $ per Mtherm | 415.4262 | 415.4262 | 415.4262 | 415.4262 | 379.6333 | 392.4807 | 398.4726 | 424.9811 | 438.9587 | 435.8569 | 462.2228 | 462.7652 | 473.4581 | 499.5211 | 516.1681 | 540.3057 | 550.0689 | 558.5872 | 569.6485 | 581.9474 | 562.2713 | 553.6261 | 591.2234 | 603.7722 | 616.5875 | 629.6747 | 643.0397 | 656.6884 | 670.6267 | 684.861 | 699.3973 | 714.2422 | 729.4021 | 744.8839 | 760.6942 | 776.8402 | 793.3288 | 810.1674 | 827.3634 | 844.9244 | 862.8581 | 881.1725 | 899.8756 | 918.9757 | 938.4812 | 958.4007 | 978.743 | 999.517 | 1020.732 | 1042.3973 | 1064.5225 | 1087.1172 | 1087.1172 | 1087.1172 | 1087.1172 | 1087.1172 | 1087.1172 | 1087.1172 | 1087.1172
F6_Commercial_Grocery (WA)_Natural Gas_Space Heating | F6 | Commercial | Grocery (WA) | Natural Gas | Space Heating | Retail Peak Price | $ per therm | 0 | 0 | 0 | 0 | 0 | 0 | 0 | 0 | 0 | 0 | 0 | 0 | 0 | 0 | 0 | 0 | 0 | 0 | 0 | 0 | 0 | 0 | 0 | 0 | 0 | 0 | 0 | 0 | 0 | 0 | 0 | 0 | 0 | 0 | 0 | 0 | 0 | 0 | 0 | 0 | 0 | 0 | 0 | 0 | 0 | 0 | 0 | 0 | 0 | 0 | 0 | 0 | 0 | 0 | 0 | 0 | 0 | 0 | 0
F1_Commercial_Grocery (WA)_Natural Gas_Water Heating | F1 | Commercial | Grocery (WA) | Natural Gas | Water Heating | Avoided Energy Cost | $ per Mtherm | 311.5287 | 311.5287 | 311.5287 | 311.5287 | 302.3841 | 313.2645 | 328.5286 | 346.8169 | 357.7091 | 395.7724 | 413.2307 | 416.9475 | 430.2743 | 451.8796 | 468.0803 | 486.878 | 497.6819 | 502.6545 | 514.8684 | 523.0917 | 530.5354 | 540.4993 | 548.903 | 558.6547 | 568.5797 | 578.6811 | 588.9618 | 599.4253 | 610.0746 | 620.9131 | 631.9442 | 643.1713 | 654.5978 | 666.2273 | 678.0634 | 690.1098 | 702.3702 | 714.8485 | 727.5484 | 740.474 | 753.6291 | 767.018 | 780.6448 | 794.5137 | 808.6289 | 822.9949 | 837.6162 | 852.4972 | 867.6425 | 883.057 | 898.7453 | 914.7123 | 914.7123 | 914.7123 | 914.7123 | 914.7123 | 914.7123 | 914.7123 | 914.7123
F2_Commercial_Grocery (WA)_Natural Gas_Water Heating | F2 | Commercial | Grocery (WA) | Natural Gas | Water Heating | Avoided Capacity Cost | $ per therm | 0 | 0 | 0 | 0 | 0 | 0 | 0 | 0 | 0 | 0 | 0 | 0 | 0 | 0 | 0 | 0 | 0 | 0 | 0 | 0 | 0 | 0 | 0 | 0 | 0 | 0 | 0 | 0 | 0 | 0 | 0 | 0 | 0 | 0 | 0 | 0 | 0 | 0 | 0 | 0 | 0 | 0 | 0 | 0 | 0 | 0 | 0 | 0 | 0 | 0 | 0 | 0 | 0 | 0 | 0 | 0 | 0 | 0 | 0
F3_Commercial_Grocery (WA)_Natural Gas_Water Heating | F3 | Commercial | Grocery (WA) | Natural Gas | Water Heating | Line Loss | % T&D Loss | bar: 2019 to 2077
F4_Commercial_Grocery (WA)_Natural Gas_Water Heating | F4 | Commercial | Grocery (WA) | Natural Gas | Water Heating | Peak Season | Winter/Summer | Winter | Winter | Winter | Winter | Winter | Winter | Winter | Winter | Winter | Winter | Winter | Winter | Winter | Winter | Winter | Winter | Winter | Winter | Winter | Winter | Winter | Winter | Winter | Winter | Winter | Winter | Winter | Winter | Winter | Winter | Winter | Winter | Winter | Winter | Winter | Winter | Winter | Winter | Winter | Winter | Winter | Winter | Winter | Winter | Winter | Winter | Winter | Winter | Winter | Winter | Winter | Winter | Winter | Winter | Winter | Winter | Winter | Winter | Winter
F5_Commercial_Grocery (WA)_Natural Gas_Water Heating | F5 | Commercial | Grocery (WA) | Natural Gas | Water Heating | Retail Energy Price | $ per Mtherm | 373.8345 | 373.8345 | 373.8345 | 373.8345 | 362.8609 | 375.9174 | 394.2343 | 416.1803 | 429.2509 | 435.3497 | 454.5538 | 458.6423 | 473.3017 | 497.0675 | 514.8883 | 535.5658 | 547.4501 | 552.9199 | 566.3552 | 575.4009 | 557.0622 | 567.5243 | 576.3481 | 586.5875 | 597.0087 | 607.6151 | 618.4099 | 629.3965 | 640.5783 | 651.9588 | 663.5414 | 675.3298 | 687.3277 | 699.5387 | 711.9666 | 724.6153 | 737.4888 | 750.5909 | 763.9258 | 777.4977 | 791.3106 | 805.3689 | 819.677 | 834.2393 | 849.0603 | 864.1447 | 879.497 | 895.122 | 911.0247 | 927.2098 | 943.6825 | 960.4479 | 960.4479 | 960.4479 | 960.4479 | 960.4479 | 960.4479 | 960.4479 | 960.4479
F6_Commercial_Grocery (WA)_Natural Gas_Water Heating | F6 | Commercial | Grocery (WA) | Natural Gas | Water Heating | Retail Peak Price | $ per therm | 0 | 0 | 0 | 0 | 0 | 0 | 0 | 0 | 0 | 0 | 0 | 0 | 0 | 0 | 0 | 0 | 0 | 0 | 0 | 0 | 0 | 0 | 0 | 0 | 0 | 0 | 0 | 0 | 0 | 0 | 0 | 0 | 0 | 0 | 0 | 0 | 0 | 0 | 0 | 0 | 0 | 0 | 0 | 0 | 0 | 0 | 0 | 0 | 0 | 0 | 0 | 0 | 0 | 0 | 0 | 0 | 0 | 0 | 0
F1_Commercial_Grocery (WA)_Natural Gas_Food Preparation | F1 | Commercial | Grocery (WA) | Natural Gas | Food Preparation | Avoided Energy Cost | $ per Mtherm | 311.5287 | 311.5287 | 311.5287 | 311.5287 | 302.3841 | 313.2645 | 328.5286 | 346.8169 | 357.7091 | 395.7724 | 413.2307 | 416.9475 | 430.2743 | 451.8796 | 468.0803 | 486.878 | 497.6819 | 502.6545 | 514.8684 | 523.0917 | 530.5354 | 540.4993 | 548.903 | 558.6547 | 568.5797 | 578.6811 | 588.9618 | 599.4253 | 610.0746 | 620.9131 | 631.9442 | 643.1713 | 654.5978 | 666.2273 | 678.0634 | 690.1098 | 702.3702 | 714.8485 | 727.5484 | 740.474 | 753.6291 | 767.018 | 780.6448 | 794.5137 | 808.6289 | 822.9949 | 837.6162 | 852.4972 | 867.6425 | 883.057 | 898.7453 | 914.7123 | 914.7123 | 914.7123 | 914.7123 | 914.7123 | 914.7123 | 914.7123 | 914.7123
F2_Commercial_Grocery (WA)_Natural Gas_Food Preparation | F2 | Commercial | Grocery (WA) | Natural Gas | Food Preparation | Avoided Capacity Cost | $ per therm | 0 | 0 | 0 | 0 | 0 | 0 | 0 | 0 | 0 | 0 | 0 | 0 | 0 | 0 | 0 | 0 | 0 | 0 | 0 | 0 | 0 | 0 | 0 | 0 | 0 | 0 | 0 | 0 | 0 | 0 | 0 | 0 | 0 | 0 | 0 | 0 | 0 | 0 | 0 | 0 | 0 | 0 | 0 | 0 | 0 | 0 | 0 | 0 | 0 | 0 | 0 | 0 | 0 | 0 | 0 | 0 | 0 | 0 | 0
F3_Commercial_Grocery (WA)_Natural Gas_Food Preparation | F3 | Commercial | Grocery (WA) | Natural Gas | Food Preparation | Line Loss | % T&D Loss | bar: 2019 to 2077
F4_Commercial_Grocery (WA)_Natural Gas_Food Preparation | F4 | Commercial | Grocery (WA) | Natural Gas | Food Preparation | Peak Season | Winter/Summer | Winter | Winter | Winter | Winter | Winter | Winter | Winter | Winter | Winter | Winter | Winter | Winter | Winter | Winter | Winter | Winter | Winter | Winter | Winter | Winter | Winter | Winter | Winter | Winter | Winter | Winter | Winter | Winter | Winter | Winter | Winter | Winter | Winter | Winter | Winter | Winter | Winter | Winter | Winter | Winter | Winter | Winter | Winter | Winter | Winter | Winter | Winter | Winter | Winter | Winter | Winter | Winter | Winter | Winter | Winter | Winter | Winter | Winter | Winter
F5_Commercial_Grocery (WA)_Natural Gas_Food Preparation | F5 | Commercial | Grocery (WA) | Natural Gas | Food Preparation | Retail Energy Price | $ per Mtherm | 373.8345 | 373.8345 | 373.8345 | 373.8345 | 362.8609 | 375.9174 | 394.2343 | 416.1803 | 429.2509 | 435.3497 | 454.5538 | 458.6423 | 473.3017 | 497.0675 | 514.8883 | 535.5658 | 547.4501 | 552.9199 | 566.3552 | 575.4009 | 557.0622 | 567.5243 | 576.3481 | 586.5875 | 597.0087 | 607.6151 | 618.4099 | 629.3965 | 640.5783 | 651.9588 | 663.5414 | 675.3298 | 687.3277 | 699.5387 | 711.9666 | 724.6153 | 737.4888 | 750.5909 | 763.9258 | 777.4977 | 791.3106 | 805.3689 | 819.677 | 834.2393 | 849.0603 | 864.1447 | 879.497 | 895.122 | 911.0247 | 927.2098 | 943.6825 | 960.4479 | 960.4479 | 960.4479 | 960.4479 | 960.4479 | 960.4479 | 960.4479 | 960.4479
F6_Commercial_Grocery (WA)_Natural Gas_Food Preparation | F6 | Commercial | Grocery (WA) | Natural Gas | Food Preparation | Retail Peak Price | $ per therm | 0 | 0 | 0 | 0 | 0 | 0 | 0 | 0 | 0 | 0 | 0 | 0 | 0 | 0 | 0 | 0 | 0 | 0 | 0 | 0 | 0 | 0 | 0 | 0 | 0 | 0 | 0 | 0 | 0 | 0 | 0 | 0 | 0 | 0 | 0 | 0 | 0 | 0 | 0 | 0 | 0 | 0 | 0 | 0 | 0 | 0 | 0 | 0 | 0 | 0 | 0 | 0 | 0 | 0 | 0 | 0 | 0 | 0 | 0
F1_Commercial_Grocery (WA)_Natural Gas_Miscellaneous | F1 | Commercial | Grocery (WA) | Natural Gas | Miscellaneous | Avoided Energy Cost | $ per Mtherm | 311.5287 | 311.5287 | 311.5287 | 311.5287 | 302.3841 | 313.2645 | 328.5286 | 346.8169 | 357.7091 | 395.7724 | 413.2307 | 416.9475 | 430.2743 | 451.8796 | 468.0803 | 486.878 | 497.6819 | 502.6545 | 514.8684 | 523.0917 | 530.5354 | 540.4993 | 548.903 | 558.6547 | 568.5797 | 578.6811 | 588.9618 | 599.4253 | 610.0746 | 620.9131 | 631.9442 | 643.1713 | 654.5978 | 666.2273 | 678.0634 | 690.1098 | 702.3702 | 714.8485 | 727.5484 | 740.474 | 753.6291 | 767.018 | 780.6448 | 794.5137 | 808.6289 | 822.9949 | 837.6162 | 852.4972 | 867.6425 | 883.057 | 898.7453 | 914.7123 | 914.7123 | 914.7123 | 914.7123 | 914.7123 | 914.7123 | 914.7123 | 914.7123
F2_Commercial_Grocery (WA)_Natural Gas_Miscellaneous | F2 | Commercial | Grocery (WA) | Natural Gas | Miscellaneous | Avoided Capacity Cost | $ per therm | 0 | 0 | 0 | 0 | 0 | 0 | 0 | 0 | 0 | 0 | 0 | 0 | 0 | 0 | 0 | 0 | 0 | 0 | 0 | 0 | 0 | 0 | 0 | 0 | 0 | 0 | 0 | 0 | 0 | 0 | 0 | 0 | 0 | 0 | 0 | 0 | 0 | 0 | 0 | 0 | 0 | 0 | 0 | 0 | 0 | 0 | 0 | 0 | 0 | 0 | 0 | 0 | 0 | 0 | 0 | 0 | 0 | 0 | 0
F3_Commercial_Grocery (WA)_Natural Gas_Miscellaneous | F3 | Commercial | Grocery (WA) | Natural Gas | Miscellaneous | Line Loss | % T&D Loss | bar: 2019 to 2077
F4_Commercial_Grocery (WA)_Natural Gas_Miscellaneous | F4 | Commercial | Grocery (WA) | Natural Gas | Miscellaneous | Peak Season | Winter/Summer | Winter | Winter | Winter | Winter | Winter | Winter | Winter | Winter | Winter | Winter | Winter | Winter | Winter | Winter | Winter | Winter | Winter | Winter | Winter | Winter | Winter | Winter | Winter | Winter | Winter | Winter | Winter | Winter | Winter | Winter | Winter | Winter | Winter | Winter | Winter | Winter | Winter | Winter | Winter | Winter | Winter | Winter | Winter | Winter | Winter | Winter | Winter | Winter | Winter | Winter | Winter | Winter | Winter | Winter | Winter | Winter | Winter | Winter | Winter
F5_Commercial_Grocery (WA)_Natural Gas_Miscellaneous | F5 | Commercial | Grocery (WA) | Natural Gas | Miscellaneous | Retail Energy Price | $ per Mtherm | 373.8345 | 373.8345 | 373.8345 | 373.8345 | 362.8609 | 375.9174 | 394.2343 | 416.1803 | 429.2509 | 435.3497 | 454.5538 | 458.6423 | 473.3017 | 497.0675 | 514.8883 | 535.5658 | 547.4501 | 552.9199 | 566.3552 | 575.4009 | 557.0622 | 567.5243 | 576.3481 | 586.5875 | 597.0087 | 607.6151 | 618.4099 | 629.3965 | 640.5783 | 651.9588 | 663.5414 | 675.3298 | 687.3277 | 699.5387 | 711.9666 | 724.6153 | 737.4888 | 750.5909 | 763.9258 | 777.4977 | 791.3106 | 805.3689 | 819.677 | 834.2393 | 849.0603 | 864.1447 | 879.497 | 895.122 | 911.0247 | 927.2098 | 943.6825 | 960.4479 | 960.4479 | 960.4479 | 960.4479 | 960.4479 | 960.4479 | 960.4479 | 960.4479
F6_Commercial_Grocery (WA)_Natural Gas_Miscellaneous | F6 | Commercial | Grocery (WA) | Natural Gas | Miscellaneous | Retail Peak Price | $ per therm | 0 | 0 | 0 | 0 | 0 | 0 | 0 | 0 | 0 | 0 | 0 | 0 | 0 | 0 | 0 | 0 | 0 | 0 | 0 | 0 | 0 | 0 | 0 | 0 | 0 | 0 | 0 | 0 | 0 | 0 | 0 | 0 | 0 | 0 | 0 | 0 | 0 | 0 | 0 | 0 | 0 | 0 | 0 | 0 | 0 | 0 | 0 | 0 | 0 | 0 | 0 | 0 | 0 | 0 | 0 | 0 | 0 | 0 | 0
F1_Commercial_School (WA)_Natural Gas_Space Heating | F1 | Commercial | School (WA) | Natural Gas | Space Heating | Avoided Energy Cost | $ per Mtherm | 346.1885 | 346.1885 | 346.1885 | 346.1885 | 316.3611 | 327.0673 | 332.0605 | 354.1509 | 365.7989 | 396.2335 | 420.2025 | 420.6956 | 430.4165 | 454.1101 | 469.2437 | 491.187 | 500.0627 | 507.8066 | 517.8622 | 529.0431 | 535.4964 | 527.263 | 563.0699 | 575.0212 | 587.2261 | 599.6902 | 612.4187 | 625.4175 | 638.6921 | 652.2485 | 666.0927 | 680.2306 | 694.6687 | 709.4132 | 724.4707 | 739.8478 | 755.5512 | 771.588 | 787.9651 | 804.6899 | 821.7696 | 839.2119 | 857.0244 | 875.2149 | 893.7916 | 912.7625 | 932.1362 | 951.921 | 972.1257 | 992.7594 | 1013.8309 | 1035.3497 | 1035.3497 | 1035.3497 | 1035.3497 | 1035.3497 | 1035.3497 | 1035.3497 | 1035.3497
F2_Commercial_School (WA)_Natural Gas_Space Heating | F2 | Commercial | School (WA) | Natural Gas | Space Heating | Avoided Capacity Cost | $ per therm | 0 | 0 | 0 | 0 | 0 | 0 | 0 | 0 | 0 | 0 | 0 | 0 | 0 | 0 | 0 | 0 | 0 | 0 | 0 | 0 | 0 | 0 | 0 | 0 | 0 | 0 | 0 | 0 | 0 | 0 | 0 | 0 | 0 | 0 | 0 | 0 | 0 | 0 | 0 | 0 | 0 | 0 | 0 | 0 | 0 | 0 | 0 | 0 | 0 | 0 | 0 | 0 | 0 | 0 | 0 | 0 | 0 | 0 | 0
F3_Commercial_School (WA)_Natural Gas_Space Heating | F3 | Commercial | School (WA) | Natural Gas | Space Heating | Line Loss | % T&D Loss | bar: 2019 to 2077
F4_Commercial_School (WA)_Natural Gas_Space Heating | F4 | Commercial | School (WA) | Natural Gas | Space Heating | Peak Season | Winter/Summer | Winter | Winter | Winter | Winter | Winter | Winter | Winter | Winter | Winter | Winter | Winter | Winter | Winter | Winter | Winter | Winter | Winter | Winter | Winter | Winter | Winter | Winter | Winter | Winter | Winter | Winter | Winter | Winter | Winter | Winter | Winter | Winter | Winter | Winter | Winter | Winter | Winter | Winter | Winter | Winter | Winter | Winter | Winter | Winter | Winter | Winter | Winter | Winter | Winter | Winter | Winter | Winter | Winter | Winter | Winter | Winter | Winter | Winter | Winter
F5_Commercial_School (WA)_Natural Gas_Space Heating | F5 | Commercial | School (WA) | Natural Gas | Space Heating | Retail Energy Price | $ per Mtherm | 415.4262 | 415.4262 | 415.4262 | 415.4262 | 379.6333 | 392.4807 | 398.4726 | 424.9811 | 438.9587 | 435.8569 | 462.2228 | 462.7652 | 473.4581 | 499.5211 | 516.1681 | 540.3057 | 550.0689 | 558.5872 | 569.6485 | 581.9474 | 562.2713 | 553.6261 | 591.2234 | 603.7722 | 616.5875 | 629.6747 | 643.0397 | 656.6884 | 670.6267 | 684.861 | 699.3973 | 714.2422 | 729.4021 | 744.8839 | 760.6942 | 776.8402 | 793.3288 | 810.1674 | 827.3634 | 844.9244 | 862.8581 | 881.1725 | 899.8756 | 918.9757 | 938.4812 | 958.4007 | 978.743 | 999.517 | 1020.732 | 1042.3973 | 1064.5225 | 1087.1172 | 1087.1172 | 1087.1172 | 1087.1172 | 1087.1172 | 1087.1172 | 1087.1172 | 1087.1172
F6_Commercial_School (WA)_Natural Gas_Space Heating | F6 | Commercial | School (WA) | Natural Gas | Space Heating | Retail Peak Price | $ per therm | 0 | 0 | 0 | 0 | 0 | 0 | 0 | 0 | 0 | 0 | 0 | 0 | 0 | 0 | 0 | 0 | 0 | 0 | 0 | 0 | 0 | 0 | 0 | 0 | 0 | 0 | 0 | 0 | 0 | 0 | 0 | 0 | 0 | 0 | 0 | 0 | 0 | 0 | 0 | 0 | 0 | 0 | 0 | 0 | 0 | 0 | 0 | 0 | 0 | 0 | 0 | 0 | 0 | 0 | 0 | 0 | 0 | 0 | 0
F1_Commercial_School (WA)_Natural Gas_Water Heating | F1 | Commercial | School (WA) | Natural Gas | Water Heating | Avoided Energy Cost | $ per Mtherm | 311.5287 | 311.5287 | 311.5287 | 311.5287 | 302.3841 | 313.2645 | 328.5286 | 346.8169 | 357.7091 | 395.7724 | 413.2307 | 416.9475 | 430.2743 | 451.8796 | 468.0803 | 486.878 | 497.6819 | 502.6545 | 514.8684 | 523.0917 | 530.5354 | 540.4993 | 548.903 | 558.6547 | 568.5797 | 578.6811 | 588.9618 | 599.4253 | 610.0746 | 620.9131 | 631.9442 | 643.1713 | 654.5978 | 666.2273 | 678.0634 | 690.1098 | 702.3702 | 714.8485 | 727.5484 | 740.474 | 753.6291 | 767.018 | 780.6448 | 794.5137 | 808.6289 | 822.9949 | 837.6162 | 852.4972 | 867.6425 | 883.057 | 898.7453 | 914.7123 | 914.7123 | 914.7123 | 914.7123 | 914.7123 | 914.7123 | 914.7123 | 914.7123
F2_Commercial_School (WA)_Natural Gas_Water Heating | F2 | Commercial | School (WA) | Natural Gas | Water Heating | Avoided Capacity Cost | $ per therm | 0 | 0 | 0 | 0 | 0 | 0 | 0 | 0 | 0 | 0 | 0 | 0 | 0 | 0 | 0 | 0 | 0 | 0 | 0 | 0 | 0 | 0 | 0 | 0 | 0 | 0 | 0 | 0 | 0 | 0 | 0 | 0 | 0 | 0 | 0 | 0 | 0 | 0 | 0 | 0 | 0 | 0 | 0 | 0 | 0 | 0 | 0 | 0 | 0 | 0 | 0 | 0 | 0 | 0 | 0 | 0 | 0 | 0 | 0
F3_Commercial_School (WA)_Natural Gas_Water Heating | F3 | Commercial | School (WA) | Natural Gas | Water Heating | Line Loss | % T&D Loss | bar: 2019 to 2077
F4_Commercial_School (WA)_Natural Gas_Water Heating | F4 | Commercial | School (WA) | Natural Gas | Water Heating | Peak Season | Winter/Summer | Winter | Winter | Winter | Winter | Winter | Winter | Winter | Winter | Winter | Winter | Winter | Winter | Winter | Winter | Winter | Winter | Winter | Winter | Winter | Winter | Winter | Winter | Winter | Winter | Winter | Winter | Winter | Winter | Winter | Winter | Winter | Winter | Winter | Winter | Winter | Winter | Winter | Winter | Winter | Winter | Winter | Winter | Winter | Winter | Winter | Winter | Winter | Winter | Winter | Winter | Winter | Winter | Winter | Winter | Winter | Winter | Winter | Winter | Winter
F5_Commercial_School (WA)_Natural Gas_Water Heating | F5 | Commercial | School (WA) | Natural Gas | Water Heating | Retail Energy Price | $ per Mtherm | 373.8345 | 373.8345 | 373.8345 | 373.8345 | 362.8609 | 375.9174 | 394.2343 | 416.1803 | 429.2509 | 435.3497 | 454.5538 | 458.6423 | 473.3017 | 497.0675 | 514.8883 | 535.5658 | 547.4501 | 552.9199 | 566.3552 | 575.4009 | 557.0622 | 567.5243 | 576.3481 | 586.5875 | 597.0087 | 607.6151 | 618.4099 | 629.3965 | 640.5783 | 651.9588 | 663.5414 | 675.3298 | 687.3277 | 699.5387 | 711.9666 | 724.6153 | 737.4888 | 750.5909 | 763.9258 | 777.4977 | 791.3106 | 805.3689 | 819.677 | 834.2393 | 849.0603 | 864.1447 | 879.497 | 895.122 | 911.0247 | 927.2098 | 943.6825 | 960.4479 | 960.4479 | 960.4479 | 960.4479 | 960.4479 | 960.4479 | 960.4479 | 960.4479
F6_Commercial_School (WA)_Natural Gas_Water Heating | F6 | Commercial | School (WA) | Natural Gas | Water Heating | Retail Peak Price | $ per therm | 0 | 0 | 0 | 0 | 0 | 0 | 0 | 0 | 0 | 0 | 0 | 0 | 0 | 0 | 0 | 0 | 0 | 0 | 0 | 0 | 0 | 0 | 0 | 0 | 0 | 0 | 0 | 0 | 0 | 0 | 0 | 0 | 0 | 0 | 0 | 0 | 0 | 0 | 0 | 0 | 0 | 0 | 0 | 0 | 0 | 0 | 0 | 0 | 0 | 0 | 0 | 0 | 0 | 0 | 0 | 0 | 0 | 0 | 0
F1_Commercial_School (WA)_Natural Gas_Food Preparation | F1 | Commercial | School (WA) | Natural Gas | Food Preparation | Avoided Energy Cost | $ per Mtherm | 311.5287 | 311.5287 | 311.5287 | 311.5287 | 302.3841 | 313.2645 | 328.5286 | 346.8169 | 357.7091 | 395.7724 | 413.2307 | 416.9475 | 430.2743 | 451.8796 | 468.0803 | 486.878 | 497.6819 | 502.6545 | 514.8684 | 523.0917 | 530.5354 | 540.4993 | 548.903 | 558.6547 | 568.5797 | 578.6811 | 588.9618 | 599.4253 | 610.0746 | 620.9131 | 631.9442 | 643.1713 | 654.5978 | 666.2273 | 678.0634 | 690.1098 | 702.3702 | 714.8485 | 727.5484 | 740.474 | 753.6291 | 767.018 | 780.6448 | 794.5137 | 808.6289 | 822.9949 | 837.6162 | 852.4972 | 867.6425 | 883.057 | 898.7453 | 914.7123 | 914.7123 | 914.7123 | 914.7123 | 914.7123 | 914.7123 | 914.7123 | 914.7123
F2_Commercial_School (WA)_Natural Gas_Food Preparation | F2 | Commercial | School (WA) | Natural Gas | Food Preparation | Avoided Capacity Cost | $ per therm | 0 | 0 | 0 | 0 | 0 | 0 | 0 | 0 | 0 | 0 | 0 | 0 | 0 | 0 | 0 | 0 | 0 | 0 | 0 | 0 | 0 | 0 | 0 | 0 | 0 | 0 | 0 | 0 | 0 | 0 | 0 | 0 | 0 | 0 | 0 | 0 | 0 | 0 | 0 | 0 | 0 | 0 | 0 | 0 | 0 | 0 | 0 | 0 | 0 | 0 | 0 | 0 | 0 | 0 | 0 | 0 | 0 | 0 | 0
F3_Commercial_School (WA)_Natural Gas_Food Preparation | F3 | Commercial | School (WA) | Natural Gas | Food Preparation | Line Loss | % T&D Loss | bar: 2019 to 2077
F4_Commercial_School (WA)_Natural Gas_Food Preparation | F4 | Commercial | School (WA) | Natural Gas | Food Preparation | Peak Season | Winter/Summer | Winter | Winter | Winter | Winter | Winter | Winter | Winter | Winter | Winter | Winter | Winter | Winter | Winter | Winter | Winter | Winter | Winter | Winter | Winter | Winter | Winter | Winter | Winter | Winter | Winter | Winter | Winter | Winter | Winter | Winter | Winter | Winter | Winter | Winter | Winter | Winter | Winter | Winter | Winter | Winter | Winter | Winter | Winter | Winter | Winter | Winter | Winter | Winter | Winter | Winter | Winter | Winter | Winter | Winter | Winter | Winter | Winter | Winter | Winter
F5_Commercial_School (WA)_Natural Gas_Food Preparation | F5 | Commercial | School (WA) | Natural Gas | Food Preparation | Retail Energy Price | $ per Mtherm | 373.8345 | 373.8345 | 373.8345 | 373.8345 | 362.8609 | 375.9174 | 394.2343 | 416.1803 | 429.2509 | 435.3497 | 454.5538 | 458.6423 | 473.3017 | 497.0675 | 514.8883 | 535.5658 | 547.4501 | 552.9199 | 566.3552 | 575.4009 | 557.0622 | 567.5243 | 576.3481 | 586.5875 | 597.0087 | 607.6151 | 618.4099 | 629.3965 | 640.5783 | 651.9588 | 663.5414 | 675.3298 | 687.3277 | 699.5387 | 711.9666 | 724.6153 | 737.4888 | 750.5909 | 763.9258 | 777.4977 | 791.3106 | 805.3689 | 819.677 | 834.2393 | 849.0603 | 864.1447 | 879.497 | 895.122 | 911.0247 | 927.2098 | 943.6825 | 960.4479 | 960.4479 | 960.4479 | 960.4479 | 960.4479 | 960.4479 | 960.4479 | 960.4479
F6_Commercial_School (WA)_Natural Gas_Food Preparation | F6 | Commercial | School (WA) | Natural Gas | Food Preparation | Retail Peak Price | $ per therm | 0 | 0 | 0 | 0 | 0 | 0 | 0 | 0 | 0 | 0 | 0 | 0 | 0 | 0 | 0 | 0 | 0 | 0 | 0 | 0 | 0 | 0 | 0 | 0 | 0 | 0 | 0 | 0 | 0 | 0 | 0 | 0 | 0 | 0 | 0 | 0 | 0 | 0 | 0 | 0 | 0 | 0 | 0 | 0 | 0 | 0 | 0 | 0 | 0 | 0 | 0 | 0 | 0 | 0 | 0 | 0 | 0 | 0 | 0
F1_Commercial_School (WA)_Natural Gas_Miscellaneous | F1 | Commercial | School (WA) | Natural Gas | Miscellaneous | Avoided Energy Cost | $ per Mtherm | 311.5287 | 311.5287 | 311.5287 | 311.5287 | 302.3841 | 313.2645 | 328.5286 | 346.8169 | 357.7091 | 395.7724 | 413.2307 | 416.9475 | 430.2743 | 451.8796 | 468.0803 | 486.878 | 497.6819 | 502.6545 | 514.8684 | 523.0917 | 530.5354 | 540.4993 | 548.903 | 558.6547 | 568.5797 | 578.6811 | 588.9618 | 599.4253 | 610.0746 | 620.9131 | 631.9442 | 643.1713 | 654.5978 | 666.2273 | 678.0634 | 690.1098 | 702.3702 | 714.8485 | 727.5484 | 740.474 | 753.6291 | 767.018 | 780.6448 | 794.5137 | 808.6289 | 822.9949 | 837.6162 | 852.4972 | 867.6425 | 883.057 | 898.7453 | 914.7123 | 914.7123 | 914.7123 | 914.7123 | 914.7123 | 914.7123 | 914.7123 | 914.7123
F2_Commercial_School (WA)_Natural Gas_Miscellaneous | F2 | Commercial | School (WA) | Natural Gas | Miscellaneous | Avoided Capacity Cost | $ per therm | 0 | 0 | 0 | 0 | 0 | 0 | 0 | 0 | 0 | 0 | 0 | 0 | 0 | 0 | 0 | 0 | 0 | 0 | 0 | 0 | 0 | 0 | 0 | 0 | 0 | 0 | 0 | 0 | 0 | 0 | 0 | 0 | 0 | 0 | 0 | 0 | 0 | 0 | 0 | 0 | 0 | 0 | 0 | 0 | 0 | 0 | 0 | 0 | 0 | 0 | 0 | 0 | 0 | 0 | 0 | 0 | 0 | 0 | 0
F3_Commercial_School (WA)_Natural Gas_Miscellaneous | F3 | Commercial | School (WA) | Natural Gas | Miscellaneous | Line Loss | % T&D Loss | bar: 2019 to 2077
F4_Commercial_School (WA)_Natural Gas_Miscellaneous | F4 | Commercial | School (WA) | Natural Gas | Miscellaneous | Peak Season | Winter/Summer | Winter | Winter | Winter | Winter | Winter | Winter | Winter | Winter | Winter | Winter | Winter | Winter | Winter | Winter | Winter | Winter | Winter | Winter | Winter | Winter | Winter | Winter | Winter | Winter | Winter | Winter | Winter | Winter | Winter | Winter | Winter | Winter | Winter | Winter | Winter | Winter | Winter | Winter | Winter | Winter | Winter | Winter | Winter | Winter | Winter | Winter | Winter | Winter | Winter | Winter | Winter | Winter | Winter | Winter | Winter | Winter | Winter | Winter | Winter
F5_Commercial_School (WA)_Natural Gas_Miscellaneous | F5 | Commercial | School (WA) | Natural Gas | Miscellaneous | Retail Energy Price | $ per Mtherm | 373.8345 | 373.8345 | 373.8345 | 373.8345 | 362.8609 | 375.9174 | 394.2343 | 416.1803 | 429.2509 | 435.3497 | 454.5538 | 458.6423 | 473.3017 | 497.0675 | 514.8883 | 535.5658 | 547.4501 | 552.9199 | 566.3552 | 575.4009 | 557.0622 | 567.5243 | 576.3481 | 586.5875 | 597.0087 | 607.6151 | 618.4099 | 629.3965 | 640.5783 | 651.9588 | 663.5414 | 675.3298 | 687.3277 | 699.5387 | 711.9666 | 724.6153 | 737.4888 | 750.5909 | 763.9258 | 777.4977 | 791.3106 | 805.3689 | 819.677 | 834.2393 | 849.0603 | 864.1447 | 879.497 | 895.122 | 911.0247 | 927.2098 | 943.6825 | 960.4479 | 960.4479 | 960.4479 | 960.4479 | 960.4479 | 960.4479 | 960.4479 | 960.4479
F6_Commercial_School (WA)_Natural Gas_Miscellaneous | F6 | Commercial | School (WA) | Natural Gas | Miscellaneous | Retail Peak Price | $ per therm | 0 | 0 | 0 | 0 | 0 | 0 | 0 | 0 | 0 | 0 | 0 | 0 | 0 | 0 | 0 | 0 | 0 | 0 | 0 | 0 | 0 | 0 | 0 | 0 | 0 | 0 | 0 | 0 | 0 | 0 | 0 | 0 | 0 | 0 | 0 | 0 | 0 | 0 | 0 | 0 | 0 | 0 | 0 | 0 | 0 | 0 | 0 | 0 | 0 | 0 | 0 | 0 | 0 | 0 | 0 | 0 | 0 | 0 | 0
F1_Commercial_College (WA)_Natural Gas_Space Heating | F1 | Commercial | College (WA) | Natural Gas | Space Heating | Avoided Energy Cost | $ per Mtherm | 346.1885 | 346.1885 | 346.1885 | 346.1885 | 316.3611 | 327.0673 | 332.0605 | 354.1509 | 365.7989 | 396.2335 | 420.2025 | 420.6956 | 430.4165 | 454.1101 | 469.2437 | 491.187 | 500.0627 | 507.8066 | 517.8622 | 529.0431 | 535.4964 | 527.263 | 563.0699 | 575.0212 | 587.2261 | 599.6902 | 612.4187 | 625.4175 | 638.6921 | 652.2485 | 666.0927 | 680.2306 | 694.6687 | 709.4132 | 724.4707 | 739.8478 | 755.5512 | 771.588 | 787.9651 | 804.6899 | 821.7696 | 839.2119 | 857.0244 | 875.2149 | 893.7916 | 912.7625 | 932.1362 | 951.921 | 972.1257 | 992.7594 | 1013.8309 | 1035.3497 | 1035.3497 | 1035.3497 | 1035.3497 | 1035.3497 | 1035.3497 | 1035.3497 | 1035.3497
F2_Commercial_College (WA)_Natural Gas_Space Heating | F2 | Commercial | College (WA) | Natural Gas | Space Heating | Avoided Capacity Cost | $ per therm | 0 | 0 | 0 | 0 | 0 | 0 | 0 | 0 | 0 | 0 | 0 | 0 | 0 | 0 | 0 | 0 | 0 | 0 | 0 | 0 | 0 | 0 | 0 | 0 | 0 | 0 | 0 | 0 | 0 | 0 | 0 | 0 | 0 | 0 | 0 | 0 | 0 | 0 | 0 | 0 | 0 | 0 | 0 | 0 | 0 | 0 | 0 | 0 | 0 | 0 | 0 | 0 | 0 | 0 | 0 | 0 | 0 | 0 | 0
F3_Commercial_College (WA)_Natural Gas_Space Heating | F3 | Commercial | College (WA) | Natural Gas | Space Heating | Line Loss | % T&D Loss | bar: 2019 to 2077
F4_Commercial_College (WA)_Natural Gas_Space Heating | F4 | Commercial | College (WA) | Natural Gas | Space Heating | Peak Season | Winter/Summer | Winter | Winter | Winter | Winter | Winter | Winter | Winter | Winter | Winter | Winter | Winter | Winter | Winter | Winter | Winter | Winter | Winter | Winter | Winter | Winter | Winter | Winter | Winter | Winter | Winter | Winter | Winter | Winter | Winter | Winter | Winter | Winter | Winter | Winter | Winter | Winter | Winter | Winter | Winter | Winter | Winter | Winter | Winter | Winter | Winter | Winter | Winter | Winter | Winter | Winter | Winter | Winter | Winter | Winter | Winter | Winter | Winter | Winter | Winter
F5_Commercial_College (WA)_Natural Gas_Space Heating | F5 | Commercial | College (WA) | Natural Gas | Space Heating | Retail Energy Price | $ per Mtherm | 415.4262 | 415.4262 | 415.4262 | 415.4262 | 379.6333 | 392.4807 | 398.4726 | 424.9811 | 438.9587 | 435.8569 | 462.2228 | 462.7652 | 473.4581 | 499.5211 | 516.1681 | 540.3057 | 550.0689 | 558.5872 | 569.6485 | 581.9474 | 562.2713 | 553.6261 | 591.2234 | 603.7722 | 616.5875 | 629.6747 | 643.0397 | 656.6884 | 670.6267 | 684.861 | 699.3973 | 714.2422 | 729.4021 | 744.8839 | 760.6942 | 776.8402 | 793.3288 | 810.1674 | 827.3634 | 844.9244 | 862.8581 | 881.1725 | 899.8756 | 918.9757 | 938.4812 | 958.4007 | 978.743 | 999.517 | 1020.732 | 1042.3973 | 1064.5225 | 1087.1172 | 1087.1172 | 1087.1172 | 1087.1172 | 1087.1172 | 1087.1172 | 1087.1172 | 1087.1172
F6_Commercial_College (WA)_Natural Gas_Space Heating | F6 | Commercial | College (WA) | Natural Gas | Space Heating | Retail Peak Price | $ per therm | 0 | 0 | 0 | 0 | 0 | 0 | 0 | 0 | 0 | 0 | 0 | 0 | 0 | 0 | 0 | 0 | 0 | 0 | 0 | 0 | 0 | 0 | 0 | 0 | 0 | 0 | 0 | 0 | 0 | 0 | 0 | 0 | 0 | 0 | 0 | 0 | 0 | 0 | 0 | 0 | 0 | 0 | 0 | 0 | 0 | 0 | 0 | 0 | 0 | 0 | 0 | 0 | 0 | 0 | 0 | 0 | 0 | 0 | 0
F1_Commercial_College (WA)_Natural Gas_Water Heating | F1 | Commercial | College (WA) | Natural Gas | Water Heating | Avoided Energy Cost | $ per Mtherm | 311.5287 | 311.5287 | 311.5287 | 311.5287 | 302.3841 | 313.2645 | 328.5286 | 346.8169 | 357.7091 | 395.7724 | 413.2307 | 416.9475 | 430.2743 | 451.8796 | 468.0803 | 486.878 | 497.6819 | 502.6545 | 514.8684 | 523.0917 | 530.5354 | 540.4993 | 548.903 | 558.6547 | 568.5797 | 578.6811 | 588.9618 | 599.4253 | 610.0746 | 620.9131 | 631.9442 | 643.1713 | 654.5978 | 666.2273 | 678.0634 | 690.1098 | 702.3702 | 714.8485 | 727.5484 | 740.474 | 753.6291 | 767.018 | 780.6448 | 794.5137 | 808.6289 | 822.9949 | 837.6162 | 852.4972 | 867.6425 | 883.057 | 898.7453 | 914.7123 | 914.7123 | 914.7123 | 914.7123 | 914.7123 | 914.7123 | 914.7123 | 914.7123
F2_Commercial_College (WA)_Natural Gas_Water Heating | F2 | Commercial | College (WA) | Natural Gas | Water Heating | Avoided Capacity Cost | $ per therm | 0 | 0 | 0 | 0 | 0 | 0 | 0 | 0 | 0 | 0 | 0 | 0 | 0 | 0 | 0 | 0 | 0 | 0 | 0 | 0 | 0 | 0 | 0 | 0 | 0 | 0 | 0 | 0 | 0 | 0 | 0 | 0 | 0 | 0 | 0 | 0 | 0 | 0 | 0 | 0 | 0 | 0 | 0 | 0 | 0 | 0 | 0 | 0 | 0 | 0 | 0 | 0 | 0 | 0 | 0 | 0 | 0 | 0 | 0
F3_Commercial_College (WA)_Natural Gas_Water Heating | F3 | Commercial | College (WA) | Natural Gas | Water Heating | Line Loss | % T&D Loss | bar: 2019 to 2077
F4_Commercial_College (WA)_Natural Gas_Water Heating | F4 | Commercial | College (WA) | Natural Gas | Water Heating | Peak Season | Winter/Summer | Winter | Winter | Winter | Winter | Winter | Winter | Winter | Winter | Winter | Winter | Winter | Winter | Winter | Winter | Winter | Winter | Winter | Winter | Winter | Winter | Winter | Winter | Winter | Winter | Winter | Winter | Winter | Winter | Winter | Winter | Winter | Winter | Winter | Winter | Winter | Winter | Winter | Winter | Winter | Winter | Winter | Winter | Winter | Winter | Winter | Winter | Winter | Winter | Winter | Winter | Winter | Winter | Winter | Winter | Winter | Winter | Winter | Winter | Winter
F5_Commercial_College (WA)_Natural Gas_Water Heating | F5 | Commercial | College (WA) | Natural Gas | Water Heating | Retail Energy Price | $ per Mtherm | 373.8345 | 373.8345 | 373.8345 | 373.8345 | 362.8609 | 375.9174 | 394.2343 | 416.1803 | 429.2509 | 435.3497 | 454.5538 | 458.6423 | 473.3017 | 497.0675 | 514.8883 | 535.5658 | 547.4501 | 552.9199 | 566.3552 | 575.4009 | 557.0622 | 567.5243 | 576.3481 | 586.5875 | 597.0087 | 607.6151 | 618.4099 | 629.3965 | 640.5783 | 651.9588 | 663.5414 | 675.3298 | 687.3277 | 699.5387 | 711.9666 | 724.6153 | 737.4888 | 750.5909 | 763.9258 | 777.4977 | 791.3106 | 805.3689 | 819.677 | 834.2393 | 849.0603 | 864.1447 | 879.497 | 895.122 | 911.0247 | 927.2098 | 943.6825 | 960.4479 | 960.4479 | 960.4479 | 960.4479 | 960.4479 | 960.4479 | 960.4479 | 960.4479
F6_Commercial_College (WA)_Natural Gas_Water Heating | F6 | Commercial | College (WA) | Natural Gas | Water Heating | Retail Peak Price | $ per therm | 0 | 0 | 0 | 0 | 0 | 0 | 0 | 0 | 0 | 0 | 0 | 0 | 0 | 0 | 0 | 0 | 0 | 0 | 0 | 0 | 0 | 0 | 0 | 0 | 0 | 0 | 0 | 0 | 0 | 0 | 0 | 0 | 0 | 0 | 0 | 0 | 0 | 0 | 0 | 0 | 0 | 0 | 0 | 0 | 0 | 0 | 0 | 0 | 0 | 0 | 0 | 0 | 0 | 0 | 0 | 0 | 0 | 0 | 0
F1_Commercial_College (WA)_Natural Gas_Food Preparation | F1 | Commercial | College (WA) | Natural Gas | Food Preparation | Avoided Energy Cost | $ per Mtherm | 311.5287 | 311.5287 | 311.5287 | 311.5287 | 302.3841 | 313.2645 | 328.5286 | 346.8169 | 357.7091 | 395.7724 | 413.2307 | 416.9475 | 430.2743 | 451.8796 | 468.0803 | 486.878 | 497.6819 | 502.6545 | 514.8684 | 523.0917 | 530.5354 | 540.4993 | 548.903 | 558.6547 | 568.5797 | 578.6811 | 588.9618 | 599.4253 | 610.0746 | 620.9131 | 631.9442 | 643.1713 | 654.5978 | 666.2273 | 678.0634 | 690.1098 | 702.3702 | 714.8485 | 727.5484 | 740.474 | 753.6291 | 767.018 | 780.6448 | 794.5137 | 808.6289 | 822.9949 | 837.6162 | 852.4972 | 867.6425 | 883.057 | 898.7453 | 914.7123 | 914.7123 | 914.7123 | 914.7123 | 914.7123 | 914.7123 | 914.7123 | 914.7123
F2_Commercial_College (WA)_Natural Gas_Food Preparation | F2 | Commercial | College (WA) | Natural Gas | Food Preparation | Avoided Capacity Cost | $ per therm | 0 | 0 | 0 | 0 | 0 | 0 | 0 | 0 | 0 | 0 | 0 | 0 | 0 | 0 | 0 | 0 | 0 | 0 | 0 | 0 | 0 | 0 | 0 | 0 | 0 | 0 | 0 | 0 | 0 | 0 | 0 | 0 | 0 | 0 | 0 | 0 | 0 | 0 | 0 | 0 | 0 | 0 | 0 | 0 | 0 | 0 | 0 | 0 | 0 | 0 | 0 | 0 | 0 | 0 | 0 | 0 | 0 | 0 | 0
F3_Commercial_College (WA)_Natural Gas_Food Preparation | F3 | Commercial | College (WA) | Natural Gas | Food Preparation | Line Loss | % T&D Loss | bar: 2019 to 2077
F4_Commercial_College (WA)_Natural Gas_Food Preparation | F4 | Commercial | College (WA) | Natural Gas | Food Preparation | Peak Season | Winter/Summer | Winter | Winter | Winter | Winter | Winter | Winter | Winter | Winter | Winter | Winter | Winter | Winter | Winter | Winter | Winter | Winter | Winter | Winter | Winter | Winter | Winter | Winter | Winter | Winter | Winter | Winter | Winter | Winter | Winter | Winter | Winter | Winter | Winter | Winter | Winter | Winter | Winter | Winter | Winter | Winter | Winter | Winter | Winter | Winter | Winter | Winter | Winter | Winter | Winter | Winter | Winter | Winter | Winter | Winter | Winter | Winter | Winter | Winter | Winter
F5_Commercial_College (WA)_Natural Gas_Food Preparation | F5 | Commercial | College (WA) | Natural Gas | Food Preparation | Retail Energy Price | $ per Mtherm | 373.8345 | 373.8345 | 373.8345 | 373.8345 | 362.8609 | 375.9174 | 394.2343 | 416.1803 | 429.2509 | 435.3497 | 454.5538 | 458.6423 | 473.3017 | 497.0675 | 514.8883 | 535.5658 | 547.4501 | 552.9199 | 566.3552 | 575.4009 | 557.0622 | 567.5243 | 576.3481 | 586.5875 | 597.0087 | 607.6151 | 618.4099 | 629.3965 | 640.5783 | 651.9588 | 663.5414 | 675.3298 | 687.3277 | 699.5387 | 711.9666 | 724.6153 | 737.4888 | 750.5909 | 763.9258 | 777.4977 | 791.3106 | 805.3689 | 819.677 | 834.2393 | 849.0603 | 864.1447 | 879.497 | 895.122 | 911.0247 | 927.2098 | 943.6825 | 960.4479 | 960.4479 | 960.4479 | 960.4479 | 960.4479 | 960.4479 | 960.4479 | 960.4479
F6_Commercial_College (WA)_Natural Gas_Food Preparation | F6 | Commercial | College (WA) | Natural Gas | Food Preparation | Retail Peak Price | $ per therm | 0 | 0 | 0 | 0 | 0 | 0 | 0 | 0 | 0 | 0 | 0 | 0 | 0 | 0 | 0 | 0 | 0 | 0 | 0 | 0 | 0 | 0 | 0 | 0 | 0 | 0 | 0 | 0 | 0 | 0 | 0 | 0 | 0 | 0 | 0 | 0 | 0 | 0 | 0 | 0 | 0 | 0 | 0 | 0 | 0 | 0 | 0 | 0 | 0 | 0 | 0 | 0 | 0 | 0 | 0 | 0 | 0 | 0 | 0
F1_Commercial_College (WA)_Natural Gas_Miscellaneous | F1 | Commercial | College (WA) | Natural Gas | Miscellaneous | Avoided Energy Cost | $ per Mtherm | 311.5287 | 311.5287 | 311.5287 | 311.5287 | 302.3841 | 313.2645 | 328.5286 | 346.8169 | 357.7091 | 395.7724 | 413.2307 | 416.9475 | 430.2743 | 451.8796 | 468.0803 | 486.878 | 497.6819 | 502.6545 | 514.8684 | 523.0917 | 530.5354 | 540.4993 | 548.903 | 558.6547 | 568.5797 | 578.6811 | 588.9618 | 599.4253 | 610.0746 | 620.9131 | 631.9442 | 643.1713 | 654.5978 | 666.2273 | 678.0634 | 690.1098 | 702.3702 | 714.8485 | 727.5484 | 740.474 | 753.6291 | 767.018 | 780.6448 | 794.5137 | 808.6289 | 822.9949 | 837.6162 | 852.4972 | 867.6425 | 883.057 | 898.7453 | 914.7123 | 914.7123 | 914.7123 | 914.7123 | 914.7123 | 914.7123 | 914.7123 | 914.7123
F2_Commercial_College (WA)_Natural Gas_Miscellaneous | F2 | Commercial | College (WA) | Natural Gas | Miscellaneous | Avoided Capacity Cost | $ per therm | 0 | 0 | 0 | 0 | 0 | 0 | 0 | 0 | 0 | 0 | 0 | 0 | 0 | 0 | 0 | 0 | 0 | 0 | 0 | 0 | 0 | 0 | 0 | 0 | 0 | 0 | 0 | 0 | 0 | 0 | 0 | 0 | 0 | 0 | 0 | 0 | 0 | 0 | 0 | 0 | 0 | 0 | 0 | 0 | 0 | 0 | 0 | 0 | 0 | 0 | 0 | 0 | 0 | 0 | 0 | 0 | 0 | 0 | 0
F3_Commercial_College (WA)_Natural Gas_Miscellaneous | F3 | Commercial | College (WA) | Natural Gas | Miscellaneous | Line Loss | % T&D Loss | bar: 2019 to 2077
F4_Commercial_College (WA)_Natural Gas_Miscellaneous | F4 | Commercial | College (WA) | Natural Gas | Miscellaneous | Peak Season | Winter/Summer | Winter | Winter | Winter | Winter | Winter | Winter | Winter | Winter | Winter | Winter | Winter | Winter | Winter | Winter | Winter | Winter | Winter | Winter | Winter | Winter | Winter | Winter | Winter | Winter | Winter | Winter | Winter | Winter | Winter | Winter | Winter | Winter | Winter | Winter | Winter | Winter | Winter | Winter | Winter | Winter | Winter | Winter | Winter | Winter | Winter | Winter | Winter | Winter | Winter | Winter | Winter | Winter | Winter | Winter | Winter | Winter | Winter | Winter | Winter
F5_Commercial_College (WA)_Natural Gas_Miscellaneous | F5 | Commercial | College (WA) | Natural Gas | Miscellaneous | Retail Energy Price | $ per Mtherm | 373.8345 | 373.8345 | 373.8345 | 373.8345 | 362.8609 | 375.9174 | 394.2343 | 416.1803 | 429.2509 | 435.3497 | 454.5538 | 458.6423 | 473.3017 | 497.0675 | 514.8883 | 535.5658 | 547.4501 | 552.9199 | 566.3552 | 575.4009 | 557.0622 | 567.5243 | 576.3481 | 586.5875 | 597.0087 | 607.6151 | 618.4099 | 629.3965 | 640.5783 | 651.9588 | 663.5414 | 675.3298 | 687.3277 | 699.5387 | 711.9666 | 724.6153 | 737.4888 | 750.5909 | 763.9258 | 777.4977 | 791.3106 | 805.3689 | 819.677 | 834.2393 | 849.0603 | 864.1447 | 879.497 | 895.122 | 911.0247 | 927.2098 | 943.6825 | 960.4479 | 960.4479 | 960.4479 | 960.4479 | 960.4479 | 960.4479 | 960.4479 | 960.4479
F6_Commercial_College (WA)_Natural Gas_Miscellaneous | F6 | Commercial | College (WA) | Natural Gas | Miscellaneous | Retail Peak Price | $ per therm | 0 | 0 | 0 | 0 | 0 | 0 | 0 | 0 | 0 | 0 | 0 | 0 | 0 | 0 | 0 | 0 | 0 | 0 | 0 | 0 | 0 | 0 | 0 | 0 | 0 | 0 | 0 | 0 | 0 | 0 | 0 | 0 | 0 | 0 | 0 | 0 | 0 | 0 | 0 | 0 | 0 | 0 | 0 | 0 | 0 | 0 | 0 | 0 | 0 | 0 | 0 | 0 | 0 | 0 | 0 | 0 | 0 | 0 | 0
F1_Commercial_Health (WA)_Natural Gas_Space Heating | F1 | Commercial | Health (WA) | Natural Gas | Space Heating | Avoided Energy Cost | $ per Mtherm | 346.1885 | 346.1885 | 346.1885 | 346.1885 | 316.3611 | 327.0673 | 332.0605 | 354.1509 | 365.7989 | 396.2335 | 420.2025 | 420.6956 | 430.4165 | 454.1101 | 469.2437 | 491.187 | 500.0627 | 507.8066 | 517.8622 | 529.0431 | 535.4964 | 527.263 | 563.0699 | 575.0212 | 587.2261 | 599.6902 | 612.4187 | 625.4175 | 638.6921 | 652.2485 | 666.0927 | 680.2306 | 694.6687 | 709.4132 | 724.4707 | 739.8478 | 755.5512 | 771.588 | 787.9651 | 804.6899 | 821.7696 | 839.2119 | 857.0244 | 875.2149 | 893.7916 | 912.7625 | 932.1362 | 951.921 | 972.1257 | 992.7594 | 1013.8309 | 1035.3497 | 1035.3497 | 1035.3497 | 1035.3497 | 1035.3497 | 1035.3497 | 1035.3497 | 1035.3497
F2_Commercial_Health (WA)_Natural Gas_Space Heating | F2 | Commercial | Health (WA) | Natural Gas | Space Heating | Avoided Capacity Cost | $ per therm | 0 | 0 | 0 | 0 | 0 | 0 | 0 | 0 | 0 | 0 | 0 | 0 | 0 | 0 | 0 | 0 | 0 | 0 | 0 | 0 | 0 | 0 | 0 | 0 | 0 | 0 | 0 | 0 | 0 | 0 | 0 | 0 | 0 | 0 | 0 | 0 | 0 | 0 | 0 | 0 | 0 | 0 | 0 | 0 | 0 | 0 | 0 | 0 | 0 | 0 | 0 | 0 | 0 | 0 | 0 | 0 | 0 | 0 | 0
F3_Commercial_Health (WA)_Natural Gas_Space Heating | F3 | Commercial | Health (WA) | Natural Gas | Space Heating | Line Loss | % T&D Loss | bar: 2019 to 2077
F4_Commercial_Health (WA)_Natural Gas_Space Heating | F4 | Commercial | Health (WA) | Natural Gas | Space Heating | Peak Season | Winter/Summer | Winter | Winter | Winter | Winter | Winter | Winter | Winter | Winter | Winter | Winter | Winter | Winter | Winter | Winter | Winter | Winter | Winter | Winter | Winter | Winter | Winter | Winter | Winter | Winter | Winter | Winter | Winter | Winter | Winter | Winter | Winter | Winter | Winter | Winter | Winter | Winter | Winter | Winter | Winter | Winter | Winter | Winter | Winter | Winter | Winter | Winter | Winter | Winter | Winter | Winter | Winter | Winter | Winter | Winter | Winter | Winter | Winter | Winter | Winter
F5_Commercial_Health (WA)_Natural Gas_Space Heating | F5 | Commercial | Health (WA) | Natural Gas | Space Heating | Retail Energy Price | $ per Mtherm | 415.4262 | 415.4262 | 415.4262 | 415.4262 | 379.6333 | 392.4807 | 398.4726 | 424.9811 | 438.9587 | 435.8569 | 462.2228 | 462.7652 | 473.4581 | 499.5211 | 516.1681 | 540.3057 | 550.0689 | 558.5872 | 569.6485 | 581.9474 | 562.2713 | 553.6261 | 591.2234 | 603.7722 | 616.5875 | 629.6747 | 643.0397 | 656.6884 | 670.6267 | 684.861 | 699.3973 | 714.2422 | 729.4021 | 744.8839 | 760.6942 | 776.8402 | 793.3288 | 810.1674 | 827.3634 | 844.9244 | 862.8581 | 881.1725 | 899.8756 | 918.9757 | 938.4812 | 958.4007 | 978.743 | 999.517 | 1020.732 | 1042.3973 | 1064.5225 | 1087.1172 | 1087.1172 | 1087.1172 | 1087.1172 | 1087.1172 | 1087.1172 | 1087.1172 | 1087.1172
F6_Commercial_Health (WA)_Natural Gas_Space Heating | F6 | Commercial | Health (WA) | Natural Gas | Space Heating | Retail Peak Price | $ per therm | 0 | 0 | 0 | 0 | 0 | 0 | 0 | 0 | 0 | 0 | 0 | 0 | 0 | 0 | 0 | 0 | 0 | 0 | 0 | 0 | 0 | 0 | 0 | 0 | 0 | 0 | 0 | 0 | 0 | 0 | 0 | 0 | 0 | 0 | 0 | 0 | 0 | 0 | 0 | 0 | 0 | 0 | 0 | 0 | 0 | 0 | 0 | 0 | 0 | 0 | 0 | 0 | 0 | 0 | 0 | 0 | 0 | 0 | 0
F1_Commercial_Health (WA)_Natural Gas_Water Heating | F1 | Commercial | Health (WA) | Natural Gas | Water Heating | Avoided Energy Cost | $ per Mtherm | 311.5287 | 311.5287 | 311.5287 | 311.5287 | 302.3841 | 313.2645 | 328.5286 | 346.8169 | 357.7091 | 395.7724 | 413.2307 | 416.9475 | 430.2743 | 451.8796 | 468.0803 | 486.878 | 497.6819 | 502.6545 | 514.8684 | 523.0917 | 530.5354 | 540.4993 | 548.903 | 558.6547 | 568.5797 | 578.6811 | 588.9618 | 599.4253 | 610.0746 | 620.9131 | 631.9442 | 643.1713 | 654.5978 | 666.2273 | 678.0634 | 690.1098 | 702.3702 | 714.8485 | 727.5484 | 740.474 | 753.6291 | 767.018 | 780.6448 | 794.5137 | 808.6289 | 822.9949 | 837.6162 | 852.4972 | 867.6425 | 883.057 | 898.7453 | 914.7123 | 914.7123 | 914.7123 | 914.7123 | 914.7123 | 914.7123 | 914.7123 | 914.7123
F2_Commercial_Health (WA)_Natural Gas_Water Heating | F2 | Commercial | Health (WA) | Natural Gas | Water Heating | Avoided Capacity Cost | $ per therm | 0 | 0 | 0 | 0 | 0 | 0 | 0 | 0 | 0 | 0 | 0 | 0 | 0 | 0 | 0 | 0 | 0 | 0 | 0 | 0 | 0 | 0 | 0 | 0 | 0 | 0 | 0 | 0 | 0 | 0 | 0 | 0 | 0 | 0 | 0 | 0 | 0 | 0 | 0 | 0 | 0 | 0 | 0 | 0 | 0 | 0 | 0 | 0 | 0 | 0 | 0 | 0 | 0 | 0 | 0 | 0 | 0 | 0 | 0
F3_Commercial_Health (WA)_Natural Gas_Water Heating | F3 | Commercial | Health (WA) | Natural Gas | Water Heating | Line Loss | % T&D Loss | bar: 2019 to 2077
F4_Commercial_Health (WA)_Natural Gas_Water Heating | F4 | Commercial | Health (WA) | Natural Gas | Water Heating | Peak Season | Winter/Summer | Winter | Winter | Winter | Winter | Winter | Winter | Winter | Winter | Winter | Winter | Winter | Winter | Winter | Winter | Winter | Winter | Winter | Winter | Winter | Winter | Winter | Winter | Winter | Winter | Winter | Winter | Winter | Winter | Winter | Winter | Winter | Winter | Winter | Winter | Winter | Winter | Winter | Winter | Winter | Winter | Winter | Winter | Winter | Winter | Winter | Winter | Winter | Winter | Winter | Winter | Winter | Winter | Winter | Winter | Winter | Winter | Winter | Winter | Winter
F5_Commercial_Health (WA)_Natural Gas_Water Heating | F5 | Commercial | Health (WA) | Natural Gas | Water Heating | Retail Energy Price | $ per Mtherm | 373.8345 | 373.8345 | 373.8345 | 373.8345 | 362.8609 | 375.9174 | 394.2343 | 416.1803 | 429.2509 | 435.3497 | 454.5538 | 458.6423 | 473.3017 | 497.0675 | 514.8883 | 535.5658 | 547.4501 | 552.9199 | 566.3552 | 575.4009 | 557.0622 | 567.5243 | 576.3481 | 586.5875 | 597.0087 | 607.6151 | 618.4099 | 629.3965 | 640.5783 | 651.9588 | 663.5414 | 675.3298 | 687.3277 | 699.5387 | 711.9666 | 724.6153 | 737.4888 | 750.5909 | 763.9258 | 777.4977 | 791.3106 | 805.3689 | 819.677 | 834.2393 | 849.0603 | 864.1447 | 879.497 | 895.122 | 911.0247 | 927.2098 | 943.6825 | 960.4479 | 960.4479 | 960.4479 | 960.4479 | 960.4479 | 960.4479 | 960.4479 | 960.4479
F6_Commercial_Health (WA)_Natural Gas_Water Heating | F6 | Commercial | Health (WA) | Natural Gas | Water Heating | Retail Peak Price | $ per therm | 0 | 0 | 0 | 0 | 0 | 0 | 0 | 0 | 0 | 0 | 0 | 0 | 0 | 0 | 0 | 0 | 0 | 0 | 0 | 0 | 0 | 0 | 0 | 0 | 0 | 0 | 0 | 0 | 0 | 0 | 0 | 0 | 0 | 0 | 0 | 0 | 0 | 0 | 0 | 0 | 0 | 0 | 0 | 0 | 0 | 0 | 0 | 0 | 0 | 0 | 0 | 0 | 0 | 0 | 0 | 0 | 0 | 0 | 0
F1_Commercial_Health (WA)_Natural Gas_Food Preparation | F1 | Commercial | Health (WA) | Natural Gas | Food Preparation | Avoided Energy Cost | $ per Mtherm | 311.5287 | 311.5287 | 311.5287 | 311.5287 | 302.3841 | 313.2645 | 328.5286 | 346.8169 | 357.7091 | 395.7724 | 413.2307 | 416.9475 | 430.2743 | 451.8796 | 468.0803 | 486.878 | 497.6819 | 502.6545 | 514.8684 | 523.0917 | 530.5354 | 540.4993 | 548.903 | 558.6547 | 568.5797 | 578.6811 | 588.9618 | 599.4253 | 610.0746 | 620.9131 | 631.9442 | 643.1713 | 654.5978 | 666.2273 | 678.0634 | 690.1098 | 702.3702 | 714.8485 | 727.5484 | 740.474 | 753.6291 | 767.018 | 780.6448 | 794.5137 | 808.6289 | 822.9949 | 837.6162 | 852.4972 | 867.6425 | 883.057 | 898.7453 | 914.7123 | 914.7123 | 914.7123 | 914.7123 | 914.7123 | 914.7123 | 914.7123 | 914.7123
F2_Commercial_Health (WA)_Natural Gas_Food Preparation | F2 | Commercial | Health (WA) | Natural Gas | Food Preparation | Avoided Capacity Cost | $ per therm | 0 | 0 | 0 | 0 | 0 | 0 | 0 | 0 | 0 | 0 | 0 | 0 | 0 | 0 | 0 | 0 | 0 | 0 | 0 | 0 | 0 | 0 | 0 | 0 | 0 | 0 | 0 | 0 | 0 | 0 | 0 | 0 | 0 | 0 | 0 | 0 | 0 | 0 | 0 | 0 | 0 | 0 | 0 | 0 | 0 | 0 | 0 | 0 | 0 | 0 | 0 | 0 | 0 | 0 | 0 | 0 | 0 | 0 | 0
F3_Commercial_Health (WA)_Natural Gas_Food Preparation | F3 | Commercial | Health (WA) | Natural Gas | Food Preparation | Line Loss | % T&D Loss | bar: 2019 to 2077
F4_Commercial_Health (WA)_Natural Gas_Food Preparation | F4 | Commercial | Health (WA) | Natural Gas | Food Preparation | Peak Season | Winter/Summer | Winter | Winter | Winter | Winter | Winter | Winter | Winter | Winter | Winter | Winter | Winter | Winter | Winter | Winter | Winter | Winter | Winter | Winter | Winter | Winter | Winter | Winter | Winter | Winter | Winter | Winter | Winter | Winter | Winter | Winter | Winter | Winter | Winter | Winter | Winter | Winter | Winter | Winter | Winter | Winter | Winter | Winter | Winter | Winter | Winter | Winter | Winter | Winter | Winter | Winter | Winter | Winter | Winter | Winter | Winter | Winter | Winter | Winter | Winter
F5_Commercial_Health (WA)_Natural Gas_Food Preparation | F5 | Commercial | Health (WA) | Natural Gas | Food Preparation | Retail Energy Price | $ per Mtherm | 373.8345 | 373.8345 | 373.8345 | 373.8345 | 362.8609 | 375.9174 | 394.2343 | 416.1803 | 429.2509 | 435.3497 | 454.5538 | 458.6423 | 473.3017 | 497.0675 | 514.8883 | 535.5658 | 547.4501 | 552.9199 | 566.3552 | 575.4009 | 557.0622 | 567.5243 | 576.3481 | 586.5875 | 597.0087 | 607.6151 | 618.4099 | 629.3965 | 640.5783 | 651.9588 | 663.5414 | 675.3298 | 687.3277 | 699.5387 | 711.9666 | 724.6153 | 737.4888 | 750.5909 | 763.9258 | 777.4977 | 791.3106 | 805.3689 | 819.677 | 834.2393 | 849.0603 | 864.1447 | 879.497 | 895.122 | 911.0247 | 927.2098 | 943.6825 | 960.4479 | 960.4479 | 960.4479 | 960.4479 | 960.4479 | 960.4479 | 960.4479 | 960.4479
F6_Commercial_Health (WA)_Natural Gas_Food Preparation | F6 | Commercial | Health (WA) | Natural Gas | Food Preparation | Retail Peak Price | $ per therm | 0 | 0 | 0 | 0 | 0 | 0 | 0 | 0 | 0 | 0 | 0 | 0 | 0 | 0 | 0 | 0 | 0 | 0 | 0 | 0 | 0 | 0 | 0 | 0 | 0 | 0 | 0 | 0 | 0 | 0 | 0 | 0 | 0 | 0 | 0 | 0 | 0 | 0 | 0 | 0 | 0 | 0 | 0 | 0 | 0 | 0 | 0 | 0 | 0 | 0 | 0 | 0 | 0 | 0 | 0 | 0 | 0 | 0 | 0
F1_Commercial_Health (WA)_Natural Gas_Miscellaneous | F1 | Commercial | Health (WA) | Natural Gas | Miscellaneous | Avoided Energy Cost | $ per Mtherm | 311.5287 | 311.5287 | 311.5287 | 311.5287 | 302.3841 | 313.2645 | 328.5286 | 346.8169 | 357.7091 | 395.7724 | 413.2307 | 416.9475 | 430.2743 | 451.8796 | 468.0803 | 486.878 | 497.6819 | 502.6545 | 514.8684 | 523.0917 | 530.5354 | 540.4993 | 548.903 | 558.6547 | 568.5797 | 578.6811 | 588.9618 | 599.4253 | 610.0746 | 620.9131 | 631.9442 | 643.1713 | 654.5978 | 666.2273 | 678.0634 | 690.1098 | 702.3702 | 714.8485 | 727.5484 | 740.474 | 753.6291 | 767.018 | 780.6448 | 794.5137 | 808.6289 | 822.9949 | 837.6162 | 852.4972 | 867.6425 | 883.057 | 898.7453 | 914.7123 | 914.7123 | 914.7123 | 914.7123 | 914.7123 | 914.7123 | 914.7123 | 914.7123
F2_Commercial_Health (WA)_Natural Gas_Miscellaneous | F2 | Commercial | Health (WA) | Natural Gas | Miscellaneous | Avoided Capacity Cost | $ per therm | 0 | 0 | 0 | 0 | 0 | 0 | 0 | 0 | 0 | 0 | 0 | 0 | 0 | 0 | 0 | 0 | 0 | 0 | 0 | 0 | 0 | 0 | 0 | 0 | 0 | 0 | 0 | 0 | 0 | 0 | 0 | 0 | 0 | 0 | 0 | 0 | 0 | 0 | 0 | 0 | 0 | 0 | 0 | 0 | 0 | 0 | 0 | 0 | 0 | 0 | 0 | 0 | 0 | 0 | 0 | 0 | 0 | 0 | 0
F3_Commercial_Health (WA)_Natural Gas_Miscellaneous | F3 | Commercial | Health (WA) | Natural Gas | Miscellaneous | Line Loss | % T&D Loss | bar: 2019 to 2077
F4_Commercial_Health (WA)_Natural Gas_Miscellaneous | F4 | Commercial | Health (WA) | Natural Gas | Miscellaneous | Peak Season | Winter/Summer | Winter | Winter | Winter | Winter | Winter | Winter | Winter | Winter | Winter | Winter | Winter | Winter | Winter | Winter | Winter | Winter | Winter | Winter | Winter | Winter | Winter | Winter | Winter | Winter | Winter | Winter | Winter | Winter | Winter | Winter | Winter | Winter | Winter | Winter | Winter | Winter | Winter | Winter | Winter | Winter | Winter | Winter | Winter | Winter | Winter | Winter | Winter | Winter | Winter | Winter | Winter | Winter | Winter | Winter | Winter | Winter | Winter | Winter | Winter
F5_Commercial_Health (WA)_Natural Gas_Miscellaneous | F5 | Commercial | Health (WA) | Natural Gas | Miscellaneous | Retail Energy Price | $ per Mtherm | 373.8345 | 373.8345 | 373.8345 | 373.8345 | 362.8609 | 375.9174 | 394.2343 | 416.1803 | 429.2509 | 435.3497 | 454.5538 | 458.6423 | 473.3017 | 497.0675 | 514.8883 | 535.5658 | 547.4501 | 552.9199 | 566.3552 | 575.4009 | 557.0622 | 567.5243 | 576.3481 | 586.5875 | 597.0087 | 607.6151 | 618.4099 | 629.3965 | 640.5783 | 651.9588 | 663.5414 | 675.3298 | 687.3277 | 699.5387 | 711.9666 | 724.6153 | 737.4888 | 750.5909 | 763.9258 | 777.4977 | 791.3106 | 805.3689 | 819.677 | 834.2393 | 849.0603 | 864.1447 | 879.497 | 895.122 | 911.0247 | 927.2098 | 943.6825 | 960.4479 | 960.4479 | 960.4479 | 960.4479 | 960.4479 | 960.4479 | 960.4479 | 960.4479
F6_Commercial_Health (WA)_Natural Gas_Miscellaneous | F6 | Commercial | Health (WA) | Natural Gas | Miscellaneous | Retail Peak Price | $ per therm | 0 | 0 | 0 | 0 | 0 | 0 | 0 | 0 | 0 | 0 | 0 | 0 | 0 | 0 | 0 | 0 | 0 | 0 | 0 | 0 | 0 | 0 | 0 | 0 | 0 | 0 | 0 | 0 | 0 | 0 | 0 | 0 | 0 | 0 | 0 | 0 | 0 | 0 | 0 | 0 | 0 | 0 | 0 | 0 | 0 | 0 | 0 | 0 | 0 | 0 | 0 | 0 | 0 | 0 | 0 | 0 | 0 | 0 | 0
F1_Commercial_Lodging (WA)_Natural Gas_Space Heating | F1 | Commercial | Lodging (WA) | Natural Gas | Space Heating | Avoided Energy Cost | $ per Mtherm | 346.1885 | 346.1885 | 346.1885 | 346.1885 | 316.3611 | 327.0673 | 332.0605 | 354.1509 | 365.7989 | 396.2335 | 420.2025 | 420.6956 | 430.4165 | 454.1101 | 469.2437 | 491.187 | 500.0627 | 507.8066 | 517.8622 | 529.0431 | 535.4964 | 527.263 | 563.0699 | 575.0212 | 587.2261 | 599.6902 | 612.4187 | 625.4175 | 638.6921 | 652.2485 | 666.0927 | 680.2306 | 694.6687 | 709.4132 | 724.4707 | 739.8478 | 755.5512 | 771.588 | 787.9651 | 804.6899 | 821.7696 | 839.2119 | 857.0244 | 875.2149 | 893.7916 | 912.7625 | 932.1362 | 951.921 | 972.1257 | 992.7594 | 1013.8309 | 1035.3497 | 1035.3497 | 1035.3497 | 1035.3497 | 1035.3497 | 1035.3497 | 1035.3497 | 1035.3497
F2_Commercial_Lodging (WA)_Natural Gas_Space Heating | F2 | Commercial | Lodging (WA) | Natural Gas | Space Heating | Avoided Capacity Cost | $ per therm | 0 | 0 | 0 | 0 | 0 | 0 | 0 | 0 | 0 | 0 | 0 | 0 | 0 | 0 | 0 | 0 | 0 | 0 | 0 | 0 | 0 | 0 | 0 | 0 | 0 | 0 | 0 | 0 | 0 | 0 | 0 | 0 | 0 | 0 | 0 | 0 | 0 | 0 | 0 | 0 | 0 | 0 | 0 | 0 | 0 | 0 | 0 | 0 | 0 | 0 | 0 | 0 | 0 | 0 | 0 | 0 | 0 | 0 | 0
F3_Commercial_Lodging (WA)_Natural Gas_Space Heating | F3 | Commercial | Lodging (WA) | Natural Gas | Space Heating | Line Loss | % T&D Loss | bar: 2019 to 2077
F4_Commercial_Lodging (WA)_Natural Gas_Space Heating | F4 | Commercial | Lodging (WA) | Natural Gas | Space Heating | Peak Season | Winter/Summer | Winter | Winter | Winter | Winter | Winter | Winter | Winter | Winter | Winter | Winter | Winter | Winter | Winter | Winter | Winter | Winter | Winter | Winter | Winter | Winter | Winter | Winter | Winter | Winter | Winter | Winter | Winter | Winter | Winter | Winter | Winter | Winter | Winter | Winter | Winter | Winter | Winter | Winter | Winter | Winter | Winter | Winter | Winter | Winter | Winter | Winter | Winter | Winter | Winter | Winter | Winter | Winter | Winter | Winter | Winter | Winter | Winter | Winter | Winter
F5_Commercial_Lodging (WA)_Natural Gas_Space Heating | F5 | Commercial | Lodging (WA) | Natural Gas | Space Heating | Retail Energy Price | $ per Mtherm | 415.4262 | 415.4262 | 415.4262 | 415.4262 | 379.6333 | 392.4807 | 398.4726 | 424.9811 | 438.9587 | 435.8569 | 462.2228 | 462.7652 | 473.4581 | 499.5211 | 516.1681 | 540.3057 | 550.0689 | 558.5872 | 569.6485 | 581.9474 | 562.2713 | 553.6261 | 591.2234 | 603.7722 | 616.5875 | 629.6747 | 643.0397 | 656.6884 | 670.6267 | 684.861 | 699.3973 | 714.2422 | 729.4021 | 744.8839 | 760.6942 | 776.8402 | 793.3288 | 810.1674 | 827.3634 | 844.9244 | 862.8581 | 881.1725 | 899.8756 | 918.9757 | 938.4812 | 958.4007 | 978.743 | 999.517 | 1020.732 | 1042.3973 | 1064.5225 | 1087.1172 | 1087.1172 | 1087.1172 | 1087.1172 | 1087.1172 | 1087.1172 | 1087.1172 | 1087.1172
F6_Commercial_Lodging (WA)_Natural Gas_Space Heating | F6 | Commercial | Lodging (WA) | Natural Gas | Space Heating | Retail Peak Price | $ per therm | 0 | 0 | 0 | 0 | 0 | 0 | 0 | 0 | 0 | 0 | 0 | 0 | 0 | 0 | 0 | 0 | 0 | 0 | 0 | 0 | 0 | 0 | 0 | 0 | 0 | 0 | 0 | 0 | 0 | 0 | 0 | 0 | 0 | 0 | 0 | 0 | 0 | 0 | 0 | 0 | 0 | 0 | 0 | 0 | 0 | 0 | 0 | 0 | 0 | 0 | 0 | 0 | 0 | 0 | 0 | 0 | 0 | 0 | 0
F1_Commercial_Lodging (WA)_Natural Gas_Water Heating | F1 | Commercial | Lodging (WA) | Natural Gas | Water Heating | Avoided Energy Cost | $ per Mtherm | 311.5287 | 311.5287 | 311.5287 | 311.5287 | 302.3841 | 313.2645 | 328.5286 | 346.8169 | 357.7091 | 395.7724 | 413.2307 | 416.9475 | 430.2743 | 451.8796 | 468.0803 | 486.878 | 497.6819 | 502.6545 | 514.8684 | 523.0917 | 530.5354 | 540.4993 | 548.903 | 558.6547 | 568.5797 | 578.6811 | 588.9618 | 599.4253 | 610.0746 | 620.9131 | 631.9442 | 643.1713 | 654.5978 | 666.2273 | 678.0634 | 690.1098 | 702.3702 | 714.8485 | 727.5484 | 740.474 | 753.6291 | 767.018 | 780.6448 | 794.5137 | 808.6289 | 822.9949 | 837.6162 | 852.4972 | 867.6425 | 883.057 | 898.7453 | 914.7123 | 914.7123 | 914.7123 | 914.7123 | 914.7123 | 914.7123 | 914.7123 | 914.7123
F2_Commercial_Lodging (WA)_Natural Gas_Water Heating | F2 | Commercial | Lodging (WA) | Natural Gas | Water Heating | Avoided Capacity Cost | $ per therm | 0 | 0 | 0 | 0 | 0 | 0 | 0 | 0 | 0 | 0 | 0 | 0 | 0 | 0 | 0 | 0 | 0 | 0 | 0 | 0 | 0 | 0 | 0 | 0 | 0 | 0 | 0 | 0 | 0 | 0 | 0 | 0 | 0 | 0 | 0 | 0 | 0 | 0 | 0 | 0 | 0 | 0 | 0 | 0 | 0 | 0 | 0 | 0 | 0 | 0 | 0 | 0 | 0 | 0 | 0 | 0 | 0 | 0 | 0
F3_Commercial_Lodging (WA)_Natural Gas_Water Heating | F3 | Commercial | Lodging (WA) | Natural Gas | Water Heating | Line Loss | % T&D Loss | bar: 2019 to 2077
F4_Commercial_Lodging (WA)_Natural Gas_Water Heating | F4 | Commercial | Lodging (WA) | Natural Gas | Water Heating | Peak Season | Winter/Summer | Winter | Winter | Winter | Winter | Winter | Winter | Winter | Winter | Winter | Winter | Winter | Winter | Winter | Winter | Winter | Winter | Winter | Winter | Winter | Winter | Winter | Winter | Winter | Winter | Winter | Winter | Winter | Winter | Winter | Winter | Winter | Winter | Winter | Winter | Winter | Winter | Winter | Winter | Winter | Winter | Winter | Winter | Winter | Winter | Winter | Winter | Winter | Winter | Winter | Winter | Winter | Winter | Winter | Winter | Winter | Winter | Winter | Winter | Winter
F5_Commercial_Lodging (WA)_Natural Gas_Water Heating | F5 | Commercial | Lodging (WA) | Natural Gas | Water Heating | Retail Energy Price | $ per Mtherm | 373.8345 | 373.8345 | 373.8345 | 373.8345 | 362.8609 | 375.9174 | 394.2343 | 416.1803 | 429.2509 | 435.3497 | 454.5538 | 458.6423 | 473.3017 | 497.0675 | 514.8883 | 535.5658 | 547.4501 | 552.9199 | 566.3552 | 575.4009 | 557.0622 | 567.5243 | 576.3481 | 586.5875 | 597.0087 | 607.6151 | 618.4099 | 629.3965 | 640.5783 | 651.9588 | 663.5414 | 675.3298 | 687.3277 | 699.5387 | 711.9666 | 724.6153 | 737.4888 | 750.5909 | 763.9258 | 777.4977 | 791.3106 | 805.3689 | 819.677 | 834.2393 | 849.0603 | 864.1447 | 879.497 | 895.122 | 911.0247 | 927.2098 | 943.6825 | 960.4479 | 960.4479 | 960.4479 | 960.4479 | 960.4479 | 960.4479 | 960.4479 | 960.4479
F6_Commercial_Lodging (WA)_Natural Gas_Water Heating | F6 | Commercial | Lodging (WA) | Natural Gas | Water Heating | Retail Peak Price | $ per therm | 0 | 0 | 0 | 0 | 0 | 0 | 0 | 0 | 0 | 0 | 0 | 0 | 0 | 0 | 0 | 0 | 0 | 0 | 0 | 0 | 0 | 0 | 0 | 0 | 0 | 0 | 0 | 0 | 0 | 0 | 0 | 0 | 0 | 0 | 0 | 0 | 0 | 0 | 0 | 0 | 0 | 0 | 0 | 0 | 0 | 0 | 0 | 0 | 0 | 0 | 0 | 0 | 0 | 0 | 0 | 0 | 0 | 0 | 0
F1_Commercial_Lodging (WA)_Natural Gas_Food Preparation | F1 | Commercial | Lodging (WA) | Natural Gas | Food Preparation | Avoided Energy Cost | $ per Mtherm | 311.5287 | 311.5287 | 311.5287 | 311.5287 | 302.3841 | 313.2645 | 328.5286 | 346.8169 | 357.7091 | 395.7724 | 413.2307 | 416.9475 | 430.2743 | 451.8796 | 468.0803 | 486.878 | 497.6819 | 502.6545 | 514.8684 | 523.0917 | 530.5354 | 540.4993 | 548.903 | 558.6547 | 568.5797 | 578.6811 | 588.9618 | 599.4253 | 610.0746 | 620.9131 | 631.9442 | 643.1713 | 654.5978 | 666.2273 | 678.0634 | 690.1098 | 702.3702 | 714.8485 | 727.5484 | 740.474 | 753.6291 | 767.018 | 780.6448 | 794.5137 | 808.6289 | 822.9949 | 837.6162 | 852.4972 | 867.6425 | 883.057 | 898.7453 | 914.7123 | 914.7123 | 914.7123 | 914.7123 | 914.7123 | 914.7123 | 914.7123 | 914.7123
F2_Commercial_Lodging (WA)_Natural Gas_Food Preparation | F2 | Commercial | Lodging (WA) | Natural Gas | Food Preparation | Avoided Capacity Cost | $ per therm | 0 | 0 | 0 | 0 | 0 | 0 | 0 | 0 | 0 | 0 | 0 | 0 | 0 | 0 | 0 | 0 | 0 | 0 | 0 | 0 | 0 | 0 | 0 | 0 | 0 | 0 | 0 | 0 | 0 | 0 | 0 | 0 | 0 | 0 | 0 | 0 | 0 | 0 | 0 | 0 | 0 | 0 | 0 | 0 | 0 | 0 | 0 | 0 | 0 | 0 | 0 | 0 | 0 | 0 | 0 | 0 | 0 | 0 | 0
F3_Commercial_Lodging (WA)_Natural Gas_Food Preparation | F3 | Commercial | Lodging (WA) | Natural Gas | Food Preparation | Line Loss | % T&D Loss | bar: 2019 to 2077
F4_Commercial_Lodging (WA)_Natural Gas_Food Preparation | F4 | Commercial | Lodging (WA) | Natural Gas | Food Preparation | Peak Season | Winter/Summer | Winter | Winter | Winter | Winter | Winter | Winter | Winter | Winter | Winter | Winter | Winter | Winter | Winter | Winter | Winter | Winter | Winter | Winter | Winter | Winter | Winter | Winter | Winter | Winter | Winter | Winter | Winter | Winter | Winter | Winter | Winter | Winter | Winter | Winter | Winter | Winter | Winter | Winter | Winter | Winter | Winter | Winter | Winter | Winter | Winter | Winter | Winter | Winter | Winter | Winter | Winter | Winter | Winter | Winter | Winter | Winter | Winter | Winter | Winter
F5_Commercial_Lodging (WA)_Natural Gas_Food Preparation | F5 | Commercial | Lodging (WA) | Natural Gas | Food Preparation | Retail Energy Price | $ per Mtherm | 373.8345 | 373.8345 | 373.8345 | 373.8345 | 362.8609 | 375.9174 | 394.2343 | 416.1803 | 429.2509 | 435.3497 | 454.5538 | 458.6423 | 473.3017 | 497.0675 | 514.8883 | 535.5658 | 547.4501 | 552.9199 | 566.3552 | 575.4009 | 557.0622 | 567.5243 | 576.3481 | 586.5875 | 597.0087 | 607.6151 | 618.4099 | 629.3965 | 640.5783 | 651.9588 | 663.5414 | 675.3298 | 687.3277 | 699.5387 | 711.9666 | 724.6153 | 737.4888 | 750.5909 | 763.9258 | 777.4977 | 791.3106 | 805.3689 | 819.677 | 834.2393 | 849.0603 | 864.1447 | 879.497 | 895.122 | 911.0247 | 927.2098 | 943.6825 | 960.4479 | 960.4479 | 960.4479 | 960.4479 | 960.4479 | 960.4479 | 960.4479 | 960.4479
F6_Commercial_Lodging (WA)_Natural Gas_Food Preparation | F6 | Commercial | Lodging (WA) | Natural Gas | Food Preparation | Retail Peak Price | $ per therm | 0 | 0 | 0 | 0 | 0 | 0 | 0 | 0 | 0 | 0 | 0 | 0 | 0 | 0 | 0 | 0 | 0 | 0 | 0 | 0 | 0 | 0 | 0 | 0 | 0 | 0 | 0 | 0 | 0 | 0 | 0 | 0 | 0 | 0 | 0 | 0 | 0 | 0 | 0 | 0 | 0 | 0 | 0 | 0 | 0 | 0 | 0 | 0 | 0 | 0 | 0 | 0 | 0 | 0 | 0 | 0 | 0 | 0 | 0
F1_Commercial_Lodging (WA)_Natural Gas_Miscellaneous | F1 | Commercial | Lodging (WA) | Natural Gas | Miscellaneous | Avoided Energy Cost | $ per Mtherm | 311.5287 | 311.5287 | 311.5287 | 311.5287 | 302.3841 | 313.2645 | 328.5286 | 346.8169 | 357.7091 | 395.7724 | 413.2307 | 416.9475 | 430.2743 | 451.8796 | 468.0803 | 486.878 | 497.6819 | 502.6545 | 514.8684 | 523.0917 | 530.5354 | 540.4993 | 548.903 | 558.6547 | 568.5797 | 578.6811 | 588.9618 | 599.4253 | 610.0746 | 620.9131 | 631.9442 | 643.1713 | 654.5978 | 666.2273 | 678.0634 | 690.1098 | 702.3702 | 714.8485 | 727.5484 | 740.474 | 753.6291 | 767.018 | 780.6448 | 794.5137 | 808.6289 | 822.9949 | 837.6162 | 852.4972 | 867.6425 | 883.057 | 898.7453 | 914.7123 | 914.7123 | 914.7123 | 914.7123 | 914.7123 | 914.7123 | 914.7123 | 914.7123
F2_Commercial_Lodging (WA)_Natural Gas_Miscellaneous | F2 | Commercial | Lodging (WA) | Natural Gas | Miscellaneous | Avoided Capacity Cost | $ per therm | 0 | 0 | 0 | 0 | 0 | 0 | 0 | 0 | 0 | 0 | 0 | 0 | 0 | 0 | 0 | 0 | 0 | 0 | 0 | 0 | 0 | 0 | 0 | 0 | 0 | 0 | 0 | 0 | 0 | 0 | 0 | 0 | 0 | 0 | 0 | 0 | 0 | 0 | 0 | 0 | 0 | 0 | 0 | 0 | 0 | 0 | 0 | 0 | 0 | 0 | 0 | 0 | 0 | 0 | 0 | 0 | 0 | 0 | 0
F3_Commercial_Lodging (WA)_Natural Gas_Miscellaneous | F3 | Commercial | Lodging (WA) | Natural Gas | Miscellaneous | Line Loss | % T&D Loss | bar: 2019 to 2077
F4_Commercial_Lodging (WA)_Natural Gas_Miscellaneous | F4 | Commercial | Lodging (WA) | Natural Gas | Miscellaneous | Peak Season | Winter/Summer | Winter | Winter | Winter | Winter | Winter | Winter | Winter | Winter | Winter | Winter | Winter | Winter | Winter | Winter | Winter | Winter | Winter | Winter | Winter | Winter | Winter | Winter | Winter | Winter | Winter | Winter | Winter | Winter | Winter | Winter | Winter | Winter | Winter | Winter | Winter | Winter | Winter | Winter | Winter | Winter | Winter | Winter | Winter | Winter | Winter | Winter | Winter | Winter | Winter | Winter | Winter | Winter | Winter | Winter | Winter | Winter | Winter | Winter | Winter
F5_Commercial_Lodging (WA)_Natural Gas_Miscellaneous | F5 | Commercial | Lodging (WA) | Natural Gas | Miscellaneous | Retail Energy Price | $ per Mtherm | 373.8345 | 373.8345 | 373.8345 | 373.8345 | 362.8609 | 375.9174 | 394.2343 | 416.1803 | 429.2509 | 435.3497 | 454.5538 | 458.6423 | 473.3017 | 497.0675 | 514.8883 | 535.5658 | 547.4501 | 552.9199 | 566.3552 | 575.4009 | 557.0622 | 567.5243 | 576.3481 | 586.5875 | 597.0087 | 607.6151 | 618.4099 | 629.3965 | 640.5783 | 651.9588 | 663.5414 | 675.3298 | 687.3277 | 699.5387 | 711.9666 | 724.6153 | 737.4888 | 750.5909 | 763.9258 | 777.4977 | 791.3106 | 805.3689 | 819.677 | 834.2393 | 849.0603 | 864.1447 | 879.497 | 895.122 | 911.0247 | 927.2098 | 943.6825 | 960.4479 | 960.4479 | 960.4479 | 960.4479 | 960.4479 | 960.4479 | 960.4479 | 960.4479
F6_Commercial_Lodging (WA)_Natural Gas_Miscellaneous | F6 | Commercial | Lodging (WA) | Natural Gas | Miscellaneous | Retail Peak Price | $ per therm | 0 | 0 | 0 | 0 | 0 | 0 | 0 | 0 | 0 | 0 | 0 | 0 | 0 | 0 | 0 | 0 | 0 | 0 | 0 | 0 | 0 | 0 | 0 | 0 | 0 | 0 | 0 | 0 | 0 | 0 | 0 | 0 | 0 | 0 | 0 | 0 | 0 | 0 | 0 | 0 | 0 | 0 | 0 | 0 | 0 | 0 | 0 | 0 | 0 | 0 | 0 | 0 | 0 | 0 | 0 | 0 | 0 | 0 | 0
F1_Commercial_Warehouse (WA)_Natural Gas_Space Heating | F1 | Commercial | Warehouse (WA) | Natural Gas | Space Heating | Avoided Energy Cost | $ per Mtherm | 346.1885 | 346.1885 | 346.1885 | 346.1885 | 316.3611 | 327.0673 | 332.0605 | 354.1509 | 365.7989 | 396.2335 | 420.2025 | 420.6956 | 430.4165 | 454.1101 | 469.2437 | 491.187 | 500.0627 | 507.8066 | 517.8622 | 529.0431 | 535.4964 | 527.263 | 563.0699 | 575.0212 | 587.2261 | 599.6902 | 612.4187 | 625.4175 | 638.6921 | 652.2485 | 666.0927 | 680.2306 | 694.6687 | 709.4132 | 724.4707 | 739.8478 | 755.5512 | 771.588 | 787.9651 | 804.6899 | 821.7696 | 839.2119 | 857.0244 | 875.2149 | 893.7916 | 912.7625 | 932.1362 | 951.921 | 972.1257 | 992.7594 | 1013.8309 | 1035.3497 | 1035.3497 | 1035.3497 | 1035.3497 | 1035.3497 | 1035.3497 | 1035.3497 | 1035.3497
F2_Commercial_Warehouse (WA)_Natural Gas_Space Heating | F2 | Commercial | Warehouse (WA) | Natural Gas | Space Heating | Avoided Capacity Cost | $ per therm | 0 | 0 | 0 | 0 | 0 | 0 | 0 | 0 | 0 | 0 | 0 | 0 | 0 | 0 | 0 | 0 | 0 | 0 | 0 | 0 | 0 | 0 | 0 | 0 | 0 | 0 | 0 | 0 | 0 | 0 | 0 | 0 | 0 | 0 | 0 | 0 | 0 | 0 | 0 | 0 | 0 | 0 | 0 | 0 | 0 | 0 | 0 | 0 | 0 | 0 | 0 | 0 | 0 | 0 | 0 | 0 | 0 | 0 | 0
F3_Commercial_Warehouse (WA)_Natural Gas_Space Heating | F3 | Commercial | Warehouse (WA) | Natural Gas | Space Heating | Line Loss | % T&D Loss | bar: 2019 to 2077
F4_Commercial_Warehouse (WA)_Natural Gas_Space Heating | F4 | Commercial | Warehouse (WA) | Natural Gas | Space Heating | Peak Season | Winter/Summer | Winter | Winter | Winter | Winter | Winter | Winter | Winter | Winter | Winter | Winter | Winter | Winter | Winter | Winter | Winter | Winter | Winter | Winter | Winter | Winter | Winter | Winter | Winter | Winter | Winter | Winter | Winter | Winter | Winter | Winter | Winter | Winter | Winter | Winter | Winter | Winter | Winter | Winter | Winter | Winter | Winter | Winter | Winter | Winter | Winter | Winter | Winter | Winter | Winter | Winter | Winter | Winter | Winter | Winter | Winter | Winter | Winter | Winter | Winter
F5_Commercial_Warehouse (WA)_Natural Gas_Space Heating | F5 | Commercial | Warehouse (WA) | Natural Gas | Space Heating | Retail Energy Price | $ per Mtherm | 415.4262 | 415.4262 | 415.4262 | 415.4262 | 379.6333 | 392.4807 | 398.4726 | 424.9811 | 438.9587 | 435.8569 | 462.2228 | 462.7652 | 473.4581 | 499.5211 | 516.1681 | 540.3057 | 550.0689 | 558.5872 | 569.6485 | 581.9474 | 562.2713 | 553.6261 | 591.2234 | 603.7722 | 616.5875 | 629.6747 | 643.0397 | 656.6884 | 670.6267 | 684.861 | 699.3973 | 714.2422 | 729.4021 | 744.8839 | 760.6942 | 776.8402 | 793.3288 | 810.1674 | 827.3634 | 844.9244 | 862.8581 | 881.1725 | 899.8756 | 918.9757 | 938.4812 | 958.4007 | 978.743 | 999.517 | 1020.732 | 1042.3973 | 1064.5225 | 1087.1172 | 1087.1172 | 1087.1172 | 1087.1172 | 1087.1172 | 1087.1172 | 1087.1172 | 1087.1172
F6_Commercial_Warehouse (WA)_Natural Gas_Space Heating | F6 | Commercial | Warehouse (WA) | Natural Gas | Space Heating | Retail Peak Price | $ per therm | 0 | 0 | 0 | 0 | 0 | 0 | 0 | 0 | 0 | 0 | 0 | 0 | 0 | 0 | 0 | 0 | 0 | 0 | 0 | 0 | 0 | 0 | 0 | 0 | 0 | 0 | 0 | 0 | 0 | 0 | 0 | 0 | 0 | 0 | 0 | 0 | 0 | 0 | 0 | 0 | 0 | 0 | 0 | 0 | 0 | 0 | 0 | 0 | 0 | 0 | 0 | 0 | 0 | 0 | 0 | 0 | 0 | 0 | 0
F1_Commercial_Warehouse (WA)_Natural Gas_Water Heating | F1 | Commercial | Warehouse (WA) | Natural Gas | Water Heating | Avoided Energy Cost | $ per Mtherm | 311.5287 | 311.5287 | 311.5287 | 311.5287 | 302.3841 | 313.2645 | 328.5286 | 346.8169 | 357.7091 | 395.7724 | 413.2307 | 416.9475 | 430.2743 | 451.8796 | 468.0803 | 486.878 | 497.6819 | 502.6545 | 514.8684 | 523.0917 | 530.5354 | 540.4993 | 548.903 | 558.6547 | 568.5797 | 578.6811 | 588.9618 | 599.4253 | 610.0746 | 620.9131 | 631.9442 | 643.1713 | 654.5978 | 666.2273 | 678.0634 | 690.1098 | 702.3702 | 714.8485 | 727.5484 | 740.474 | 753.6291 | 767.018 | 780.6448 | 794.5137 | 808.6289 | 822.9949 | 837.6162 | 852.4972 | 867.6425 | 883.057 | 898.7453 | 914.7123 | 914.7123 | 914.7123 | 914.7123 | 914.7123 | 914.7123 | 914.7123 | 914.7123
F2_Commercial_Warehouse (WA)_Natural Gas_Water Heating | F2 | Commercial | Warehouse (WA) | Natural Gas | Water Heating | Avoided Capacity Cost | $ per therm | 0 | 0 | 0 | 0 | 0 | 0 | 0 | 0 | 0 | 0 | 0 | 0 | 0 | 0 | 0 | 0 | 0 | 0 | 0 | 0 | 0 | 0 | 0 | 0 | 0 | 0 | 0 | 0 | 0 | 0 | 0 | 0 | 0 | 0 | 0 | 0 | 0 | 0 | 0 | 0 | 0 | 0 | 0 | 0 | 0 | 0 | 0 | 0 | 0 | 0 | 0 | 0 | 0 | 0 | 0 | 0 | 0 | 0 | 0
F3_Commercial_Warehouse (WA)_Natural Gas_Water Heating | F3 | Commercial | Warehouse (WA) | Natural Gas | Water Heating | Line Loss | % T&D Loss | bar: 2019 to 2077
F4_Commercial_Warehouse (WA)_Natural Gas_Water Heating | F4 | Commercial | Warehouse (WA) | Natural Gas | Water Heating | Peak Season | Winter/Summer | Winter | Winter | Winter | Winter | Winter | Winter | Winter | Winter | Winter | Winter | Winter | Winter | Winter | Winter | Winter | Winter | Winter | Winter | Winter | Winter | Winter | Winter | Winter | Winter | Winter | Winter | Winter | Winter | Winter | Winter | Winter | Winter | Winter | Winter | Winter | Winter | Winter | Winter | Winter | Winter | Winter | Winter | Winter | Winter | Winter | Winter | Winter | Winter | Winter | Winter | Winter | Winter | Winter | Winter | Winter | Winter | Winter | Winter | Winter
F5_Commercial_Warehouse (WA)_Natural Gas_Water Heating | F5 | Commercial | Warehouse (WA) | Natural Gas | Water Heating | Retail Energy Price | $ per Mtherm | 373.8345 | 373.8345 | 373.8345 | 373.8345 | 362.8609 | 375.9174 | 394.2343 | 416.1803 | 429.2509 | 435.3497 | 454.5538 | 458.6423 | 473.3017 | 497.0675 | 514.8883 | 535.5658 | 547.4501 | 552.9199 | 566.3552 | 575.4009 | 557.0622 | 567.5243 | 576.3481 | 586.5875 | 597.0087 | 607.6151 | 618.4099 | 629.3965 | 640.5783 | 651.9588 | 663.5414 | 675.3298 | 687.3277 | 699.5387 | 711.9666 | 724.6153 | 737.4888 | 750.5909 | 763.9258 | 777.4977 | 791.3106 | 805.3689 | 819.677 | 834.2393 | 849.0603 | 864.1447 | 879.497 | 895.122 | 911.0247 | 927.2098 | 943.6825 | 960.4479 | 960.4479 | 960.4479 | 960.4479 | 960.4479 | 960.4479 | 960.4479 | 960.4479
F6_Commercial_Warehouse (WA)_Natural Gas_Water Heating | F6 | Commercial | Warehouse (WA) | Natural Gas | Water Heating | Retail Peak Price | $ per therm | 0 | 0 | 0 | 0 | 0 | 0 | 0 | 0 | 0 | 0 | 0 | 0 | 0 | 0 | 0 | 0 | 0 | 0 | 0 | 0 | 0 | 0 | 0 | 0 | 0 | 0 | 0 | 0 | 0 | 0 | 0 | 0 | 0 | 0 | 0 | 0 | 0 | 0 | 0 | 0 | 0 | 0 | 0 | 0 | 0 | 0 | 0 | 0 | 0 | 0 | 0 | 0 | 0 | 0 | 0 | 0 | 0 | 0 | 0
F1_Commercial_Warehouse (WA)_Natural Gas_Food Preparation | F1 | Commercial | Warehouse (WA) | Natural Gas | Food Preparation | Avoided Energy Cost | $ per Mtherm | 311.5287 | 311.5287 | 311.5287 | 311.5287 | 302.3841 | 313.2645 | 328.5286 | 346.8169 | 357.7091 | 395.7724 | 413.2307 | 416.9475 | 430.2743 | 451.8796 | 468.0803 | 486.878 | 497.6819 | 502.6545 | 514.8684 | 523.0917 | 530.5354 | 540.4993 | 548.903 | 558.6547 | 568.5797 | 578.6811 | 588.9618 | 599.4253 | 610.0746 | 620.9131 | 631.9442 | 643.1713 | 654.5978 | 666.2273 | 678.0634 | 690.1098 | 702.3702 | 714.8485 | 727.5484 | 740.474 | 753.6291 | 767.018 | 780.6448 | 794.5137 | 808.6289 | 822.9949 | 837.6162 | 852.4972 | 867.6425 | 883.057 | 898.7453 | 914.7123 | 914.7123 | 914.7123 | 914.7123 | 914.7123 | 914.7123 | 914.7123 | 914.7123
F2_Commercial_Warehouse (WA)_Natural Gas_Food Preparation | F2 | Commercial | Warehouse (WA) | Natural Gas | Food Preparation | Avoided Capacity Cost | $ per therm | 0 | 0 | 0 | 0 | 0 | 0 | 0 | 0 | 0 | 0 | 0 | 0 | 0 | 0 | 0 | 0 | 0 | 0 | 0 | 0 | 0 | 0 | 0 | 0 | 0 | 0 | 0 | 0 | 0 | 0 | 0 | 0 | 0 | 0 | 0 | 0 | 0 | 0 | 0 | 0 | 0 | 0 | 0 | 0 | 0 | 0 | 0 | 0 | 0 | 0 | 0 | 0 | 0 | 0 | 0 | 0 | 0 | 0 | 0
F3_Commercial_Warehouse (WA)_Natural Gas_Food Preparation | F3 | Commercial | Warehouse (WA) | Natural Gas | Food Preparation | Line Loss | % T&D Loss | bar: 2019 to 2077
F4_Commercial_Warehouse (WA)_Natural Gas_Food Preparation | F4 | Commercial | Warehouse (WA) | Natural Gas | Food Preparation | Peak Season | Winter/Summer | Winter | Winter | Winter | Winter | Winter | Winter | Winter | Winter | Winter | Winter | Winter | Winter | Winter | Winter | Winter | Winter | Winter | Winter | Winter | Winter | Winter | Winter | Winter | Winter | Winter | Winter | Winter | Winter | Winter | Winter | Winter | Winter | Winter | Winter | Winter | Winter | Winter | Winter | Winter | Winter | Winter | Winter | Winter | Winter | Winter | Winter | Winter | Winter | Winter | Winter | Winter | Winter | Winter | Winter | Winter | Winter | Winter | Winter | Winter
F5_Commercial_Warehouse (WA)_Natural Gas_Food Preparation | F5 | Commercial | Warehouse (WA) | Natural Gas | Food Preparation | Retail Energy Price | $ per Mtherm | 373.8345 | 373.8345 | 373.8345 | 373.8345 | 362.8609 | 375.9174 | 394.2343 | 416.1803 | 429.2509 | 435.3497 | 454.5538 | 458.6423 | 473.3017 | 497.0675 | 514.8883 | 535.5658 | 547.4501 | 552.9199 | 566.3552 | 575.4009 | 557.0622 | 567.5243 | 576.3481 | 586.5875 | 597.0087 | 607.6151 | 618.4099 | 629.3965 | 640.5783 | 651.9588 | 663.5414 | 675.3298 | 687.3277 | 699.5387 | 711.9666 | 724.6153 | 737.4888 | 750.5909 | 763.9258 | 777.4977 | 791.3106 | 805.3689 | 819.677 | 834.2393 | 849.0603 | 864.1447 | 879.497 | 895.122 | 911.0247 | 927.2098 | 943.6825 | 960.4479 | 960.4479 | 960.4479 | 960.4479 | 960.4479 | 960.4479 | 960.4479 | 960.4479
F6_Commercial_Warehouse (WA)_Natural Gas_Food Preparation | F6 | Commercial | Warehouse (WA) | Natural Gas | Food Preparation | Retail Peak Price | $ per therm | 0 | 0 | 0 | 0 | 0 | 0 | 0 | 0 | 0 | 0 | 0 | 0 | 0 | 0 | 0 | 0 | 0 | 0 | 0 | 0 | 0 | 0 | 0 | 0 | 0 | 0 | 0 | 0 | 0 | 0 | 0 | 0 | 0 | 0 | 0 | 0 | 0 | 0 | 0 | 0 | 0 | 0 | 0 | 0 | 0 | 0 | 0 | 0 | 0 | 0 | 0 | 0 | 0 | 0 | 0 | 0 | 0 | 0 | 0
F1_Commercial_Warehouse (WA)_Natural Gas_Miscellaneous | F1 | Commercial | Warehouse (WA) | Natural Gas | Miscellaneous | Avoided Energy Cost | $ per Mtherm | 311.5287 | 311.5287 | 311.5287 | 311.5287 | 302.3841 | 313.2645 | 328.5286 | 346.8169 | 357.7091 | 395.7724 | 413.2307 | 416.9475 | 430.2743 | 451.8796 | 468.0803 | 486.878 | 497.6819 | 502.6545 | 514.8684 | 523.0917 | 530.5354 | 540.4993 | 548.903 | 558.6547 | 568.5797 | 578.6811 | 588.9618 | 599.4253 | 610.0746 | 620.9131 | 631.9442 | 643.1713 | 654.5978 | 666.2273 | 678.0634 | 690.1098 | 702.3702 | 714.8485 | 727.5484 | 740.474 | 753.6291 | 767.018 | 780.6448 | 794.5137 | 808.6289 | 822.9949 | 837.6162 | 852.4972 | 867.6425 | 883.057 | 898.7453 | 914.7123 | 914.7123 | 914.7123 | 914.7123 | 914.7123 | 914.7123 | 914.7123 | 914.7123
F2_Commercial_Warehouse (WA)_Natural Gas_Miscellaneous | F2 | Commercial | Warehouse (WA) | Natural Gas | Miscellaneous | Avoided Capacity Cost | $ per therm | 0 | 0 | 0 | 0 | 0 | 0 | 0 | 0 | 0 | 0 | 0 | 0 | 0 | 0 | 0 | 0 | 0 | 0 | 0 | 0 | 0 | 0 | 0 | 0 | 0 | 0 | 0 | 0 | 0 | 0 | 0 | 0 | 0 | 0 | 0 | 0 | 0 | 0 | 0 | 0 | 0 | 0 | 0 | 0 | 0 | 0 | 0 | 0 | 0 | 0 | 0 | 0 | 0 | 0 | 0 | 0 | 0 | 0 | 0
F3_Commercial_Warehouse (WA)_Natural Gas_Miscellaneous | F3 | Commercial | Warehouse (WA) | Natural Gas | Miscellaneous | Line Loss | % T&D Loss | bar: 2019 to 2077
F4_Commercial_Warehouse (WA)_Natural Gas_Miscellaneous | F4 | Commercial | Warehouse (WA) | Natural Gas | Miscellaneous | Peak Season | Winter/Summer | Winter | Winter | Winter | Winter | Winter | Winter | Winter | Winter | Winter | Winter | Winter | Winter | Winter | Winter | Winter | Winter | Winter | Winter | Winter | Winter | Winter | Winter | Winter | Winter | Winter | Winter | Winter | Winter | Winter | Winter | Winter | Winter | Winter | Winter | Winter | Winter | Winter | Winter | Winter | Winter | Winter | Winter | Winter | Winter | Winter | Winter | Winter | Winter | Winter | Winter | Winter | Winter | Winter | Winter | Winter | Winter | Winter | Winter | Winter
F5_Commercial_Warehouse (WA)_Natural Gas_Miscellaneous | F5 | Commercial | Warehouse (WA) | Natural Gas | Miscellaneous | Retail Energy Price | $ per Mtherm | 373.8345 | 373.8345 | 373.8345 | 373.8345 | 362.8609 | 375.9174 | 394.2343 | 416.1803 | 429.2509 | 435.3497 | 454.5538 | 458.6423 | 473.3017 | 497.0675 | 514.8883 | 535.5658 | 547.4501 | 552.9199 | 566.3552 | 575.4009 | 557.0622 | 567.5243 | 576.3481 | 586.5875 | 597.0087 | 607.6151 | 618.4099 | 629.3965 | 640.5783 | 651.9588 | 663.5414 | 675.3298 | 687.3277 | 699.5387 | 711.9666 | 724.6153 | 737.4888 | 750.5909 | 763.9258 | 777.4977 | 791.3106 | 805.3689 | 819.677 | 834.2393 | 849.0603 | 864.1447 | 879.497 | 895.122 | 911.0247 | 927.2098 | 943.6825 | 960.4479 | 960.4479 | 960.4479 | 960.4479 | 960.4479 | 960.4479 | 960.4479 | 960.4479
F6_Commercial_Warehouse (WA)_Natural Gas_Miscellaneous | F6 | Commercial | Warehouse (WA) | Natural Gas | Miscellaneous | Retail Peak Price | $ per therm | 0 | 0 | 0 | 0 | 0 | 0 | 0 | 0 | 0 | 0 | 0 | 0 | 0 | 0 | 0 | 0 | 0 | 0 | 0 | 0 | 0 | 0 | 0 | 0 | 0 | 0 | 0 | 0 | 0 | 0 | 0 | 0 | 0 | 0 | 0 | 0 | 0 | 0 | 0 | 0 | 0 | 0 | 0 | 0 | 0 | 0 | 0 | 0 | 0 | 0 | 0 | 0 | 0 | 0 | 0 | 0 | 0 | 0 | 0
F1_Commercial_Miscellaneous (WA)_Natural Gas_Space Heating | F1 | Commercial | Miscellaneous (WA) | Natural Gas | Space Heating | Avoided Energy Cost | $ per Mtherm | 346.1885 | 346.1885 | 346.1885 | 346.1885 | 316.3611 | 327.0673 | 332.0605 | 354.1509 | 365.7989 | 396.2335 | 420.2025 | 420.6956 | 430.4165 | 454.1101 | 469.2437 | 491.187 | 500.0627 | 507.8066 | 517.8622 | 529.0431 | 535.4964 | 527.263 | 563.0699 | 575.0212 | 587.2261 | 599.6902 | 612.4187 | 625.4175 | 638.6921 | 652.2485 | 666.0927 | 680.2306 | 694.6687 | 709.4132 | 724.4707 | 739.8478 | 755.5512 | 771.588 | 787.9651 | 804.6899 | 821.7696 | 839.2119 | 857.0244 | 875.2149 | 893.7916 | 912.7625 | 932.1362 | 951.921 | 972.1257 | 992.7594 | 1013.8309 | 1035.3497 | 1035.3497 | 1035.3497 | 1035.3497 | 1035.3497 | 1035.3497 | 1035.3497 | 1035.3497
F2_Commercial_Miscellaneous (WA)_Natural Gas_Space Heating | F2 | Commercial | Miscellaneous (WA) | Natural Gas | Space Heating | Avoided Capacity Cost | $ per therm | 0 | 0 | 0 | 0 | 0 | 0 | 0 | 0 | 0 | 0 | 0 | 0 | 0 | 0 | 0 | 0 | 0 | 0 | 0 | 0 | 0 | 0 | 0 | 0 | 0 | 0 | 0 | 0 | 0 | 0 | 0 | 0 | 0 | 0 | 0 | 0 | 0 | 0 | 0 | 0 | 0 | 0 | 0 | 0 | 0 | 0 | 0 | 0 | 0 | 0 | 0 | 0 | 0 | 0 | 0 | 0 | 0 | 0 | 0
F3_Commercial_Miscellaneous (WA)_Natural Gas_Space Heating | F3 | Commercial | Miscellaneous (WA) | Natural Gas | Space Heating | Line Loss | % T&D Loss | bar: 2019 to 2077
F4_Commercial_Miscellaneous (WA)_Natural Gas_Space Heating | F4 | Commercial | Miscellaneous (WA) | Natural Gas | Space Heating | Peak Season | Winter/Summer | Winter | Winter | Winter | Winter | Winter | Winter | Winter | Winter | Winter | Winter | Winter | Winter | Winter | Winter | Winter | Winter | Winter | Winter | Winter | Winter | Winter | Winter | Winter | Winter | Winter | Winter | Winter | Winter | Winter | Winter | Winter | Winter | Winter | Winter | Winter | Winter | Winter | Winter | Winter | Winter | Winter | Winter | Winter | Winter | Winter | Winter | Winter | Winter | Winter | Winter | Winter | Winter | Winter | Winter | Winter | Winter | Winter | Winter | Winter
F5_Commercial_Miscellaneous (WA)_Natural Gas_Space Heating | F5 | Commercial | Miscellaneous (WA) | Natural Gas | Space Heating | Retail Energy Price | $ per Mtherm | 415.4262 | 415.4262 | 415.4262 | 415.4262 | 379.6333 | 392.4807 | 398.4726 | 424.9811 | 438.9587 | 435.8569 | 462.2228 | 462.7652 | 473.4581 | 499.5211 | 516.1681 | 540.3057 | 550.0689 | 558.5872 | 569.6485 | 581.9474 | 562.2713 | 553.6261 | 591.2234 | 603.7722 | 616.5875 | 629.6747 | 643.0397 | 656.6884 | 670.6267 | 684.861 | 699.3973 | 714.2422 | 729.4021 | 744.8839 | 760.6942 | 776.8402 | 793.3288 | 810.1674 | 827.3634 | 844.9244 | 862.8581 | 881.1725 | 899.8756 | 918.9757 | 938.4812 | 958.4007 | 978.743 | 999.517 | 1020.732 | 1042.3973 | 1064.5225 | 1087.1172 | 1087.1172 | 1087.1172 | 1087.1172 | 1087.1172 | 1087.1172 | 1087.1172 | 1087.1172
F6_Commercial_Miscellaneous (WA)_Natural Gas_Space Heating | F6 | Commercial | Miscellaneous (WA) | Natural Gas | Space Heating | Retail Peak Price | $ per therm | 0 | 0 | 0 | 0 | 0 | 0 | 0 | 0 | 0 | 0 | 0 | 0 | 0 | 0 | 0 | 0 | 0 | 0 | 0 | 0 | 0 | 0 | 0 | 0 | 0 | 0 | 0 | 0 | 0 | 0 | 0 | 0 | 0 | 0 | 0 | 0 | 0 | 0 | 0 | 0 | 0 | 0 | 0 | 0 | 0 | 0 | 0 | 0 | 0 | 0 | 0 | 0 | 0 | 0 | 0 | 0 | 0 | 0 | 0
F1_Commercial_Miscellaneous (WA)_Natural Gas_Water Heating | F1 | Commercial | Miscellaneous (WA) | Natural Gas | Water Heating | Avoided Energy Cost | $ per Mtherm | 311.5287 | 311.5287 | 311.5287 | 311.5287 | 302.3841 | 313.2645 | 328.5286 | 346.8169 | 357.7091 | 395.7724 | 413.2307 | 416.9475 | 430.2743 | 451.8796 | 468.0803 | 486.878 | 497.6819 | 502.6545 | 514.8684 | 523.0917 | 530.5354 | 540.4993 | 548.903 | 558.6547 | 568.5797 | 578.6811 | 588.9618 | 599.4253 | 610.0746 | 620.9131 | 631.9442 | 643.1713 | 654.5978 | 666.2273 | 678.0634 | 690.1098 | 702.3702 | 714.8485 | 727.5484 | 740.474 | 753.6291 | 767.018 | 780.6448 | 794.5137 | 808.6289 | 822.9949 | 837.6162 | 852.4972 | 867.6425 | 883.057 | 898.7453 | 914.7123 | 914.7123 | 914.7123 | 914.7123 | 914.7123 | 914.7123 | 914.7123 | 914.7123
F2_Commercial_Miscellaneous (WA)_Natural Gas_Water Heating | F2 | Commercial | Miscellaneous (WA) | Natural Gas | Water Heating | Avoided Capacity Cost | $ per therm | 0 | 0 | 0 | 0 | 0 | 0 | 0 | 0 | 0 | 0 | 0 | 0 | 0 | 0 | 0 | 0 | 0 | 0 | 0 | 0 | 0 | 0 | 0 | 0 | 0 | 0 | 0 | 0 | 0 | 0 | 0 | 0 | 0 | 0 | 0 | 0 | 0 | 0 | 0 | 0 | 0 | 0 | 0 | 0 | 0 | 0 | 0 | 0 | 0 | 0 | 0 | 0 | 0 | 0 | 0 | 0 | 0 | 0 | 0
F3_Commercial_Miscellaneous (WA)_Natural Gas_Water Heating | F3 | Commercial | Miscellaneous (WA) | Natural Gas | Water Heating | Line Loss | % T&D Loss | bar: 2019 to 2077
F4_Commercial_Miscellaneous (WA)_Natural Gas_Water Heating | F4 | Commercial | Miscellaneous (WA) | Natural Gas | Water Heating | Peak Season | Winter/Summer | Winter | Winter | Winter | Winter | Winter | Winter | Winter | Winter | Winter | Winter | Winter | Winter | Winter | Winter | Winter | Winter | Winter | Winter | Winter | Winter | Winter | Winter | Winter | Winter | Winter | Winter | Winter | Winter | Winter | Winter | Winter | Winter | Winter | Winter | Winter | Winter | Winter | Winter | Winter | Winter | Winter | Winter | Winter | Winter | Winter | Winter | Winter | Winter | Winter | Winter | Winter | Winter | Winter | Winter | Winter | Winter | Winter | Winter | Winter
F5_Commercial_Miscellaneous (WA)_Natural Gas_Water Heating | F5 | Commercial | Miscellaneous (WA) | Natural Gas | Water Heating | Retail Energy Price | $ per Mtherm | 373.8345 | 373.8345 | 373.8345 | 373.8345 | 362.8609 | 375.9174 | 394.2343 | 416.1803 | 429.2509 | 435.3497 | 454.5538 | 458.6423 | 473.3017 | 497.0675 | 514.8883 | 535.5658 | 547.4501 | 552.9199 | 566.3552 | 575.4009 | 557.0622 | 567.5243 | 576.3481 | 586.5875 | 597.0087 | 607.6151 | 618.4099 | 629.3965 | 640.5783 | 651.9588 | 663.5414 | 675.3298 | 687.3277 | 699.5387 | 711.9666 | 724.6153 | 737.4888 | 750.5909 | 763.9258 | 777.4977 | 791.3106 | 805.3689 | 819.677 | 834.2393 | 849.0603 | 864.1447 | 879.497 | 895.122 | 911.0247 | 927.2098 | 943.6825 | 960.4479 | 960.4479 | 960.4479 | 960.4479 | 960.4479 | 960.4479 | 960.4479 | 960.4479
F6_Commercial_Miscellaneous (WA)_Natural Gas_Water Heating | F6 | Commercial | Miscellaneous (WA) | Natural Gas | Water Heating | Retail Peak Price | $ per therm | 0 | 0 | 0 | 0 | 0 | 0 | 0 | 0 | 0 | 0 | 0 | 0 | 0 | 0 | 0 | 0 | 0 | 0 | 0 | 0 | 0 | 0 | 0 | 0 | 0 | 0 | 0 | 0 | 0 | 0 | 0 | 0 | 0 | 0 | 0 | 0 | 0 | 0 | 0 | 0 | 0 | 0 | 0 | 0 | 0 | 0 | 0 | 0 | 0 | 0 | 0 | 0 | 0 | 0 | 0 | 0 | 0 | 0 | 0
F1_Commercial_Miscellaneous (WA)_Natural Gas_Food Preparation | F1 | Commercial | Miscellaneous (WA) | Natural Gas | Food Preparation | Avoided Energy Cost | $ per Mtherm | 311.5287 | 311.5287 | 311.5287 | 311.5287 | 302.3841 | 313.2645 | 328.5286 | 346.8169 | 357.7091 | 395.7724 | 413.2307 | 416.9475 | 430.2743 | 451.8796 | 468.0803 | 486.878 | 497.6819 | 502.6545 | 514.8684 | 523.0917 | 530.5354 | 540.4993 | 548.903 | 558.6547 | 568.5797 | 578.6811 | 588.9618 | 599.4253 | 610.0746 | 620.9131 | 631.9442 | 643.1713 | 654.5978 | 666.2273 | 678.0634 | 690.1098 | 702.3702 | 714.8485 | 727.5484 | 740.474 | 753.6291 | 767.018 | 780.6448 | 794.5137 | 808.6289 | 822.9949 | 837.6162 | 852.4972 | 867.6425 | 883.057 | 898.7453 | 914.7123 | 914.7123 | 914.7123 | 914.7123 | 914.7123 | 914.7123 | 914.7123 | 914.7123
F2_Commercial_Miscellaneous (WA)_Natural Gas_Food Preparation | F2 | Commercial | Miscellaneous (WA) | Natural Gas | Food Preparation | Avoided Capacity Cost | $ per therm | 0 | 0 | 0 | 0 | 0 | 0 | 0 | 0 | 0 | 0 | 0 | 0 | 0 | 0 | 0 | 0 | 0 | 0 | 0 | 0 | 0 | 0 | 0 | 0 | 0 | 0 | 0 | 0 | 0 | 0 | 0 | 0 | 0 | 0 | 0 | 0 | 0 | 0 | 0 | 0 | 0 | 0 | 0 | 0 | 0 | 0 | 0 | 0 | 0 | 0 | 0 | 0 | 0 | 0 | 0 | 0 | 0 | 0 | 0
F3_Commercial_Miscellaneous (WA)_Natural Gas_Food Preparation | F3 | Commercial | Miscellaneous (WA) | Natural Gas | Food Preparation | Line Loss | % T&D Loss | bar: 2019 to 2077
F4_Commercial_Miscellaneous (WA)_Natural Gas_Food Preparation | F4 | Commercial | Miscellaneous (WA) | Natural Gas | Food Preparation | Peak Season | Winter/Summer | Winter | Winter | Winter | Winter | Winter | Winter | Winter | Winter | Winter | Winter | Winter | Winter | Winter | Winter | Winter | Winter | Winter | Winter | Winter | Winter | Winter | Winter | Winter | Winter | Winter | Winter | Winter | Winter | Winter | Winter | Winter | Winter | Winter | Winter | Winter | Winter | Winter | Winter | Winter | Winter | Winter | Winter | Winter | Winter | Winter | Winter | Winter | Winter | Winter | Winter | Winter | Winter | Winter | Winter | Winter | Winter | Winter | Winter | Winter
F5_Commercial_Miscellaneous (WA)_Natural Gas_Food Preparation | F5 | Commercial | Miscellaneous (WA) | Natural Gas | Food Preparation | Retail Energy Price | $ per Mtherm | 373.8345 | 373.8345 | 373.8345 | 373.8345 | 362.8609 | 375.9174 | 394.2343 | 416.1803 | 429.2509 | 435.3497 | 454.5538 | 458.6423 | 473.3017 | 497.0675 | 514.8883 | 535.5658 | 547.4501 | 552.9199 | 566.3552 | 575.4009 | 557.0622 | 567.5243 | 576.3481 | 586.5875 | 597.0087 | 607.6151 | 618.4099 | 629.3965 | 640.5783 | 651.9588 | 663.5414 | 675.3298 | 687.3277 | 699.5387 | 711.9666 | 724.6153 | 737.4888 | 750.5909 | 763.9258 | 777.4977 | 791.3106 | 805.3689 | 819.677 | 834.2393 | 849.0603 | 864.1447 | 879.497 | 895.122 | 911.0247 | 927.2098 | 943.6825 | 960.4479 | 960.4479 | 960.4479 | 960.4479 | 960.4479 | 960.4479 | 960.4479 | 960.4479
F6_Commercial_Miscellaneous (WA)_Natural Gas_Food Preparation | F6 | Commercial | Miscellaneous (WA) | Natural Gas | Food Preparation | Retail Peak Price | $ per therm | 0 | 0 | 0 | 0 | 0 | 0 | 0 | 0 | 0 | 0 | 0 | 0 | 0 | 0 | 0 | 0 | 0 | 0 | 0 | 0 | 0 | 0 | 0 | 0 | 0 | 0 | 0 | 0 | 0 | 0 | 0 | 0 | 0 | 0 | 0 | 0 | 0 | 0 | 0 | 0 | 0 | 0 | 0 | 0 | 0 | 0 | 0 | 0 | 0 | 0 | 0 | 0 | 0 | 0 | 0 | 0 | 0 | 0 | 0
F1_Commercial_Miscellaneous (WA)_Natural Gas_Miscellaneous | F1 | Commercial | Miscellaneous (WA) | Natural Gas | Miscellaneous | Avoided Energy Cost | $ per Mtherm | 311.5287 | 311.5287 | 311.5287 | 311.5287 | 302.3841 | 313.2645 | 328.5286 | 346.8169 | 357.7091 | 395.7724 | 413.2307 | 416.9475 | 430.2743 | 451.8796 | 468.0803 | 486.878 | 497.6819 | 502.6545 | 514.8684 | 523.0917 | 530.5354 | 540.4993 | 548.903 | 558.6547 | 568.5797 | 578.6811 | 588.9618 | 599.4253 | 610.0746 | 620.9131 | 631.9442 | 643.1713 | 654.5978 | 666.2273 | 678.0634 | 690.1098 | 702.3702 | 714.8485 | 727.5484 | 740.474 | 753.6291 | 767.018 | 780.6448 | 794.5137 | 808.6289 | 822.9949 | 837.6162 | 852.4972 | 867.6425 | 883.057 | 898.7453 | 914.7123 | 914.7123 | 914.7123 | 914.7123 | 914.7123 | 914.7123 | 914.7123 | 914.7123
F2_Commercial_Miscellaneous (WA)_Natural Gas_Miscellaneous | F2 | Commercial | Miscellaneous (WA) | Natural Gas | Miscellaneous | Avoided Capacity Cost | $ per therm | 0 | 0 | 0 | 0 | 0 | 0 | 0 | 0 | 0 | 0 | 0 | 0 | 0 | 0 | 0 | 0 | 0 | 0 | 0 | 0 | 0 | 0 | 0 | 0 | 0 | 0 | 0 | 0 | 0 | 0 | 0 | 0 | 0 | 0 | 0 | 0 | 0 | 0 | 0 | 0 | 0 | 0 | 0 | 0 | 0 | 0 | 0 | 0 | 0 | 0 | 0 | 0 | 0 | 0 | 0 | 0 | 0 | 0 | 0
F3_Commercial_Miscellaneous (WA)_Natural Gas_Miscellaneous | F3 | Commercial | Miscellaneous (WA) | Natural Gas | Miscellaneous | Line Loss | % T&D Loss | bar: 2019 to 2077
F4_Commercial_Miscellaneous (WA)_Natural Gas_Miscellaneous | F4 | Commercial | Miscellaneous (WA) | Natural Gas | Miscellaneous | Peak Season | Winter/Summer | Winter | Winter | Winter | Winter | Winter | Winter | Winter | Winter | Winter | Winter | Winter | Winter | Winter | Winter | Winter | Winter | Winter | Winter | Winter | Winter | Winter | Winter | Winter | Winter | Winter | Winter | Winter | Winter | Winter | Winter | Winter | Winter | Winter | Winter | Winter | Winter | Winter | Winter | Winter | Winter | Winter | Winter | Winter | Winter | Winter | Winter | Winter | Winter | Winter | Winter | Winter | Winter | Winter | Winter | Winter | Winter | Winter | Winter | Winter
F5_Commercial_Miscellaneous (WA)_Natural Gas_Miscellaneous | F5 | Commercial | Miscellaneous (WA) | Natural Gas | Miscellaneous | Retail Energy Price | $ per Mtherm | 373.8345 | 373.8345 | 373.8345 | 373.8345 | 362.8609 | 375.9174 | 394.2343 | 416.1803 | 429.2509 | 435.3497 | 454.5538 | 458.6423 | 473.3017 | 497.0675 | 514.8883 | 535.5658 | 547.4501 | 552.9199 | 566.3552 | 575.4009 | 557.0622 | 567.5243 | 576.3481 | 586.5875 | 597.0087 | 607.6151 | 618.4099 | 629.3965 | 640.5783 | 651.9588 | 663.5414 | 675.3298 | 687.3277 | 699.5387 | 711.9666 | 724.6153 | 737.4888 | 750.5909 | 763.9258 | 777.4977 | 791.3106 | 805.3689 | 819.677 | 834.2393 | 849.0603 | 864.1447 | 879.497 | 895.122 | 911.0247 | 927.2098 | 943.6825 | 960.4479 | 960.4479 | 960.4479 | 960.4479 | 960.4479 | 960.4479 | 960.4479 | 960.4479
F6_Commercial_Miscellaneous (WA)_Natural Gas_Miscellaneous | F6 | Commercial | Miscellaneous (WA) | Natural Gas | Miscellaneous | Retail Peak Price | $ per therm | 0 | 0 | 0 | 0 | 0 | 0 | 0 | 0 | 0 | 0 | 0 | 0 | 0 | 0 | 0 | 0 | 0 | 0 | 0 | 0 | 0 | 0 | 0 | 0 | 0 | 0 | 0 | 0 | 0 | 0 | 0 | 0 | 0 | 0 | 0 | 0 | 0 | 0 | 0 | 0 | 0 | 0 | 0 | 0 | 0 | 0 | 0 | 0 | 0 | 0 | 0 | 0 | 0 | 0 | 0 | 0 | 0 | 0 | 0
F1_Commercial_Office (ID)_Natural Gas_Space Heating | F1 | Commercial | Office (ID) | Natural Gas | Space Heating | Avoided Energy Cost | $ per Mtherm | 346.1885 | 346.1885 | 346.1885 | 346.1885 | 316.3611 | 327.0673 | 332.0605 | 354.1509 | 365.7989 | 396.2335 | 420.2025 | 420.6956 | 430.4165 | 454.1101 | 469.2437 | 491.187 | 500.0627 | 507.8066 | 517.8622 | 529.0431 | 535.4964 | 527.263 | 563.0699 | 575.0212 | 587.2261 | 599.6902 | 612.4187 | 625.4175 | 638.6921 | 652.2485 | 666.0927 | 680.2306 | 694.6687 | 709.4132 | 724.4707 | 739.8478 | 755.5512 | 771.588 | 787.9651 | 804.6899 | 821.7696 | 839.2119 | 857.0244 | 875.2149 | 893.7916 | 912.7625 | 932.1362 | 951.921 | 972.1257 | 992.7594 | 1013.8309 | 1035.3497 | 1035.3497 | 1035.3497 | 1035.3497 | 1035.3497 | 1035.3497 | 1035.3497 | 1035.3497
F2_Commercial_Office (ID)_Natural Gas_Space Heating | F2 | Commercial | Office (ID) | Natural Gas | Space Heating | Avoided Capacity Cost | $ per therm | 0 | 0 | 0 | 0 | 0 | 0 | 0 | 0 | 0 | 0 | 0 | 0 | 0 | 0 | 0 | 0 | 0 | 0 | 0 | 0 | 0 | 0 | 0 | 0 | 0 | 0 | 0 | 0 | 0 | 0 | 0 | 0 | 0 | 0 | 0 | 0 | 0 | 0 | 0 | 0 | 0 | 0 | 0 | 0 | 0 | 0 | 0 | 0 | 0 | 0 | 0 | 0 | 0 | 0 | 0 | 0 | 0 | 0 | 0
F3_Commercial_Office (ID)_Natural Gas_Space Heating | F3 | Commercial | Office (ID) | Natural Gas | Space Heating | Line Loss | % T&D Loss | bar: 2019 to 2077
F4_Commercial_Office (ID)_Natural Gas_Space Heating | F4 | Commercial | Office (ID) | Natural Gas | Space Heating | Peak Season | Winter/Summer | Winter | Winter | Winter | Winter | Winter | Winter | Winter | Winter | Winter | Winter | Winter | Winter | Winter | Winter | Winter | Winter | Winter | Winter | Winter | Winter | Winter | Winter | Winter | Winter | Winter | Winter | Winter | Winter | Winter | Winter | Winter | Winter | Winter | Winter | Winter | Winter | Winter | Winter | Winter | Winter | Winter | Winter | Winter | Winter | Winter | Winter | Winter | Winter | Winter | Winter | Winter | Winter | Winter | Winter | Winter | Winter | Winter | Winter | Winter
F5_Commercial_Office (ID)_Natural Gas_Space Heating | F5 | Commercial | Office (ID) | Natural Gas | Space Heating | Retail Energy Price | $ per Mtherm | 415.4262 | 415.4262 | 415.4262 | 415.4262 | 379.6333 | 392.4807 | 398.4726 | 424.9811 | 438.9587 | 435.8569 | 462.2228 | 462.7652 | 473.4581 | 499.5211 | 516.1681 | 540.3057 | 550.0689 | 558.5872 | 569.6485 | 581.9474 | 562.2713 | 553.6261 | 591.2234 | 603.7722 | 616.5875 | 629.6747 | 643.0397 | 656.6884 | 670.6267 | 684.861 | 699.3973 | 714.2422 | 729.4021 | 744.8839 | 760.6942 | 776.8402 | 793.3288 | 810.1674 | 827.3634 | 844.9244 | 862.8581 | 881.1725 | 899.8756 | 918.9757 | 938.4812 | 958.4007 | 978.743 | 999.517 | 1020.732 | 1042.3973 | 1064.5225 | 1087.1172 | 1087.1172 | 1087.1172 | 1087.1172 | 1087.1172 | 1087.1172 | 1087.1172 | 1087.1172
F6_Commercial_Office (ID)_Natural Gas_Space Heating | F6 | Commercial | Office (ID) | Natural Gas | Space Heating | Retail Peak Price | $ per therm | 0 | 0 | 0 | 0 | 0 | 0 | 0 | 0 | 0 | 0 | 0 | 0 | 0 | 0 | 0 | 0 | 0 | 0 | 0 | 0 | 0 | 0 | 0 | 0 | 0 | 0 | 0 | 0 | 0 | 0 | 0 | 0 | 0 | 0 | 0 | 0 | 0 | 0 | 0 | 0 | 0 | 0 | 0 | 0 | 0 | 0 | 0 | 0 | 0 | 0 | 0 | 0 | 0 | 0 | 0 | 0 | 0 | 0 | 0
F1_Commercial_Office (ID)_Natural Gas_Water Heating | F1 | Commercial | Office (ID) | Natural Gas | Water Heating | Avoided Energy Cost | $ per Mtherm | 311.5287 | 311.5287 | 311.5287 | 311.5287 | 302.3841 | 313.2645 | 328.5286 | 346.8169 | 357.7091 | 395.7724 | 413.2307 | 416.9475 | 430.2743 | 451.8796 | 468.0803 | 486.878 | 497.6819 | 502.6545 | 514.8684 | 523.0917 | 530.5354 | 540.4993 | 548.903 | 558.6547 | 568.5797 | 578.6811 | 588.9618 | 599.4253 | 610.0746 | 620.9131 | 631.9442 | 643.1713 | 654.5978 | 666.2273 | 678.0634 | 690.1098 | 702.3702 | 714.8485 | 727.5484 | 740.474 | 753.6291 | 767.018 | 780.6448 | 794.5137 | 808.6289 | 822.9949 | 837.6162 | 852.4972 | 867.6425 | 883.057 | 898.7453 | 914.7123 | 914.7123 | 914.7123 | 914.7123 | 914.7123 | 914.7123 | 914.7123 | 914.7123
F2_Commercial_Office (ID)_Natural Gas_Water Heating | F2 | Commercial | Office (ID) | Natural Gas | Water Heating | Avoided Capacity Cost | $ per therm | 0 | 0 | 0 | 0 | 0 | 0 | 0 | 0 | 0 | 0 | 0 | 0 | 0 | 0 | 0 | 0 | 0 | 0 | 0 | 0 | 0 | 0 | 0 | 0 | 0 | 0 | 0 | 0 | 0 | 0 | 0 | 0 | 0 | 0 | 0 | 0 | 0 | 0 | 0 | 0 | 0 | 0 | 0 | 0 | 0 | 0 | 0 | 0 | 0 | 0 | 0 | 0 | 0 | 0 | 0 | 0 | 0 | 0 | 0
F3_Commercial_Office (ID)_Natural Gas_Water Heating | F3 | Commercial | Office (ID) | Natural Gas | Water Heating | Line Loss | % T&D Loss | bar: 2019 to 2077
F4_Commercial_Office (ID)_Natural Gas_Water Heating | F4 | Commercial | Office (ID) | Natural Gas | Water Heating | Peak Season | Winter/Summer | Winter | Winter | Winter | Winter | Winter | Winter | Winter | Winter | Winter | Winter | Winter | Winter | Winter | Winter | Winter | Winter | Winter | Winter | Winter | Winter | Winter | Winter | Winter | Winter | Winter | Winter | Winter | Winter | Winter | Winter | Winter | Winter | Winter | Winter | Winter | Winter | Winter | Winter | Winter | Winter | Winter | Winter | Winter | Winter | Winter | Winter | Winter | Winter | Winter | Winter | Winter | Winter | Winter | Winter | Winter | Winter | Winter | Winter | Winter
F5_Commercial_Office (ID)_Natural Gas_Water Heating | F5 | Commercial | Office (ID) | Natural Gas | Water Heating | Retail Energy Price | $ per Mtherm | 373.8345 | 373.8345 | 373.8345 | 373.8345 | 362.8609 | 375.9174 | 394.2343 | 416.1803 | 429.2509 | 435.3497 | 454.5538 | 458.6423 | 473.3017 | 497.0675 | 514.8883 | 535.5658 | 547.4501 | 552.9199 | 566.3552 | 575.4009 | 557.0622 | 567.5243 | 576.3481 | 586.5875 | 597.0087 | 607.6151 | 618.4099 | 629.3965 | 640.5783 | 651.9588 | 663.5414 | 675.3298 | 687.3277 | 699.5387 | 711.9666 | 724.6153 | 737.4888 | 750.5909 | 763.9258 | 777.4977 | 791.3106 | 805.3689 | 819.677 | 834.2393 | 849.0603 | 864.1447 | 879.497 | 895.122 | 911.0247 | 927.2098 | 943.6825 | 960.4479 | 960.4479 | 960.4479 | 960.4479 | 960.4479 | 960.4479 | 960.4479 | 960.4479
F6_Commercial_Office (ID)_Natural Gas_Water Heating | F6 | Commercial | Office (ID) | Natural Gas | Water Heating | Retail Peak Price | $ per therm | 0 | 0 | 0 | 0 | 0 | 0 | 0 | 0 | 0 | 0 | 0 | 0 | 0 | 0 | 0 | 0 | 0 | 0 | 0 | 0 | 0 | 0 | 0 | 0 | 0 | 0 | 0 | 0 | 0 | 0 | 0 | 0 | 0 | 0 | 0 | 0 | 0 | 0 | 0 | 0 | 0 | 0 | 0 | 0 | 0 | 0 | 0 | 0 | 0 | 0 | 0 | 0 | 0 | 0 | 0 | 0 | 0 | 0 | 0
F1_Commercial_Office (ID)_Natural Gas_Food Preparation | F1 | Commercial | Office (ID) | Natural Gas | Food Preparation | Avoided Energy Cost | $ per Mtherm | 311.5287 | 311.5287 | 311.5287 | 311.5287 | 302.3841 | 313.2645 | 328.5286 | 346.8169 | 357.7091 | 395.7724 | 413.2307 | 416.9475 | 430.2743 | 451.8796 | 468.0803 | 486.878 | 497.6819 | 502.6545 | 514.8684 | 523.0917 | 530.5354 | 540.4993 | 548.903 | 558.6547 | 568.5797 | 578.6811 | 588.9618 | 599.4253 | 610.0746 | 620.9131 | 631.9442 | 643.1713 | 654.5978 | 666.2273 | 678.0634 | 690.1098 | 702.3702 | 714.8485 | 727.5484 | 740.474 | 753.6291 | 767.018 | 780.6448 | 794.5137 | 808.6289 | 822.9949 | 837.6162 | 852.4972 | 867.6425 | 883.057 | 898.7453 | 914.7123 | 914.7123 | 914.7123 | 914.7123 | 914.7123 | 914.7123 | 914.7123 | 914.7123
F2_Commercial_Office (ID)_Natural Gas_Food Preparation | F2 | Commercial | Office (ID) | Natural Gas | Food Preparation | Avoided Capacity Cost | $ per therm | 0 | 0 | 0 | 0 | 0 | 0 | 0 | 0 | 0 | 0 | 0 | 0 | 0 | 0 | 0 | 0 | 0 | 0 | 0 | 0 | 0 | 0 | 0 | 0 | 0 | 0 | 0 | 0 | 0 | 0 | 0 | 0 | 0 | 0 | 0 | 0 | 0 | 0 | 0 | 0 | 0 | 0 | 0 | 0 | 0 | 0 | 0 | 0 | 0 | 0 | 0 | 0 | 0 | 0 | 0 | 0 | 0 | 0 | 0
F3_Commercial_Office (ID)_Natural Gas_Food Preparation | F3 | Commercial | Office (ID) | Natural Gas | Food Preparation | Line Loss | % T&D Loss | bar: 2019 to 2077
F4_Commercial_Office (ID)_Natural Gas_Food Preparation | F4 | Commercial | Office (ID) | Natural Gas | Food Preparation | Peak Season | Winter/Summer | Winter | Winter | Winter | Winter | Winter | Winter | Winter | Winter | Winter | Winter | Winter | Winter | Winter | Winter | Winter | Winter | Winter | Winter | Winter | Winter | Winter | Winter | Winter | Winter | Winter | Winter | Winter | Winter | Winter | Winter | Winter | Winter | Winter | Winter | Winter | Winter | Winter | Winter | Winter | Winter | Winter | Winter | Winter | Winter | Winter | Winter | Winter | Winter | Winter | Winter | Winter | Winter | Winter | Winter | Winter | Winter | Winter | Winter | Winter
F5_Commercial_Office (ID)_Natural Gas_Food Preparation | F5 | Commercial | Office (ID) | Natural Gas | Food Preparation | Retail Energy Price | $ per Mtherm | 373.8345 | 373.8345 | 373.8345 | 373.8345 | 362.8609 | 375.9174 | 394.2343 | 416.1803 | 429.2509 | 435.3497 | 454.5538 | 458.6423 | 473.3017 | 497.0675 | 514.8883 | 535.5658 | 547.4501 | 552.9199 | 566.3552 | 575.4009 | 557.0622 | 567.5243 | 576.3481 | 586.5875 | 597.0087 | 607.6151 | 618.4099 | 629.3965 | 640.5783 | 651.9588 | 663.5414 | 675.3298 | 687.3277 | 699.5387 | 711.9666 | 724.6153 | 737.4888 | 750.5909 | 763.9258 | 777.4977 | 791.3106 | 805.3689 | 819.677 | 834.2393 | 849.0603 | 864.1447 | 879.497 | 895.122 | 911.0247 | 927.2098 | 943.6825 | 960.4479 | 960.4479 | 960.4479 | 960.4479 | 960.4479 | 960.4479 | 960.4479 | 960.4479
F6_Commercial_Office (ID)_Natural Gas_Food Preparation | F6 | Commercial | Office (ID) | Natural Gas | Food Preparation | Retail Peak Price | $ per therm | 0 | 0 | 0 | 0 | 0 | 0 | 0 | 0 | 0 | 0 | 0 | 0 | 0 | 0 | 0 | 0 | 0 | 0 | 0 | 0 | 0 | 0 | 0 | 0 | 0 | 0 | 0 | 0 | 0 | 0 | 0 | 0 | 0 | 0 | 0 | 0 | 0 | 0 | 0 | 0 | 0 | 0 | 0 | 0 | 0 | 0 | 0 | 0 | 0 | 0 | 0 | 0 | 0 | 0 | 0 | 0 | 0 | 0 | 0
F1_Commercial_Office (ID)_Natural Gas_Miscellaneous | F1 | Commercial | Office (ID) | Natural Gas | Miscellaneous | Avoided Energy Cost | $ per Mtherm | 311.5287 | 311.5287 | 311.5287 | 311.5287 | 302.3841 | 313.2645 | 328.5286 | 346.8169 | 357.7091 | 395.7724 | 413.2307 | 416.9475 | 430.2743 | 451.8796 | 468.0803 | 486.878 | 497.6819 | 502.6545 | 514.8684 | 523.0917 | 530.5354 | 540.4993 | 548.903 | 558.6547 | 568.5797 | 578.6811 | 588.9618 | 599.4253 | 610.0746 | 620.9131 | 631.9442 | 643.1713 | 654.5978 | 666.2273 | 678.0634 | 690.1098 | 702.3702 | 714.8485 | 727.5484 | 740.474 | 753.6291 | 767.018 | 780.6448 | 794.5137 | 808.6289 | 822.9949 | 837.6162 | 852.4972 | 867.6425 | 883.057 | 898.7453 | 914.7123 | 914.7123 | 914.7123 | 914.7123 | 914.7123 | 914.7123 | 914.7123 | 914.7123
F2_Commercial_Office (ID)_Natural Gas_Miscellaneous | F2 | Commercial | Office (ID) | Natural Gas | Miscellaneous | Avoided Capacity Cost | $ per therm | 0 | 0 | 0 | 0 | 0 | 0 | 0 | 0 | 0 | 0 | 0 | 0 | 0 | 0 | 0 | 0 | 0 | 0 | 0 | 0 | 0 | 0 | 0 | 0 | 0 | 0 | 0 | 0 | 0 | 0 | 0 | 0 | 0 | 0 | 0 | 0 | 0 | 0 | 0 | 0 | 0 | 0 | 0 | 0 | 0 | 0 | 0 | 0 | 0 | 0 | 0 | 0 | 0 | 0 | 0 | 0 | 0 | 0 | 0
F3_Commercial_Office (ID)_Natural Gas_Miscellaneous | F3 | Commercial | Office (ID) | Natural Gas | Miscellaneous | Line Loss | % T&D Loss | bar: 2019 to 2077
F4_Commercial_Office (ID)_Natural Gas_Miscellaneous | F4 | Commercial | Office (ID) | Natural Gas | Miscellaneous | Peak Season | Winter/Summer | Winter | Winter | Winter | Winter | Winter | Winter | Winter | Winter | Winter | Winter | Winter | Winter | Winter | Winter | Winter | Winter | Winter | Winter | Winter | Winter | Winter | Winter | Winter | Winter | Winter | Winter | Winter | Winter | Winter | Winter | Winter | Winter | Winter | Winter | Winter | Winter | Winter | Winter | Winter | Winter | Winter | Winter | Winter | Winter | Winter | Winter | Winter | Winter | Winter | Winter | Winter | Winter | Winter | Winter | Winter | Winter | Winter | Winter | Winter
F5_Commercial_Office (ID)_Natural Gas_Miscellaneous | F5 | Commercial | Office (ID) | Natural Gas | Miscellaneous | Retail Energy Price | $ per Mtherm | 373.8345 | 373.8345 | 373.8345 | 373.8345 | 362.8609 | 375.9174 | 394.2343 | 416.1803 | 429.2509 | 435.3497 | 454.5538 | 458.6423 | 473.3017 | 497.0675 | 514.8883 | 535.5658 | 547.4501 | 552.9199 | 566.3552 | 575.4009 | 557.0622 | 567.5243 | 576.3481 | 586.5875 | 597.0087 | 607.6151 | 618.4099 | 629.3965 | 640.5783 | 651.9588 | 663.5414 | 675.3298 | 687.3277 | 699.5387 | 711.9666 | 724.6153 | 737.4888 | 750.5909 | 763.9258 | 777.4977 | 791.3106 | 805.3689 | 819.677 | 834.2393 | 849.0603 | 864.1447 | 879.497 | 895.122 | 911.0247 | 927.2098 | 943.6825 | 960.4479 | 960.4479 | 960.4479 | 960.4479 | 960.4479 | 960.4479 | 960.4479 | 960.4479
F6_Commercial_Office (ID)_Natural Gas_Miscellaneous | F6 | Commercial | Office (ID) | Natural Gas | Miscellaneous | Retail Peak Price | $ per therm | 0 | 0 | 0 | 0 | 0 | 0 | 0 | 0 | 0 | 0 | 0 | 0 | 0 | 0 | 0 | 0 | 0 | 0 | 0 | 0 | 0 | 0 | 0 | 0 | 0 | 0 | 0 | 0 | 0 | 0 | 0 | 0 | 0 | 0 | 0 | 0 | 0 | 0 | 0 | 0 | 0 | 0 | 0 | 0 | 0 | 0 | 0 | 0 | 0 | 0 | 0 | 0 | 0 | 0 | 0 | 0 | 0 | 0 | 0
F1_Commercial_Restaurant (ID)_Natural Gas_Space Heating | F1 | Commercial | Restaurant (ID) | Natural Gas | Space Heating | Avoided Energy Cost | $ per Mtherm | 346.1885 | 346.1885 | 346.1885 | 346.1885 | 316.3611 | 327.0673 | 332.0605 | 354.1509 | 365.7989 | 396.2335 | 420.2025 | 420.6956 | 430.4165 | 454.1101 | 469.2437 | 491.187 | 500.0627 | 507.8066 | 517.8622 | 529.0431 | 535.4964 | 527.263 | 563.0699 | 575.0212 | 587.2261 | 599.6902 | 612.4187 | 625.4175 | 638.6921 | 652.2485 | 666.0927 | 680.2306 | 694.6687 | 709.4132 | 724.4707 | 739.8478 | 755.5512 | 771.588 | 787.9651 | 804.6899 | 821.7696 | 839.2119 | 857.0244 | 875.2149 | 893.7916 | 912.7625 | 932.1362 | 951.921 | 972.1257 | 992.7594 | 1013.8309 | 1035.3497 | 1035.3497 | 1035.3497 | 1035.3497 | 1035.3497 | 1035.3497 | 1035.3497 | 1035.3497
F2_Commercial_Restaurant (ID)_Natural Gas_Space Heating | F2 | Commercial | Restaurant (ID) | Natural Gas | Space Heating | Avoided Capacity Cost | $ per therm | 0 | 0 | 0 | 0 | 0 | 0 | 0 | 0 | 0 | 0 | 0 | 0 | 0 | 0 | 0 | 0 | 0 | 0 | 0 | 0 | 0 | 0 | 0 | 0 | 0 | 0 | 0 | 0 | 0 | 0 | 0 | 0 | 0 | 0 | 0 | 0 | 0 | 0 | 0 | 0 | 0 | 0 | 0 | 0 | 0 | 0 | 0 | 0 | 0 | 0 | 0 | 0 | 0 | 0 | 0 | 0 | 0 | 0 | 0
F3_Commercial_Restaurant (ID)_Natural Gas_Space Heating | F3 | Commercial | Restaurant (ID) | Natural Gas | Space Heating | Line Loss | % T&D Loss | bar: 2019 to 2077
F4_Commercial_Restaurant (ID)_Natural Gas_Space Heating | F4 | Commercial | Restaurant (ID) | Natural Gas | Space Heating | Peak Season | Winter/Summer | Winter | Winter | Winter | Winter | Winter | Winter | Winter | Winter | Winter | Winter | Winter | Winter | Winter | Winter | Winter | Winter | Winter | Winter | Winter | Winter | Winter | Winter | Winter | Winter | Winter | Winter | Winter | Winter | Winter | Winter | Winter | Winter | Winter | Winter | Winter | Winter | Winter | Winter | Winter | Winter | Winter | Winter | Winter | Winter | Winter | Winter | Winter | Winter | Winter | Winter | Winter | Winter | Winter | Winter | Winter | Winter | Winter | Winter | Winter
F5_Commercial_Restaurant (ID)_Natural Gas_Space Heating | F5 | Commercial | Restaurant (ID) | Natural Gas | Space Heating | Retail Energy Price | $ per Mtherm | 415.4262 | 415.4262 | 415.4262 | 415.4262 | 379.6333 | 392.4807 | 398.4726 | 424.9811 | 438.9587 | 435.8569 | 462.2228 | 462.7652 | 473.4581 | 499.5211 | 516.1681 | 540.3057 | 550.0689 | 558.5872 | 569.6485 | 581.9474 | 562.2713 | 553.6261 | 591.2234 | 603.7722 | 616.5875 | 629.6747 | 643.0397 | 656.6884 | 670.6267 | 684.861 | 699.3973 | 714.2422 | 729.4021 | 744.8839 | 760.6942 | 776.8402 | 793.3288 | 810.1674 | 827.3634 | 844.9244 | 862.8581 | 881.1725 | 899.8756 | 918.9757 | 938.4812 | 958.4007 | 978.743 | 999.517 | 1020.732 | 1042.3973 | 1064.5225 | 1087.1172 | 1087.1172 | 1087.1172 | 1087.1172 | 1087.1172 | 1087.1172 | 1087.1172 | 1087.1172
F6_Commercial_Restaurant (ID)_Natural Gas_Space Heating | F6 | Commercial | Restaurant (ID) | Natural Gas | Space Heating | Retail Peak Price | $ per therm | 0 | 0 | 0 | 0 | 0 | 0 | 0 | 0 | 0 | 0 | 0 | 0 | 0 | 0 | 0 | 0 | 0 | 0 | 0 | 0 | 0 | 0 | 0 | 0 | 0 | 0 | 0 | 0 | 0 | 0 | 0 | 0 | 0 | 0 | 0 | 0 | 0 | 0 | 0 | 0 | 0 | 0 | 0 | 0 | 0 | 0 | 0 | 0 | 0 | 0 | 0 | 0 | 0 | 0 | 0 | 0 | 0 | 0 | 0
F1_Commercial_Restaurant (ID)_Natural Gas_Water Heating | F1 | Commercial | Restaurant (ID) | Natural Gas | Water Heating | Avoided Energy Cost | $ per Mtherm | 311.5287 | 311.5287 | 311.5287 | 311.5287 | 302.3841 | 313.2645 | 328.5286 | 346.8169 | 357.7091 | 395.7724 | 413.2307 | 416.9475 | 430.2743 | 451.8796 | 468.0803 | 486.878 | 497.6819 | 502.6545 | 514.8684 | 523.0917 | 530.5354 | 540.4993 | 548.903 | 558.6547 | 568.5797 | 578.6811 | 588.9618 | 599.4253 | 610.0746 | 620.9131 | 631.9442 | 643.1713 | 654.5978 | 666.2273 | 678.0634 | 690.1098 | 702.3702 | 714.8485 | 727.5484 | 740.474 | 753.6291 | 767.018 | 780.6448 | 794.5137 | 808.6289 | 822.9949 | 837.6162 | 852.4972 | 867.6425 | 883.057 | 898.7453 | 914.7123 | 914.7123 | 914.7123 | 914.7123 | 914.7123 | 914.7123 | 914.7123 | 914.7123
F2_Commercial_Restaurant (ID)_Natural Gas_Water Heating | F2 | Commercial | Restaurant (ID) | Natural Gas | Water Heating | Avoided Capacity Cost | $ per therm | 0 | 0 | 0 | 0 | 0 | 0 | 0 | 0 | 0 | 0 | 0 | 0 | 0 | 0 | 0 | 0 | 0 | 0 | 0 | 0 | 0 | 0 | 0 | 0 | 0 | 0 | 0 | 0 | 0 | 0 | 0 | 0 | 0 | 0 | 0 | 0 | 0 | 0 | 0 | 0 | 0 | 0 | 0 | 0 | 0 | 0 | 0 | 0 | 0 | 0 | 0 | 0 | 0 | 0 | 0 | 0 | 0 | 0 | 0
F3_Commercial_Restaurant (ID)_Natural Gas_Water Heating | F3 | Commercial | Restaurant (ID) | Natural Gas | Water Heating | Line Loss | % T&D Loss | bar: 2019 to 2077
F4_Commercial_Restaurant (ID)_Natural Gas_Water Heating | F4 | Commercial | Restaurant (ID) | Natural Gas | Water Heating | Peak Season | Winter/Summer | Winter | Winter | Winter | Winter | Winter | Winter | Winter | Winter | Winter | Winter | Winter | Winter | Winter | Winter | Winter | Winter | Winter | Winter | Winter | Winter | Winter | Winter | Winter | Winter | Winter | Winter | Winter | Winter | Winter | Winter | Winter | Winter | Winter | Winter | Winter | Winter | Winter | Winter | Winter | Winter | Winter | Winter | Winter | Winter | Winter | Winter | Winter | Winter | Winter | Winter | Winter | Winter | Winter | Winter | Winter | Winter | Winter | Winter | Winter
F5_Commercial_Restaurant (ID)_Natural Gas_Water Heating | F5 | Commercial | Restaurant (ID) | Natural Gas | Water Heating | Retail Energy Price | $ per Mtherm | 373.8345 | 373.8345 | 373.8345 | 373.8345 | 362.8609 | 375.9174 | 394.2343 | 416.1803 | 429.2509 | 435.3497 | 454.5538 | 458.6423 | 473.3017 | 497.0675 | 514.8883 | 535.5658 | 547.4501 | 552.9199 | 566.3552 | 575.4009 | 557.0622 | 567.5243 | 576.3481 | 586.5875 | 597.0087 | 607.6151 | 618.4099 | 629.3965 | 640.5783 | 651.9588 | 663.5414 | 675.3298 | 687.3277 | 699.5387 | 711.9666 | 724.6153 | 737.4888 | 750.5909 | 763.9258 | 777.4977 | 791.3106 | 805.3689 | 819.677 | 834.2393 | 849.0603 | 864.1447 | 879.497 | 895.122 | 911.0247 | 927.2098 | 943.6825 | 960.4479 | 960.4479 | 960.4479 | 960.4479 | 960.4479 | 960.4479 | 960.4479 | 960.4479
F6_Commercial_Restaurant (ID)_Natural Gas_Water Heating | F6 | Commercial | Restaurant (ID) | Natural Gas | Water Heating | Retail Peak Price | $ per therm | 0 | 0 | 0 | 0 | 0 | 0 | 0 | 0 | 0 | 0 | 0 | 0 | 0 | 0 | 0 | 0 | 0 | 0 | 0 | 0 | 0 | 0 | 0 | 0 | 0 | 0 | 0 | 0 | 0 | 0 | 0 | 0 | 0 | 0 | 0 | 0 | 0 | 0 | 0 | 0 | 0 | 0 | 0 | 0 | 0 | 0 | 0 | 0 | 0 | 0 | 0 | 0 | 0 | 0 | 0 | 0 | 0 | 0 | 0
F1_Commercial_Restaurant (ID)_Natural Gas_Food Preparation | F1 | Commercial | Restaurant (ID) | Natural Gas | Food Preparation | Avoided Energy Cost | $ per Mtherm | 311.5287 | 311.5287 | 311.5287 | 311.5287 | 302.3841 | 313.2645 | 328.5286 | 346.8169 | 357.7091 | 395.7724 | 413.2307 | 416.9475 | 430.2743 | 451.8796 | 468.0803 | 486.878 | 497.6819 | 502.6545 | 514.8684 | 523.0917 | 530.5354 | 540.4993 | 548.903 | 558.6547 | 568.5797 | 578.6811 | 588.9618 | 599.4253 | 610.0746 | 620.9131 | 631.9442 | 643.1713 | 654.5978 | 666.2273 | 678.0634 | 690.1098 | 702.3702 | 714.8485 | 727.5484 | 740.474 | 753.6291 | 767.018 | 780.6448 | 794.5137 | 808.6289 | 822.9949 | 837.6162 | 852.4972 | 867.6425 | 883.057 | 898.7453 | 914.7123 | 914.7123 | 914.7123 | 914.7123 | 914.7123 | 914.7123 | 914.7123 | 914.7123
F2_Commercial_Restaurant (ID)_Natural Gas_Food Preparation | F2 | Commercial | Restaurant (ID) | Natural Gas | Food Preparation | Avoided Capacity Cost | $ per therm | 0 | 0 | 0 | 0 | 0 | 0 | 0 | 0 | 0 | 0 | 0 | 0 | 0 | 0 | 0 | 0 | 0 | 0 | 0 | 0 | 0 | 0 | 0 | 0 | 0 | 0 | 0 | 0 | 0 | 0 | 0 | 0 | 0 | 0 | 0 | 0 | 0 | 0 | 0 | 0 | 0 | 0 | 0 | 0 | 0 | 0 | 0 | 0 | 0 | 0 | 0 | 0 | 0 | 0 | 0 | 0 | 0 | 0 | 0
F3_Commercial_Restaurant (ID)_Natural Gas_Food Preparation | F3 | Commercial | Restaurant (ID) | Natural Gas | Food Preparation | Line Loss | % T&D Loss | bar: 2019 to 2077
F4_Commercial_Restaurant (ID)_Natural Gas_Food Preparation | F4 | Commercial | Restaurant (ID) | Natural Gas | Food Preparation | Peak Season | Winter/Summer | Winter | Winter | Winter | Winter | Winter | Winter | Winter | Winter | Winter | Winter | Winter | Winter | Winter | Winter | Winter | Winter | Winter | Winter | Winter | Winter | Winter | Winter | Winter | Winter | Winter | Winter | Winter | Winter | Winter | Winter | Winter | Winter | Winter | Winter | Winter | Winter | Winter | Winter | Winter | Winter | Winter | Winter | Winter | Winter | Winter | Winter | Winter | Winter | Winter | Winter | Winter | Winter | Winter | Winter | Winter | Winter | Winter | Winter | Winter
F5_Commercial_Restaurant (ID)_Natural Gas_Food Preparation | F5 | Commercial | Restaurant (ID) | Natural Gas | Food Preparation | Retail Energy Price | $ per Mtherm | 373.8345 | 373.8345 | 373.8345 | 373.8345 | 362.8609 | 375.9174 | 394.2343 | 416.1803 | 429.2509 | 435.3497 | 454.5538 | 458.6423 | 473.3017 | 497.0675 | 514.8883 | 535.5658 | 547.4501 | 552.9199 | 566.3552 | 575.4009 | 557.0622 | 567.5243 | 576.3481 | 586.5875 | 597.0087 | 607.6151 | 618.4099 | 629.3965 | 640.5783 | 651.9588 | 663.5414 | 675.3298 | 687.3277 | 699.5387 | 711.9666 | 724.6153 | 737.4888 | 750.5909 | 763.9258 | 777.4977 | 791.3106 | 805.3689 | 819.677 | 834.2393 | 849.0603 | 864.1447 | 879.497 | 895.122 | 911.0247 | 927.2098 | 943.6825 | 960.4479 | 960.4479 | 960.4479 | 960.4479 | 960.4479 | 960.4479 | 960.4479 | 960.4479
F6_Commercial_Restaurant (ID)_Natural Gas_Food Preparation | F6 | Commercial | Restaurant (ID) | Natural Gas | Food Preparation | Retail Peak Price | $ per therm | 0 | 0 | 0 | 0 | 0 | 0 | 0 | 0 | 0 | 0 | 0 | 0 | 0 | 0 | 0 | 0 | 0 | 0 | 0 | 0 | 0 | 0 | 0 | 0 | 0 | 0 | 0 | 0 | 0 | 0 | 0 | 0 | 0 | 0 | 0 | 0 | 0 | 0 | 0 | 0 | 0 | 0 | 0 | 0 | 0 | 0 | 0 | 0 | 0 | 0 | 0 | 0 | 0 | 0 | 0 | 0 | 0 | 0 | 0
F1_Commercial_Restaurant (ID)_Natural Gas_Miscellaneous | F1 | Commercial | Restaurant (ID) | Natural Gas | Miscellaneous | Avoided Energy Cost | $ per Mtherm | 311.5287 | 311.5287 | 311.5287 | 311.5287 | 302.3841 | 313.2645 | 328.5286 | 346.8169 | 357.7091 | 395.7724 | 413.2307 | 416.9475 | 430.2743 | 451.8796 | 468.0803 | 486.878 | 497.6819 | 502.6545 | 514.8684 | 523.0917 | 530.5354 | 540.4993 | 548.903 | 558.6547 | 568.5797 | 578.6811 | 588.9618 | 599.4253 | 610.0746 | 620.9131 | 631.9442 | 643.1713 | 654.5978 | 666.2273 | 678.0634 | 690.1098 | 702.3702 | 714.8485 | 727.5484 | 740.474 | 753.6291 | 767.018 | 780.6448 | 794.5137 | 808.6289 | 822.9949 | 837.6162 | 852.4972 | 867.6425 | 883.057 | 898.7453 | 914.7123 | 914.7123 | 914.7123 | 914.7123 | 914.7123 | 914.7123 | 914.7123 | 914.7123
F2_Commercial_Restaurant (ID)_Natural Gas_Miscellaneous | F2 | Commercial | Restaurant (ID) | Natural Gas | Miscellaneous | Avoided Capacity Cost | $ per therm | 0 | 0 | 0 | 0 | 0 | 0 | 0 | 0 | 0 | 0 | 0 | 0 | 0 | 0 | 0 | 0 | 0 | 0 | 0 | 0 | 0 | 0 | 0 | 0 | 0 | 0 | 0 | 0 | 0 | 0 | 0 | 0 | 0 | 0 | 0 | 0 | 0 | 0 | 0 | 0 | 0 | 0 | 0 | 0 | 0 | 0 | 0 | 0 | 0 | 0 | 0 | 0 | 0 | 0 | 0 | 0 | 0 | 0 | 0
F3_Commercial_Restaurant (ID)_Natural Gas_Miscellaneous | F3 | Commercial | Restaurant (ID) | Natural Gas | Miscellaneous | Line Loss | % T&D Loss | bar: 2019 to 2077
F4_Commercial_Restaurant (ID)_Natural Gas_Miscellaneous | F4 | Commercial | Restaurant (ID) | Natural Gas | Miscellaneous | Peak Season | Winter/Summer | Winter | Winter | Winter | Winter | Winter | Winter | Winter | Winter | Winter | Winter | Winter | Winter | Winter | Winter | Winter | Winter | Winter | Winter | Winter | Winter | Winter | Winter | Winter | Winter | Winter | Winter | Winter | Winter | Winter | Winter | Winter | Winter | Winter | Winter | Winter | Winter | Winter | Winter | Winter | Winter | Winter | Winter | Winter | Winter | Winter | Winter | Winter | Winter | Winter | Winter | Winter | Winter | Winter | Winter | Winter | Winter | Winter | Winter | Winter
F5_Commercial_Restaurant (ID)_Natural Gas_Miscellaneous | F5 | Commercial | Restaurant (ID) | Natural Gas | Miscellaneous | Retail Energy Price | $ per Mtherm | 373.8345 | 373.8345 | 373.8345 | 373.8345 | 362.8609 | 375.9174 | 394.2343 | 416.1803 | 429.2509 | 435.3497 | 454.5538 | 458.6423 | 473.3017 | 497.0675 | 514.8883 | 535.5658 | 547.4501 | 552.9199 | 566.3552 | 575.4009 | 557.0622 | 567.5243 | 576.3481 | 586.5875 | 597.0087 | 607.6151 | 618.4099 | 629.3965 | 640.5783 | 651.9588 | 663.5414 | 675.3298 | 687.3277 | 699.5387 | 711.9666 | 724.6153 | 737.4888 | 750.5909 | 763.9258 | 777.4977 | 791.3106 | 805.3689 | 819.677 | 834.2393 | 849.0603 | 864.1447 | 879.497 | 895.122 | 911.0247 | 927.2098 | 943.6825 | 960.4479 | 960.4479 | 960.4479 | 960.4479 | 960.4479 | 960.4479 | 960.4479 | 960.4479
F6_Commercial_Restaurant (ID)_Natural Gas_Miscellaneous | F6 | Commercial | Restaurant (ID) | Natural Gas | Miscellaneous | Retail Peak Price | $ per therm | 0 | 0 | 0 | 0 | 0 | 0 | 0 | 0 | 0 | 0 | 0 | 0 | 0 | 0 | 0 | 0 | 0 | 0 | 0 | 0 | 0 | 0 | 0 | 0 | 0 | 0 | 0 | 0 | 0 | 0 | 0 | 0 | 0 | 0 | 0 | 0 | 0 | 0 | 0 | 0 | 0 | 0 | 0 | 0 | 0 | 0 | 0 | 0 | 0 | 0 | 0 | 0 | 0 | 0 | 0 | 0 | 0 | 0 | 0
F1_Commercial_Retail (ID)_Natural Gas_Space Heating | F1 | Commercial | Retail (ID) | Natural Gas | Space Heating | Avoided Energy Cost | $ per Mtherm | 346.1885 | 346.1885 | 346.1885 | 346.1885 | 316.3611 | 327.0673 | 332.0605 | 354.1509 | 365.7989 | 396.2335 | 420.2025 | 420.6956 | 430.4165 | 454.1101 | 469.2437 | 491.187 | 500.0627 | 507.8066 | 517.8622 | 529.0431 | 535.4964 | 527.263 | 563.0699 | 575.0212 | 587.2261 | 599.6902 | 612.4187 | 625.4175 | 638.6921 | 652.2485 | 666.0927 | 680.2306 | 694.6687 | 709.4132 | 724.4707 | 739.8478 | 755.5512 | 771.588 | 787.9651 | 804.6899 | 821.7696 | 839.2119 | 857.0244 | 875.2149 | 893.7916 | 912.7625 | 932.1362 | 951.921 | 972.1257 | 992.7594 | 1013.8309 | 1035.3497 | 1035.3497 | 1035.3497 | 1035.3497 | 1035.3497 | 1035.3497 | 1035.3497 | 1035.3497
F2_Commercial_Retail (ID)_Natural Gas_Space Heating | F2 | Commercial | Retail (ID) | Natural Gas | Space Heating | Avoided Capacity Cost | $ per therm | 0 | 0 | 0 | 0 | 0 | 0 | 0 | 0 | 0 | 0 | 0 | 0 | 0 | 0 | 0 | 0 | 0 | 0 | 0 | 0 | 0 | 0 | 0 | 0 | 0 | 0 | 0 | 0 | 0 | 0 | 0 | 0 | 0 | 0 | 0 | 0 | 0 | 0 | 0 | 0 | 0 | 0 | 0 | 0 | 0 | 0 | 0 | 0 | 0 | 0 | 0 | 0 | 0 | 0 | 0 | 0 | 0 | 0 | 0
F3_Commercial_Retail (ID)_Natural Gas_Space Heating | F3 | Commercial | Retail (ID) | Natural Gas | Space Heating | Line Loss | % T&D Loss | bar: 2019 to 2077
F4_Commercial_Retail (ID)_Natural Gas_Space Heating | F4 | Commercial | Retail (ID) | Natural Gas | Space Heating | Peak Season | Winter/Summer | Winter | Winter | Winter | Winter | Winter | Winter | Winter | Winter | Winter | Winter | Winter | Winter | Winter | Winter | Winter | Winter | Winter | Winter | Winter | Winter | Winter | Winter | Winter | Winter | Winter | Winter | Winter | Winter | Winter | Winter | Winter | Winter | Winter | Winter | Winter | Winter | Winter | Winter | Winter | Winter | Winter | Winter | Winter | Winter | Winter | Winter | Winter | Winter | Winter | Winter | Winter | Winter | Winter | Winter | Winter | Winter | Winter | Winter | Winter
F5_Commercial_Retail (ID)_Natural Gas_Space Heating | F5 | Commercial | Retail (ID) | Natural Gas | Space Heating | Retail Energy Price | $ per Mtherm | 415.4262 | 415.4262 | 415.4262 | 415.4262 | 379.6333 | 392.4807 | 398.4726 | 424.9811 | 438.9587 | 435.8569 | 462.2228 | 462.7652 | 473.4581 | 499.5211 | 516.1681 | 540.3057 | 550.0689 | 558.5872 | 569.6485 | 581.9474 | 562.2713 | 553.6261 | 591.2234 | 603.7722 | 616.5875 | 629.6747 | 643.0397 | 656.6884 | 670.6267 | 684.861 | 699.3973 | 714.2422 | 729.4021 | 744.8839 | 760.6942 | 776.8402 | 793.3288 | 810.1674 | 827.3634 | 844.9244 | 862.8581 | 881.1725 | 899.8756 | 918.9757 | 938.4812 | 958.4007 | 978.743 | 999.517 | 1020.732 | 1042.3973 | 1064.5225 | 1087.1172 | 1087.1172 | 1087.1172 | 1087.1172 | 1087.1172 | 1087.1172 | 1087.1172 | 1087.1172
F6_Commercial_Retail (ID)_Natural Gas_Space Heating | F6 | Commercial | Retail (ID) | Natural Gas | Space Heating | Retail Peak Price | $ per therm | 0 | 0 | 0 | 0 | 0 | 0 | 0 | 0 | 0 | 0 | 0 | 0 | 0 | 0 | 0 | 0 | 0 | 0 | 0 | 0 | 0 | 0 | 0 | 0 | 0 | 0 | 0 | 0 | 0 | 0 | 0 | 0 | 0 | 0 | 0 | 0 | 0 | 0 | 0 | 0 | 0 | 0 | 0 | 0 | 0 | 0 | 0 | 0 | 0 | 0 | 0 | 0 | 0 | 0 | 0 | 0 | 0 | 0 | 0
F1_Commercial_Retail (ID)_Natural Gas_Water Heating | F1 | Commercial | Retail (ID) | Natural Gas | Water Heating | Avoided Energy Cost | $ per Mtherm | 311.5287 | 311.5287 | 311.5287 | 311.5287 | 302.3841 | 313.2645 | 328.5286 | 346.8169 | 357.7091 | 395.7724 | 413.2307 | 416.9475 | 430.2743 | 451.8796 | 468.0803 | 486.878 | 497.6819 | 502.6545 | 514.8684 | 523.0917 | 530.5354 | 540.4993 | 548.903 | 558.6547 | 568.5797 | 578.6811 | 588.9618 | 599.4253 | 610.0746 | 620.9131 | 631.9442 | 643.1713 | 654.5978 | 666.2273 | 678.0634 | 690.1098 | 702.3702 | 714.8485 | 727.5484 | 740.474 | 753.6291 | 767.018 | 780.6448 | 794.5137 | 808.6289 | 822.9949 | 837.6162 | 852.4972 | 867.6425 | 883.057 | 898.7453 | 914.7123 | 914.7123 | 914.7123 | 914.7123 | 914.7123 | 914.7123 | 914.7123 | 914.7123
F2_Commercial_Retail (ID)_Natural Gas_Water Heating | F2 | Commercial | Retail (ID) | Natural Gas | Water Heating | Avoided Capacity Cost | $ per therm | 0 | 0 | 0 | 0 | 0 | 0 | 0 | 0 | 0 | 0 | 0 | 0 | 0 | 0 | 0 | 0 | 0 | 0 | 0 | 0 | 0 | 0 | 0 | 0 | 0 | 0 | 0 | 0 | 0 | 0 | 0 | 0 | 0 | 0 | 0 | 0 | 0 | 0 | 0 | 0 | 0 | 0 | 0 | 0 | 0 | 0 | 0 | 0 | 0 | 0 | 0 | 0 | 0 | 0 | 0 | 0 | 0 | 0 | 0
F3_Commercial_Retail (ID)_Natural Gas_Water Heating | F3 | Commercial | Retail (ID) | Natural Gas | Water Heating | Line Loss | % T&D Loss | bar: 2019 to 2077
F4_Commercial_Retail (ID)_Natural Gas_Water Heating | F4 | Commercial | Retail (ID) | Natural Gas | Water Heating | Peak Season | Winter/Summer | Winter | Winter | Winter | Winter | Winter | Winter | Winter | Winter | Winter | Winter | Winter | Winter | Winter | Winter | Winter | Winter | Winter | Winter | Winter | Winter | Winter | Winter | Winter | Winter | Winter | Winter | Winter | Winter | Winter | Winter | Winter | Winter | Winter | Winter | Winter | Winter | Winter | Winter | Winter | Winter | Winter | Winter | Winter | Winter | Winter | Winter | Winter | Winter | Winter | Winter | Winter | Winter | Winter | Winter | Winter | Winter | Winter | Winter | Winter
F5_Commercial_Retail (ID)_Natural Gas_Water Heating | F5 | Commercial | Retail (ID) | Natural Gas | Water Heating | Retail Energy Price | $ per Mtherm | 373.8345 | 373.8345 | 373.8345 | 373.8345 | 362.8609 | 375.9174 | 394.2343 | 416.1803 | 429.2509 | 435.3497 | 454.5538 | 458.6423 | 473.3017 | 497.0675 | 514.8883 | 535.5658 | 547.4501 | 552.9199 | 566.3552 | 575.4009 | 557.0622 | 567.5243 | 576.3481 | 586.5875 | 597.0087 | 607.6151 | 618.4099 | 629.3965 | 640.5783 | 651.9588 | 663.5414 | 675.3298 | 687.3277 | 699.5387 | 711.9666 | 724.6153 | 737.4888 | 750.5909 | 763.9258 | 777.4977 | 791.3106 | 805.3689 | 819.677 | 834.2393 | 849.0603 | 864.1447 | 879.497 | 895.122 | 911.0247 | 927.2098 | 943.6825 | 960.4479 | 960.4479 | 960.4479 | 960.4479 | 960.4479 | 960.4479 | 960.4479 | 960.4479
F6_Commercial_Retail (ID)_Natural Gas_Water Heating | F6 | Commercial | Retail (ID) | Natural Gas | Water Heating | Retail Peak Price | $ per therm | 0 | 0 | 0 | 0 | 0 | 0 | 0 | 0 | 0 | 0 | 0 | 0 | 0 | 0 | 0 | 0 | 0 | 0 | 0 | 0 | 0 | 0 | 0 | 0 | 0 | 0 | 0 | 0 | 0 | 0 | 0 | 0 | 0 | 0 | 0 | 0 | 0 | 0 | 0 | 0 | 0 | 0 | 0 | 0 | 0 | 0 | 0 | 0 | 0 | 0 | 0 | 0 | 0 | 0 | 0 | 0 | 0 | 0 | 0
F1_Commercial_Retail (ID)_Natural Gas_Food Preparation | F1 | Commercial | Retail (ID) | Natural Gas | Food Preparation | Avoided Energy Cost | $ per Mtherm | 311.5287 | 311.5287 | 311.5287 | 311.5287 | 302.3841 | 313.2645 | 328.5286 | 346.8169 | 357.7091 | 395.7724 | 413.2307 | 416.9475 | 430.2743 | 451.8796 | 468.0803 | 486.878 | 497.6819 | 502.6545 | 514.8684 | 523.0917 | 530.5354 | 540.4993 | 548.903 | 558.6547 | 568.5797 | 578.6811 | 588.9618 | 599.4253 | 610.0746 | 620.9131 | 631.9442 | 643.1713 | 654.5978 | 666.2273 | 678.0634 | 690.1098 | 702.3702 | 714.8485 | 727.5484 | 740.474 | 753.6291 | 767.018 | 780.6448 | 794.5137 | 808.6289 | 822.9949 | 837.6162 | 852.4972 | 867.6425 | 883.057 | 898.7453 | 914.7123 | 914.7123 | 914.7123 | 914.7123 | 914.7123 | 914.7123 | 914.7123 | 914.7123
F2_Commercial_Retail (ID)_Natural Gas_Food Preparation | F2 | Commercial | Retail (ID) | Natural Gas | Food Preparation | Avoided Capacity Cost | $ per therm | 0 | 0 | 0 | 0 | 0 | 0 | 0 | 0 | 0 | 0 | 0 | 0 | 0 | 0 | 0 | 0 | 0 | 0 | 0 | 0 | 0 | 0 | 0 | 0 | 0 | 0 | 0 | 0 | 0 | 0 | 0 | 0 | 0 | 0 | 0 | 0 | 0 | 0 | 0 | 0 | 0 | 0 | 0 | 0 | 0 | 0 | 0 | 0 | 0 | 0 | 0 | 0 | 0 | 0 | 0 | 0 | 0 | 0 | 0
F3_Commercial_Retail (ID)_Natural Gas_Food Preparation | F3 | Commercial | Retail (ID) | Natural Gas | Food Preparation | Line Loss | % T&D Loss | bar: 2019 to 2077
F4_Commercial_Retail (ID)_Natural Gas_Food Preparation | F4 | Commercial | Retail (ID) | Natural Gas | Food Preparation | Peak Season | Winter/Summer | Winter | Winter | Winter | Winter | Winter | Winter | Winter | Winter | Winter | Winter | Winter | Winter | Winter | Winter | Winter | Winter | Winter | Winter | Winter | Winter | Winter | Winter | Winter | Winter | Winter | Winter | Winter | Winter | Winter | Winter | Winter | Winter | Winter | Winter | Winter | Winter | Winter | Winter | Winter | Winter | Winter | Winter | Winter | Winter | Winter | Winter | Winter | Winter | Winter | Winter | Winter | Winter | Winter | Winter | Winter | Winter | Winter | Winter | Winter
F5_Commercial_Retail (ID)_Natural Gas_Food Preparation | F5 | Commercial | Retail (ID) | Natural Gas | Food Preparation | Retail Energy Price | $ per Mtherm | 373.8345 | 373.8345 | 373.8345 | 373.8345 | 362.8609 | 375.9174 | 394.2343 | 416.1803 | 429.2509 | 435.3497 | 454.5538 | 458.6423 | 473.3017 | 497.0675 | 514.8883 | 535.5658 | 547.4501 | 552.9199 | 566.3552 | 575.4009 | 557.0622 | 567.5243 | 576.3481 | 586.5875 | 597.0087 | 607.6151 | 618.4099 | 629.3965 | 640.5783 | 651.9588 | 663.5414 | 675.3298 | 687.3277 | 699.5387 | 711.9666 | 724.6153 | 737.4888 | 750.5909 | 763.9258 | 777.4977 | 791.3106 | 805.3689 | 819.677 | 834.2393 | 849.0603 | 864.1447 | 879.497 | 895.122 | 911.0247 | 927.2098 | 943.6825 | 960.4479 | 960.4479 | 960.4479 | 960.4479 | 960.4479 | 960.4479 | 960.4479 | 960.4479
F6_Commercial_Retail (ID)_Natural Gas_Food Preparation | F6 | Commercial | Retail (ID) | Natural Gas | Food Preparation | Retail Peak Price | $ per therm | 0 | 0 | 0 | 0 | 0 | 0 | 0 | 0 | 0 | 0 | 0 | 0 | 0 | 0 | 0 | 0 | 0 | 0 | 0 | 0 | 0 | 0 | 0 | 0 | 0 | 0 | 0 | 0 | 0 | 0 | 0 | 0 | 0 | 0 | 0 | 0 | 0 | 0 | 0 | 0 | 0 | 0 | 0 | 0 | 0 | 0 | 0 | 0 | 0 | 0 | 0 | 0 | 0 | 0 | 0 | 0 | 0 | 0 | 0
F1_Commercial_Retail (ID)_Natural Gas_Miscellaneous | F1 | Commercial | Retail (ID) | Natural Gas | Miscellaneous | Avoided Energy Cost | $ per Mtherm | 311.5287 | 311.5287 | 311.5287 | 311.5287 | 302.3841 | 313.2645 | 328.5286 | 346.8169 | 357.7091 | 395.7724 | 413.2307 | 416.9475 | 430.2743 | 451.8796 | 468.0803 | 486.878 | 497.6819 | 502.6545 | 514.8684 | 523.0917 | 530.5354 | 540.4993 | 548.903 | 558.6547 | 568.5797 | 578.6811 | 588.9618 | 599.4253 | 610.0746 | 620.9131 | 631.9442 | 643.1713 | 654.5978 | 666.2273 | 678.0634 | 690.1098 | 702.3702 | 714.8485 | 727.5484 | 740.474 | 753.6291 | 767.018 | 780.6448 | 794.5137 | 808.6289 | 822.9949 | 837.6162 | 852.4972 | 867.6425 | 883.057 | 898.7453 | 914.7123 | 914.7123 | 914.7123 | 914.7123 | 914.7123 | 914.7123 | 914.7123 | 914.7123
F2_Commercial_Retail (ID)_Natural Gas_Miscellaneous | F2 | Commercial | Retail (ID) | Natural Gas | Miscellaneous | Avoided Capacity Cost | $ per therm | 0 | 0 | 0 | 0 | 0 | 0 | 0 | 0 | 0 | 0 | 0 | 0 | 0 | 0 | 0 | 0 | 0 | 0 | 0 | 0 | 0 | 0 | 0 | 0 | 0 | 0 | 0 | 0 | 0 | 0 | 0 | 0 | 0 | 0 | 0 | 0 | 0 | 0 | 0 | 0 | 0 | 0 | 0 | 0 | 0 | 0 | 0 | 0 | 0 | 0 | 0 | 0 | 0 | 0 | 0 | 0 | 0 | 0 | 0
F3_Commercial_Retail (ID)_Natural Gas_Miscellaneous | F3 | Commercial | Retail (ID) | Natural Gas | Miscellaneous | Line Loss | % T&D Loss | bar: 2019 to 2077
F4_Commercial_Retail (ID)_Natural Gas_Miscellaneous | F4 | Commercial | Retail (ID) | Natural Gas | Miscellaneous | Peak Season | Winter/Summer | Winter | Winter | Winter | Winter | Winter | Winter | Winter | Winter | Winter | Winter | Winter | Winter | Winter | Winter | Winter | Winter | Winter | Winter | Winter | Winter | Winter | Winter | Winter | Winter | Winter | Winter | Winter | Winter | Winter | Winter | Winter | Winter | Winter | Winter | Winter | Winter | Winter | Winter | Winter | Winter | Winter | Winter | Winter | Winter | Winter | Winter | Winter | Winter | Winter | Winter | Winter | Winter | Winter | Winter | Winter | Winter | Winter | Winter | Winter
F5_Commercial_Retail (ID)_Natural Gas_Miscellaneous | F5 | Commercial | Retail (ID) | Natural Gas | Miscellaneous | Retail Energy Price | $ per Mtherm | 373.8345 | 373.8345 | 373.8345 | 373.8345 | 362.8609 | 375.9174 | 394.2343 | 416.1803 | 429.2509 | 435.3497 | 454.5538 | 458.6423 | 473.3017 | 497.0675 | 514.8883 | 535.5658 | 547.4501 | 552.9199 | 566.3552 | 575.4009 | 557.0622 | 567.5243 | 576.3481 | 586.5875 | 597.0087 | 607.6151 | 618.4099 | 629.3965 | 640.5783 | 651.9588 | 663.5414 | 675.3298 | 687.3277 | 699.5387 | 711.9666 | 724.6153 | 737.4888 | 750.5909 | 763.9258 | 777.4977 | 791.3106 | 805.3689 | 819.677 | 834.2393 | 849.0603 | 864.1447 | 879.497 | 895.122 | 911.0247 | 927.2098 | 943.6825 | 960.4479 | 960.4479 | 960.4479 | 960.4479 | 960.4479 | 960.4479 | 960.4479 | 960.4479
F6_Commercial_Retail (ID)_Natural Gas_Miscellaneous | F6 | Commercial | Retail (ID) | Natural Gas | Miscellaneous | Retail Peak Price | $ per therm | 0 | 0 | 0 | 0 | 0 | 0 | 0 | 0 | 0 | 0 | 0 | 0 | 0 | 0 | 0 | 0 | 0 | 0 | 0 | 0 | 0 | 0 | 0 | 0 | 0 | 0 | 0 | 0 | 0 | 0 | 0 | 0 | 0 | 0 | 0 | 0 | 0 | 0 | 0 | 0 | 0 | 0 | 0 | 0 | 0 | 0 | 0 | 0 | 0 | 0 | 0 | 0 | 0 | 0 | 0 | 0 | 0 | 0 | 0
F1_Commercial_Grocery (ID)_Natural Gas_Space Heating | F1 | Commercial | Grocery (ID) | Natural Gas | Space Heating | Avoided Energy Cost | $ per Mtherm | 346.1885 | 346.1885 | 346.1885 | 346.1885 | 316.3611 | 327.0673 | 332.0605 | 354.1509 | 365.7989 | 396.2335 | 420.2025 | 420.6956 | 430.4165 | 454.1101 | 469.2437 | 491.187 | 500.0627 | 507.8066 | 517.8622 | 529.0431 | 535.4964 | 527.263 | 563.0699 | 575.0212 | 587.2261 | 599.6902 | 612.4187 | 625.4175 | 638.6921 | 652.2485 | 666.0927 | 680.2306 | 694.6687 | 709.4132 | 724.4707 | 739.8478 | 755.5512 | 771.588 | 787.9651 | 804.6899 | 821.7696 | 839.2119 | 857.0244 | 875.2149 | 893.7916 | 912.7625 | 932.1362 | 951.921 | 972.1257 | 992.7594 | 1013.8309 | 1035.3497 | 1035.3497 | 1035.3497 | 1035.3497 | 1035.3497 | 1035.3497 | 1035.3497 | 1035.3497
F2_Commercial_Grocery (ID)_Natural Gas_Space Heating | F2 | Commercial | Grocery (ID) | Natural Gas | Space Heating | Avoided Capacity Cost | $ per therm | 0 | 0 | 0 | 0 | 0 | 0 | 0 | 0 | 0 | 0 | 0 | 0 | 0 | 0 | 0 | 0 | 0 | 0 | 0 | 0 | 0 | 0 | 0 | 0 | 0 | 0 | 0 | 0 | 0 | 0 | 0 | 0 | 0 | 0 | 0 | 0 | 0 | 0 | 0 | 0 | 0 | 0 | 0 | 0 | 0 | 0 | 0 | 0 | 0 | 0 | 0 | 0 | 0 | 0 | 0 | 0 | 0 | 0 | 0
F3_Commercial_Grocery (ID)_Natural Gas_Space Heating | F3 | Commercial | Grocery (ID) | Natural Gas | Space Heating | Line Loss | % T&D Loss | bar: 2019 to 2077
F4_Commercial_Grocery (ID)_Natural Gas_Space Heating | F4 | Commercial | Grocery (ID) | Natural Gas | Space Heating | Peak Season | Winter/Summer | Winter | Winter | Winter | Winter | Winter | Winter | Winter | Winter | Winter | Winter | Winter | Winter | Winter | Winter | Winter | Winter | Winter | Winter | Winter | Winter | Winter | Winter | Winter | Winter | Winter | Winter | Winter | Winter | Winter | Winter | Winter | Winter | Winter | Winter | Winter | Winter | Winter | Winter | Winter | Winter | Winter | Winter | Winter | Winter | Winter | Winter | Winter | Winter | Winter | Winter | Winter | Winter | Winter | Winter | Winter | Winter | Winter | Winter | Winter
F5_Commercial_Grocery (ID)_Natural Gas_Space Heating | F5 | Commercial | Grocery (ID) | Natural Gas | Space Heating | Retail Energy Price | $ per Mtherm | 415.4262 | 415.4262 | 415.4262 | 415.4262 | 379.6333 | 392.4807 | 398.4726 | 424.9811 | 438.9587 | 435.8569 | 462.2228 | 462.7652 | 473.4581 | 499.5211 | 516.1681 | 540.3057 | 550.0689 | 558.5872 | 569.6485 | 581.9474 | 562.2713 | 553.6261 | 591.2234 | 603.7722 | 616.5875 | 629.6747 | 643.0397 | 656.6884 | 670.6267 | 684.861 | 699.3973 | 714.2422 | 729.4021 | 744.8839 | 760.6942 | 776.8402 | 793.3288 | 810.1674 | 827.3634 | 844.9244 | 862.8581 | 881.1725 | 899.8756 | 918.9757 | 938.4812 | 958.4007 | 978.743 | 999.517 | 1020.732 | 1042.3973 | 1064.5225 | 1087.1172 | 1087.1172 | 1087.1172 | 1087.1172 | 1087.1172 | 1087.1172 | 1087.1172 | 1087.1172
F6_Commercial_Grocery (ID)_Natural Gas_Space Heating | F6 | Commercial | Grocery (ID) | Natural Gas | Space Heating | Retail Peak Price | $ per therm | 0 | 0 | 0 | 0 | 0 | 0 | 0 | 0 | 0 | 0 | 0 | 0 | 0 | 0 | 0 | 0 | 0 | 0 | 0 | 0 | 0 | 0 | 0 | 0 | 0 | 0 | 0 | 0 | 0 | 0 | 0 | 0 | 0 | 0 | 0 | 0 | 0 | 0 | 0 | 0 | 0 | 0 | 0 | 0 | 0 | 0 | 0 | 0 | 0 | 0 | 0 | 0 | 0 | 0 | 0 | 0 | 0 | 0 | 0
F1_Commercial_Grocery (ID)_Natural Gas_Water Heating | F1 | Commercial | Grocery (ID) | Natural Gas | Water Heating | Avoided Energy Cost | $ per Mtherm | 311.5287 | 311.5287 | 311.5287 | 311.5287 | 302.3841 | 313.2645 | 328.5286 | 346.8169 | 357.7091 | 395.7724 | 413.2307 | 416.9475 | 430.2743 | 451.8796 | 468.0803 | 486.878 | 497.6819 | 502.6545 | 514.8684 | 523.0917 | 530.5354 | 540.4993 | 548.903 | 558.6547 | 568.5797 | 578.6811 | 588.9618 | 599.4253 | 610.0746 | 620.9131 | 631.9442 | 643.1713 | 654.5978 | 666.2273 | 678.0634 | 690.1098 | 702.3702 | 714.8485 | 727.5484 | 740.474 | 753.6291 | 767.018 | 780.6448 | 794.5137 | 808.6289 | 822.9949 | 837.6162 | 852.4972 | 867.6425 | 883.057 | 898.7453 | 914.7123 | 914.7123 | 914.7123 | 914.7123 | 914.7123 | 914.7123 | 914.7123 | 914.7123
F2_Commercial_Grocery (ID)_Natural Gas_Water Heating | F2 | Commercial | Grocery (ID) | Natural Gas | Water Heating | Avoided Capacity Cost | $ per therm | 0 | 0 | 0 | 0 | 0 | 0 | 0 | 0 | 0 | 0 | 0 | 0 | 0 | 0 | 0 | 0 | 0 | 0 | 0 | 0 | 0 | 0 | 0 | 0 | 0 | 0 | 0 | 0 | 0 | 0 | 0 | 0 | 0 | 0 | 0 | 0 | 0 | 0 | 0 | 0 | 0 | 0 | 0 | 0 | 0 | 0 | 0 | 0 | 0 | 0 | 0 | 0 | 0 | 0 | 0 | 0 | 0 | 0 | 0
F3_Commercial_Grocery (ID)_Natural Gas_Water Heating | F3 | Commercial | Grocery (ID) | Natural Gas | Water Heating | Line Loss | % T&D Loss | bar: 2019 to 2077
F4_Commercial_Grocery (ID)_Natural Gas_Water Heating | F4 | Commercial | Grocery (ID) | Natural Gas | Water Heating | Peak Season | Winter/Summer | Winter | Winter | Winter | Winter | Winter | Winter | Winter | Winter | Winter | Winter | Winter | Winter | Winter | Winter | Winter | Winter | Winter | Winter | Winter | Winter | Winter | Winter | Winter | Winter | Winter | Winter | Winter | Winter | Winter | Winter | Winter | Winter | Winter | Winter | Winter | Winter | Winter | Winter | Winter | Winter | Winter | Winter | Winter | Winter | Winter | Winter | Winter | Winter | Winter | Winter | Winter | Winter | Winter | Winter | Winter | Winter | Winter | Winter | Winter
F5_Commercial_Grocery (ID)_Natural Gas_Water Heating | F5 | Commercial | Grocery (ID) | Natural Gas | Water Heating | Retail Energy Price | $ per Mtherm | 373.8345 | 373.8345 | 373.8345 | 373.8345 | 362.8609 | 375.9174 | 394.2343 | 416.1803 | 429.2509 | 435.3497 | 454.5538 | 458.6423 | 473.3017 | 497.0675 | 514.8883 | 535.5658 | 547.4501 | 552.9199 | 566.3552 | 575.4009 | 557.0622 | 567.5243 | 576.3481 | 586.5875 | 597.0087 | 607.6151 | 618.4099 | 629.3965 | 640.5783 | 651.9588 | 663.5414 | 675.3298 | 687.3277 | 699.5387 | 711.9666 | 724.6153 | 737.4888 | 750.5909 | 763.9258 | 777.4977 | 791.3106 | 805.3689 | 819.677 | 834.2393 | 849.0603 | 864.1447 | 879.497 | 895.122 | 911.0247 | 927.2098 | 943.6825 | 960.4479 | 960.4479 | 960.4479 | 960.4479 | 960.4479 | 960.4479 | 960.4479 | 960.4479
F6_Commercial_Grocery (ID)_Natural Gas_Water Heating | F6 | Commercial | Grocery (ID) | Natural Gas | Water Heating | Retail Peak Price | $ per therm | 0 | 0 | 0 | 0 | 0 | 0 | 0 | 0 | 0 | 0 | 0 | 0 | 0 | 0 | 0 | 0 | 0 | 0 | 0 | 0 | 0 | 0 | 0 | 0 | 0 | 0 | 0 | 0 | 0 | 0 | 0 | 0 | 0 | 0 | 0 | 0 | 0 | 0 | 0 | 0 | 0 | 0 | 0 | 0 | 0 | 0 | 0 | 0 | 0 | 0 | 0 | 0 | 0 | 0 | 0 | 0 | 0 | 0 | 0
F1_Commercial_Grocery (ID)_Natural Gas_Food Preparation | F1 | Commercial | Grocery (ID) | Natural Gas | Food Preparation | Avoided Energy Cost | $ per Mtherm | 311.5287 | 311.5287 | 311.5287 | 311.5287 | 302.3841 | 313.2645 | 328.5286 | 346.8169 | 357.7091 | 395.7724 | 413.2307 | 416.9475 | 430.2743 | 451.8796 | 468.0803 | 486.878 | 497.6819 | 502.6545 | 514.8684 | 523.0917 | 530.5354 | 540.4993 | 548.903 | 558.6547 | 568.5797 | 578.6811 | 588.9618 | 599.4253 | 610.0746 | 620.9131 | 631.9442 | 643.1713 | 654.5978 | 666.2273 | 678.0634 | 690.1098 | 702.3702 | 714.8485 | 727.5484 | 740.474 | 753.6291 | 767.018 | 780.6448 | 794.5137 | 808.6289 | 822.9949 | 837.6162 | 852.4972 | 867.6425 | 883.057 | 898.7453 | 914.7123 | 914.7123 | 914.7123 | 914.7123 | 914.7123 | 914.7123 | 914.7123 | 914.7123
F2_Commercial_Grocery (ID)_Natural Gas_Food Preparation | F2 | Commercial | Grocery (ID) | Natural Gas | Food Preparation | Avoided Capacity Cost | $ per therm | 0 | 0 | 0 | 0 | 0 | 0 | 0 | 0 | 0 | 0 | 0 | 0 | 0 | 0 | 0 | 0 | 0 | 0 | 0 | 0 | 0 | 0 | 0 | 0 | 0 | 0 | 0 | 0 | 0 | 0 | 0 | 0 | 0 | 0 | 0 | 0 | 0 | 0 | 0 | 0 | 0 | 0 | 0 | 0 | 0 | 0 | 0 | 0 | 0 | 0 | 0 | 0 | 0 | 0 | 0 | 0 | 0 | 0 | 0
F3_Commercial_Grocery (ID)_Natural Gas_Food Preparation | F3 | Commercial | Grocery (ID) | Natural Gas | Food Preparation | Line Loss | % T&D Loss | bar: 2019 to 2077
F4_Commercial_Grocery (ID)_Natural Gas_Food Preparation | F4 | Commercial | Grocery (ID) | Natural Gas | Food Preparation | Peak Season | Winter/Summer | Winter | Winter | Winter | Winter | Winter | Winter | Winter | Winter | Winter | Winter | Winter | Winter | Winter | Winter | Winter | Winter | Winter | Winter | Winter | Winter | Winter | Winter | Winter | Winter | Winter | Winter | Winter | Winter | Winter | Winter | Winter | Winter | Winter | Winter | Winter | Winter | Winter | Winter | Winter | Winter | Winter | Winter | Winter | Winter | Winter | Winter | Winter | Winter | Winter | Winter | Winter | Winter | Winter | Winter | Winter | Winter | Winter | Winter | Winter
F5_Commercial_Grocery (ID)_Natural Gas_Food Preparation | F5 | Commercial | Grocery (ID) | Natural Gas | Food Preparation | Retail Energy Price | $ per Mtherm | 373.8345 | 373.8345 | 373.8345 | 373.8345 | 362.8609 | 375.9174 | 394.2343 | 416.1803 | 429.2509 | 435.3497 | 454.5538 | 458.6423 | 473.3017 | 497.0675 | 514.8883 | 535.5658 | 547.4501 | 552.9199 | 566.3552 | 575.4009 | 557.0622 | 567.5243 | 576.3481 | 586.5875 | 597.0087 | 607.6151 | 618.4099 | 629.3965 | 640.5783 | 651.9588 | 663.5414 | 675.3298 | 687.3277 | 699.5387 | 711.9666 | 724.6153 | 737.4888 | 750.5909 | 763.9258 | 777.4977 | 791.3106 | 805.3689 | 819.677 | 834.2393 | 849.0603 | 864.1447 | 879.497 | 895.122 | 911.0247 | 927.2098 | 943.6825 | 960.4479 | 960.4479 | 960.4479 | 960.4479 | 960.4479 | 960.4479 | 960.4479 | 960.4479
F6_Commercial_Grocery (ID)_Natural Gas_Food Preparation | F6 | Commercial | Grocery (ID) | Natural Gas | Food Preparation | Retail Peak Price | $ per therm | 0 | 0 | 0 | 0 | 0 | 0 | 0 | 0 | 0 | 0 | 0 | 0 | 0 | 0 | 0 | 0 | 0 | 0 | 0 | 0 | 0 | 0 | 0 | 0 | 0 | 0 | 0 | 0 | 0 | 0 | 0 | 0 | 0 | 0 | 0 | 0 | 0 | 0 | 0 | 0 | 0 | 0 | 0 | 0 | 0 | 0 | 0 | 0 | 0 | 0 | 0 | 0 | 0 | 0 | 0 | 0 | 0 | 0 | 0
F1_Commercial_Grocery (ID)_Natural Gas_Miscellaneous | F1 | Commercial | Grocery (ID) | Natural Gas | Miscellaneous | Avoided Energy Cost | $ per Mtherm | 311.5287 | 311.5287 | 311.5287 | 311.5287 | 302.3841 | 313.2645 | 328.5286 | 346.8169 | 357.7091 | 395.7724 | 413.2307 | 416.9475 | 430.2743 | 451.8796 | 468.0803 | 486.878 | 497.6819 | 502.6545 | 514.8684 | 523.0917 | 530.5354 | 540.4993 | 548.903 | 558.6547 | 568.5797 | 578.6811 | 588.9618 | 599.4253 | 610.0746 | 620.9131 | 631.9442 | 643.1713 | 654.5978 | 666.2273 | 678.0634 | 690.1098 | 702.3702 | 714.8485 | 727.5484 | 740.474 | 753.6291 | 767.018 | 780.6448 | 794.5137 | 808.6289 | 822.9949 | 837.6162 | 852.4972 | 867.6425 | 883.057 | 898.7453 | 914.7123 | 914.7123 | 914.7123 | 914.7123 | 914.7123 | 914.7123 | 914.7123 | 914.7123
F2_Commercial_Grocery (ID)_Natural Gas_Miscellaneous | F2 | Commercial | Grocery (ID) | Natural Gas | Miscellaneous | Avoided Capacity Cost | $ per therm | 0 | 0 | 0 | 0 | 0 | 0 | 0 | 0 | 0 | 0 | 0 | 0 | 0 | 0 | 0 | 0 | 0 | 0 | 0 | 0 | 0 | 0 | 0 | 0 | 0 | 0 | 0 | 0 | 0 | 0 | 0 | 0 | 0 | 0 | 0 | 0 | 0 | 0 | 0 | 0 | 0 | 0 | 0 | 0 | 0 | 0 | 0 | 0 | 0 | 0 | 0 | 0 | 0 | 0 | 0 | 0 | 0 | 0 | 0
F3_Commercial_Grocery (ID)_Natural Gas_Miscellaneous | F3 | Commercial | Grocery (ID) | Natural Gas | Miscellaneous | Line Loss | % T&D Loss | bar: 2019 to 2077
F4_Commercial_Grocery (ID)_Natural Gas_Miscellaneous | F4 | Commercial | Grocery (ID) | Natural Gas | Miscellaneous | Peak Season | Winter/Summer | Winter | Winter | Winter | Winter | Winter | Winter | Winter | Winter | Winter | Winter | Winter | Winter | Winter | Winter | Winter | Winter | Winter | Winter | Winter | Winter | Winter | Winter | Winter | Winter | Winter | Winter | Winter | Winter | Winter | Winter | Winter | Winter | Winter | Winter | Winter | Winter | Winter | Winter | Winter | Winter | Winter | Winter | Winter | Winter | Winter | Winter | Winter | Winter | Winter | Winter | Winter | Winter | Winter | Winter | Winter | Winter | Winter | Winter | Winter
F5_Commercial_Grocery (ID)_Natural Gas_Miscellaneous | F5 | Commercial | Grocery (ID) | Natural Gas | Miscellaneous | Retail Energy Price | $ per Mtherm | 373.8345 | 373.8345 | 373.8345 | 373.8345 | 362.8609 | 375.9174 | 394.2343 | 416.1803 | 429.2509 | 435.3497 | 454.5538 | 458.6423 | 473.3017 | 497.0675 | 514.8883 | 535.5658 | 547.4501 | 552.9199 | 566.3552 | 575.4009 | 557.0622 | 567.5243 | 576.3481 | 586.5875 | 597.0087 | 607.6151 | 618.4099 | 629.3965 | 640.5783 | 651.9588 | 663.5414 | 675.3298 | 687.3277 | 699.5387 | 711.9666 | 724.6153 | 737.4888 | 750.5909 | 763.9258 | 777.4977 | 791.3106 | 805.3689 | 819.677 | 834.2393 | 849.0603 | 864.1447 | 879.497 | 895.122 | 911.0247 | 927.2098 | 943.6825 | 960.4479 | 960.4479 | 960.4479 | 960.4479 | 960.4479 | 960.4479 | 960.4479 | 960.4479
F6_Commercial_Grocery (ID)_Natural Gas_Miscellaneous | F6 | Commercial | Grocery (ID) | Natural Gas | Miscellaneous | Retail Peak Price | $ per therm | 0 | 0 | 0 | 0 | 0 | 0 | 0 | 0 | 0 | 0 | 0 | 0 | 0 | 0 | 0 | 0 | 0 | 0 | 0 | 0 | 0 | 0 | 0 | 0 | 0 | 0 | 0 | 0 | 0 | 0 | 0 | 0 | 0 | 0 | 0 | 0 | 0 | 0 | 0 | 0 | 0 | 0 | 0 | 0 | 0 | 0 | 0 | 0 | 0 | 0 | 0 | 0 | 0 | 0 | 0 | 0 | 0 | 0 | 0
F1_Commercial_School (ID)_Natural Gas_Space Heating | F1 | Commercial | School (ID) | Natural Gas | Space Heating | Avoided Energy Cost | $ per Mtherm | 346.1885 | 346.1885 | 346.1885 | 346.1885 | 316.3611 | 327.0673 | 332.0605 | 354.1509 | 365.7989 | 396.2335 | 420.2025 | 420.6956 | 430.4165 | 454.1101 | 469.2437 | 491.187 | 500.0627 | 507.8066 | 517.8622 | 529.0431 | 535.4964 | 527.263 | 563.0699 | 575.0212 | 587.2261 | 599.6902 | 612.4187 | 625.4175 | 638.6921 | 652.2485 | 666.0927 | 680.2306 | 694.6687 | 709.4132 | 724.4707 | 739.8478 | 755.5512 | 771.588 | 787.9651 | 804.6899 | 821.7696 | 839.2119 | 857.0244 | 875.2149 | 893.7916 | 912.7625 | 932.1362 | 951.921 | 972.1257 | 992.7594 | 1013.8309 | 1035.3497 | 1035.3497 | 1035.3497 | 1035.3497 | 1035.3497 | 1035.3497 | 1035.3497 | 1035.3497
F2_Commercial_School (ID)_Natural Gas_Space Heating | F2 | Commercial | School (ID) | Natural Gas | Space Heating | Avoided Capacity Cost | $ per therm | 0 | 0 | 0 | 0 | 0 | 0 | 0 | 0 | 0 | 0 | 0 | 0 | 0 | 0 | 0 | 0 | 0 | 0 | 0 | 0 | 0 | 0 | 0 | 0 | 0 | 0 | 0 | 0 | 0 | 0 | 0 | 0 | 0 | 0 | 0 | 0 | 0 | 0 | 0 | 0 | 0 | 0 | 0 | 0 | 0 | 0 | 0 | 0 | 0 | 0 | 0 | 0 | 0 | 0 | 0 | 0 | 0 | 0 | 0
F3_Commercial_School (ID)_Natural Gas_Space Heating | F3 | Commercial | School (ID) | Natural Gas | Space Heating | Line Loss | % T&D Loss | bar: 2019 to 2077
F4_Commercial_School (ID)_Natural Gas_Space Heating | F4 | Commercial | School (ID) | Natural Gas | Space Heating | Peak Season | Winter/Summer | Winter | Winter | Winter | Winter | Winter | Winter | Winter | Winter | Winter | Winter | Winter | Winter | Winter | Winter | Winter | Winter | Winter | Winter | Winter | Winter | Winter | Winter | Winter | Winter | Winter | Winter | Winter | Winter | Winter | Winter | Winter | Winter | Winter | Winter | Winter | Winter | Winter | Winter | Winter | Winter | Winter | Winter | Winter | Winter | Winter | Winter | Winter | Winter | Winter | Winter | Winter | Winter | Winter | Winter | Winter | Winter | Winter | Winter | Winter
F5_Commercial_School (ID)_Natural Gas_Space Heating | F5 | Commercial | School (ID) | Natural Gas | Space Heating | Retail Energy Price | $ per Mtherm | 415.4262 | 415.4262 | 415.4262 | 415.4262 | 379.6333 | 392.4807 | 398.4726 | 424.9811 | 438.9587 | 435.8569 | 462.2228 | 462.7652 | 473.4581 | 499.5211 | 516.1681 | 540.3057 | 550.0689 | 558.5872 | 569.6485 | 581.9474 | 562.2713 | 553.6261 | 591.2234 | 603.7722 | 616.5875 | 629.6747 | 643.0397 | 656.6884 | 670.6267 | 684.861 | 699.3973 | 714.2422 | 729.4021 | 744.8839 | 760.6942 | 776.8402 | 793.3288 | 810.1674 | 827.3634 | 844.9244 | 862.8581 | 881.1725 | 899.8756 | 918.9757 | 938.4812 | 958.4007 | 978.743 | 999.517 | 1020.732 | 1042.3973 | 1064.5225 | 1087.1172 | 1087.1172 | 1087.1172 | 1087.1172 | 1087.1172 | 1087.1172 | 1087.1172 | 1087.1172
F6_Commercial_School (ID)_Natural Gas_Space Heating | F6 | Commercial | School (ID) | Natural Gas | Space Heating | Retail Peak Price | $ per therm | 0 | 0 | 0 | 0 | 0 | 0 | 0 | 0 | 0 | 0 | 0 | 0 | 0 | 0 | 0 | 0 | 0 | 0 | 0 | 0 | 0 | 0 | 0 | 0 | 0 | 0 | 0 | 0 | 0 | 0 | 0 | 0 | 0 | 0 | 0 | 0 | 0 | 0 | 0 | 0 | 0 | 0 | 0 | 0 | 0 | 0 | 0 | 0 | 0 | 0 | 0 | 0 | 0 | 0 | 0 | 0 | 0 | 0 | 0
F1_Commercial_School (ID)_Natural Gas_Water Heating | F1 | Commercial | School (ID) | Natural Gas | Water Heating | Avoided Energy Cost | $ per Mtherm | 311.5287 | 311.5287 | 311.5287 | 311.5287 | 302.3841 | 313.2645 | 328.5286 | 346.8169 | 357.7091 | 395.7724 | 413.2307 | 416.9475 | 430.2743 | 451.8796 | 468.0803 | 486.878 | 497.6819 | 502.6545 | 514.8684 | 523.0917 | 530.5354 | 540.4993 | 548.903 | 558.6547 | 568.5797 | 578.6811 | 588.9618 | 599.4253 | 610.0746 | 620.9131 | 631.9442 | 643.1713 | 654.5978 | 666.2273 | 678.0634 | 690.1098 | 702.3702 | 714.8485 | 727.5484 | 740.474 | 753.6291 | 767.018 | 780.6448 | 794.5137 | 808.6289 | 822.9949 | 837.6162 | 852.4972 | 867.6425 | 883.057 | 898.7453 | 914.7123 | 914.7123 | 914.7123 | 914.7123 | 914.7123 | 914.7123 | 914.7123 | 914.7123
F2_Commercial_School (ID)_Natural Gas_Water Heating | F2 | Commercial | School (ID) | Natural Gas | Water Heating | Avoided Capacity Cost | $ per therm | 0 | 0 | 0 | 0 | 0 | 0 | 0 | 0 | 0 | 0 | 0 | 0 | 0 | 0 | 0 | 0 | 0 | 0 | 0 | 0 | 0 | 0 | 0 | 0 | 0 | 0 | 0 | 0 | 0 | 0 | 0 | 0 | 0 | 0 | 0 | 0 | 0 | 0 | 0 | 0 | 0 | 0 | 0 | 0 | 0 | 0 | 0 | 0 | 0 | 0 | 0 | 0 | 0 | 0 | 0 | 0 | 0 | 0 | 0
F3_Commercial_School (ID)_Natural Gas_Water Heating | F3 | Commercial | School (ID) | Natural Gas | Water Heating | Line Loss | % T&D Loss | bar: 2019 to 2077
F4_Commercial_School (ID)_Natural Gas_Water Heating | F4 | Commercial | School (ID) | Natural Gas | Water Heating | Peak Season | Winter/Summer | Winter | Winter | Winter | Winter | Winter | Winter | Winter | Winter | Winter | Winter | Winter | Winter | Winter | Winter | Winter | Winter | Winter | Winter | Winter | Winter | Winter | Winter | Winter | Winter | Winter | Winter | Winter | Winter | Winter | Winter | Winter | Winter | Winter | Winter | Winter | Winter | Winter | Winter | Winter | Winter | Winter | Winter | Winter | Winter | Winter | Winter | Winter | Winter | Winter | Winter | Winter | Winter | Winter | Winter | Winter | Winter | Winter | Winter | Winter
F5_Commercial_School (ID)_Natural Gas_Water Heating | F5 | Commercial | School (ID) | Natural Gas | Water Heating | Retail Energy Price | $ per Mtherm | 373.8345 | 373.8345 | 373.8345 | 373.8345 | 362.8609 | 375.9174 | 394.2343 | 416.1803 | 429.2509 | 435.3497 | 454.5538 | 458.6423 | 473.3017 | 497.0675 | 514.8883 | 535.5658 | 547.4501 | 552.9199 | 566.3552 | 575.4009 | 557.0622 | 567.5243 | 576.3481 | 586.5875 | 597.0087 | 607.6151 | 618.4099 | 629.3965 | 640.5783 | 651.9588 | 663.5414 | 675.3298 | 687.3277 | 699.5387 | 711.9666 | 724.6153 | 737.4888 | 750.5909 | 763.9258 | 777.4977 | 791.3106 | 805.3689 | 819.677 | 834.2393 | 849.0603 | 864.1447 | 879.497 | 895.122 | 911.0247 | 927.2098 | 943.6825 | 960.4479 | 960.4479 | 960.4479 | 960.4479 | 960.4479 | 960.4479 | 960.4479 | 960.4479
F6_Commercial_School (ID)_Natural Gas_Water Heating | F6 | Commercial | School (ID) | Natural Gas | Water Heating | Retail Peak Price | $ per therm | 0 | 0 | 0 | 0 | 0 | 0 | 0 | 0 | 0 | 0 | 0 | 0 | 0 | 0 | 0 | 0 | 0 | 0 | 0 | 0 | 0 | 0 | 0 | 0 | 0 | 0 | 0 | 0 | 0 | 0 | 0 | 0 | 0 | 0 | 0 | 0 | 0 | 0 | 0 | 0 | 0 | 0 | 0 | 0 | 0 | 0 | 0 | 0 | 0 | 0 | 0 | 0 | 0 | 0 | 0 | 0 | 0 | 0 | 0
F1_Commercial_School (ID)_Natural Gas_Food Preparation | F1 | Commercial | School (ID) | Natural Gas | Food Preparation | Avoided Energy Cost | $ per Mtherm | 311.5287 | 311.5287 | 311.5287 | 311.5287 | 302.3841 | 313.2645 | 328.5286 | 346.8169 | 357.7091 | 395.7724 | 413.2307 | 416.9475 | 430.2743 | 451.8796 | 468.0803 | 486.878 | 497.6819 | 502.6545 | 514.8684 | 523.0917 | 530.5354 | 540.4993 | 548.903 | 558.6547 | 568.5797 | 578.6811 | 588.9618 | 599.4253 | 610.0746 | 620.9131 | 631.9442 | 643.1713 | 654.5978 | 666.2273 | 678.0634 | 690.1098 | 702.3702 | 714.8485 | 727.5484 | 740.474 | 753.6291 | 767.018 | 780.6448 | 794.5137 | 808.6289 | 822.9949 | 837.6162 | 852.4972 | 867.6425 | 883.057 | 898.7453 | 914.7123 | 914.7123 | 914.7123 | 914.7123 | 914.7123 | 914.7123 | 914.7123 | 914.7123
F2_Commercial_School (ID)_Natural Gas_Food Preparation | F2 | Commercial | School (ID) | Natural Gas | Food Preparation | Avoided Capacity Cost | $ per therm | 0 | 0 | 0 | 0 | 0 | 0 | 0 | 0 | 0 | 0 | 0 | 0 | 0 | 0 | 0 | 0 | 0 | 0 | 0 | 0 | 0 | 0 | 0 | 0 | 0 | 0 | 0 | 0 | 0 | 0 | 0 | 0 | 0 | 0 | 0 | 0 | 0 | 0 | 0 | 0 | 0 | 0 | 0 | 0 | 0 | 0 | 0 | 0 | 0 | 0 | 0 | 0 | 0 | 0 | 0 | 0 | 0 | 0 | 0
F3_Commercial_School (ID)_Natural Gas_Food Preparation | F3 | Commercial | School (ID) | Natural Gas | Food Preparation | Line Loss | % T&D Loss | bar: 2019 to 2077
F4_Commercial_School (ID)_Natural Gas_Food Preparation | F4 | Commercial | School (ID) | Natural Gas | Food Preparation | Peak Season | Winter/Summer | Winter | Winter | Winter | Winter | Winter | Winter | Winter | Winter | Winter | Winter | Winter | Winter | Winter | Winter | Winter | Winter | Winter | Winter | Winter | Winter | Winter | Winter | Winter | Winter | Winter | Winter | Winter | Winter | Winter | Winter | Winter | Winter | Winter | Winter | Winter | Winter | Winter | Winter | Winter | Winter | Winter | Winter | Winter | Winter | Winter | Winter | Winter | Winter | Winter | Winter | Winter | Winter | Winter | Winter | Winter | Winter | Winter | Winter | Winter
F5_Commercial_School (ID)_Natural Gas_Food Preparation | F5 | Commercial | School (ID) | Natural Gas | Food Preparation | Retail Energy Price | $ per Mtherm | 373.8345 | 373.8345 | 373.8345 | 373.8345 | 362.8609 | 375.9174 | 394.2343 | 416.1803 | 429.2509 | 435.3497 | 454.5538 | 458.6423 | 473.3017 | 497.0675 | 514.8883 | 535.5658 | 547.4501 | 552.9199 | 566.3552 | 575.4009 | 557.0622 | 567.5243 | 576.3481 | 586.5875 | 597.0087 | 607.6151 | 618.4099 | 629.3965 | 640.5783 | 651.9588 | 663.5414 | 675.3298 | 687.3277 | 699.5387 | 711.9666 | 724.6153 | 737.4888 | 750.5909 | 763.9258 | 777.4977 | 791.3106 | 805.3689 | 819.677 | 834.2393 | 849.0603 | 864.1447 | 879.497 | 895.122 | 911.0247 | 927.2098 | 943.6825 | 960.4479 | 960.4479 | 960.4479 | 960.4479 | 960.4479 | 960.4479 | 960.4479 | 960.4479
F6_Commercial_School (ID)_Natural Gas_Food Preparation | F6 | Commercial | School (ID) | Natural Gas | Food Preparation | Retail Peak Price | $ per therm | 0 | 0 | 0 | 0 | 0 | 0 | 0 | 0 | 0 | 0 | 0 | 0 | 0 | 0 | 0 | 0 | 0 | 0 | 0 | 0 | 0 | 0 | 0 | 0 | 0 | 0 | 0 | 0 | 0 | 0 | 0 | 0 | 0 | 0 | 0 | 0 | 0 | 0 | 0 | 0 | 0 | 0 | 0 | 0 | 0 | 0 | 0 | 0 | 0 | 0 | 0 | 0 | 0 | 0 | 0 | 0 | 0 | 0 | 0
F1_Commercial_School (ID)_Natural Gas_Miscellaneous | F1 | Commercial | School (ID) | Natural Gas | Miscellaneous | Avoided Energy Cost | $ per Mtherm | 311.5287 | 311.5287 | 311.5287 | 311.5287 | 302.3841 | 313.2645 | 328.5286 | 346.8169 | 357.7091 | 395.7724 | 413.2307 | 416.9475 | 430.2743 | 451.8796 | 468.0803 | 486.878 | 497.6819 | 502.6545 | 514.8684 | 523.0917 | 530.5354 | 540.4993 | 548.903 | 558.6547 | 568.5797 | 578.6811 | 588.9618 | 599.4253 | 610.0746 | 620.9131 | 631.9442 | 643.1713 | 654.5978 | 666.2273 | 678.0634 | 690.1098 | 702.3702 | 714.8485 | 727.5484 | 740.474 | 753.6291 | 767.018 | 780.6448 | 794.5137 | 808.6289 | 822.9949 | 837.6162 | 852.4972 | 867.6425 | 883.057 | 898.7453 | 914.7123 | 914.7123 | 914.7123 | 914.7123 | 914.7123 | 914.7123 | 914.7123 | 914.7123
F2_Commercial_School (ID)_Natural Gas_Miscellaneous | F2 | Commercial | School (ID) | Natural Gas | Miscellaneous | Avoided Capacity Cost | $ per therm | 0 | 0 | 0 | 0 | 0 | 0 | 0 | 0 | 0 | 0 | 0 | 0 | 0 | 0 | 0 | 0 | 0 | 0 | 0 | 0 | 0 | 0 | 0 | 0 | 0 | 0 | 0 | 0 | 0 | 0 | 0 | 0 | 0 | 0 | 0 | 0 | 0 | 0 | 0 | 0 | 0 | 0 | 0 | 0 | 0 | 0 | 0 | 0 | 0 | 0 | 0 | 0 | 0 | 0 | 0 | 0 | 0 | 0 | 0
F3_Commercial_School (ID)_Natural Gas_Miscellaneous | F3 | Commercial | School (ID) | Natural Gas | Miscellaneous | Line Loss | % T&D Loss | bar: 2019 to 2077
F4_Commercial_School (ID)_Natural Gas_Miscellaneous | F4 | Commercial | School (ID) | Natural Gas | Miscellaneous | Peak Season | Winter/Summer | Winter | Winter | Winter | Winter | Winter | Winter | Winter | Winter | Winter | Winter | Winter | Winter | Winter | Winter | Winter | Winter | Winter | Winter | Winter | Winter | Winter | Winter | Winter | Winter | Winter | Winter | Winter | Winter | Winter | Winter | Winter | Winter | Winter | Winter | Winter | Winter | Winter | Winter | Winter | Winter | Winter | Winter | Winter | Winter | Winter | Winter | Winter | Winter | Winter | Winter | Winter | Winter | Winter | Winter | Winter | Winter | Winter | Winter | Winter
F5_Commercial_School (ID)_Natural Gas_Miscellaneous | F5 | Commercial | School (ID) | Natural Gas | Miscellaneous | Retail Energy Price | $ per Mtherm | 373.8345 | 373.8345 | 373.8345 | 373.8345 | 362.8609 | 375.9174 | 394.2343 | 416.1803 | 429.2509 | 435.3497 | 454.5538 | 458.6423 | 473.3017 | 497.0675 | 514.8883 | 535.5658 | 547.4501 | 552.9199 | 566.3552 | 575.4009 | 557.0622 | 567.5243 | 576.3481 | 586.5875 | 597.0087 | 607.6151 | 618.4099 | 629.3965 | 640.5783 | 651.9588 | 663.5414 | 675.3298 | 687.3277 | 699.5387 | 711.9666 | 724.6153 | 737.4888 | 750.5909 | 763.9258 | 777.4977 | 791.3106 | 805.3689 | 819.677 | 834.2393 | 849.0603 | 864.1447 | 879.497 | 895.122 | 911.0247 | 927.2098 | 943.6825 | 960.4479 | 960.4479 | 960.4479 | 960.4479 | 960.4479 | 960.4479 | 960.4479 | 960.4479
F6_Commercial_School (ID)_Natural Gas_Miscellaneous | F6 | Commercial | School (ID) | Natural Gas | Miscellaneous | Retail Peak Price | $ per therm | 0 | 0 | 0 | 0 | 0 | 0 | 0 | 0 | 0 | 0 | 0 | 0 | 0 | 0 | 0 | 0 | 0 | 0 | 0 | 0 | 0 | 0 | 0 | 0 | 0 | 0 | 0 | 0 | 0 | 0 | 0 | 0 | 0 | 0 | 0 | 0 | 0 | 0 | 0 | 0 | 0 | 0 | 0 | 0 | 0 | 0 | 0 | 0 | 0 | 0 | 0 | 0 | 0 | 0 | 0 | 0 | 0 | 0 | 0
F1_Commercial_College (ID)_Natural Gas_Space Heating | F1 | Commercial | College (ID) | Natural Gas | Space Heating | Avoided Energy Cost | $ per Mtherm | 346.1885 | 346.1885 | 346.1885 | 346.1885 | 316.3611 | 327.0673 | 332.0605 | 354.1509 | 365.7989 | 396.2335 | 420.2025 | 420.6956 | 430.4165 | 454.1101 | 469.2437 | 491.187 | 500.0627 | 507.8066 | 517.8622 | 529.0431 | 535.4964 | 527.263 | 563.0699 | 575.0212 | 587.2261 | 599.6902 | 612.4187 | 625.4175 | 638.6921 | 652.2485 | 666.0927 | 680.2306 | 694.6687 | 709.4132 | 724.4707 | 739.8478 | 755.5512 | 771.588 | 787.9651 | 804.6899 | 821.7696 | 839.2119 | 857.0244 | 875.2149 | 893.7916 | 912.7625 | 932.1362 | 951.921 | 972.1257 | 992.7594 | 1013.8309 | 1035.3497 | 1035.3497 | 1035.3497 | 1035.3497 | 1035.3497 | 1035.3497 | 1035.3497 | 1035.3497
F2_Commercial_College (ID)_Natural Gas_Space Heating | F2 | Commercial | College (ID) | Natural Gas | Space Heating | Avoided Capacity Cost | $ per therm | 0 | 0 | 0 | 0 | 0 | 0 | 0 | 0 | 0 | 0 | 0 | 0 | 0 | 0 | 0 | 0 | 0 | 0 | 0 | 0 | 0 | 0 | 0 | 0 | 0 | 0 | 0 | 0 | 0 | 0 | 0 | 0 | 0 | 0 | 0 | 0 | 0 | 0 | 0 | 0 | 0 | 0 | 0 | 0 | 0 | 0 | 0 | 0 | 0 | 0 | 0 | 0 | 0 | 0 | 0 | 0 | 0 | 0 | 0
F3_Commercial_College (ID)_Natural Gas_Space Heating | F3 | Commercial | College (ID) | Natural Gas | Space Heating | Line Loss | % T&D Loss | bar: 2019 to 2077
F4_Commercial_College (ID)_Natural Gas_Space Heating | F4 | Commercial | College (ID) | Natural Gas | Space Heating | Peak Season | Winter/Summer | Winter | Winter | Winter | Winter | Winter | Winter | Winter | Winter | Winter | Winter | Winter | Winter | Winter | Winter | Winter | Winter | Winter | Winter | Winter | Winter | Winter | Winter | Winter | Winter | Winter | Winter | Winter | Winter | Winter | Winter | Winter | Winter | Winter | Winter | Winter | Winter | Winter | Winter | Winter | Winter | Winter | Winter | Winter | Winter | Winter | Winter | Winter | Winter | Winter | Winter | Winter | Winter | Winter | Winter | Winter | Winter | Winter | Winter | Winter
F5_Commercial_College (ID)_Natural Gas_Space Heating | F5 | Commercial | College (ID) | Natural Gas | Space Heating | Retail Energy Price | $ per Mtherm | 415.4262 | 415.4262 | 415.4262 | 415.4262 | 379.6333 | 392.4807 | 398.4726 | 424.9811 | 438.9587 | 435.8569 | 462.2228 | 462.7652 | 473.4581 | 499.5211 | 516.1681 | 540.3057 | 550.0689 | 558.5872 | 569.6485 | 581.9474 | 562.2713 | 553.6261 | 591.2234 | 603.7722 | 616.5875 | 629.6747 | 643.0397 | 656.6884 | 670.6267 | 684.861 | 699.3973 | 714.2422 | 729.4021 | 744.8839 | 760.6942 | 776.8402 | 793.3288 | 810.1674 | 827.3634 | 844.9244 | 862.8581 | 881.1725 | 899.8756 | 918.9757 | 938.4812 | 958.4007 | 978.743 | 999.517 | 1020.732 | 1042.3973 | 1064.5225 | 1087.1172 | 1087.1172 | 1087.1172 | 1087.1172 | 1087.1172 | 1087.1172 | 1087.1172 | 1087.1172
F6_Commercial_College (ID)_Natural Gas_Space Heating | F6 | Commercial | College (ID) | Natural Gas | Space Heating | Retail Peak Price | $ per therm | 0 | 0 | 0 | 0 | 0 | 0 | 0 | 0 | 0 | 0 | 0 | 0 | 0 | 0 | 0 | 0 | 0 | 0 | 0 | 0 | 0 | 0 | 0 | 0 | 0 | 0 | 0 | 0 | 0 | 0 | 0 | 0 | 0 | 0 | 0 | 0 | 0 | 0 | 0 | 0 | 0 | 0 | 0 | 0 | 0 | 0 | 0 | 0 | 0 | 0 | 0 | 0 | 0 | 0 | 0 | 0 | 0 | 0 | 0
F1_Commercial_College (ID)_Natural Gas_Water Heating | F1 | Commercial | College (ID) | Natural Gas | Water Heating | Avoided Energy Cost | $ per Mtherm | 311.5287 | 311.5287 | 311.5287 | 311.5287 | 302.3841 | 313.2645 | 328.5286 | 346.8169 | 357.7091 | 395.7724 | 413.2307 | 416.9475 | 430.2743 | 451.8796 | 468.0803 | 486.878 | 497.6819 | 502.6545 | 514.8684 | 523.0917 | 530.5354 | 540.4993 | 548.903 | 558.6547 | 568.5797 | 578.6811 | 588.9618 | 599.4253 | 610.0746 | 620.9131 | 631.9442 | 643.1713 | 654.5978 | 666.2273 | 678.0634 | 690.1098 | 702.3702 | 714.8485 | 727.5484 | 740.474 | 753.6291 | 767.018 | 780.6448 | 794.5137 | 808.6289 | 822.9949 | 837.6162 | 852.4972 | 867.6425 | 883.057 | 898.7453 | 914.7123 | 914.7123 | 914.7123 | 914.7123 | 914.7123 | 914.7123 | 914.7123 | 914.7123
F2_Commercial_College (ID)_Natural Gas_Water Heating | F2 | Commercial | College (ID) | Natural Gas | Water Heating | Avoided Capacity Cost | $ per therm | 0 | 0 | 0 | 0 | 0 | 0 | 0 | 0 | 0 | 0 | 0 | 0 | 0 | 0 | 0 | 0 | 0 | 0 | 0 | 0 | 0 | 0 | 0 | 0 | 0 | 0 | 0 | 0 | 0 | 0 | 0 | 0 | 0 | 0 | 0 | 0 | 0 | 0 | 0 | 0 | 0 | 0 | 0 | 0 | 0 | 0 | 0 | 0 | 0 | 0 | 0 | 0 | 0 | 0 | 0 | 0 | 0 | 0 | 0
F3_Commercial_College (ID)_Natural Gas_Water Heating | F3 | Commercial | College (ID) | Natural Gas | Water Heating | Line Loss | % T&D Loss | bar: 2019 to 2077
F4_Commercial_College (ID)_Natural Gas_Water Heating | F4 | Commercial | College (ID) | Natural Gas | Water Heating | Peak Season | Winter/Summer | Winter | Winter | Winter | Winter | Winter | Winter | Winter | Winter | Winter | Winter | Winter | Winter | Winter | Winter | Winter | Winter | Winter | Winter | Winter | Winter | Winter | Winter | Winter | Winter | Winter | Winter | Winter | Winter | Winter | Winter | Winter | Winter | Winter | Winter | Winter | Winter | Winter | Winter | Winter | Winter | Winter | Winter | Winter | Winter | Winter | Winter | Winter | Winter | Winter | Winter | Winter | Winter | Winter | Winter | Winter | Winter | Winter | Winter | Winter
F5_Commercial_College (ID)_Natural Gas_Water Heating | F5 | Commercial | College (ID) | Natural Gas | Water Heating | Retail Energy Price | $ per Mtherm | 373.8345 | 373.8345 | 373.8345 | 373.8345 | 362.8609 | 375.9174 | 394.2343 | 416.1803 | 429.2509 | 435.3497 | 454.5538 | 458.6423 | 473.3017 | 497.0675 | 514.8883 | 535.5658 | 547.4501 | 552.9199 | 566.3552 | 575.4009 | 557.0622 | 567.5243 | 576.3481 | 586.5875 | 597.0087 | 607.6151 | 618.4099 | 629.3965 | 640.5783 | 651.9588 | 663.5414 | 675.3298 | 687.3277 | 699.5387 | 711.9666 | 724.6153 | 737.4888 | 750.5909 | 763.9258 | 777.4977 | 791.3106 | 805.3689 | 819.677 | 834.2393 | 849.0603 | 864.1447 | 879.497 | 895.122 | 911.0247 | 927.2098 | 943.6825 | 960.4479 | 960.4479 | 960.4479 | 960.4479 | 960.4479 | 960.4479 | 960.4479 | 960.4479
F6_Commercial_College (ID)_Natural Gas_Water Heating | F6 | Commercial | College (ID) | Natural Gas | Water Heating | Retail Peak Price | $ per therm | 0 | 0 | 0 | 0 | 0 | 0 | 0 | 0 | 0 | 0 | 0 | 0 | 0 | 0 | 0 | 0 | 0 | 0 | 0 | 0 | 0 | 0 | 0 | 0 | 0 | 0 | 0 | 0 | 0 | 0 | 0 | 0 | 0 | 0 | 0 | 0 | 0 | 0 | 0 | 0 | 0 | 0 | 0 | 0 | 0 | 0 | 0 | 0 | 0 | 0 | 0 | 0 | 0 | 0 | 0 | 0 | 0 | 0 | 0
F1_Commercial_College (ID)_Natural Gas_Food Preparation | F1 | Commercial | College (ID) | Natural Gas | Food Preparation | Avoided Energy Cost | $ per Mtherm | 311.5287 | 311.5287 | 311.5287 | 311.5287 | 302.3841 | 313.2645 | 328.5286 | 346.8169 | 357.7091 | 395.7724 | 413.2307 | 416.9475 | 430.2743 | 451.8796 | 468.0803 | 486.878 | 497.6819 | 502.6545 | 514.8684 | 523.0917 | 530.5354 | 540.4993 | 548.903 | 558.6547 | 568.5797 | 578.6811 | 588.9618 | 599.4253 | 610.0746 | 620.9131 | 631.9442 | 643.1713 | 654.5978 | 666.2273 | 678.0634 | 690.1098 | 702.3702 | 714.8485 | 727.5484 | 740.474 | 753.6291 | 767.018 | 780.6448 | 794.5137 | 808.6289 | 822.9949 | 837.6162 | 852.4972 | 867.6425 | 883.057 | 898.7453 | 914.7123 | 914.7123 | 914.7123 | 914.7123 | 914.7123 | 914.7123 | 914.7123 | 914.7123
F2_Commercial_College (ID)_Natural Gas_Food Preparation | F2 | Commercial | College (ID) | Natural Gas | Food Preparation | Avoided Capacity Cost | $ per therm | 0 | 0 | 0 | 0 | 0 | 0 | 0 | 0 | 0 | 0 | 0 | 0 | 0 | 0 | 0 | 0 | 0 | 0 | 0 | 0 | 0 | 0 | 0 | 0 | 0 | 0 | 0 | 0 | 0 | 0 | 0 | 0 | 0 | 0 | 0 | 0 | 0 | 0 | 0 | 0 | 0 | 0 | 0 | 0 | 0 | 0 | 0 | 0 | 0 | 0 | 0 | 0 | 0 | 0 | 0 | 0 | 0 | 0 | 0
F3_Commercial_College (ID)_Natural Gas_Food Preparation | F3 | Commercial | College (ID) | Natural Gas | Food Preparation | Line Loss | % T&D Loss | bar: 2019 to 2077
F4_Commercial_College (ID)_Natural Gas_Food Preparation | F4 | Commercial | College (ID) | Natural Gas | Food Preparation | Peak Season | Winter/Summer | Winter | Winter | Winter | Winter | Winter | Winter | Winter | Winter | Winter | Winter | Winter | Winter | Winter | Winter | Winter | Winter | Winter | Winter | Winter | Winter | Winter | Winter | Winter | Winter | Winter | Winter | Winter | Winter | Winter | Winter | Winter | Winter | Winter | Winter | Winter | Winter | Winter | Winter | Winter | Winter | Winter | Winter | Winter | Winter | Winter | Winter | Winter | Winter | Winter | Winter | Winter | Winter | Winter | Winter | Winter | Winter | Winter | Winter | Winter
F5_Commercial_College (ID)_Natural Gas_Food Preparation | F5 | Commercial | College (ID) | Natural Gas | Food Preparation | Retail Energy Price | $ per Mtherm | 373.8345 | 373.8345 | 373.8345 | 373.8345 | 362.8609 | 375.9174 | 394.2343 | 416.1803 | 429.2509 | 435.3497 | 454.5538 | 458.6423 | 473.3017 | 497.0675 | 514.8883 | 535.5658 | 547.4501 | 552.9199 | 566.3552 | 575.4009 | 557.0622 | 567.5243 | 576.3481 | 586.5875 | 597.0087 | 607.6151 | 618.4099 | 629.3965 | 640.5783 | 651.9588 | 663.5414 | 675.3298 | 687.3277 | 699.5387 | 711.9666 | 724.6153 | 737.4888 | 750.5909 | 763.9258 | 777.4977 | 791.3106 | 805.3689 | 819.677 | 834.2393 | 849.0603 | 864.1447 | 879.497 | 895.122 | 911.0247 | 927.2098 | 943.6825 | 960.4479 | 960.4479 | 960.4479 | 960.4479 | 960.4479 | 960.4479 | 960.4479 | 960.4479
F6_Commercial_College (ID)_Natural Gas_Food Preparation | F6 | Commercial | College (ID) | Natural Gas | Food Preparation | Retail Peak Price | $ per therm | 0 | 0 | 0 | 0 | 0 | 0 | 0 | 0 | 0 | 0 | 0 | 0 | 0 | 0 | 0 | 0 | 0 | 0 | 0 | 0 | 0 | 0 | 0 | 0 | 0 | 0 | 0 | 0 | 0 | 0 | 0 | 0 | 0 | 0 | 0 | 0 | 0 | 0 | 0 | 0 | 0 | 0 | 0 | 0 | 0 | 0 | 0 | 0 | 0 | 0 | 0 | 0 | 0 | 0 | 0 | 0 | 0 | 0 | 0
F1_Commercial_College (ID)_Natural Gas_Miscellaneous | F1 | Commercial | College (ID) | Natural Gas | Miscellaneous | Avoided Energy Cost | $ per Mtherm | 311.5287 | 311.5287 | 311.5287 | 311.5287 | 302.3841 | 313.2645 | 328.5286 | 346.8169 | 357.7091 | 395.7724 | 413.2307 | 416.9475 | 430.2743 | 451.8796 | 468.0803 | 486.878 | 497.6819 | 502.6545 | 514.8684 | 523.0917 | 530.5354 | 540.4993 | 548.903 | 558.6547 | 568.5797 | 578.6811 | 588.9618 | 599.4253 | 610.0746 | 620.9131 | 631.9442 | 643.1713 | 654.5978 | 666.2273 | 678.0634 | 690.1098 | 702.3702 | 714.8485 | 727.5484 | 740.474 | 753.6291 | 767.018 | 780.6448 | 794.5137 | 808.6289 | 822.9949 | 837.6162 | 852.4972 | 867.6425 | 883.057 | 898.7453 | 914.7123 | 914.7123 | 914.7123 | 914.7123 | 914.7123 | 914.7123 | 914.7123 | 914.7123
F2_Commercial_College (ID)_Natural Gas_Miscellaneous | F2 | Commercial | College (ID) | Natural Gas | Miscellaneous | Avoided Capacity Cost | $ per therm | 0 | 0 | 0 | 0 | 0 | 0 | 0 | 0 | 0 | 0 | 0 | 0 | 0 | 0 | 0 | 0 | 0 | 0 | 0 | 0 | 0 | 0 | 0 | 0 | 0 | 0 | 0 | 0 | 0 | 0 | 0 | 0 | 0 | 0 | 0 | 0 | 0 | 0 | 0 | 0 | 0 | 0 | 0 | 0 | 0 | 0 | 0 | 0 | 0 | 0 | 0 | 0 | 0 | 0 | 0 | 0 | 0 | 0 | 0
F3_Commercial_College (ID)_Natural Gas_Miscellaneous | F3 | Commercial | College (ID) | Natural Gas | Miscellaneous | Line Loss | % T&D Loss | bar: 2019 to 2077
F4_Commercial_College (ID)_Natural Gas_Miscellaneous | F4 | Commercial | College (ID) | Natural Gas | Miscellaneous | Peak Season | Winter/Summer | Winter | Winter | Winter | Winter | Winter | Winter | Winter | Winter | Winter | Winter | Winter | Winter | Winter | Winter | Winter | Winter | Winter | Winter | Winter | Winter | Winter | Winter | Winter | Winter | Winter | Winter | Winter | Winter | Winter | Winter | Winter | Winter | Winter | Winter | Winter | Winter | Winter | Winter | Winter | Winter | Winter | Winter | Winter | Winter | Winter | Winter | Winter | Winter | Winter | Winter | Winter | Winter | Winter | Winter | Winter | Winter | Winter | Winter | Winter
F5_Commercial_College (ID)_Natural Gas_Miscellaneous | F5 | Commercial | College (ID) | Natural Gas | Miscellaneous | Retail Energy Price | $ per Mtherm | 373.8345 | 373.8345 | 373.8345 | 373.8345 | 362.8609 | 375.9174 | 394.2343 | 416.1803 | 429.2509 | 435.3497 | 454.5538 | 458.6423 | 473.3017 | 497.0675 | 514.8883 | 535.5658 | 547.4501 | 552.9199 | 566.3552 | 575.4009 | 557.0622 | 567.5243 | 576.3481 | 586.5875 | 597.0087 | 607.6151 | 618.4099 | 629.3965 | 640.5783 | 651.9588 | 663.5414 | 675.3298 | 687.3277 | 699.5387 | 711.9666 | 724.6153 | 737.4888 | 750.5909 | 763.9258 | 777.4977 | 791.3106 | 805.3689 | 819.677 | 834.2393 | 849.0603 | 864.1447 | 879.497 | 895.122 | 911.0247 | 927.2098 | 943.6825 | 960.4479 | 960.4479 | 960.4479 | 960.4479 | 960.4479 | 960.4479 | 960.4479 | 960.4479
F6_Commercial_College (ID)_Natural Gas_Miscellaneous | F6 | Commercial | College (ID) | Natural Gas | Miscellaneous | Retail Peak Price | $ per therm | 0 | 0 | 0 | 0 | 0 | 0 | 0 | 0 | 0 | 0 | 0 | 0 | 0 | 0 | 0 | 0 | 0 | 0 | 0 | 0 | 0 | 0 | 0 | 0 | 0 | 0 | 0 | 0 | 0 | 0 | 0 | 0 | 0 | 0 | 0 | 0 | 0 | 0 | 0 | 0 | 0 | 0 | 0 | 0 | 0 | 0 | 0 | 0 | 0 | 0 | 0 | 0 | 0 | 0 | 0 | 0 | 0 | 0 | 0
F1_Commercial_Health (ID)_Natural Gas_Space Heating | F1 | Commercial | Health (ID) | Natural Gas | Space Heating | Avoided Energy Cost | $ per Mtherm | 346.1885 | 346.1885 | 346.1885 | 346.1885 | 316.3611 | 327.0673 | 332.0605 | 354.1509 | 365.7989 | 396.2335 | 420.2025 | 420.6956 | 430.4165 | 454.1101 | 469.2437 | 491.187 | 500.0627 | 507.8066 | 517.8622 | 529.0431 | 535.4964 | 527.263 | 563.0699 | 575.0212 | 587.2261 | 599.6902 | 612.4187 | 625.4175 | 638.6921 | 652.2485 | 666.0927 | 680.2306 | 694.6687 | 709.4132 | 724.4707 | 739.8478 | 755.5512 | 771.588 | 787.9651 | 804.6899 | 821.7696 | 839.2119 | 857.0244 | 875.2149 | 893.7916 | 912.7625 | 932.1362 | 951.921 | 972.1257 | 992.7594 | 1013.8309 | 1035.3497 | 1035.3497 | 1035.3497 | 1035.3497 | 1035.3497 | 1035.3497 | 1035.3497 | 1035.3497
F2_Commercial_Health (ID)_Natural Gas_Space Heating | F2 | Commercial | Health (ID) | Natural Gas | Space Heating | Avoided Capacity Cost | $ per therm | 0 | 0 | 0 | 0 | 0 | 0 | 0 | 0 | 0 | 0 | 0 | 0 | 0 | 0 | 0 | 0 | 0 | 0 | 0 | 0 | 0 | 0 | 0 | 0 | 0 | 0 | 0 | 0 | 0 | 0 | 0 | 0 | 0 | 0 | 0 | 0 | 0 | 0 | 0 | 0 | 0 | 0 | 0 | 0 | 0 | 0 | 0 | 0 | 0 | 0 | 0 | 0 | 0 | 0 | 0 | 0 | 0 | 0 | 0
F3_Commercial_Health (ID)_Natural Gas_Space Heating | F3 | Commercial | Health (ID) | Natural Gas | Space Heating | Line Loss | % T&D Loss | bar: 2019 to 2077
F4_Commercial_Health (ID)_Natural Gas_Space Heating | F4 | Commercial | Health (ID) | Natural Gas | Space Heating | Peak Season | Winter/Summer | Winter | Winter | Winter | Winter | Winter | Winter | Winter | Winter | Winter | Winter | Winter | Winter | Winter | Winter | Winter | Winter | Winter | Winter | Winter | Winter | Winter | Winter | Winter | Winter | Winter | Winter | Winter | Winter | Winter | Winter | Winter | Winter | Winter | Winter | Winter | Winter | Winter | Winter | Winter | Winter | Winter | Winter | Winter | Winter | Winter | Winter | Winter | Winter | Winter | Winter | Winter | Winter | Winter | Winter | Winter | Winter | Winter | Winter | Winter
F5_Commercial_Health (ID)_Natural Gas_Space Heating | F5 | Commercial | Health (ID) | Natural Gas | Space Heating | Retail Energy Price | $ per Mtherm | 415.4262 | 415.4262 | 415.4262 | 415.4262 | 379.6333 | 392.4807 | 398.4726 | 424.9811 | 438.9587 | 435.8569 | 462.2228 | 462.7652 | 473.4581 | 499.5211 | 516.1681 | 540.3057 | 550.0689 | 558.5872 | 569.6485 | 581.9474 | 562.2713 | 553.6261 | 591.2234 | 603.7722 | 616.5875 | 629.6747 | 643.0397 | 656.6884 | 670.6267 | 684.861 | 699.3973 | 714.2422 | 729.4021 | 744.8839 | 760.6942 | 776.8402 | 793.3288 | 810.1674 | 827.3634 | 844.9244 | 862.8581 | 881.1725 | 899.8756 | 918.9757 | 938.4812 | 958.4007 | 978.743 | 999.517 | 1020.732 | 1042.3973 | 1064.5225 | 1087.1172 | 1087.1172 | 1087.1172 | 1087.1172 | 1087.1172 | 1087.1172 | 1087.1172 | 1087.1172
F6_Commercial_Health (ID)_Natural Gas_Space Heating | F6 | Commercial | Health (ID) | Natural Gas | Space Heating | Retail Peak Price | $ per therm | 0 | 0 | 0 | 0 | 0 | 0 | 0 | 0 | 0 | 0 | 0 | 0 | 0 | 0 | 0 | 0 | 0 | 0 | 0 | 0 | 0 | 0 | 0 | 0 | 0 | 0 | 0 | 0 | 0 | 0 | 0 | 0 | 0 | 0 | 0 | 0 | 0 | 0 | 0 | 0 | 0 | 0 | 0 | 0 | 0 | 0 | 0 | 0 | 0 | 0 | 0 | 0 | 0 | 0 | 0 | 0 | 0 | 0 | 0
F1_Commercial_Health (ID)_Natural Gas_Water Heating | F1 | Commercial | Health (ID) | Natural Gas | Water Heating | Avoided Energy Cost | $ per Mtherm | 311.5287 | 311.5287 | 311.5287 | 311.5287 | 302.3841 | 313.2645 | 328.5286 | 346.8169 | 357.7091 | 395.7724 | 413.2307 | 416.9475 | 430.2743 | 451.8796 | 468.0803 | 486.878 | 497.6819 | 502.6545 | 514.8684 | 523.0917 | 530.5354 | 540.4993 | 548.903 | 558.6547 | 568.5797 | 578.6811 | 588.9618 | 599.4253 | 610.0746 | 620.9131 | 631.9442 | 643.1713 | 654.5978 | 666.2273 | 678.0634 | 690.1098 | 702.3702 | 714.8485 | 727.5484 | 740.474 | 753.6291 | 767.018 | 780.6448 | 794.5137 | 808.6289 | 822.9949 | 837.6162 | 852.4972 | 867.6425 | 883.057 | 898.7453 | 914.7123 | 914.7123 | 914.7123 | 914.7123 | 914.7123 | 914.7123 | 914.7123 | 914.7123
F2_Commercial_Health (ID)_Natural Gas_Water Heating | F2 | Commercial | Health (ID) | Natural Gas | Water Heating | Avoided Capacity Cost | $ per therm | 0 | 0 | 0 | 0 | 0 | 0 | 0 | 0 | 0 | 0 | 0 | 0 | 0 | 0 | 0 | 0 | 0 | 0 | 0 | 0 | 0 | 0 | 0 | 0 | 0 | 0 | 0 | 0 | 0 | 0 | 0 | 0 | 0 | 0 | 0 | 0 | 0 | 0 | 0 | 0 | 0 | 0 | 0 | 0 | 0 | 0 | 0 | 0 | 0 | 0 | 0 | 0 | 0 | 0 | 0 | 0 | 0 | 0 | 0
F3_Commercial_Health (ID)_Natural Gas_Water Heating | F3 | Commercial | Health (ID) | Natural Gas | Water Heating | Line Loss | % T&D Loss | bar: 2019 to 2077
F4_Commercial_Health (ID)_Natural Gas_Water Heating | F4 | Commercial | Health (ID) | Natural Gas | Water Heating | Peak Season | Winter/Summer | Winter | Winter | Winter | Winter | Winter | Winter | Winter | Winter | Winter | Winter | Winter | Winter | Winter | Winter | Winter | Winter | Winter | Winter | Winter | Winter | Winter | Winter | Winter | Winter | Winter | Winter | Winter | Winter | Winter | Winter | Winter | Winter | Winter | Winter | Winter | Winter | Winter | Winter | Winter | Winter | Winter | Winter | Winter | Winter | Winter | Winter | Winter | Winter | Winter | Winter | Winter | Winter | Winter | Winter | Winter | Winter | Winter | Winter | Winter
F5_Commercial_Health (ID)_Natural Gas_Water Heating | F5 | Commercial | Health (ID) | Natural Gas | Water Heating | Retail Energy Price | $ per Mtherm | 373.8345 | 373.8345 | 373.8345 | 373.8345 | 362.8609 | 375.9174 | 394.2343 | 416.1803 | 429.2509 | 435.3497 | 454.5538 | 458.6423 | 473.3017 | 497.0675 | 514.8883 | 535.5658 | 547.4501 | 552.9199 | 566.3552 | 575.4009 | 557.0622 | 567.5243 | 576.3481 | 586.5875 | 597.0087 | 607.6151 | 618.4099 | 629.3965 | 640.5783 | 651.9588 | 663.5414 | 675.3298 | 687.3277 | 699.5387 | 711.9666 | 724.6153 | 737.4888 | 750.5909 | 763.9258 | 777.4977 | 791.3106 | 805.3689 | 819.677 | 834.2393 | 849.0603 | 864.1447 | 879.497 | 895.122 | 911.0247 | 927.2098 | 943.6825 | 960.4479 | 960.4479 | 960.4479 | 960.4479 | 960.4479 | 960.4479 | 960.4479 | 960.4479
F6_Commercial_Health (ID)_Natural Gas_Water Heating | F6 | Commercial | Health (ID) | Natural Gas | Water Heating | Retail Peak Price | $ per therm | 0 | 0 | 0 | 0 | 0 | 0 | 0 | 0 | 0 | 0 | 0 | 0 | 0 | 0 | 0 | 0 | 0 | 0 | 0 | 0 | 0 | 0 | 0 | 0 | 0 | 0 | 0 | 0 | 0 | 0 | 0 | 0 | 0 | 0 | 0 | 0 | 0 | 0 | 0 | 0 | 0 | 0 | 0 | 0 | 0 | 0 | 0 | 0 | 0 | 0 | 0 | 0 | 0 | 0 | 0 | 0 | 0 | 0 | 0
F1_Commercial_Health (ID)_Natural Gas_Food Preparation | F1 | Commercial | Health (ID) | Natural Gas | Food Preparation | Avoided Energy Cost | $ per Mtherm | 311.5287 | 311.5287 | 311.5287 | 311.5287 | 302.3841 | 313.2645 | 328.5286 | 346.8169 | 357.7091 | 395.7724 | 413.2307 | 416.9475 | 430.2743 | 451.8796 | 468.0803 | 486.878 | 497.6819 | 502.6545 | 514.8684 | 523.0917 | 530.5354 | 540.4993 | 548.903 | 558.6547 | 568.5797 | 578.6811 | 588.9618 | 599.4253 | 610.0746 | 620.9131 | 631.9442 | 643.1713 | 654.5978 | 666.2273 | 678.0634 | 690.1098 | 702.3702 | 714.8485 | 727.5484 | 740.474 | 753.6291 | 767.018 | 780.6448 | 794.5137 | 808.6289 | 822.9949 | 837.6162 | 852.4972 | 867.6425 | 883.057 | 898.7453 | 914.7123 | 914.7123 | 914.7123 | 914.7123 | 914.7123 | 914.7123 | 914.7123 | 914.7123
F2_Commercial_Health (ID)_Natural Gas_Food Preparation | F2 | Commercial | Health (ID) | Natural Gas | Food Preparation | Avoided Capacity Cost | $ per therm | 0 | 0 | 0 | 0 | 0 | 0 | 0 | 0 | 0 | 0 | 0 | 0 | 0 | 0 | 0 | 0 | 0 | 0 | 0 | 0 | 0 | 0 | 0 | 0 | 0 | 0 | 0 | 0 | 0 | 0 | 0 | 0 | 0 | 0 | 0 | 0 | 0 | 0 | 0 | 0 | 0 | 0 | 0 | 0 | 0 | 0 | 0 | 0 | 0 | 0 | 0 | 0 | 0 | 0 | 0 | 0 | 0 | 0 | 0
F3_Commercial_Health (ID)_Natural Gas_Food Preparation | F3 | Commercial | Health (ID) | Natural Gas | Food Preparation | Line Loss | % T&D Loss | bar: 2019 to 2077
F4_Commercial_Health (ID)_Natural Gas_Food Preparation | F4 | Commercial | Health (ID) | Natural Gas | Food Preparation | Peak Season | Winter/Summer | Winter | Winter | Winter | Winter | Winter | Winter | Winter | Winter | Winter | Winter | Winter | Winter | Winter | Winter | Winter | Winter | Winter | Winter | Winter | Winter | Winter | Winter | Winter | Winter | Winter | Winter | Winter | Winter | Winter | Winter | Winter | Winter | Winter | Winter | Winter | Winter | Winter | Winter | Winter | Winter | Winter | Winter | Winter | Winter | Winter | Winter | Winter | Winter | Winter | Winter | Winter | Winter | Winter | Winter | Winter | Winter | Winter | Winter | Winter
F5_Commercial_Health (ID)_Natural Gas_Food Preparation | F5 | Commercial | Health (ID) | Natural Gas | Food Preparation | Retail Energy Price | $ per Mtherm | 373.8345 | 373.8345 | 373.8345 | 373.8345 | 362.8609 | 375.9174 | 394.2343 | 416.1803 | 429.2509 | 435.3497 | 454.5538 | 458.6423 | 473.3017 | 497.0675 | 514.8883 | 535.5658 | 547.4501 | 552.9199 | 566.3552 | 575.4009 | 557.0622 | 567.5243 | 576.3481 | 586.5875 | 597.0087 | 607.6151 | 618.4099 | 629.3965 | 640.5783 | 651.9588 | 663.5414 | 675.3298 | 687.3277 | 699.5387 | 711.9666 | 724.6153 | 737.4888 | 750.5909 | 763.9258 | 777.4977 | 791.3106 | 805.3689 | 819.677 | 834.2393 | 849.0603 | 864.1447 | 879.497 | 895.122 | 911.0247 | 927.2098 | 943.6825 | 960.4479 | 960.4479 | 960.4479 | 960.4479 | 960.4479 | 960.4479 | 960.4479 | 960.4479
F6_Commercial_Health (ID)_Natural Gas_Food Preparation | F6 | Commercial | Health (ID) | Natural Gas | Food Preparation | Retail Peak Price | $ per therm | 0 | 0 | 0 | 0 | 0 | 0 | 0 | 0 | 0 | 0 | 0 | 0 | 0 | 0 | 0 | 0 | 0 | 0 | 0 | 0 | 0 | 0 | 0 | 0 | 0 | 0 | 0 | 0 | 0 | 0 | 0 | 0 | 0 | 0 | 0 | 0 | 0 | 0 | 0 | 0 | 0 | 0 | 0 | 0 | 0 | 0 | 0 | 0 | 0 | 0 | 0 | 0 | 0 | 0 | 0 | 0 | 0 | 0 | 0
F1_Commercial_Health (ID)_Natural Gas_Miscellaneous | F1 | Commercial | Health (ID) | Natural Gas | Miscellaneous | Avoided Energy Cost | $ per Mtherm | 311.5287 | 311.5287 | 311.5287 | 311.5287 | 302.3841 | 313.2645 | 328.5286 | 346.8169 | 357.7091 | 395.7724 | 413.2307 | 416.9475 | 430.2743 | 451.8796 | 468.0803 | 486.878 | 497.6819 | 502.6545 | 514.8684 | 523.0917 | 530.5354 | 540.4993 | 548.903 | 558.6547 | 568.5797 | 578.6811 | 588.9618 | 599.4253 | 610.0746 | 620.9131 | 631.9442 | 643.1713 | 654.5978 | 666.2273 | 678.0634 | 690.1098 | 702.3702 | 714.8485 | 727.5484 | 740.474 | 753.6291 | 767.018 | 780.6448 | 794.5137 | 808.6289 | 822.9949 | 837.6162 | 852.4972 | 867.6425 | 883.057 | 898.7453 | 914.7123 | 914.7123 | 914.7123 | 914.7123 | 914.7123 | 914.7123 | 914.7123 | 914.7123
F2_Commercial_Health (ID)_Natural Gas_Miscellaneous | F2 | Commercial | Health (ID) | Natural Gas | Miscellaneous | Avoided Capacity Cost | $ per therm | 0 | 0 | 0 | 0 | 0 | 0 | 0 | 0 | 0 | 0 | 0 | 0 | 0 | 0 | 0 | 0 | 0 | 0 | 0 | 0 | 0 | 0 | 0 | 0 | 0 | 0 | 0 | 0 | 0 | 0 | 0 | 0 | 0 | 0 | 0 | 0 | 0 | 0 | 0 | 0 | 0 | 0 | 0 | 0 | 0 | 0 | 0 | 0 | 0 | 0 | 0 | 0 | 0 | 0 | 0 | 0 | 0 | 0 | 0
F3_Commercial_Health (ID)_Natural Gas_Miscellaneous | F3 | Commercial | Health (ID) | Natural Gas | Miscellaneous | Line Loss | % T&D Loss | bar: 2019 to 2077
F4_Commercial_Health (ID)_Natural Gas_Miscellaneous | F4 | Commercial | Health (ID) | Natural Gas | Miscellaneous | Peak Season | Winter/Summer | Winter | Winter | Winter | Winter | Winter | Winter | Winter | Winter | Winter | Winter | Winter | Winter | Winter | Winter | Winter | Winter | Winter | Winter | Winter | Winter | Winter | Winter | Winter | Winter | Winter | Winter | Winter | Winter | Winter | Winter | Winter | Winter | Winter | Winter | Winter | Winter | Winter | Winter | Winter | Winter | Winter | Winter | Winter | Winter | Winter | Winter | Winter | Winter | Winter | Winter | Winter | Winter | Winter | Winter | Winter | Winter | Winter | Winter | Winter
F5_Commercial_Health (ID)_Natural Gas_Miscellaneous | F5 | Commercial | Health (ID) | Natural Gas | Miscellaneous | Retail Energy Price | $ per Mtherm | 373.8345 | 373.8345 | 373.8345 | 373.8345 | 362.8609 | 375.9174 | 394.2343 | 416.1803 | 429.2509 | 435.3497 | 454.5538 | 458.6423 | 473.3017 | 497.0675 | 514.8883 | 535.5658 | 547.4501 | 552.9199 | 566.3552 | 575.4009 | 557.0622 | 567.5243 | 576.3481 | 586.5875 | 597.0087 | 607.6151 | 618.4099 | 629.3965 | 640.5783 | 651.9588 | 663.5414 | 675.3298 | 687.3277 | 699.5387 | 711.9666 | 724.6153 | 737.4888 | 750.5909 | 763.9258 | 777.4977 | 791.3106 | 805.3689 | 819.677 | 834.2393 | 849.0603 | 864.1447 | 879.497 | 895.122 | 911.0247 | 927.2098 | 943.6825 | 960.4479 | 960.4479 | 960.4479 | 960.4479 | 960.4479 | 960.4479 | 960.4479 | 960.4479
F6_Commercial_Health (ID)_Natural Gas_Miscellaneous | F6 | Commercial | Health (ID) | Natural Gas | Miscellaneous | Retail Peak Price | $ per therm | 0 | 0 | 0 | 0 | 0 | 0 | 0 | 0 | 0 | 0 | 0 | 0 | 0 | 0 | 0 | 0 | 0 | 0 | 0 | 0 | 0 | 0 | 0 | 0 | 0 | 0 | 0 | 0 | 0 | 0 | 0 | 0 | 0 | 0 | 0 | 0 | 0 | 0 | 0 | 0 | 0 | 0 | 0 | 0 | 0 | 0 | 0 | 0 | 0 | 0 | 0 | 0 | 0 | 0 | 0 | 0 | 0 | 0 | 0
F1_Commercial_Lodging (ID)_Natural Gas_Space Heating | F1 | Commercial | Lodging (ID) | Natural Gas | Space Heating | Avoided Energy Cost | $ per Mtherm | 346.1885 | 346.1885 | 346.1885 | 346.1885 | 316.3611 | 327.0673 | 332.0605 | 354.1509 | 365.7989 | 396.2335 | 420.2025 | 420.6956 | 430.4165 | 454.1101 | 469.2437 | 491.187 | 500.0627 | 507.8066 | 517.8622 | 529.0431 | 535.4964 | 527.263 | 563.0699 | 575.0212 | 587.2261 | 599.6902 | 612.4187 | 625.4175 | 638.6921 | 652.2485 | 666.0927 | 680.2306 | 694.6687 | 709.4132 | 724.4707 | 739.8478 | 755.5512 | 771.588 | 787.9651 | 804.6899 | 821.7696 | 839.2119 | 857.0244 | 875.2149 | 893.7916 | 912.7625 | 932.1362 | 951.921 | 972.1257 | 992.7594 | 1013.8309 | 1035.3497 | 1035.3497 | 1035.3497 | 1035.3497 | 1035.3497 | 1035.3497 | 1035.3497 | 1035.3497
F2_Commercial_Lodging (ID)_Natural Gas_Space Heating | F2 | Commercial | Lodging (ID) | Natural Gas | Space Heating | Avoided Capacity Cost | $ per therm | 0 | 0 | 0 | 0 | 0 | 0 | 0 | 0 | 0 | 0 | 0 | 0 | 0 | 0 | 0 | 0 | 0 | 0 | 0 | 0 | 0 | 0 | 0 | 0 | 0 | 0 | 0 | 0 | 0 | 0 | 0 | 0 | 0 | 0 | 0 | 0 | 0 | 0 | 0 | 0 | 0 | 0 | 0 | 0 | 0 | 0 | 0 | 0 | 0 | 0 | 0 | 0 | 0 | 0 | 0 | 0 | 0 | 0 | 0
F3_Commercial_Lodging (ID)_Natural Gas_Space Heating | F3 | Commercial | Lodging (ID) | Natural Gas | Space Heating | Line Loss | % T&D Loss | bar: 2019 to 2077
F4_Commercial_Lodging (ID)_Natural Gas_Space Heating | F4 | Commercial | Lodging (ID) | Natural Gas | Space Heating | Peak Season | Winter/Summer | Winter | Winter | Winter | Winter | Winter | Winter | Winter | Winter | Winter | Winter | Winter | Winter | Winter | Winter | Winter | Winter | Winter | Winter | Winter | Winter | Winter | Winter | Winter | Winter | Winter | Winter | Winter | Winter | Winter | Winter | Winter | Winter | Winter | Winter | Winter | Winter | Winter | Winter | Winter | Winter | Winter | Winter | Winter | Winter | Winter | Winter | Winter | Winter | Winter | Winter | Winter | Winter | Winter | Winter | Winter | Winter | Winter | Winter | Winter
F5_Commercial_Lodging (ID)_Natural Gas_Space Heating | F5 | Commercial | Lodging (ID) | Natural Gas | Space Heating | Retail Energy Price | $ per Mtherm | 415.4262 | 415.4262 | 415.4262 | 415.4262 | 379.6333 | 392.4807 | 398.4726 | 424.9811 | 438.9587 | 435.8569 | 462.2228 | 462.7652 | 473.4581 | 499.5211 | 516.1681 | 540.3057 | 550.0689 | 558.5872 | 569.6485 | 581.9474 | 562.2713 | 553.6261 | 591.2234 | 603.7722 | 616.5875 | 629.6747 | 643.0397 | 656.6884 | 670.6267 | 684.861 | 699.3973 | 714.2422 | 729.4021 | 744.8839 | 760.6942 | 776.8402 | 793.3288 | 810.1674 | 827.3634 | 844.9244 | 862.8581 | 881.1725 | 899.8756 | 918.9757 | 938.4812 | 958.4007 | 978.743 | 999.517 | 1020.732 | 1042.3973 | 1064.5225 | 1087.1172 | 1087.1172 | 1087.1172 | 1087.1172 | 1087.1172 | 1087.1172 | 1087.1172 | 1087.1172
F6_Commercial_Lodging (ID)_Natural Gas_Space Heating | F6 | Commercial | Lodging (ID) | Natural Gas | Space Heating | Retail Peak Price | $ per therm | 0 | 0 | 0 | 0 | 0 | 0 | 0 | 0 | 0 | 0 | 0 | 0 | 0 | 0 | 0 | 0 | 0 | 0 | 0 | 0 | 0 | 0 | 0 | 0 | 0 | 0 | 0 | 0 | 0 | 0 | 0 | 0 | 0 | 0 | 0 | 0 | 0 | 0 | 0 | 0 | 0 | 0 | 0 | 0 | 0 | 0 | 0 | 0 | 0 | 0 | 0 | 0 | 0 | 0 | 0 | 0 | 0 | 0 | 0
F1_Commercial_Lodging (ID)_Natural Gas_Water Heating | F1 | Commercial | Lodging (ID) | Natural Gas | Water Heating | Avoided Energy Cost | $ per Mtherm | 311.5287 | 311.5287 | 311.5287 | 311.5287 | 302.3841 | 313.2645 | 328.5286 | 346.8169 | 357.7091 | 395.7724 | 413.2307 | 416.9475 | 430.2743 | 451.8796 | 468.0803 | 486.878 | 497.6819 | 502.6545 | 514.8684 | 523.0917 | 530.5354 | 540.4993 | 548.903 | 558.6547 | 568.5797 | 578.6811 | 588.9618 | 599.4253 | 610.0746 | 620.9131 | 631.9442 | 643.1713 | 654.5978 | 666.2273 | 678.0634 | 690.1098 | 702.3702 | 714.8485 | 727.5484 | 740.474 | 753.6291 | 767.018 | 780.6448 | 794.5137 | 808.6289 | 822.9949 | 837.6162 | 852.4972 | 867.6425 | 883.057 | 898.7453 | 914.7123 | 914.7123 | 914.7123 | 914.7123 | 914.7123 | 914.7123 | 914.7123 | 914.7123
F2_Commercial_Lodging (ID)_Natural Gas_Water Heating | F2 | Commercial | Lodging (ID) | Natural Gas | Water Heating | Avoided Capacity Cost | $ per therm | 0 | 0 | 0 | 0 | 0 | 0 | 0 | 0 | 0 | 0 | 0 | 0 | 0 | 0 | 0 | 0 | 0 | 0 | 0 | 0 | 0 | 0 | 0 | 0 | 0 | 0 | 0 | 0 | 0 | 0 | 0 | 0 | 0 | 0 | 0 | 0 | 0 | 0 | 0 | 0 | 0 | 0 | 0 | 0 | 0 | 0 | 0 | 0 | 0 | 0 | 0 | 0 | 0 | 0 | 0 | 0 | 0 | 0 | 0
F3_Commercial_Lodging (ID)_Natural Gas_Water Heating | F3 | Commercial | Lodging (ID) | Natural Gas | Water Heating | Line Loss | % T&D Loss | bar: 2019 to 2077
F4_Commercial_Lodging (ID)_Natural Gas_Water Heating | F4 | Commercial | Lodging (ID) | Natural Gas | Water Heating | Peak Season | Winter/Summer | Winter | Winter | Winter | Winter | Winter | Winter | Winter | Winter | Winter | Winter | Winter | Winter | Winter | Winter | Winter | Winter | Winter | Winter | Winter | Winter | Winter | Winter | Winter | Winter | Winter | Winter | Winter | Winter | Winter | Winter | Winter | Winter | Winter | Winter | Winter | Winter | Winter | Winter | Winter | Winter | Winter | Winter | Winter | Winter | Winter | Winter | Winter | Winter | Winter | Winter | Winter | Winter | Winter | Winter | Winter | Winter | Winter | Winter | Winter
F5_Commercial_Lodging (ID)_Natural Gas_Water Heating | F5 | Commercial | Lodging (ID) | Natural Gas | Water Heating | Retail Energy Price | $ per Mtherm | 373.8345 | 373.8345 | 373.8345 | 373.8345 | 362.8609 | 375.9174 | 394.2343 | 416.1803 | 429.2509 | 435.3497 | 454.5538 | 458.6423 | 473.3017 | 497.0675 | 514.8883 | 535.5658 | 547.4501 | 552.9199 | 566.3552 | 575.4009 | 557.0622 | 567.5243 | 576.3481 | 586.5875 | 597.0087 | 607.6151 | 618.4099 | 629.3965 | 640.5783 | 651.9588 | 663.5414 | 675.3298 | 687.3277 | 699.5387 | 711.9666 | 724.6153 | 737.4888 | 750.5909 | 763.9258 | 777.4977 | 791.3106 | 805.3689 | 819.677 | 834.2393 | 849.0603 | 864.1447 | 879.497 | 895.122 | 911.0247 | 927.2098 | 943.6825 | 960.4479 | 960.4479 | 960.4479 | 960.4479 | 960.4479 | 960.4479 | 960.4479 | 960.4479
F6_Commercial_Lodging (ID)_Natural Gas_Water Heating | F6 | Commercial | Lodging (ID) | Natural Gas | Water Heating | Retail Peak Price | $ per therm | 0 | 0 | 0 | 0 | 0 | 0 | 0 | 0 | 0 | 0 | 0 | 0 | 0 | 0 | 0 | 0 | 0 | 0 | 0 | 0 | 0 | 0 | 0 | 0 | 0 | 0 | 0 | 0 | 0 | 0 | 0 | 0 | 0 | 0 | 0 | 0 | 0 | 0 | 0 | 0 | 0 | 0 | 0 | 0 | 0 | 0 | 0 | 0 | 0 | 0 | 0 | 0 | 0 | 0 | 0 | 0 | 0 | 0 | 0
F1_Commercial_Lodging (ID)_Natural Gas_Food Preparation | F1 | Commercial | Lodging (ID) | Natural Gas | Food Preparation | Avoided Energy Cost | $ per Mtherm | 311.5287 | 311.5287 | 311.5287 | 311.5287 | 302.3841 | 313.2645 | 328.5286 | 346.8169 | 357.7091 | 395.7724 | 413.2307 | 416.9475 | 430.2743 | 451.8796 | 468.0803 | 486.878 | 497.6819 | 502.6545 | 514.8684 | 523.0917 | 530.5354 | 540.4993 | 548.903 | 558.6547 | 568.5797 | 578.6811 | 588.9618 | 599.4253 | 610.0746 | 620.9131 | 631.9442 | 643.1713 | 654.5978 | 666.2273 | 678.0634 | 690.1098 | 702.3702 | 714.8485 | 727.5484 | 740.474 | 753.6291 | 767.018 | 780.6448 | 794.5137 | 808.6289 | 822.9949 | 837.6162 | 852.4972 | 867.6425 | 883.057 | 898.7453 | 914.7123 | 914.7123 | 914.7123 | 914.7123 | 914.7123 | 914.7123 | 914.7123 | 914.7123
F2_Commercial_Lodging (ID)_Natural Gas_Food Preparation | F2 | Commercial | Lodging (ID) | Natural Gas | Food Preparation | Avoided Capacity Cost | $ per therm | 0 | 0 | 0 | 0 | 0 | 0 | 0 | 0 | 0 | 0 | 0 | 0 | 0 | 0 | 0 | 0 | 0 | 0 | 0 | 0 | 0 | 0 | 0 | 0 | 0 | 0 | 0 | 0 | 0 | 0 | 0 | 0 | 0 | 0 | 0 | 0 | 0 | 0 | 0 | 0 | 0 | 0 | 0 | 0 | 0 | 0 | 0 | 0 | 0 | 0 | 0 | 0 | 0 | 0 | 0 | 0 | 0 | 0 | 0
F3_Commercial_Lodging (ID)_Natural Gas_Food Preparation | F3 | Commercial | Lodging (ID) | Natural Gas | Food Preparation | Line Loss | % T&D Loss | bar: 2019 to 2077
F4_Commercial_Lodging (ID)_Natural Gas_Food Preparation | F4 | Commercial | Lodging (ID) | Natural Gas | Food Preparation | Peak Season | Winter/Summer | Winter | Winter | Winter | Winter | Winter | Winter | Winter | Winter | Winter | Winter | Winter | Winter | Winter | Winter | Winter | Winter | Winter | Winter | Winter | Winter | Winter | Winter | Winter | Winter | Winter | Winter | Winter | Winter | Winter | Winter | Winter | Winter | Winter | Winter | Winter | Winter | Winter | Winter | Winter | Winter | Winter | Winter | Winter | Winter | Winter | Winter | Winter | Winter | Winter | Winter | Winter | Winter | Winter | Winter | Winter | Winter | Winter | Winter | Winter
F5_Commercial_Lodging (ID)_Natural Gas_Food Preparation | F5 | Commercial | Lodging (ID) | Natural Gas | Food Preparation | Retail Energy Price | $ per Mtherm | 373.8345 | 373.8345 | 373.8345 | 373.8345 | 362.8609 | 375.9174 | 394.2343 | 416.1803 | 429.2509 | 435.3497 | 454.5538 | 458.6423 | 473.3017 | 497.0675 | 514.8883 | 535.5658 | 547.4501 | 552.9199 | 566.3552 | 575.4009 | 557.0622 | 567.5243 | 576.3481 | 586.5875 | 597.0087 | 607.6151 | 618.4099 | 629.3965 | 640.5783 | 651.9588 | 663.5414 | 675.3298 | 687.3277 | 699.5387 | 711.9666 | 724.6153 | 737.4888 | 750.5909 | 763.9258 | 777.4977 | 791.3106 | 805.3689 | 819.677 | 834.2393 | 849.0603 | 864.1447 | 879.497 | 895.122 | 911.0247 | 927.2098 | 943.6825 | 960.4479 | 960.4479 | 960.4479 | 960.4479 | 960.4479 | 960.4479 | 960.4479 | 960.4479
F6_Commercial_Lodging (ID)_Natural Gas_Food Preparation | F6 | Commercial | Lodging (ID) | Natural Gas | Food Preparation | Retail Peak Price | $ per therm | 0 | 0 | 0 | 0 | 0 | 0 | 0 | 0 | 0 | 0 | 0 | 0 | 0 | 0 | 0 | 0 | 0 | 0 | 0 | 0 | 0 | 0 | 0 | 0 | 0 | 0 | 0 | 0 | 0 | 0 | 0 | 0 | 0 | 0 | 0 | 0 | 0 | 0 | 0 | 0 | 0 | 0 | 0 | 0 | 0 | 0 | 0 | 0 | 0 | 0 | 0 | 0 | 0 | 0 | 0 | 0 | 0 | 0 | 0
F1_Commercial_Lodging (ID)_Natural Gas_Miscellaneous | F1 | Commercial | Lodging (ID) | Natural Gas | Miscellaneous | Avoided Energy Cost | $ per Mtherm | 311.5287 | 311.5287 | 311.5287 | 311.5287 | 302.3841 | 313.2645 | 328.5286 | 346.8169 | 357.7091 | 395.7724 | 413.2307 | 416.9475 | 430.2743 | 451.8796 | 468.0803 | 486.878 | 497.6819 | 502.6545 | 514.8684 | 523.0917 | 530.5354 | 540.4993 | 548.903 | 558.6547 | 568.5797 | 578.6811 | 588.9618 | 599.4253 | 610.0746 | 620.9131 | 631.9442 | 643.1713 | 654.5978 | 666.2273 | 678.0634 | 690.1098 | 702.3702 | 714.8485 | 727.5484 | 740.474 | 753.6291 | 767.018 | 780.6448 | 794.5137 | 808.6289 | 822.9949 | 837.6162 | 852.4972 | 867.6425 | 883.057 | 898.7453 | 914.7123 | 914.7123 | 914.7123 | 914.7123 | 914.7123 | 914.7123 | 914.7123 | 914.7123
F2_Commercial_Lodging (ID)_Natural Gas_Miscellaneous | F2 | Commercial | Lodging (ID) | Natural Gas | Miscellaneous | Avoided Capacity Cost | $ per therm | 0 | 0 | 0 | 0 | 0 | 0 | 0 | 0 | 0 | 0 | 0 | 0 | 0 | 0 | 0 | 0 | 0 | 0 | 0 | 0 | 0 | 0 | 0 | 0 | 0 | 0 | 0 | 0 | 0 | 0 | 0 | 0 | 0 | 0 | 0 | 0 | 0 | 0 | 0 | 0 | 0 | 0 | 0 | 0 | 0 | 0 | 0 | 0 | 0 | 0 | 0 | 0 | 0 | 0 | 0 | 0 | 0 | 0 | 0
F3_Commercial_Lodging (ID)_Natural Gas_Miscellaneous | F3 | Commercial | Lodging (ID) | Natural Gas | Miscellaneous | Line Loss | % T&D Loss | bar: 2019 to 2077
F4_Commercial_Lodging (ID)_Natural Gas_Miscellaneous | F4 | Commercial | Lodging (ID) | Natural Gas | Miscellaneous | Peak Season | Winter/Summer | Winter | Winter | Winter | Winter | Winter | Winter | Winter | Winter | Winter | Winter | Winter | Winter | Winter | Winter | Winter | Winter | Winter | Winter | Winter | Winter | Winter | Winter | Winter | Winter | Winter | Winter | Winter | Winter | Winter | Winter | Winter | Winter | Winter | Winter | Winter | Winter | Winter | Winter | Winter | Winter | Winter | Winter | Winter | Winter | Winter | Winter | Winter | Winter | Winter | Winter | Winter | Winter | Winter | Winter | Winter | Winter | Winter | Winter | Winter
F5_Commercial_Lodging (ID)_Natural Gas_Miscellaneous | F5 | Commercial | Lodging (ID) | Natural Gas | Miscellaneous | Retail Energy Price | $ per Mtherm | 373.8345 | 373.8345 | 373.8345 | 373.8345 | 362.8609 | 375.9174 | 394.2343 | 416.1803 | 429.2509 | 435.3497 | 454.5538 | 458.6423 | 473.3017 | 497.0675 | 514.8883 | 535.5658 | 547.4501 | 552.9199 | 566.3552 | 575.4009 | 557.0622 | 567.5243 | 576.3481 | 586.5875 | 597.0087 | 607.6151 | 618.4099 | 629.3965 | 640.5783 | 651.9588 | 663.5414 | 675.3298 | 687.3277 | 699.5387 | 711.9666 | 724.6153 | 737.4888 | 750.5909 | 763.9258 | 777.4977 | 791.3106 | 805.3689 | 819.677 | 834.2393 | 849.0603 | 864.1447 | 879.497 | 895.122 | 911.0247 | 927.2098 | 943.6825 | 960.4479 | 960.4479 | 960.4479 | 960.4479 | 960.4479 | 960.4479 | 960.4479 | 960.4479
F6_Commercial_Lodging (ID)_Natural Gas_Miscellaneous | F6 | Commercial | Lodging (ID) | Natural Gas | Miscellaneous | Retail Peak Price | $ per therm | 0 | 0 | 0 | 0 | 0 | 0 | 0 | 0 | 0 | 0 | 0 | 0 | 0 | 0 | 0 | 0 | 0 | 0 | 0 | 0 | 0 | 0 | 0 | 0 | 0 | 0 | 0 | 0 | 0 | 0 | 0 | 0 | 0 | 0 | 0 | 0 | 0 | 0 | 0 | 0 | 0 | 0 | 0 | 0 | 0 | 0 | 0 | 0 | 0 | 0 | 0 | 0 | 0 | 0 | 0 | 0 | 0 | 0 | 0
F1_Commercial_Warehouse (ID)_Natural Gas_Space Heating | F1 | Commercial | Warehouse (ID) | Natural Gas | Space Heating | Avoided Energy Cost | $ per Mtherm | 346.1885 | 346.1885 | 346.1885 | 346.1885 | 316.3611 | 327.0673 | 332.0605 | 354.1509 | 365.7989 | 396.2335 | 420.2025 | 420.6956 | 430.4165 | 454.1101 | 469.2437 | 491.187 | 500.0627 | 507.8066 | 517.8622 | 529.0431 | 535.4964 | 527.263 | 563.0699 | 575.0212 | 587.2261 | 599.6902 | 612.4187 | 625.4175 | 638.6921 | 652.2485 | 666.0927 | 680.2306 | 694.6687 | 709.4132 | 724.4707 | 739.8478 | 755.5512 | 771.588 | 787.9651 | 804.6899 | 821.7696 | 839.2119 | 857.0244 | 875.2149 | 893.7916 | 912.7625 | 932.1362 | 951.921 | 972.1257 | 992.7594 | 1013.8309 | 1035.3497 | 1035.3497 | 1035.3497 | 1035.3497 | 1035.3497 | 1035.3497 | 1035.3497 | 1035.3497
F2_Commercial_Warehouse (ID)_Natural Gas_Space Heating | F2 | Commercial | Warehouse (ID) | Natural Gas | Space Heating | Avoided Capacity Cost | $ per therm | 0 | 0 | 0 | 0 | 0 | 0 | 0 | 0 | 0 | 0 | 0 | 0 | 0 | 0 | 0 | 0 | 0 | 0 | 0 | 0 | 0 | 0 | 0 | 0 | 0 | 0 | 0 | 0 | 0 | 0 | 0 | 0 | 0 | 0 | 0 | 0 | 0 | 0 | 0 | 0 | 0 | 0 | 0 | 0 | 0 | 0 | 0 | 0 | 0 | 0 | 0 | 0 | 0 | 0 | 0 | 0 | 0 | 0 | 0
F3_Commercial_Warehouse (ID)_Natural Gas_Space Heating | F3 | Commercial | Warehouse (ID) | Natural Gas | Space Heating | Line Loss | % T&D Loss | bar: 2019 to 2077
F4_Commercial_Warehouse (ID)_Natural Gas_Space Heating | F4 | Commercial | Warehouse (ID) | Natural Gas | Space Heating | Peak Season | Winter/Summer | Winter | Winter | Winter | Winter | Winter | Winter | Winter | Winter | Winter | Winter | Winter | Winter | Winter | Winter | Winter | Winter | Winter | Winter | Winter | Winter | Winter | Winter | Winter | Winter | Winter | Winter | Winter | Winter | Winter | Winter | Winter | Winter | Winter | Winter | Winter | Winter | Winter | Winter | Winter | Winter | Winter | Winter | Winter | Winter | Winter | Winter | Winter | Winter | Winter | Winter | Winter | Winter | Winter | Winter | Winter | Winter | Winter | Winter | Winter
F5_Commercial_Warehouse (ID)_Natural Gas_Space Heating | F5 | Commercial | Warehouse (ID) | Natural Gas | Space Heating | Retail Energy Price | $ per Mtherm | 415.4262 | 415.4262 | 415.4262 | 415.4262 | 379.6333 | 392.4807 | 398.4726 | 424.9811 | 438.9587 | 435.8569 | 462.2228 | 462.7652 | 473.4581 | 499.5211 | 516.1681 | 540.3057 | 550.0689 | 558.5872 | 569.6485 | 581.9474 | 562.2713 | 553.6261 | 591.2234 | 603.7722 | 616.5875 | 629.6747 | 643.0397 | 656.6884 | 670.6267 | 684.861 | 699.3973 | 714.2422 | 729.4021 | 744.8839 | 760.6942 | 776.8402 | 793.3288 | 810.1674 | 827.3634 | 844.9244 | 862.8581 | 881.1725 | 899.8756 | 918.9757 | 938.4812 | 958.4007 | 978.743 | 999.517 | 1020.732 | 1042.3973 | 1064.5225 | 1087.1172 | 1087.1172 | 1087.1172 | 1087.1172 | 1087.1172 | 1087.1172 | 1087.1172 | 1087.1172
F6_Commercial_Warehouse (ID)_Natural Gas_Space Heating | F6 | Commercial | Warehouse (ID) | Natural Gas | Space Heating | Retail Peak Price | $ per therm | 0 | 0 | 0 | 0 | 0 | 0 | 0 | 0 | 0 | 0 | 0 | 0 | 0 | 0 | 0 | 0 | 0 | 0 | 0 | 0 | 0 | 0 | 0 | 0 | 0 | 0 | 0 | 0 | 0 | 0 | 0 | 0 | 0 | 0 | 0 | 0 | 0 | 0 | 0 | 0 | 0 | 0 | 0 | 0 | 0 | 0 | 0 | 0 | 0 | 0 | 0 | 0 | 0 | 0 | 0 | 0 | 0 | 0 | 0
F1_Commercial_Warehouse (ID)_Natural Gas_Water Heating | F1 | Commercial | Warehouse (ID) | Natural Gas | Water Heating | Avoided Energy Cost | $ per Mtherm | 311.5287 | 311.5287 | 311.5287 | 311.5287 | 302.3841 | 313.2645 | 328.5286 | 346.8169 | 357.7091 | 395.7724 | 413.2307 | 416.9475 | 430.2743 | 451.8796 | 468.0803 | 486.878 | 497.6819 | 502.6545 | 514.8684 | 523.0917 | 530.5354 | 540.4993 | 548.903 | 558.6547 | 568.5797 | 578.6811 | 588.9618 | 599.4253 | 610.0746 | 620.9131 | 631.9442 | 643.1713 | 654.5978 | 666.2273 | 678.0634 | 690.1098 | 702.3702 | 714.8485 | 727.5484 | 740.474 | 753.6291 | 767.018 | 780.6448 | 794.5137 | 808.6289 | 822.9949 | 837.6162 | 852.4972 | 867.6425 | 883.057 | 898.7453 | 914.7123 | 914.7123 | 914.7123 | 914.7123 | 914.7123 | 914.7123 | 914.7123 | 914.7123
F2_Commercial_Warehouse (ID)_Natural Gas_Water Heating | F2 | Commercial | Warehouse (ID) | Natural Gas | Water Heating | Avoided Capacity Cost | $ per therm | 0 | 0 | 0 | 0 | 0 | 0 | 0 | 0 | 0 | 0 | 0 | 0 | 0 | 0 | 0 | 0 | 0 | 0 | 0 | 0 | 0 | 0 | 0 | 0 | 0 | 0 | 0 | 0 | 0 | 0 | 0 | 0 | 0 | 0 | 0 | 0 | 0 | 0 | 0 | 0 | 0 | 0 | 0 | 0 | 0 | 0 | 0 | 0 | 0 | 0 | 0 | 0 | 0 | 0 | 0 | 0 | 0 | 0 | 0
F3_Commercial_Warehouse (ID)_Natural Gas_Water Heating | F3 | Commercial | Warehouse (ID) | Natural Gas | Water Heating | Line Loss | % T&D Loss | bar: 2019 to 2077
F4_Commercial_Warehouse (ID)_Natural Gas_Water Heating | F4 | Commercial | Warehouse (ID) | Natural Gas | Water Heating | Peak Season | Winter/Summer | Winter | Winter | Winter | Winter | Winter | Winter | Winter | Winter | Winter | Winter | Winter | Winter | Winter | Winter | Winter | Winter | Winter | Winter | Winter | Winter | Winter | Winter | Winter | Winter | Winter | Winter | Winter | Winter | Winter | Winter | Winter | Winter | Winter | Winter | Winter | Winter | Winter | Winter | Winter | Winter | Winter | Winter | Winter | Winter | Winter | Winter | Winter | Winter | Winter | Winter | Winter | Winter | Winter | Winter | Winter | Winter | Winter | Winter | Winter
F5_Commercial_Warehouse (ID)_Natural Gas_Water Heating | F5 | Commercial | Warehouse (ID) | Natural Gas | Water Heating | Retail Energy Price | $ per Mtherm | 373.8345 | 373.8345 | 373.8345 | 373.8345 | 362.8609 | 375.9174 | 394.2343 | 416.1803 | 429.2509 | 435.3497 | 454.5538 | 458.6423 | 473.3017 | 497.0675 | 514.8883 | 535.5658 | 547.4501 | 552.9199 | 566.3552 | 575.4009 | 557.0622 | 567.5243 | 576.3481 | 586.5875 | 597.0087 | 607.6151 | 618.4099 | 629.3965 | 640.5783 | 651.9588 | 663.5414 | 675.3298 | 687.3277 | 699.5387 | 711.9666 | 724.6153 | 737.4888 | 750.5909 | 763.9258 | 777.4977 | 791.3106 | 805.3689 | 819.677 | 834.2393 | 849.0603 | 864.1447 | 879.497 | 895.122 | 911.0247 | 927.2098 | 943.6825 | 960.4479 | 960.4479 | 960.4479 | 960.4479 | 960.4479 | 960.4479 | 960.4479 | 960.4479
F6_Commercial_Warehouse (ID)_Natural Gas_Water Heating | F6 | Commercial | Warehouse (ID) | Natural Gas | Water Heating | Retail Peak Price | $ per therm | 0 | 0 | 0 | 0 | 0 | 0 | 0 | 0 | 0 | 0 | 0 | 0 | 0 | 0 | 0 | 0 | 0 | 0 | 0 | 0 | 0 | 0 | 0 | 0 | 0 | 0 | 0 | 0 | 0 | 0 | 0 | 0 | 0 | 0 | 0 | 0 | 0 | 0 | 0 | 0 | 0 | 0 | 0 | 0 | 0 | 0 | 0 | 0 | 0 | 0 | 0 | 0 | 0 | 0 | 0 | 0 | 0 | 0 | 0
F1_Commercial_Warehouse (ID)_Natural Gas_Food Preparation | F1 | Commercial | Warehouse (ID) | Natural Gas | Food Preparation | Avoided Energy Cost | $ per Mtherm | 311.5287 | 311.5287 | 311.5287 | 311.5287 | 302.3841 | 313.2645 | 328.5286 | 346.8169 | 357.7091 | 395.7724 | 413.2307 | 416.9475 | 430.2743 | 451.8796 | 468.0803 | 486.878 | 497.6819 | 502.6545 | 514.8684 | 523.0917 | 530.5354 | 540.4993 | 548.903 | 558.6547 | 568.5797 | 578.6811 | 588.9618 | 599.4253 | 610.0746 | 620.9131 | 631.9442 | 643.1713 | 654.5978 | 666.2273 | 678.0634 | 690.1098 | 702.3702 | 714.8485 | 727.5484 | 740.474 | 753.6291 | 767.018 | 780.6448 | 794.5137 | 808.6289 | 822.9949 | 837.6162 | 852.4972 | 867.6425 | 883.057 | 898.7453 | 914.7123 | 914.7123 | 914.7123 | 914.7123 | 914.7123 | 914.7123 | 914.7123 | 914.7123
F2_Commercial_Warehouse (ID)_Natural Gas_Food Preparation | F2 | Commercial | Warehouse (ID) | Natural Gas | Food Preparation | Avoided Capacity Cost | $ per therm | 0 | 0 | 0 | 0 | 0 | 0 | 0 | 0 | 0 | 0 | 0 | 0 | 0 | 0 | 0 | 0 | 0 | 0 | 0 | 0 | 0 | 0 | 0 | 0 | 0 | 0 | 0 | 0 | 0 | 0 | 0 | 0 | 0 | 0 | 0 | 0 | 0 | 0 | 0 | 0 | 0 | 0 | 0 | 0 | 0 | 0 | 0 | 0 | 0 | 0 | 0 | 0 | 0 | 0 | 0 | 0 | 0 | 0 | 0
F3_Commercial_Warehouse (ID)_Natural Gas_Food Preparation | F3 | Commercial | Warehouse (ID) | Natural Gas | Food Preparation | Line Loss | % T&D Loss | bar: 2019 to 2077
F4_Commercial_Warehouse (ID)_Natural Gas_Food Preparation | F4 | Commercial | Warehouse (ID) | Natural Gas | Food Preparation | Peak Season | Winter/Summer | Winter | Winter | Winter | Winter | Winter | Winter | Winter | Winter | Winter | Winter | Winter | Winter | Winter | Winter | Winter | Winter | Winter | Winter | Winter | Winter | Winter | Winter | Winter | Winter | Winter | Winter | Winter | Winter | Winter | Winter | Winter | Winter | Winter | Winter | Winter | Winter | Winter | Winter | Winter | Winter | Winter | Winter | Winter | Winter | Winter | Winter | Winter | Winter | Winter | Winter | Winter | Winter | Winter | Winter | Winter | Winter | Winter | Winter | Winter
F5_Commercial_Warehouse (ID)_Natural Gas_Food Preparation | F5 | Commercial | Warehouse (ID) | Natural Gas | Food Preparation | Retail Energy Price | $ per Mtherm | 373.8345 | 373.8345 | 373.8345 | 373.8345 | 362.8609 | 375.9174 | 394.2343 | 416.1803 | 429.2509 | 435.3497 | 454.5538 | 458.6423 | 473.3017 | 497.0675 | 514.8883 | 535.5658 | 547.4501 | 552.9199 | 566.3552 | 575.4009 | 557.0622 | 567.5243 | 576.3481 | 586.5875 | 597.0087 | 607.6151 | 618.4099 | 629.3965 | 640.5783 | 651.9588 | 663.5414 | 675.3298 | 687.3277 | 699.5387 | 711.9666 | 724.6153 | 737.4888 | 750.5909 | 763.9258 | 777.4977 | 791.3106 | 805.3689 | 819.677 | 834.2393 | 849.0603 | 864.1447 | 879.497 | 895.122 | 911.0247 | 927.2098 | 943.6825 | 960.4479 | 960.4479 | 960.4479 | 960.4479 | 960.4479 | 960.4479 | 960.4479 | 960.4479
F6_Commercial_Warehouse (ID)_Natural Gas_Food Preparation | F6 | Commercial | Warehouse (ID) | Natural Gas | Food Preparation | Retail Peak Price | $ per therm | 0 | 0 | 0 | 0 | 0 | 0 | 0 | 0 | 0 | 0 | 0 | 0 | 0 | 0 | 0 | 0 | 0 | 0 | 0 | 0 | 0 | 0 | 0 | 0 | 0 | 0 | 0 | 0 | 0 | 0 | 0 | 0 | 0 | 0 | 0 | 0 | 0 | 0 | 0 | 0 | 0 | 0 | 0 | 0 | 0 | 0 | 0 | 0 | 0 | 0 | 0 | 0 | 0 | 0 | 0 | 0 | 0 | 0 | 0
F1_Commercial_Warehouse (ID)_Natural Gas_Miscellaneous | F1 | Commercial | Warehouse (ID) | Natural Gas | Miscellaneous | Avoided Energy Cost | $ per Mtherm | 311.5287 | 311.5287 | 311.5287 | 311.5287 | 302.3841 | 313.2645 | 328.5286 | 346.8169 | 357.7091 | 395.7724 | 413.2307 | 416.9475 | 430.2743 | 451.8796 | 468.0803 | 486.878 | 497.6819 | 502.6545 | 514.8684 | 523.0917 | 530.5354 | 540.4993 | 548.903 | 558.6547 | 568.5797 | 578.6811 | 588.9618 | 599.4253 | 610.0746 | 620.9131 | 631.9442 | 643.1713 | 654.5978 | 666.2273 | 678.0634 | 690.1098 | 702.3702 | 714.8485 | 727.5484 | 740.474 | 753.6291 | 767.018 | 780.6448 | 794.5137 | 808.6289 | 822.9949 | 837.6162 | 852.4972 | 867.6425 | 883.057 | 898.7453 | 914.7123 | 914.7123 | 914.7123 | 914.7123 | 914.7123 | 914.7123 | 914.7123 | 914.7123
F2_Commercial_Warehouse (ID)_Natural Gas_Miscellaneous | F2 | Commercial | Warehouse (ID) | Natural Gas | Miscellaneous | Avoided Capacity Cost | $ per therm | 0 | 0 | 0 | 0 | 0 | 0 | 0 | 0 | 0 | 0 | 0 | 0 | 0 | 0 | 0 | 0 | 0 | 0 | 0 | 0 | 0 | 0 | 0 | 0 | 0 | 0 | 0 | 0 | 0 | 0 | 0 | 0 | 0 | 0 | 0 | 0 | 0 | 0 | 0 | 0 | 0 | 0 | 0 | 0 | 0 | 0 | 0 | 0 | 0 | 0 | 0 | 0 | 0 | 0 | 0 | 0 | 0 | 0 | 0
F3_Commercial_Warehouse (ID)_Natural Gas_Miscellaneous | F3 | Commercial | Warehouse (ID) | Natural Gas | Miscellaneous | Line Loss | % T&D Loss | bar: 2019 to 2077
F4_Commercial_Warehouse (ID)_Natural Gas_Miscellaneous | F4 | Commercial | Warehouse (ID) | Natural Gas | Miscellaneous | Peak Season | Winter/Summer | Winter | Winter | Winter | Winter | Winter | Winter | Winter | Winter | Winter | Winter | Winter | Winter | Winter | Winter | Winter | Winter | Winter | Winter | Winter | Winter | Winter | Winter | Winter | Winter | Winter | Winter | Winter | Winter | Winter | Winter | Winter | Winter | Winter | Winter | Winter | Winter | Winter | Winter | Winter | Winter | Winter | Winter | Winter | Winter | Winter | Winter | Winter | Winter | Winter | Winter | Winter | Winter | Winter | Winter | Winter | Winter | Winter | Winter | Winter
F5_Commercial_Warehouse (ID)_Natural Gas_Miscellaneous | F5 | Commercial | Warehouse (ID) | Natural Gas | Miscellaneous | Retail Energy Price | $ per Mtherm | 373.8345 | 373.8345 | 373.8345 | 373.8345 | 362.8609 | 375.9174 | 394.2343 | 416.1803 | 429.2509 | 435.3497 | 454.5538 | 458.6423 | 473.3017 | 497.0675 | 514.8883 | 535.5658 | 547.4501 | 552.9199 | 566.3552 | 575.4009 | 557.0622 | 567.5243 | 576.3481 | 586.5875 | 597.0087 | 607.6151 | 618.4099 | 629.3965 | 640.5783 | 651.9588 | 663.5414 | 675.3298 | 687.3277 | 699.5387 | 711.9666 | 724.6153 | 737.4888 | 750.5909 | 763.9258 | 777.4977 | 791.3106 | 805.3689 | 819.677 | 834.2393 | 849.0603 | 864.1447 | 879.497 | 895.122 | 911.0247 | 927.2098 | 943.6825 | 960.4479 | 960.4479 | 960.4479 | 960.4479 | 960.4479 | 960.4479 | 960.4479 | 960.4479
F6_Commercial_Warehouse (ID)_Natural Gas_Miscellaneous | F6 | Commercial | Warehouse (ID) | Natural Gas | Miscellaneous | Retail Peak Price | $ per therm | 0 | 0 | 0 | 0 | 0 | 0 | 0 | 0 | 0 | 0 | 0 | 0 | 0 | 0 | 0 | 0 | 0 | 0 | 0 | 0 | 0 | 0 | 0 | 0 | 0 | 0 | 0 | 0 | 0 | 0 | 0 | 0 | 0 | 0 | 0 | 0 | 0 | 0 | 0 | 0 | 0 | 0 | 0 | 0 | 0 | 0 | 0 | 0 | 0 | 0 | 0 | 0 | 0 | 0 | 0 | 0 | 0 | 0 | 0
F1_Commercial_Miscellaneous (ID)_Natural Gas_Space Heating | F1 | Commercial | Miscellaneous (ID) | Natural Gas | Space Heating | Avoided Energy Cost | $ per Mtherm | 346.1885 | 346.1885 | 346.1885 | 346.1885 | 316.3611 | 327.0673 | 332.0605 | 354.1509 | 365.7989 | 396.2335 | 420.2025 | 420.6956 | 430.4165 | 454.1101 | 469.2437 | 491.187 | 500.0627 | 507.8066 | 517.8622 | 529.0431 | 535.4964 | 527.263 | 563.0699 | 575.0212 | 587.2261 | 599.6902 | 612.4187 | 625.4175 | 638.6921 | 652.2485 | 666.0927 | 680.2306 | 694.6687 | 709.4132 | 724.4707 | 739.8478 | 755.5512 | 771.588 | 787.9651 | 804.6899 | 821.7696 | 839.2119 | 857.0244 | 875.2149 | 893.7916 | 912.7625 | 932.1362 | 951.921 | 972.1257 | 992.7594 | 1013.8309 | 1035.3497 | 1035.3497 | 1035.3497 | 1035.3497 | 1035.3497 | 1035.3497 | 1035.3497 | 1035.3497
F2_Commercial_Miscellaneous (ID)_Natural Gas_Space Heating | F2 | Commercial | Miscellaneous (ID) | Natural Gas | Space Heating | Avoided Capacity Cost | $ per therm | 0 | 0 | 0 | 0 | 0 | 0 | 0 | 0 | 0 | 0 | 0 | 0 | 0 | 0 | 0 | 0 | 0 | 0 | 0 | 0 | 0 | 0 | 0 | 0 | 0 | 0 | 0 | 0 | 0 | 0 | 0 | 0 | 0 | 0 | 0 | 0 | 0 | 0 | 0 | 0 | 0 | 0 | 0 | 0 | 0 | 0 | 0 | 0 | 0 | 0 | 0 | 0 | 0 | 0 | 0 | 0 | 0 | 0 | 0
F3_Commercial_Miscellaneous (ID)_Natural Gas_Space Heating | F3 | Commercial | Miscellaneous (ID) | Natural Gas | Space Heating | Line Loss | % T&D Loss | bar: 2019 to 2077
F4_Commercial_Miscellaneous (ID)_Natural Gas_Space Heating | F4 | Commercial | Miscellaneous (ID) | Natural Gas | Space Heating | Peak Season | Winter/Summer | Winter | Winter | Winter | Winter | Winter | Winter | Winter | Winter | Winter | Winter | Winter | Winter | Winter | Winter | Winter | Winter | Winter | Winter | Winter | Winter | Winter | Winter | Winter | Winter | Winter | Winter | Winter | Winter | Winter | Winter | Winter | Winter | Winter | Winter | Winter | Winter | Winter | Winter | Winter | Winter | Winter | Winter | Winter | Winter | Winter | Winter | Winter | Winter | Winter | Winter | Winter | Winter | Winter | Winter | Winter | Winter | Winter | Winter | Winter
F5_Commercial_Miscellaneous (ID)_Natural Gas_Space Heating | F5 | Commercial | Miscellaneous (ID) | Natural Gas | Space Heating | Retail Energy Price | $ per Mtherm | 415.4262 | 415.4262 | 415.4262 | 415.4262 | 379.6333 | 392.4807 | 398.4726 | 424.9811 | 438.9587 | 435.8569 | 462.2228 | 462.7652 | 473.4581 | 499.5211 | 516.1681 | 540.3057 | 550.0689 | 558.5872 | 569.6485 | 581.9474 | 562.2713 | 553.6261 | 591.2234 | 603.7722 | 616.5875 | 629.6747 | 643.0397 | 656.6884 | 670.6267 | 684.861 | 699.3973 | 714.2422 | 729.4021 | 744.8839 | 760.6942 | 776.8402 | 793.3288 | 810.1674 | 827.3634 | 844.9244 | 862.8581 | 881.1725 | 899.8756 | 918.9757 | 938.4812 | 958.4007 | 978.743 | 999.517 | 1020.732 | 1042.3973 | 1064.5225 | 1087.1172 | 1087.1172 | 1087.1172 | 1087.1172 | 1087.1172 | 1087.1172 | 1087.1172 | 1087.1172
F6_Commercial_Miscellaneous (ID)_Natural Gas_Space Heating | F6 | Commercial | Miscellaneous (ID) | Natural Gas | Space Heating | Retail Peak Price | $ per therm | 0 | 0 | 0 | 0 | 0 | 0 | 0 | 0 | 0 | 0 | 0 | 0 | 0 | 0 | 0 | 0 | 0 | 0 | 0 | 0 | 0 | 0 | 0 | 0 | 0 | 0 | 0 | 0 | 0 | 0 | 0 | 0 | 0 | 0 | 0 | 0 | 0 | 0 | 0 | 0 | 0 | 0 | 0 | 0 | 0 | 0 | 0 | 0 | 0 | 0 | 0 | 0 | 0 | 0 | 0 | 0 | 0 | 0 | 0
F1_Commercial_Miscellaneous (ID)_Natural Gas_Water Heating | F1 | Commercial | Miscellaneous (ID) | Natural Gas | Water Heating | Avoided Energy Cost | $ per Mtherm | 311.5287 | 311.5287 | 311.5287 | 311.5287 | 302.3841 | 313.2645 | 328.5286 | 346.8169 | 357.7091 | 395.7724 | 413.2307 | 416.9475 | 430.2743 | 451.8796 | 468.0803 | 486.878 | 497.6819 | 502.6545 | 514.8684 | 523.0917 | 530.5354 | 540.4993 | 548.903 | 558.6547 | 568.5797 | 578.6811 | 588.9618 | 599.4253 | 610.0746 | 620.9131 | 631.9442 | 643.1713 | 654.5978 | 666.2273 | 678.0634 | 690.1098 | 702.3702 | 714.8485 | 727.5484 | 740.474 | 753.6291 | 767.018 | 780.6448 | 794.5137 | 808.6289 | 822.9949 | 837.6162 | 852.4972 | 867.6425 | 883.057 | 898.7453 | 914.7123 | 914.7123 | 914.7123 | 914.7123 | 914.7123 | 914.7123 | 914.7123 | 914.7123
F2_Commercial_Miscellaneous (ID)_Natural Gas_Water Heating | F2 | Commercial | Miscellaneous (ID) | Natural Gas | Water Heating | Avoided Capacity Cost | $ per therm | 0 | 0 | 0 | 0 | 0 | 0 | 0 | 0 | 0 | 0 | 0 | 0 | 0 | 0 | 0 | 0 | 0 | 0 | 0 | 0 | 0 | 0 | 0 | 0 | 0 | 0 | 0 | 0 | 0 | 0 | 0 | 0 | 0 | 0 | 0 | 0 | 0 | 0 | 0 | 0 | 0 | 0 | 0 | 0 | 0 | 0 | 0 | 0 | 0 | 0 | 0 | 0 | 0 | 0 | 0 | 0 | 0 | 0 | 0
F3_Commercial_Miscellaneous (ID)_Natural Gas_Water Heating | F3 | Commercial | Miscellaneous (ID) | Natural Gas | Water Heating | Line Loss | % T&D Loss | bar: 2019 to 2077
F4_Commercial_Miscellaneous (ID)_Natural Gas_Water Heating | F4 | Commercial | Miscellaneous (ID) | Natural Gas | Water Heating | Peak Season | Winter/Summer | Winter | Winter | Winter | Winter | Winter | Winter | Winter | Winter | Winter | Winter | Winter | Winter | Winter | Winter | Winter | Winter | Winter | Winter | Winter | Winter | Winter | Winter | Winter | Winter | Winter | Winter | Winter | Winter | Winter | Winter | Winter | Winter | Winter | Winter | Winter | Winter | Winter | Winter | Winter | Winter | Winter | Winter | Winter | Winter | Winter | Winter | Winter | Winter | Winter | Winter | Winter | Winter | Winter | Winter | Winter | Winter | Winter | Winter | Winter
F5_Commercial_Miscellaneous (ID)_Natural Gas_Water Heating | F5 | Commercial | Miscellaneous (ID) | Natural Gas | Water Heating | Retail Energy Price | $ per Mtherm | 373.8345 | 373.8345 | 373.8345 | 373.8345 | 362.8609 | 375.9174 | 394.2343 | 416.1803 | 429.2509 | 435.3497 | 454.5538 | 458.6423 | 473.3017 | 497.0675 | 514.8883 | 535.5658 | 547.4501 | 552.9199 | 566.3552 | 575.4009 | 557.0622 | 567.5243 | 576.3481 | 586.5875 | 597.0087 | 607.6151 | 618.4099 | 629.3965 | 640.5783 | 651.9588 | 663.5414 | 675.3298 | 687.3277 | 699.5387 | 711.9666 | 724.6153 | 737.4888 | 750.5909 | 763.9258 | 777.4977 | 791.3106 | 805.3689 | 819.677 | 834.2393 | 849.0603 | 864.1447 | 879.497 | 895.122 | 911.0247 | 927.2098 | 943.6825 | 960.4479 | 960.4479 | 960.4479 | 960.4479 | 960.4479 | 960.4479 | 960.4479 | 960.4479
F6_Commercial_Miscellaneous (ID)_Natural Gas_Water Heating | F6 | Commercial | Miscellaneous (ID) | Natural Gas | Water Heating | Retail Peak Price | $ per therm | 0 | 0 | 0 | 0 | 0 | 0 | 0 | 0 | 0 | 0 | 0 | 0 | 0 | 0 | 0 | 0 | 0 | 0 | 0 | 0 | 0 | 0 | 0 | 0 | 0 | 0 | 0 | 0 | 0 | 0 | 0 | 0 | 0 | 0 | 0 | 0 | 0 | 0 | 0 | 0 | 0 | 0 | 0 | 0 | 0 | 0 | 0 | 0 | 0 | 0 | 0 | 0 | 0 | 0 | 0 | 0 | 0 | 0 | 0
F1_Commercial_Miscellaneous (ID)_Natural Gas_Food Preparation | F1 | Commercial | Miscellaneous (ID) | Natural Gas | Food Preparation | Avoided Energy Cost | $ per Mtherm | 311.5287 | 311.5287 | 311.5287 | 311.5287 | 302.3841 | 313.2645 | 328.5286 | 346.8169 | 357.7091 | 395.7724 | 413.2307 | 416.9475 | 430.2743 | 451.8796 | 468.0803 | 486.878 | 497.6819 | 502.6545 | 514.8684 | 523.0917 | 530.5354 | 540.4993 | 548.903 | 558.6547 | 568.5797 | 578.6811 | 588.9618 | 599.4253 | 610.0746 | 620.9131 | 631.9442 | 643.1713 | 654.5978 | 666.2273 | 678.0634 | 690.1098 | 702.3702 | 714.8485 | 727.5484 | 740.474 | 753.6291 | 767.018 | 780.6448 | 794.5137 | 808.6289 | 822.9949 | 837.6162 | 852.4972 | 867.6425 | 883.057 | 898.7453 | 914.7123 | 914.7123 | 914.7123 | 914.7123 | 914.7123 | 914.7123 | 914.7123 | 914.7123
F2_Commercial_Miscellaneous (ID)_Natural Gas_Food Preparation | F2 | Commercial | Miscellaneous (ID) | Natural Gas | Food Preparation | Avoided Capacity Cost | $ per therm | 0 | 0 | 0 | 0 | 0 | 0 | 0 | 0 | 0 | 0 | 0 | 0 | 0 | 0 | 0 | 0 | 0 | 0 | 0 | 0 | 0 | 0 | 0 | 0 | 0 | 0 | 0 | 0 | 0 | 0 | 0 | 0 | 0 | 0 | 0 | 0 | 0 | 0 | 0 | 0 | 0 | 0 | 0 | 0 | 0 | 0 | 0 | 0 | 0 | 0 | 0 | 0 | 0 | 0 | 0 | 0 | 0 | 0 | 0
F3_Commercial_Miscellaneous (ID)_Natural Gas_Food Preparation | F3 | Commercial | Miscellaneous (ID) | Natural Gas | Food Preparation | Line Loss | % T&D Loss | bar: 2019 to 2077
F4_Commercial_Miscellaneous (ID)_Natural Gas_Food Preparation | F4 | Commercial | Miscellaneous (ID) | Natural Gas | Food Preparation | Peak Season | Winter/Summer | Winter | Winter | Winter | Winter | Winter | Winter | Winter | Winter | Winter | Winter | Winter | Winter | Winter | Winter | Winter | Winter | Winter | Winter | Winter | Winter | Winter | Winter | Winter | Winter | Winter | Winter | Winter | Winter | Winter | Winter | Winter | Winter | Winter | Winter | Winter | Winter | Winter | Winter | Winter | Winter | Winter | Winter | Winter | Winter | Winter | Winter | Winter | Winter | Winter | Winter | Winter | Winter | Winter | Winter | Winter | Winter | Winter | Winter | Winter
F5_Commercial_Miscellaneous (ID)_Natural Gas_Food Preparation | F5 | Commercial | Miscellaneous (ID) | Natural Gas | Food Preparation | Retail Energy Price | $ per Mtherm | 373.8345 | 373.8345 | 373.8345 | 373.8345 | 362.8609 | 375.9174 | 394.2343 | 416.1803 | 429.2509 | 435.3497 | 454.5538 | 458.6423 | 473.3017 | 497.0675 | 514.8883 | 535.5658 | 547.4501 | 552.9199 | 566.3552 | 575.4009 | 557.0622 | 567.5243 | 576.3481 | 586.5875 | 597.0087 | 607.6151 | 618.4099 | 629.3965 | 640.5783 | 651.9588 | 663.5414 | 675.3298 | 687.3277 | 699.5387 | 711.9666 | 724.6153 | 737.4888 | 750.5909 | 763.9258 | 777.4977 | 791.3106 | 805.3689 | 819.677 | 834.2393 | 849.0603 | 864.1447 | 879.497 | 895.122 | 911.0247 | 927.2098 | 943.6825 | 960.4479 | 960.4479 | 960.4479 | 960.4479 | 960.4479 | 960.4479 | 960.4479 | 960.4479
F6_Commercial_Miscellaneous (ID)_Natural Gas_Food Preparation | F6 | Commercial | Miscellaneous (ID) | Natural Gas | Food Preparation | Retail Peak Price | $ per therm | 0 | 0 | 0 | 0 | 0 | 0 | 0 | 0 | 0 | 0 | 0 | 0 | 0 | 0 | 0 | 0 | 0 | 0 | 0 | 0 | 0 | 0 | 0 | 0 | 0 | 0 | 0 | 0 | 0 | 0 | 0 | 0 | 0 | 0 | 0 | 0 | 0 | 0 | 0 | 0 | 0 | 0 | 0 | 0 | 0 | 0 | 0 | 0 | 0 | 0 | 0 | 0 | 0 | 0 | 0 | 0 | 0 | 0 | 0
F1_Commercial_Miscellaneous (ID)_Natural Gas_Miscellaneous | F1 | Commercial | Miscellaneous (ID) | Natural Gas | Miscellaneous | Avoided Energy Cost | $ per Mtherm | 311.5287 | 311.5287 | 311.5287 | 311.5287 | 302.3841 | 313.2645 | 328.5286 | 346.8169 | 357.7091 | 395.7724 | 413.2307 | 416.9475 | 430.2743 | 451.8796 | 468.0803 | 486.878 | 497.6819 | 502.6545 | 514.8684 | 523.0917 | 530.5354 | 540.4993 | 548.903 | 558.6547 | 568.5797 | 578.6811 | 588.9618 | 599.4253 | 610.0746 | 620.9131 | 631.9442 | 643.1713 | 654.5978 | 666.2273 | 678.0634 | 690.1098 | 702.3702 | 714.8485 | 727.5484 | 740.474 | 753.6291 | 767.018 | 780.6448 | 794.5137 | 808.6289 | 822.9949 | 837.6162 | 852.4972 | 867.6425 | 883.057 | 898.7453 | 914.7123 | 914.7123 | 914.7123 | 914.7123 | 914.7123 | 914.7123 | 914.7123 | 914.7123
F2_Commercial_Miscellaneous (ID)_Natural Gas_Miscellaneous | F2 | Commercial | Miscellaneous (ID) | Natural Gas | Miscellaneous | Avoided Capacity Cost | $ per therm | 0 | 0 | 0 | 0 | 0 | 0 | 0 | 0 | 0 | 0 | 0 | 0 | 0 | 0 | 0 | 0 | 0 | 0 | 0 | 0 | 0 | 0 | 0 | 0 | 0 | 0 | 0 | 0 | 0 | 0 | 0 | 0 | 0 | 0 | 0 | 0 | 0 | 0 | 0 | 0 | 0 | 0 | 0 | 0 | 0 | 0 | 0 | 0 | 0 | 0 | 0 | 0 | 0 | 0 | 0 | 0 | 0 | 0 | 0
F3_Commercial_Miscellaneous (ID)_Natural Gas_Miscellaneous | F3 | Commercial | Miscellaneous (ID) | Natural Gas | Miscellaneous | Line Loss | % T&D Loss | bar: 2019 to 2077
F4_Commercial_Miscellaneous (ID)_Natural Gas_Miscellaneous | F4 | Commercial | Miscellaneous (ID) | Natural Gas | Miscellaneous | Peak Season | Winter/Summer | Winter | Winter | Winter | Winter | Winter | Winter | Winter | Winter | Winter | Winter | Winter | Winter | Winter | Winter | Winter | Winter | Winter | Winter | Winter | Winter | Winter | Winter | Winter | Winter | Winter | Winter | Winter | Winter | Winter | Winter | Winter | Winter | Winter | Winter | Winter | Winter | Winter | Winter | Winter | Winter | Winter | Winter | Winter | Winter | Winter | Winter | Winter | Winter | Winter | Winter | Winter | Winter | Winter | Winter | Winter | Winter | Winter | Winter | Winter
F5_Commercial_Miscellaneous (ID)_Natural Gas_Miscellaneous | F5 | Commercial | Miscellaneous (ID) | Natural Gas | Miscellaneous | Retail Energy Price | $ per Mtherm | 373.8345 | 373.8345 | 373.8345 | 373.8345 | 362.8609 | 375.9174 | 394.2343 | 416.1803 | 429.2509 | 435.3497 | 454.5538 | 458.6423 | 473.3017 | 497.0675 | 514.8883 | 535.5658 | 547.4501 | 552.9199 | 566.3552 | 575.4009 | 557.0622 | 567.5243 | 576.3481 | 586.5875 | 597.0087 | 607.6151 | 618.4099 | 629.3965 | 640.5783 | 651.9588 | 663.5414 | 675.3298 | 687.3277 | 699.5387 | 711.9666 | 724.6153 | 737.4888 | 750.5909 | 763.9258 | 777.4977 | 791.3106 | 805.3689 | 819.677 | 834.2393 | 849.0603 | 864.1447 | 879.497 | 895.122 | 911.0247 | 927.2098 | 943.6825 | 960.4479 | 960.4479 | 960.4479 | 960.4479 | 960.4479 | 960.4479 | 960.4479 | 960.4479
F6_Commercial_Miscellaneous (ID)_Natural Gas_Miscellaneous | F6 | Commercial | Miscellaneous (ID) | Natural Gas | Miscellaneous | Retail Peak Price | $ per therm | 0 | 0 | 0 | 0 | 0 | 0 | 0 | 0 | 0 | 0 | 0 | 0 | 0 | 0 | 0 | 0 | 0 | 0 | 0 | 0 | 0 | 0 | 0 | 0 | 0 | 0 | 0 | 0 | 0 | 0 | 0 | 0 | 0 | 0 | 0 | 0 | 0 | 0 | 0 | 0 | 0 | 0 | 0 | 0 | 0 | 0 | 0 | 0 | 0 | 0 | 0 | 0 | 0 | 0 | 0 | 0 | 0 | 0 | 0
[7 empty] | RVT Cost Adder | 20% | 20% | 20% | 20% | 20% | 20% | 20% | 20% | 20% | 10% | 10% | 10% | 10% | 10% | 10% | 10% | 10% | 10% | 10% | 10% | 5% | 5% | 5% | 5% | 5% | 5% | 5% | 5% | 5% | 5% | 5% | 5% | 5% | 5% | 5% | 5% | 5% | 5% | 5% | 5% | 5% | 5% | 5% | 5% | 5% | 5% | 5% | 5% | 5% | 5% | 5% | 5% | 5% | 5% | 5% | 5% | 5% | 5% | 5%
[8 empty] | 2019 | 2020 | 2021 | 2022 | 2023 | 2024 | 2025 | 2026 | 2027 | 2028 | 2029 | 2030 | 2031 | 2032 | 2033 | 2034 | 2035 | 2036 | 2037 | 2038 | 2039 | 2040 | 2041 | 2042 | 2043 | 2044 | 2045 | 2046 | 2047 | 2048 | 2049 | 2050 | 2051 | 2052 | 2053 | 2054 | 2055 | 2056 | 2057 | 2058 | 2059 | 2060 | 2061 | 2062 | 2063 | 2064 | 2065 | 2066 | 2067
|  |  |  | al_Average | al | Average | Average Converted to Real $/Mtherm (ID) | 311.5287 | 302.3841 | 313.2645 | 328.5286 | 346.8169 | 357.7091 | 395.7724 | 413.2307 | 416.9475 | 430.2743 | 451.8796 | 468.0803 | 486.878 | 497.6819 | 502.6545 | 514.8684 | 523.0917 | 530.5354 | 540.4993 | 548.903 | 558.6547 | 568.5797 | 578.6811 | 588.9618 | 599.4253 | 610.0746 | 620.9131 | 631.9442 | 643.1713 | 654.5978 | 666.2273 | 678.0634 | 690.1098 | 702.3702 | 714.8485 | 727.5484 | 740.474 | 753.6291 | 767.018 | 780.6448 | 794.5137 | 808.6289 | 822.9949 | 837.6162 | 852.4972 | 867.6425 | 883.057 | 898.7453 | 914.7123
|  |  |  | al_Average | al | Average | Average Converted to Real $/Mtherm (WA) | 311.5287 | 319.9144 | 369.4172 | 387.0765 | 419.0095 | 438.2255 | 484.2659 | 509.3522 | 520.3711 | 540.6798 | 568.9607 | 591.5281 | 616.405 | 626.1728 | 628.7592 | 638.6343 | 644.5654 | 649.7625 | 657.5245 | 663.7701 | 671.0052 | 678.3192 | 685.713 | 693.1873 | 700.7431 | 708.3813 | 716.1027 | 723.9082 | 731.7989 | 739.7756 | 747.8392 | 755.9907 | 764.2311 | 772.5612 | 780.9822 | 789.495 | 798.1005 | 806.7999 | 815.5941 | 824.4841 | 833.4711 | 842.556 | 851.7399 | 861.0239 | 870.4092 | 879.8967 | 889.4877 | 899.1831 | 908.9843
|  |  |  | al_Winter | al | Winter | Winter Converted to Real $/Mtherm (ID) | 346.1885 | 316.3611 | 327.0673 | 332.0605 | 354.1509 | 365.7989 | 396.2335 | 420.2025 | 420.6956 | 430.4165 | 454.1101 | 469.2437 | 491.187 | 500.0627 | 507.8066 | 517.8622 | 529.0431 | 535.4964 | 527.263 | 563.0699 | 575.0212 | 587.2261 | 599.6902 | 612.4187 | 625.4175 | 638.6921 | 652.2485 | 666.0927 | 680.2306 | 694.6687 | 709.4132 | 724.4707 | 739.8478 | 755.5512 | 771.588 | 787.9651 | 804.6899 | 821.7696 | 839.2119 | 857.0244 | 875.2149 | 893.7916 | 912.7625 | 932.1362 | 951.921 | 972.1257 | 992.7594 | 1013.8309 | 1035.3497
|  |  |  | al_Winter | al | Winter | Winter Converted to Real $/Mtherm (WA) | 346.1885 | 316.3611 | 383.7549 | 387.776 | 418.7181 | 438.8526 | 477.4196 | 509.1775 | 517.1263 | 533.9797 | 564.4926 | 586.1418 | 614.3063 | 629.1179 | 634.4784 | 642.1981 | 651.0895 | 655.2991 | 644.8665 | 678.5182 | 687.8466 | 697.3033 | 706.89 | 716.6086 | 726.4607 | 736.4483 | 746.5731 | 756.8372 | 767.2424 | 777.7907 | 788.484 | 799.3242 | 810.3136 | 821.454 | 832.7475 | 844.1964 | 855.8026 | 867.5684 | 879.496 | 891.5875 | 903.8453 | 916.2716 | 928.8688 | 941.6391 | 954.585 | 967.7089 | 981.0132 | 994.5004 | 1008.1731
|  |  |  | Space Heating | Winter
|  |  |  | Water Heating | Average
|  |  |  | Food Preparation | Average
|  |  |  | Miscellaneous | Average
|  |  |  | from "Avoided Costs for 2018 Gas CPA_2018-02-27.xlsx" |  |  |  | 2039: Use 5-yr average for growth
[5 empty] | Average | $AC/therm | Idaho | 3.1153 | 3.0238 | 3.1326 | 3.2853 | 3.4682 | 3.5771 | 3.9577 | 4.1323 | 4.1695 | 4.3027 | 4.5188 | 4.6808 | 4.8688 | 4.9768 | 5.0265 | 5.1487 | 5.2309 | 5.3054 | 5.405 | 5.489 | 5.5865 | 5.6858 | 5.7868 | 5.8896 | 5.9943 | 6.1007 | 6.2091 | 6.3194 | 6.4317 | 6.546 | 6.6623 | 6.7806 | 6.9011 | 7.0237 | 7.1485 | 7.2755 | 7.4047 | 7.5363 | 7.6702 | 7.8064 | 7.9451 | 8.0863 | 8.2299 | 8.3762 | 8.525 | 8.6764 | 8.8306 | 8.9875 | 9.1471
[5 empty] | Average | $AC/therm | Washington | 3.1153 | 3.1991 | 3.6942 | 3.8708 | 4.1901 | 4.3823 | 4.8427 | 5.0935 | 5.2037 | 5.4068 | 5.6896 | 5.9153 | 6.164 | 6.2617 | 6.2876 | 6.3863 | 6.4457 | 6.4976 | 6.5752 | 6.6377 | 6.7101 | 6.7832 | 6.8571 | 6.9319 | 7.0074 | 7.0838 | 7.161 | 7.2391 | 7.318 | 7.3978 | 7.4784 | 7.5599 | 7.6423 | 7.7256 | 7.8098 | 7.8949 | 7.981 | 8.068 | 8.1559 | 8.2448 | 8.3347 | 8.4256 | 8.5174 | 8.6102 | 8.7041 | 8.799 | 8.8949 | 8.9918 | 9.0898
[5 empty] | Winter | $AC/therm | Idaho | 3.4619 | 3.1636 | 3.2707 | 3.3206 | 3.5415 | 3.658 | 3.9623 | 4.202 | 4.207 | 4.3042 | 4.5411 | 4.6924 | 4.9119 | 5.0006 | 5.0781 | 5.1786 | 5.2904 | 5.355 | 5.2726 | 5.6307 | 5.7502 | 5.8723 | 5.9969 | 6.1242 | 6.2542 | 6.3869 | 6.5225 | 6.6609 | 6.8023 | 6.9467 | 7.0941 | 7.2447 | 7.3985 | 7.5555 | 7.7159 | 7.8797 | 8.0469 | 8.2177 | 8.3921 | 8.5702 | 8.7521 | 8.9379 | 9.1276 | 9.3214 | 9.5192 | 9.7213 | 9.9276 | 10.1383 | 10.3535
[5 empty] | Winter | $AC/therm | Washington | 3.4619 | 3.1636 | 3.8375 | 3.8778 | 4.1872 | 4.3885 | 4.7742 | 5.0918 | 5.1713 | 5.3398 | 5.6449 | 5.8614 | 6.1431 | 6.2912 | 6.3448 | 6.422 | 6.5109 | 6.553 | 6.4487 | 6.7852 | 6.8785 | 6.973 | 7.0689 | 7.1661 | 7.2646 | 7.3645 | 7.4657 | 7.5684 | 7.6724 | 7.7779 | 7.8848 | 7.9932 | 8.1031 | 8.2145 | 8.3275 | 8.442 | 8.558 | 8.6757 | 8.795 | 8.9159 | 9.0385 | 9.1627 | 9.2887 | 9.4164 | 9.5459 | 9.6771 | 9.8101 | 9.945 | 10.0817
[23 empty] | 102.4% | 101.6% | 101.4% | 101.9% | 101.6% | 101.8%
[23 empty] | 101.6% | 100.9% | 100.8% | 101.2% | 100.9% | 101.1%
[23 empty] | 102% | 102.2% | 101.2% | 98.46% | 106.8% | 102.1%
[23 empty] | 101.2% | 101.4% | 100.6% | 98.41% | 105.2% | 101.4%

## Utilization
|  |  |  | Exogenous Variables Affecting Energy Usage | [11 empty] | 2019 | 2020 | 2021 | 2022 | 2023 | 2024 | 2025 | 2026 | 2027 | 2028 | 2029 | 2030 | 2031 | 2032 | 2033 | 2034 | 2035 | 2036 | 2037 | 2038 | 2039 | 2040 | 2041 | 2042 | 2043 | 2044 | 2045 | 2046 | 2047 | 2048 | 2049 | 2050 | 2051 | 2052 | 2053 | 2054 | 2055 | 2056 | 2057 | 2058 | 2059 | 2060 | 2061 | 2062 | 2063 | 2064 | 2065 | 2066 | 2067 | 2068 | 2069 | 2070 | 2071 | 2072 | 2073 | 2074 | 2075 | 2076 | 2077 | 2078 | 2079 | 2080 | 2081 | 2082 | 2083 | 2084 | 2085
|  |  |  | Data Set 1 |  | WA HDD | [9 empty] | 6817 | 6568.9642 | 6568.9642 | 6568.9642 | 6568.9642 | 6568.9642 | 6568.9642 | 6568.9642 | 6568.9642 | 6568.9642 | 6568.9642 | 6568.9642 | 6568.9642 | 6568.9642 | 6568.9642 | 6568.9642 | 6568.9642 | 6568.9642 | 6568.9642 | 6568.9642 | 6568.9642 | 6568.9642 | 6568.9642 | 6568.9642 | 6568.9642 | 6568.9642 | 6568.9642 | 6568.9642 | 6568.9642 | 6568.9642 | 6568.9642 | 6568.9642 | 6568.9642 | 6568.9642 | 6568.9642 | 6568.9642 | 6568.9642 | 6568.9642 | 6568.9642 | 6568.9642 | 6568.9642 | 6568.9642 | 6568.9642 | 6568.9642 | 6568.9642 | 6568.9642 | 6568.9642 | 6568.9642 | 6568.9642 | 6568.9642 | 6568.9642 | 6568.9642 | 6568.9642 | 6568.9642 | 6568.9642 | 6568.9642 | 6568.9642 | 6568.9642 | 6568.9642 | 6568.9642 | 6568.9642 | 6568.9642 | 6568.9642 | 6568.9642 | 6568.9642 | 6568.9642 | 6568.9642
|  |  |  | Data Set 2 |  | ID HDD | [9 empty] | 6817 | 6568.9642 | 6568.9642 | 6568.9642 | 6568.9642 | 6568.9642 | 6568.9642 | 6568.9642 | 6568.9642 | 6568.9642 | 6568.9642 | 6568.9642 | 6568.9642 | 6568.9642 | 6568.9642 | 6568.9642 | 6568.9642 | 6568.9642 | 6568.9642 | 6568.9642 | 6568.9642 | 6568.9642 | 6568.9642 | 6568.9642 | 6568.9642 | 6568.9642 | 6568.9642 | 6568.9642 | 6568.9642 | 6568.9642 | 6568.9642 | 6568.9642 | 6568.9642 | 6568.9642 | 6568.9642 | 6568.9642 | 6568.9642 | 6568.9642 | 6568.9642 | 6568.9642 | 6568.9642 | 6568.9642 | 6568.9642 | 6568.9642 | 6568.9642 | 6568.9642 | 6568.9642 | 6568.9642 | 6568.9642 | 6568.9642 | 6568.9642 | 6568.9642 | 6568.9642 | 6568.9642 | 6568.9642 | 6568.9642 | 6568.9642 | 6568.9642 | 6568.9642 | 6568.9642 | 6568.9642 | 6568.9642 | 6568.9642 | 6568.9642 | 6568.9642 | 6568.9642 | 6568.9642
|  |  |  | Data Set 3 |  | Retail Price of Natural Gas $/therm | [9 empty] | 0.85 | 0.85 | 0.85 | 0.85 | 0.85 | 0.85 | 0.85 | 0.85 | 0.85 | 0.85 | 0.85 | 0.85 | 0.85 | 0.85 | 0.85 | 0.85 | 0.85 | 0.85 | 0.85 | 0.85 | 0.85 | 0.85 | 0.85 | 0.85 | 0.85 | 0.85 | 0.85 | 0.85 | 0.85 | 0.85 | 0.85 | 0.85 | 0.85 | 0.85 | 0.85 | 0.85 | 0.85 | 0.85 | 0.85 | 0.85 | 0.85 | 0.85 | 0.85 | 0.85 | 0.85 | 0.85 | 0.85 | 0.85 | 0.85 | 0.85 | 0.85 | 0.85 | 0.85 | 0.85 | 0.85 | 0.85 | 0.85 | 0.85 | 0.85 | 0.85 | 0.85 | 0.85 | 0.85 | 0.85 | 0.85 | 0.85 | 0.85
Data Set 4 | bar: 2019 to 2085
Data Set 5 | bar: 2019 to 2085
Data Set 6 | bar: 2019 to 2085
Data Set 7 | bar: 2019 to 2085
Data Set 8 | bar: 2019 to 2085
|  |  |  | Data Set 9 |  | WA Calibration Factor | bar: 2019 to 2085
|  |  |  | Data Set 10 |  | ID Calibration Factor | bar: 2019 to 2085
Elasticities for each Data Set
Key | Sector | Segment | Vintage | End Use | Fuel | 1 | 2 | 3 | 4 | 5 | 6 | 7 | 8 | 9 | 10 | 2019 | 2020 | 2021 | 2022 | 2023 | 2024 | 2025 | 2026 | 2027 | 2028 | 2029 | 2030 | 2031 | 2032 | 2033 | 2034 | 2035 | 2036 | 2037 | 2038 | 2039 | 2040 | 2041 | 2042 | 2043 | 2044 | 2045 | 2046 | 2047 | 2048 | 2049 | 2050 | 2051 | 2052 | 2053 | 2054 | 2055 | 2056 | 2057 | 2058 | 2059 | 2060 | 2061 | 2062 | 2063 | 2064 | 2065 | 2066 | 2067 | 2068 | 2069 | 2070 | 2071 | 2072 | 2073 | 2074 | 2075 | 2076 | 2077 | 2078 | 2079 | 2080 | 2081 | 2082 | 2083 | 2084 | 2085
Commercial_Office (WA)_Space Heating_Natural Gas | Commercial | Office (WA) | Existing | Space Heating | Natural Gas | 100% | 0% | 0% | 0% | 0% | 0% | 0% | 0% | 100% | 0% | 1 | 0.96362 | 0.96362 | 0.96362 | 0.96362 | 0.96362 | 0.96362 | 0.96362 | 0.96362 | 0.96362 | 0.96362 | 0.96362 | 0.96362 | 0.96362 | 0.96362 | 0.96362 | 0.96362 | 0.96362 | 0.96362 | 0.96362 | 0.96362 | 0.96362 | 0.96362 | 0.96362 | 0.96362 | 0.96362 | 0.96362 | 0.96362 | 0.96362 | 0.96362 | 0.96362 | 0.96362 | 0.96362 | 0.96362 | 0.96362 | 0.96362 | 0.96362 | 0.96362 | 0.96362 | 0.96362 | 0.96362 | 0.96362 | 0.96362 | 0.96362 | 0.96362 | 0.96362 | 0.96362 | 0.96362 | 0.96362 | 0.96362 | 0.96362 | 0.96362 | 0.96362 | 0.96362 | 0.96362 | 0.96362 | 0.96362 | 0.96362 | 0.96362 | 0.96362 | 0.96362 | 0.96362 | 0.96362 | 0.96362 | 0.96362 | 0.96362 | 0.96362
Commercial_Office (WA)_Water Heating_Natural Gas | Commercial | Office (WA) | Existing | Water Heating | Natural Gas | 0% | 0% | 0% | 0% | 0% | 0% | 0% | 0% | 100% | 0% | 1 | 1 | 1 | 1 | 1 | 1 | 1 | 1 | 1 | 1 | 1 | 1 | 1 | 1 | 1 | 1 | 1 | 1 | 1 | 1 | 1 | 1 | 1 | 1 | 1 | 1 | 1 | 1 | 1 | 1 | 1 | 1 | 1 | 1 | 1 | 1 | 1 | 1 | 1 | 1 | 1 | 1 | 1 | 1 | 1 | 1 | 1 | 1 | 1 | 1 | 1 | 1 | 1 | 1 | 1 | 1 | 1 | 1 | 1 | 1 | 1 | 1 | 1 | 1 | 1 | 1 | 1
Commercial_Office (WA)_Food Preparation_Natural Gas | Commercial | Office (WA) | Existing | Food Preparation | Natural Gas | 0% | 0% | 0% | 0% | 0% | 0% | 0% | 0% | 100% | 0% | 1 | 1 | 1 | 1 | 1 | 1 | 1 | 1 | 1 | 1 | 1 | 1 | 1 | 1 | 1 | 1 | 1 | 1 | 1 | 1 | 1 | 1 | 1 | 1 | 1 | 1 | 1 | 1 | 1 | 1 | 1 | 1 | 1 | 1 | 1 | 1 | 1 | 1 | 1 | 1 | 1 | 1 | 1 | 1 | 1 | 1 | 1 | 1 | 1 | 1 | 1 | 1 | 1 | 1 | 1 | 1 | 1 | 1 | 1 | 1 | 1 | 1 | 1 | 1 | 1 | 1 | 1
Commercial_Office (WA)_Miscellaneous_Natural Gas | Commercial | Office (WA) | Existing | Miscellaneous | Natural Gas | 0% | 0% | 0% | 0% | 0% | 0% | 0% | 0% | 100% | 0% | 1 | 1 | 1 | 1 | 1 | 1 | 1 | 1 | 1 | 1 | 1 | 1 | 1 | 1 | 1 | 1 | 1 | 1 | 1 | 1 | 1 | 1 | 1 | 1 | 1 | 1 | 1 | 1 | 1 | 1 | 1 | 1 | 1 | 1 | 1 | 1 | 1 | 1 | 1 | 1 | 1 | 1 | 1 | 1 | 1 | 1 | 1 | 1 | 1 | 1 | 1 | 1 | 1 | 1 | 1 | 1 | 1 | 1 | 1 | 1 | 1 | 1 | 1 | 1 | 1 | 1 | 1
Commercial_Office (WA)_Space Heating_Natural Gas | Commercial | Office (WA) | New | Space Heating | Natural Gas | 100% | 0% | 0% | 0% | 0% | 0% | 0% | 0% | 100% | 0% | 1 | 0.96362 | 0.96362 | 0.96362 | 0.96362 | 0.96362 | 0.96362 | 0.96362 | 0.96362 | 0.96362 | 0.96362 | 0.96362 | 0.96362 | 0.96362 | 0.96362 | 0.96362 | 0.96362 | 0.96362 | 0.96362 | 0.96362 | 0.96362 | 0.96362 | 0.96362 | 0.96362 | 0.96362 | 0.96362 | 0.96362 | 0.96362 | 0.96362 | 0.96362 | 0.96362 | 0.96362 | 0.96362 | 0.96362 | 0.96362 | 0.96362 | 0.96362 | 0.96362 | 0.96362 | 0.96362 | 0.96362 | 0.96362 | 0.96362 | 0.96362 | 0.96362 | 0.96362 | 0.96362 | 0.96362 | 0.96362 | 0.96362 | 0.96362 | 0.96362 | 0.96362 | 0.96362 | 0.96362 | 0.96362 | 0.96362 | 0.96362 | 0.96362 | 0.96362 | 0.96362 | 0.96362 | 0.96362 | 0.96362 | 0.96362 | 0.96362 | 0.96362
Commercial_Office (WA)_Water Heating_Natural Gas | Commercial | Office (WA) | New | Water Heating | Natural Gas | 0% | 0% | 0% | 0% | 0% | 0% | 0% | 0% | 100% | 0% | 1 | 1 | 1 | 1 | 1 | 1 | 1 | 1 | 1 | 1 | 1 | 1 | 1 | 1 | 1 | 1 | 1 | 1 | 1 | 1 | 1 | 1 | 1 | 1 | 1 | 1 | 1 | 1 | 1 | 1 | 1 | 1 | 1 | 1 | 1 | 1 | 1 | 1 | 1 | 1 | 1 | 1 | 1 | 1 | 1 | 1 | 1 | 1 | 1 | 1 | 1 | 1 | 1 | 1 | 1 | 1 | 1 | 1 | 1 | 1 | 1 | 1 | 1 | 1 | 1 | 1 | 1
Commercial_Office (WA)_Food Preparation_Natural Gas | Commercial | Office (WA) | New | Food Preparation | Natural Gas | 0% | 0% | 0% | 0% | 0% | 0% | 0% | 0% | 100% | 0% | 1 | 1 | 1 | 1 | 1 | 1 | 1 | 1 | 1 | 1 | 1 | 1 | 1 | 1 | 1 | 1 | 1 | 1 | 1 | 1 | 1 | 1 | 1 | 1 | 1 | 1 | 1 | 1 | 1 | 1 | 1 | 1 | 1 | 1 | 1 | 1 | 1 | 1 | 1 | 1 | 1 | 1 | 1 | 1 | 1 | 1 | 1 | 1 | 1 | 1 | 1 | 1 | 1 | 1 | 1 | 1 | 1 | 1 | 1 | 1 | 1 | 1 | 1 | 1 | 1 | 1 | 1
Commercial_Office (WA)_Miscellaneous_Natural Gas | Commercial | Office (WA) | New | Miscellaneous | Natural Gas | 0% | 0% | 0% | 0% | 0% | 0% | 0% | 0% | 100% | 0% | 1 | 1 | 1 | 1 | 1 | 1 | 1 | 1 | 1 | 1 | 1 | 1 | 1 | 1 | 1 | 1 | 1 | 1 | 1 | 1 | 1 | 1 | 1 | 1 | 1 | 1 | 1 | 1 | 1 | 1 | 1 | 1 | 1 | 1 | 1 | 1 | 1 | 1 | 1 | 1 | 1 | 1 | 1 | 1 | 1 | 1 | 1 | 1 | 1 | 1 | 1 | 1 | 1 | 1 | 1 | 1 | 1 | 1 | 1 | 1 | 1 | 1 | 1 | 1 | 1 | 1 | 1
Commercial_Restaurant (WA)_Space Heating_Natural Gas | Commercial | Restaurant (WA) | Existing | Space Heating | Natural Gas | 100% | 0% | 0% | 0% | 0% | 0% | 0% | 0% | 100% | 0% | 1 | 0.96362 | 0.96362 | 0.96362 | 0.96362 | 0.96362 | 0.96362 | 0.96362 | 0.96362 | 0.96362 | 0.96362 | 0.96362 | 0.96362 | 0.96362 | 0.96362 | 0.96362 | 0.96362 | 0.96362 | 0.96362 | 0.96362 | 0.96362 | 0.96362 | 0.96362 | 0.96362 | 0.96362 | 0.96362 | 0.96362 | 0.96362 | 0.96362 | 0.96362 | 0.96362 | 0.96362 | 0.96362 | 0.96362 | 0.96362 | 0.96362 | 0.96362 | 0.96362 | 0.96362 | 0.96362 | 0.96362 | 0.96362 | 0.96362 | 0.96362 | 0.96362 | 0.96362 | 0.96362 | 0.96362 | 0.96362 | 0.96362 | 0.96362 | 0.96362 | 0.96362 | 0.96362 | 0.96362 | 0.96362 | 0.96362 | 0.96362 | 0.96362 | 0.96362 | 0.96362 | 0.96362 | 0.96362 | 0.96362 | 0.96362 | 0.96362 | 0.96362
Commercial_Restaurant (WA)_Water Heating_Natural Gas | Commercial | Restaurant (WA) | Existing | Water Heating | Natural Gas | 0% | 0% | 0% | 0% | 0% | 0% | 0% | 0% | 100% | 0% | 1 | 1 | 1 | 1 | 1 | 1 | 1 | 1 | 1 | 1 | 1 | 1 | 1 | 1 | 1 | 1 | 1 | 1 | 1 | 1 | 1 | 1 | 1 | 1 | 1 | 1 | 1 | 1 | 1 | 1 | 1 | 1 | 1 | 1 | 1 | 1 | 1 | 1 | 1 | 1 | 1 | 1 | 1 | 1 | 1 | 1 | 1 | 1 | 1 | 1 | 1 | 1 | 1 | 1 | 1 | 1 | 1 | 1 | 1 | 1 | 1 | 1 | 1 | 1 | 1 | 1 | 1
Commercial_Restaurant (WA)_Food Preparation_Natural Gas | Commercial | Restaurant (WA) | Existing | Food Preparation | Natural Gas | 0% | 0% | 0% | 0% | 0% | 0% | 0% | 0% | 100% | 0% | 1 | 1 | 1 | 1 | 1 | 1 | 1 | 1 | 1 | 1 | 1 | 1 | 1 | 1 | 1 | 1 | 1 | 1 | 1 | 1 | 1 | 1 | 1 | 1 | 1 | 1 | 1 | 1 | 1 | 1 | 1 | 1 | 1 | 1 | 1 | 1 | 1 | 1 | 1 | 1 | 1 | 1 | 1 | 1 | 1 | 1 | 1 | 1 | 1 | 1 | 1 | 1 | 1 | 1 | 1 | 1 | 1 | 1 | 1 | 1 | 1 | 1 | 1 | 1 | 1 | 1 | 1
Commercial_Restaurant (WA)_Miscellaneous_Natural Gas | Commercial | Restaurant (WA) | Existing | Miscellaneous | Natural Gas | 0% | 0% | 0% | 0% | 0% | 0% | 0% | 0% | 100% | 0% | 1 | 1 | 1 | 1 | 1 | 1 | 1 | 1 | 1 | 1 | 1 | 1 | 1 | 1 | 1 | 1 | 1 | 1 | 1 | 1 | 1 | 1 | 1 | 1 | 1 | 1 | 1 | 1 | 1 | 1 | 1 | 1 | 1 | 1 | 1 | 1 | 1 | 1 | 1 | 1 | 1 | 1 | 1 | 1 | 1 | 1 | 1 | 1 | 1 | 1 | 1 | 1 | 1 | 1 | 1 | 1 | 1 | 1 | 1 | 1 | 1 | 1 | 1 | 1 | 1 | 1 | 1
Commercial_Restaurant (WA)_Space Heating_Natural Gas | Commercial | Restaurant (WA) | New | Space Heating | Natural Gas | 100% | 0% | 0% | 0% | 0% | 0% | 0% | 0% | 100% | 0% | 1 | 0.96362 | 0.96362 | 0.96362 | 0.96362 | 0.96362 | 0.96362 | 0.96362 | 0.96362 | 0.96362 | 0.96362 | 0.96362 | 0.96362 | 0.96362 | 0.96362 | 0.96362 | 0.96362 | 0.96362 | 0.96362 | 0.96362 | 0.96362 | 0.96362 | 0.96362 | 0.96362 | 0.96362 | 0.96362 | 0.96362 | 0.96362 | 0.96362 | 0.96362 | 0.96362 | 0.96362 | 0.96362 | 0.96362 | 0.96362 | 0.96362 | 0.96362 | 0.96362 | 0.96362 | 0.96362 | 0.96362 | 0.96362 | 0.96362 | 0.96362 | 0.96362 | 0.96362 | 0.96362 | 0.96362 | 0.96362 | 0.96362 | 0.96362 | 0.96362 | 0.96362 | 0.96362 | 0.96362 | 0.96362 | 0.96362 | 0.96362 | 0.96362 | 0.96362 | 0.96362 | 0.96362 | 0.96362 | 0.96362 | 0.96362 | 0.96362 | 0.96362
Commercial_Restaurant (WA)_Water Heating_Natural Gas | Commercial | Restaurant (WA) | New | Water Heating | Natural Gas | 0% | 0% | 0% | 0% | 0% | 0% | 0% | 0% | 100% | 0% | 1 | 1 | 1 | 1 | 1 | 1 | 1 | 1 | 1 | 1 | 1 | 1 | 1 | 1 | 1 | 1 | 1 | 1 | 1 | 1 | 1 | 1 | 1 | 1 | 1 | 1 | 1 | 1 | 1 | 1 | 1 | 1 | 1 | 1 | 1 | 1 | 1 | 1 | 1 | 1 | 1 | 1 | 1 | 1 | 1 | 1 | 1 | 1 | 1 | 1 | 1 | 1 | 1 | 1 | 1 | 1 | 1 | 1 | 1 | 1 | 1 | 1 | 1 | 1 | 1 | 1 | 1
Commercial_Restaurant (WA)_Food Preparation_Natural Gas | Commercial | Restaurant (WA) | New | Food Preparation | Natural Gas | 0% | 0% | 0% | 0% | 0% | 0% | 0% | 0% | 100% | 0% | 1 | 1 | 1 | 1 | 1 | 1 | 1 | 1 | 1 | 1 | 1 | 1 | 1 | 1 | 1 | 1 | 1 | 1 | 1 | 1 | 1 | 1 | 1 | 1 | 1 | 1 | 1 | 1 | 1 | 1 | 1 | 1 | 1 | 1 | 1 | 1 | 1 | 1 | 1 | 1 | 1 | 1 | 1 | 1 | 1 | 1 | 1 | 1 | 1 | 1 | 1 | 1 | 1 | 1 | 1 | 1 | 1 | 1 | 1 | 1 | 1 | 1 | 1 | 1 | 1 | 1 | 1
Commercial_Restaurant (WA)_Miscellaneous_Natural Gas | Commercial | Restaurant (WA) | New | Miscellaneous | Natural Gas | 0% | 0% | 0% | 0% | 0% | 0% | 0% | 0% | 100% | 0% | 1 | 1 | 1 | 1 | 1 | 1 | 1 | 1 | 1 | 1 | 1 | 1 | 1 | 1 | 1 | 1 | 1 | 1 | 1 | 1 | 1 | 1 | 1 | 1 | 1 | 1 | 1 | 1 | 1 | 1 | 1 | 1 | 1 | 1 | 1 | 1 | 1 | 1 | 1 | 1 | 1 | 1 | 1 | 1 | 1 | 1 | 1 | 1 | 1 | 1 | 1 | 1 | 1 | 1 | 1 | 1 | 1 | 1 | 1 | 1 | 1 | 1 | 1 | 1 | 1 | 1 | 1
Commercial_Retail (WA)_Space Heating_Natural Gas | Commercial | Retail (WA) | Existing | Space Heating | Natural Gas | 100% | 0% | 0% | 0% | 0% | 0% | 0% | 0% | 100% | 0% | 1 | 0.96362 | 0.96362 | 0.96362 | 0.96362 | 0.96362 | 0.96362 | 0.96362 | 0.96362 | 0.96362 | 0.96362 | 0.96362 | 0.96362 | 0.96362 | 0.96362 | 0.96362 | 0.96362 | 0.96362 | 0.96362 | 0.96362 | 0.96362 | 0.96362 | 0.96362 | 0.96362 | 0.96362 | 0.96362 | 0.96362 | 0.96362 | 0.96362 | 0.96362 | 0.96362 | 0.96362 | 0.96362 | 0.96362 | 0.96362 | 0.96362 | 0.96362 | 0.96362 | 0.96362 | 0.96362 | 0.96362 | 0.96362 | 0.96362 | 0.96362 | 0.96362 | 0.96362 | 0.96362 | 0.96362 | 0.96362 | 0.96362 | 0.96362 | 0.96362 | 0.96362 | 0.96362 | 0.96362 | 0.96362 | 0.96362 | 0.96362 | 0.96362 | 0.96362 | 0.96362 | 0.96362 | 0.96362 | 0.96362 | 0.96362 | 0.96362 | 0.96362
Commercial_Retail (WA)_Water Heating_Natural Gas | Commercial | Retail (WA) | Existing | Water Heating | Natural Gas | 0% | 0% | 0% | 0% | 0% | 0% | 0% | 0% | 100% | 0% | 1 | 1 | 1 | 1 | 1 | 1 | 1 | 1 | 1 | 1 | 1 | 1 | 1 | 1 | 1 | 1 | 1 | 1 | 1 | 1 | 1 | 1 | 1 | 1 | 1 | 1 | 1 | 1 | 1 | 1 | 1 | 1 | 1 | 1 | 1 | 1 | 1 | 1 | 1 | 1 | 1 | 1 | 1 | 1 | 1 | 1 | 1 | 1 | 1 | 1 | 1 | 1 | 1 | 1 | 1 | 1 | 1 | 1 | 1 | 1 | 1 | 1 | 1 | 1 | 1 | 1 | 1
Commercial_Retail (WA)_Food Preparation_Natural Gas | Commercial | Retail (WA) | Existing | Food Preparation | Natural Gas | 0% | 0% | 0% | 0% | 0% | 0% | 0% | 0% | 100% | 0% | 1 | 1 | 1 | 1 | 1 | 1 | 1 | 1 | 1 | 1 | 1 | 1 | 1 | 1 | 1 | 1 | 1 | 1 | 1 | 1 | 1 | 1 | 1 | 1 | 1 | 1 | 1 | 1 | 1 | 1 | 1 | 1 | 1 | 1 | 1 | 1 | 1 | 1 | 1 | 1 | 1 | 1 | 1 | 1 | 1 | 1 | 1 | 1 | 1 | 1 | 1 | 1 | 1 | 1 | 1 | 1 | 1 | 1 | 1 | 1 | 1 | 1 | 1 | 1 | 1 | 1 | 1
Commercial_Retail (WA)_Miscellaneous_Natural Gas | Commercial | Retail (WA) | Existing | Miscellaneous | Natural Gas | 0% | 0% | 0% | 0% | 0% | 0% | 0% | 0% | 100% | 0% | 1 | 1 | 1 | 1 | 1 | 1 | 1 | 1 | 1 | 1 | 1 | 1 | 1 | 1 | 1 | 1 | 1 | 1 | 1 | 1 | 1 | 1 | 1 | 1 | 1 | 1 | 1 | 1 | 1 | 1 | 1 | 1 | 1 | 1 | 1 | 1 | 1 | 1 | 1 | 1 | 1 | 1 | 1 | 1 | 1 | 1 | 1 | 1 | 1 | 1 | 1 | 1 | 1 | 1 | 1 | 1 | 1 | 1 | 1 | 1 | 1 | 1 | 1 | 1 | 1 | 1 | 1
Commercial_Retail (WA)_Space Heating_Natural Gas | Commercial | Retail (WA) | New | Space Heating | Natural Gas | 100% | 0% | 0% | 0% | 0% | 0% | 0% | 0% | 100% | 0% | 1 | 0.96362 | 0.96362 | 0.96362 | 0.96362 | 0.96362 | 0.96362 | 0.96362 | 0.96362 | 0.96362 | 0.96362 | 0.96362 | 0.96362 | 0.96362 | 0.96362 | 0.96362 | 0.96362 | 0.96362 | 0.96362 | 0.96362 | 0.96362 | 0.96362 | 0.96362 | 0.96362 | 0.96362 | 0.96362 | 0.96362 | 0.96362 | 0.96362 | 0.96362 | 0.96362 | 0.96362 | 0.96362 | 0.96362 | 0.96362 | 0.96362 | 0.96362 | 0.96362 | 0.96362 | 0.96362 | 0.96362 | 0.96362 | 0.96362 | 0.96362 | 0.96362 | 0.96362 | 0.96362 | 0.96362 | 0.96362 | 0.96362 | 0.96362 | 0.96362 | 0.96362 | 0.96362 | 0.96362 | 0.96362 | 0.96362 | 0.96362 | 0.96362 | 0.96362 | 0.96362 | 0.96362 | 0.96362 | 0.96362 | 0.96362 | 0.96362 | 0.96362
Commercial_Retail (WA)_Water Heating_Natural Gas | Commercial | Retail (WA) | New | Water Heating | Natural Gas | 0% | 0% | 0% | 0% | 0% | 0% | 0% | 0% | 100% | 0% | 1 | 1 | 1 | 1 | 1 | 1 | 1 | 1 | 1 | 1 | 1 | 1 | 1 | 1 | 1 | 1 | 1 | 1 | 1 | 1 | 1 | 1 | 1 | 1 | 1 | 1 | 1 | 1 | 1 | 1 | 1 | 1 | 1 | 1 | 1 | 1 | 1 | 1 | 1 | 1 | 1 | 1 | 1 | 1 | 1 | 1 | 1 | 1 | 1 | 1 | 1 | 1 | 1 | 1 | 1 | 1 | 1 | 1 | 1 | 1 | 1 | 1 | 1 | 1 | 1 | 1 | 1
Commercial_Retail (WA)_Food Preparation_Natural Gas | Commercial | Retail (WA) | New | Food Preparation | Natural Gas | 0% | 0% | 0% | 0% | 0% | 0% | 0% | 0% | 100% | 0% | 1 | 1 | 1 | 1 | 1 | 1 | 1 | 1 | 1 | 1 | 1 | 1 | 1 | 1 | 1 | 1 | 1 | 1 | 1 | 1 | 1 | 1 | 1 | 1 | 1 | 1 | 1 | 1 | 1 | 1 | 1 | 1 | 1 | 1 | 1 | 1 | 1 | 1 | 1 | 1 | 1 | 1 | 1 | 1 | 1 | 1 | 1 | 1 | 1 | 1 | 1 | 1 | 1 | 1 | 1 | 1 | 1 | 1 | 1 | 1 | 1 | 1 | 1 | 1 | 1 | 1 | 1
Commercial_Retail (WA)_Miscellaneous_Natural Gas | Commercial | Retail (WA) | New | Miscellaneous | Natural Gas | 0% | 0% | 0% | 0% | 0% | 0% | 0% | 0% | 100% | 0% | 1 | 1 | 1 | 1 | 1 | 1 | 1 | 1 | 1 | 1 | 1 | 1 | 1 | 1 | 1 | 1 | 1 | 1 | 1 | 1 | 1 | 1 | 1 | 1 | 1 | 1 | 1 | 1 | 1 | 1 | 1 | 1 | 1 | 1 | 1 | 1 | 1 | 1 | 1 | 1 | 1 | 1 | 1 | 1 | 1 | 1 | 1 | 1 | 1 | 1 | 1 | 1 | 1 | 1 | 1 | 1 | 1 | 1 | 1 | 1 | 1 | 1 | 1 | 1 | 1 | 1 | 1
Commercial_Grocery (WA)_Space Heating_Natural Gas | Commercial | Grocery (WA) | Existing | Space Heating | Natural Gas | 100% | 0% | 0% | 0% | 0% | 0% | 0% | 0% | 100% | 0% | 1 | 0.96362 | 0.96362 | 0.96362 | 0.96362 | 0.96362 | 0.96362 | 0.96362 | 0.96362 | 0.96362 | 0.96362 | 0.96362 | 0.96362 | 0.96362 | 0.96362 | 0.96362 | 0.96362 | 0.96362 | 0.96362 | 0.96362 | 0.96362 | 0.96362 | 0.96362 | 0.96362 | 0.96362 | 0.96362 | 0.96362 | 0.96362 | 0.96362 | 0.96362 | 0.96362 | 0.96362 | 0.96362 | 0.96362 | 0.96362 | 0.96362 | 0.96362 | 0.96362 | 0.96362 | 0.96362 | 0.96362 | 0.96362 | 0.96362 | 0.96362 | 0.96362 | 0.96362 | 0.96362 | 0.96362 | 0.96362 | 0.96362 | 0.96362 | 0.96362 | 0.96362 | 0.96362 | 0.96362 | 0.96362 | 0.96362 | 0.96362 | 0.96362 | 0.96362 | 0.96362 | 0.96362 | 0.96362 | 0.96362 | 0.96362 | 0.96362 | 0.96362
Commercial_Grocery (WA)_Water Heating_Natural Gas | Commercial | Grocery (WA) | Existing | Water Heating | Natural Gas | 0% | 0% | 0% | 0% | 0% | 0% | 0% | 0% | 100% | 0% | 1 | 1 | 1 | 1 | 1 | 1 | 1 | 1 | 1 | 1 | 1 | 1 | 1 | 1 | 1 | 1 | 1 | 1 | 1 | 1 | 1 | 1 | 1 | 1 | 1 | 1 | 1 | 1 | 1 | 1 | 1 | 1 | 1 | 1 | 1 | 1 | 1 | 1 | 1 | 1 | 1 | 1 | 1 | 1 | 1 | 1 | 1 | 1 | 1 | 1 | 1 | 1 | 1 | 1 | 1 | 1 | 1 | 1 | 1 | 1 | 1 | 1 | 1 | 1 | 1 | 1 | 1
Commercial_Grocery (WA)_Food Preparation_Natural Gas | Commercial | Grocery (WA) | Existing | Food Preparation | Natural Gas | 0% | 0% | 0% | 0% | 0% | 0% | 0% | 0% | 100% | 0% | 1 | 1 | 1 | 1 | 1 | 1 | 1 | 1 | 1 | 1 | 1 | 1 | 1 | 1 | 1 | 1 | 1 | 1 | 1 | 1 | 1 | 1 | 1 | 1 | 1 | 1 | 1 | 1 | 1 | 1 | 1 | 1 | 1 | 1 | 1 | 1 | 1 | 1 | 1 | 1 | 1 | 1 | 1 | 1 | 1 | 1 | 1 | 1 | 1 | 1 | 1 | 1 | 1 | 1 | 1 | 1 | 1 | 1 | 1 | 1 | 1 | 1 | 1 | 1 | 1 | 1 | 1
Commercial_Grocery (WA)_Miscellaneous_Natural Gas | Commercial | Grocery (WA) | Existing | Miscellaneous | Natural Gas | 0% | 0% | 0% | 0% | 0% | 0% | 0% | 0% | 100% | 0% | 1 | 1 | 1 | 1 | 1 | 1 | 1 | 1 | 1 | 1 | 1 | 1 | 1 | 1 | 1 | 1 | 1 | 1 | 1 | 1 | 1 | 1 | 1 | 1 | 1 | 1 | 1 | 1 | 1 | 1 | 1 | 1 | 1 | 1 | 1 | 1 | 1 | 1 | 1 | 1 | 1 | 1 | 1 | 1 | 1 | 1 | 1 | 1 | 1 | 1 | 1 | 1 | 1 | 1 | 1 | 1 | 1 | 1 | 1 | 1 | 1 | 1 | 1 | 1 | 1 | 1 | 1
Commercial_Grocery (WA)_Space Heating_Natural Gas | Commercial | Grocery (WA) | New | Space Heating | Natural Gas | 100% | 0% | 0% | 0% | 0% | 0% | 0% | 0% | 100% | 0% | 1 | 0.96362 | 0.96362 | 0.96362 | 0.96362 | 0.96362 | 0.96362 | 0.96362 | 0.96362 | 0.96362 | 0.96362 | 0.96362 | 0.96362 | 0.96362 | 0.96362 | 0.96362 | 0.96362 | 0.96362 | 0.96362 | 0.96362 | 0.96362 | 0.96362 | 0.96362 | 0.96362 | 0.96362 | 0.96362 | 0.96362 | 0.96362 | 0.96362 | 0.96362 | 0.96362 | 0.96362 | 0.96362 | 0.96362 | 0.96362 | 0.96362 | 0.96362 | 0.96362 | 0.96362 | 0.96362 | 0.96362 | 0.96362 | 0.96362 | 0.96362 | 0.96362 | 0.96362 | 0.96362 | 0.96362 | 0.96362 | 0.96362 | 0.96362 | 0.96362 | 0.96362 | 0.96362 | 0.96362 | 0.96362 | 0.96362 | 0.96362 | 0.96362 | 0.96362 | 0.96362 | 0.96362 | 0.96362 | 0.96362 | 0.96362 | 0.96362 | 0.96362
Commercial_Grocery (WA)_Water Heating_Natural Gas | Commercial | Grocery (WA) | New | Water Heating | Natural Gas | 0% | 0% | 0% | 0% | 0% | 0% | 0% | 0% | 100% | 0% | 1 | 1 | 1 | 1 | 1 | 1 | 1 | 1 | 1 | 1 | 1 | 1 | 1 | 1 | 1 | 1 | 1 | 1 | 1 | 1 | 1 | 1 | 1 | 1 | 1 | 1 | 1 | 1 | 1 | 1 | 1 | 1 | 1 | 1 | 1 | 1 | 1 | 1 | 1 | 1 | 1 | 1 | 1 | 1 | 1 | 1 | 1 | 1 | 1 | 1 | 1 | 1 | 1 | 1 | 1 | 1 | 1 | 1 | 1 | 1 | 1 | 1 | 1 | 1 | 1 | 1 | 1
Commercial_Grocery (WA)_Food Preparation_Natural Gas | Commercial | Grocery (WA) | New | Food Preparation | Natural Gas | 0% | 0% | 0% | 0% | 0% | 0% | 0% | 0% | 100% | 0% | 1 | 1 | 1 | 1 | 1 | 1 | 1 | 1 | 1 | 1 | 1 | 1 | 1 | 1 | 1 | 1 | 1 | 1 | 1 | 1 | 1 | 1 | 1 | 1 | 1 | 1 | 1 | 1 | 1 | 1 | 1 | 1 | 1 | 1 | 1 | 1 | 1 | 1 | 1 | 1 | 1 | 1 | 1 | 1 | 1 | 1 | 1 | 1 | 1 | 1 | 1 | 1 | 1 | 1 | 1 | 1 | 1 | 1 | 1 | 1 | 1 | 1 | 1 | 1 | 1 | 1 | 1
Commercial_Grocery (WA)_Miscellaneous_Natural Gas | Commercial | Grocery (WA) | New | Miscellaneous | Natural Gas | 0% | 0% | 0% | 0% | 0% | 0% | 0% | 0% | 100% | 0% | 1 | 1 | 1 | 1 | 1 | 1 | 1 | 1 | 1 | 1 | 1 | 1 | 1 | 1 | 1 | 1 | 1 | 1 | 1 | 1 | 1 | 1 | 1 | 1 | 1 | 1 | 1 | 1 | 1 | 1 | 1 | 1 | 1 | 1 | 1 | 1 | 1 | 1 | 1 | 1 | 1 | 1 | 1 | 1 | 1 | 1 | 1 | 1 | 1 | 1 | 1 | 1 | 1 | 1 | 1 | 1 | 1 | 1 | 1 | 1 | 1 | 1 | 1 | 1 | 1 | 1 | 1
Commercial_School (WA)_Space Heating_Natural Gas | Commercial | School (WA) | Existing | Space Heating | Natural Gas | 100% | 0% | 0% | 0% | 0% | 0% | 0% | 0% | 100% | 0% | 1 | 0.96362 | 0.96362 | 0.96362 | 0.96362 | 0.96362 | 0.96362 | 0.96362 | 0.96362 | 0.96362 | 0.96362 | 0.96362 | 0.96362 | 0.96362 | 0.96362 | 0.96362 | 0.96362 | 0.96362 | 0.96362 | 0.96362 | 0.96362 | 0.96362 | 0.96362 | 0.96362 | 0.96362 | 0.96362 | 0.96362 | 0.96362 | 0.96362 | 0.96362 | 0.96362 | 0.96362 | 0.96362 | 0.96362 | 0.96362 | 0.96362 | 0.96362 | 0.96362 | 0.96362 | 0.96362 | 0.96362 | 0.96362 | 0.96362 | 0.96362 | 0.96362 | 0.96362 | 0.96362 | 0.96362 | 0.96362 | 0.96362 | 0.96362 | 0.96362 | 0.96362 | 0.96362 | 0.96362 | 0.96362 | 0.96362 | 0.96362 | 0.96362 | 0.96362 | 0.96362 | 0.96362 | 0.96362 | 0.96362 | 0.96362 | 0.96362 | 0.96362
Commercial_School (WA)_Water Heating_Natural Gas | Commercial | School (WA) | Existing | Water Heating | Natural Gas | 0% | 0% | 0% | 0% | 0% | 0% | 0% | 0% | 100% | 0% | 1 | 1 | 1 | 1 | 1 | 1 | 1 | 1 | 1 | 1 | 1 | 1 | 1 | 1 | 1 | 1 | 1 | 1 | 1 | 1 | 1 | 1 | 1 | 1 | 1 | 1 | 1 | 1 | 1 | 1 | 1 | 1 | 1 | 1 | 1 | 1 | 1 | 1 | 1 | 1 | 1 | 1 | 1 | 1 | 1 | 1 | 1 | 1 | 1 | 1 | 1 | 1 | 1 | 1 | 1 | 1 | 1 | 1 | 1 | 1 | 1 | 1 | 1 | 1 | 1 | 1 | 1
Commercial_School (WA)_Food Preparation_Natural Gas | Commercial | School (WA) | Existing | Food Preparation | Natural Gas | 0% | 0% | 0% | 0% | 0% | 0% | 0% | 0% | 100% | 0% | 1 | 1 | 1 | 1 | 1 | 1 | 1 | 1 | 1 | 1 | 1 | 1 | 1 | 1 | 1 | 1 | 1 | 1 | 1 | 1 | 1 | 1 | 1 | 1 | 1 | 1 | 1 | 1 | 1 | 1 | 1 | 1 | 1 | 1 | 1 | 1 | 1 | 1 | 1 | 1 | 1 | 1 | 1 | 1 | 1 | 1 | 1 | 1 | 1 | 1 | 1 | 1 | 1 | 1 | 1 | 1 | 1 | 1 | 1 | 1 | 1 | 1 | 1 | 1 | 1 | 1 | 1
Commercial_School (WA)_Miscellaneous_Natural Gas | Commercial | School (WA) | Existing | Miscellaneous | Natural Gas | 0% | 0% | 0% | 0% | 0% | 0% | 0% | 0% | 100% | 0% | 1 | 1 | 1 | 1 | 1 | 1 | 1 | 1 | 1 | 1 | 1 | 1 | 1 | 1 | 1 | 1 | 1 | 1 | 1 | 1 | 1 | 1 | 1 | 1 | 1 | 1 | 1 | 1 | 1 | 1 | 1 | 1 | 1 | 1 | 1 | 1 | 1 | 1 | 1 | 1 | 1 | 1 | 1 | 1 | 1 | 1 | 1 | 1 | 1 | 1 | 1 | 1 | 1 | 1 | 1 | 1 | 1 | 1 | 1 | 1 | 1 | 1 | 1 | 1 | 1 | 1 | 1
Commercial_School (WA)_Space Heating_Natural Gas | Commercial | School (WA) | New | Space Heating | Natural Gas | 100% | 0% | 0% | 0% | 0% | 0% | 0% | 0% | 100% | 0% | 1 | 0.96362 | 0.96362 | 0.96362 | 0.96362 | 0.96362 | 0.96362 | 0.96362 | 0.96362 | 0.96362 | 0.96362 | 0.96362 | 0.96362 | 0.96362 | 0.96362 | 0.96362 | 0.96362 | 0.96362 | 0.96362 | 0.96362 | 0.96362 | 0.96362 | 0.96362 | 0.96362 | 0.96362 | 0.96362 | 0.96362 | 0.96362 | 0.96362 | 0.96362 | 0.96362 | 0.96362 | 0.96362 | 0.96362 | 0.96362 | 0.96362 | 0.96362 | 0.96362 | 0.96362 | 0.96362 | 0.96362 | 0.96362 | 0.96362 | 0.96362 | 0.96362 | 0.96362 | 0.96362 | 0.96362 | 0.96362 | 0.96362 | 0.96362 | 0.96362 | 0.96362 | 0.96362 | 0.96362 | 0.96362 | 0.96362 | 0.96362 | 0.96362 | 0.96362 | 0.96362 | 0.96362 | 0.96362 | 0.96362 | 0.96362 | 0.96362 | 0.96362
Commercial_School (WA)_Water Heating_Natural Gas | Commercial | School (WA) | New | Water Heating | Natural Gas | 0% | 0% | 0% | 0% | 0% | 0% | 0% | 0% | 100% | 0% | 1 | 1 | 1 | 1 | 1 | 1 | 1 | 1 | 1 | 1 | 1 | 1 | 1 | 1 | 1 | 1 | 1 | 1 | 1 | 1 | 1 | 1 | 1 | 1 | 1 | 1 | 1 | 1 | 1 | 1 | 1 | 1 | 1 | 1 | 1 | 1 | 1 | 1 | 1 | 1 | 1 | 1 | 1 | 1 | 1 | 1 | 1 | 1 | 1 | 1 | 1 | 1 | 1 | 1 | 1 | 1 | 1 | 1 | 1 | 1 | 1 | 1 | 1 | 1 | 1 | 1 | 1
Commercial_School (WA)_Food Preparation_Natural Gas | Commercial | School (WA) | New | Food Preparation | Natural Gas | 0% | 0% | 0% | 0% | 0% | 0% | 0% | 0% | 100% | 0% | 1 | 1 | 1 | 1 | 1 | 1 | 1 | 1 | 1 | 1 | 1 | 1 | 1 | 1 | 1 | 1 | 1 | 1 | 1 | 1 | 1 | 1 | 1 | 1 | 1 | 1 | 1 | 1 | 1 | 1 | 1 | 1 | 1 | 1 | 1 | 1 | 1 | 1 | 1 | 1 | 1 | 1 | 1 | 1 | 1 | 1 | 1 | 1 | 1 | 1 | 1 | 1 | 1 | 1 | 1 | 1 | 1 | 1 | 1 | 1 | 1 | 1 | 1 | 1 | 1 | 1 | 1
Commercial_School (WA)_Miscellaneous_Natural Gas | Commercial | School (WA) | New | Miscellaneous | Natural Gas | 0% | 0% | 0% | 0% | 0% | 0% | 0% | 0% | 100% | 0% | 1 | 1 | 1 | 1 | 1 | 1 | 1 | 1 | 1 | 1 | 1 | 1 | 1 | 1 | 1 | 1 | 1 | 1 | 1 | 1 | 1 | 1 | 1 | 1 | 1 | 1 | 1 | 1 | 1 | 1 | 1 | 1 | 1 | 1 | 1 | 1 | 1 | 1 | 1 | 1 | 1 | 1 | 1 | 1 | 1 | 1 | 1 | 1 | 1 | 1 | 1 | 1 | 1 | 1 | 1 | 1 | 1 | 1 | 1 | 1 | 1 | 1 | 1 | 1 | 1 | 1 | 1
Commercial_College (WA)_Space Heating_Natural Gas | Commercial | College (WA) | Existing | Space Heating | Natural Gas | 100% | 0% | 0% | 0% | 0% | 0% | 0% | 0% | 100% | 0% | 1 | 0.96362 | 0.96362 | 0.96362 | 0.96362 | 0.96362 | 0.96362 | 0.96362 | 0.96362 | 0.96362 | 0.96362 | 0.96362 | 0.96362 | 0.96362 | 0.96362 | 0.96362 | 0.96362 | 0.96362 | 0.96362 | 0.96362 | 0.96362 | 0.96362 | 0.96362 | 0.96362 | 0.96362 | 0.96362 | 0.96362 | 0.96362 | 0.96362 | 0.96362 | 0.96362 | 0.96362 | 0.96362 | 0.96362 | 0.96362 | 0.96362 | 0.96362 | 0.96362 | 0.96362 | 0.96362 | 0.96362 | 0.96362 | 0.96362 | 0.96362 | 0.96362 | 0.96362 | 0.96362 | 0.96362 | 0.96362 | 0.96362 | 0.96362 | 0.96362 | 0.96362 | 0.96362 | 0.96362 | 0.96362 | 0.96362 | 0.96362 | 0.96362 | 0.96362 | 0.96362 | 0.96362 | 0.96362 | 0.96362 | 0.96362 | 0.96362 | 0.96362
Commercial_College (WA)_Water Heating_Natural Gas | Commercial | College (WA) | Existing | Water Heating | Natural Gas | 0% | 0% | 0% | 0% | 0% | 0% | 0% | 0% | 100% | 0% | 1 | 1 | 1 | 1 | 1 | 1 | 1 | 1 | 1 | 1 | 1 | 1 | 1 | 1 | 1 | 1 | 1 | 1 | 1 | 1 | 1 | 1 | 1 | 1 | 1 | 1 | 1 | 1 | 1 | 1 | 1 | 1 | 1 | 1 | 1 | 1 | 1 | 1 | 1 | 1 | 1 | 1 | 1 | 1 | 1 | 1 | 1 | 1 | 1 | 1 | 1 | 1 | 1 | 1 | 1 | 1 | 1 | 1 | 1 | 1 | 1 | 1 | 1 | 1 | 1 | 1 | 1
Commercial_College (WA)_Food Preparation_Natural Gas | Commercial | College (WA) | Existing | Food Preparation | Natural Gas | 0% | 0% | 0% | 0% | 0% | 0% | 0% | 0% | 100% | 0% | 1 | 1 | 1 | 1 | 1 | 1 | 1 | 1 | 1 | 1 | 1 | 1 | 1 | 1 | 1 | 1 | 1 | 1 | 1 | 1 | 1 | 1 | 1 | 1 | 1 | 1 | 1 | 1 | 1 | 1 | 1 | 1 | 1 | 1 | 1 | 1 | 1 | 1 | 1 | 1 | 1 | 1 | 1 | 1 | 1 | 1 | 1 | 1 | 1 | 1 | 1 | 1 | 1 | 1 | 1 | 1 | 1 | 1 | 1 | 1 | 1 | 1 | 1 | 1 | 1 | 1 | 1
Commercial_College (WA)_Miscellaneous_Natural Gas | Commercial | College (WA) | Existing | Miscellaneous | Natural Gas | 0% | 0% | 0% | 0% | 0% | 0% | 0% | 0% | 100% | 0% | 1 | 1 | 1 | 1 | 1 | 1 | 1 | 1 | 1 | 1 | 1 | 1 | 1 | 1 | 1 | 1 | 1 | 1 | 1 | 1 | 1 | 1 | 1 | 1 | 1 | 1 | 1 | 1 | 1 | 1 | 1 | 1 | 1 | 1 | 1 | 1 | 1 | 1 | 1 | 1 | 1 | 1 | 1 | 1 | 1 | 1 | 1 | 1 | 1 | 1 | 1 | 1 | 1 | 1 | 1 | 1 | 1 | 1 | 1 | 1 | 1 | 1 | 1 | 1 | 1 | 1 | 1
Commercial_College (WA)_Space Heating_Natural Gas | Commercial | College (WA) | New | Space Heating | Natural Gas | 100% | 0% | 0% | 0% | 0% | 0% | 0% | 0% | 100% | 0% | 1 | 0.96362 | 0.96362 | 0.96362 | 0.96362 | 0.96362 | 0.96362 | 0.96362 | 0.96362 | 0.96362 | 0.96362 | 0.96362 | 0.96362 | 0.96362 | 0.96362 | 0.96362 | 0.96362 | 0.96362 | 0.96362 | 0.96362 | 0.96362 | 0.96362 | 0.96362 | 0.96362 | 0.96362 | 0.96362 | 0.96362 | 0.96362 | 0.96362 | 0.96362 | 0.96362 | 0.96362 | 0.96362 | 0.96362 | 0.96362 | 0.96362 | 0.96362 | 0.96362 | 0.96362 | 0.96362 | 0.96362 | 0.96362 | 0.96362 | 0.96362 | 0.96362 | 0.96362 | 0.96362 | 0.96362 | 0.96362 | 0.96362 | 0.96362 | 0.96362 | 0.96362 | 0.96362 | 0.96362 | 0.96362 | 0.96362 | 0.96362 | 0.96362 | 0.96362 | 0.96362 | 0.96362 | 0.96362 | 0.96362 | 0.96362 | 0.96362 | 0.96362
Commercial_College (WA)_Water Heating_Natural Gas | Commercial | College (WA) | New | Water Heating | Natural Gas | 0% | 0% | 0% | 0% | 0% | 0% | 0% | 0% | 100% | 0% | 1 | 1 | 1 | 1 | 1 | 1 | 1 | 1 | 1 | 1 | 1 | 1 | 1 | 1 | 1 | 1 | 1 | 1 | 1 | 1 | 1 | 1 | 1 | 1 | 1 | 1 | 1 | 1 | 1 | 1 | 1 | 1 | 1 | 1 | 1 | 1 | 1 | 1 | 1 | 1 | 1 | 1 | 1 | 1 | 1 | 1 | 1 | 1 | 1 | 1 | 1 | 1 | 1 | 1 | 1 | 1 | 1 | 1 | 1 | 1 | 1 | 1 | 1 | 1 | 1 | 1 | 1
Commercial_College (WA)_Food Preparation_Natural Gas | Commercial | College (WA) | New | Food Preparation | Natural Gas | 0% | 0% | 0% | 0% | 0% | 0% | 0% | 0% | 100% | 0% | 1 | 1 | 1 | 1 | 1 | 1 | 1 | 1 | 1 | 1 | 1 | 1 | 1 | 1 | 1 | 1 | 1 | 1 | 1 | 1 | 1 | 1 | 1 | 1 | 1 | 1 | 1 | 1 | 1 | 1 | 1 | 1 | 1 | 1 | 1 | 1 | 1 | 1 | 1 | 1 | 1 | 1 | 1 | 1 | 1 | 1 | 1 | 1 | 1 | 1 | 1 | 1 | 1 | 1 | 1 | 1 | 1 | 1 | 1 | 1 | 1 | 1 | 1 | 1 | 1 | 1 | 1
Commercial_College (WA)_Miscellaneous_Natural Gas | Commercial | College (WA) | New | Miscellaneous | Natural Gas | 0% | 0% | 0% | 0% | 0% | 0% | 0% | 0% | 100% | 0% | 1 | 1 | 1 | 1 | 1 | 1 | 1 | 1 | 1 | 1 | 1 | 1 | 1 | 1 | 1 | 1 | 1 | 1 | 1 | 1 | 1 | 1 | 1 | 1 | 1 | 1 | 1 | 1 | 1 | 1 | 1 | 1 | 1 | 1 | 1 | 1 | 1 | 1 | 1 | 1 | 1 | 1 | 1 | 1 | 1 | 1 | 1 | 1 | 1 | 1 | 1 | 1 | 1 | 1 | 1 | 1 | 1 | 1 | 1 | 1 | 1 | 1 | 1 | 1 | 1 | 1 | 1
Commercial_Health (WA)_Space Heating_Natural Gas | Commercial | Health (WA) | Existing | Space Heating | Natural Gas | 100% | 0% | 0% | 0% | 0% | 0% | 0% | 0% | 100% | 0% | 1 | 0.96362 | 0.96362 | 0.96362 | 0.96362 | 0.96362 | 0.96362 | 0.96362 | 0.96362 | 0.96362 | 0.96362 | 0.96362 | 0.96362 | 0.96362 | 0.96362 | 0.96362 | 0.96362 | 0.96362 | 0.96362 | 0.96362 | 0.96362 | 0.96362 | 0.96362 | 0.96362 | 0.96362 | 0.96362 | 0.96362 | 0.96362 | 0.96362 | 0.96362 | 0.96362 | 0.96362 | 0.96362 | 0.96362 | 0.96362 | 0.96362 | 0.96362 | 0.96362 | 0.96362 | 0.96362 | 0.96362 | 0.96362 | 0.96362 | 0.96362 | 0.96362 | 0.96362 | 0.96362 | 0.96362 | 0.96362 | 0.96362 | 0.96362 | 0.96362 | 0.96362 | 0.96362 | 0.96362 | 0.96362 | 0.96362 | 0.96362 | 0.96362 | 0.96362 | 0.96362 | 0.96362 | 0.96362 | 0.96362 | 0.96362 | 0.96362 | 0.96362
Commercial_Health (WA)_Water Heating_Natural Gas | Commercial | Health (WA) | Existing | Water Heating | Natural Gas | 0% | 0% | 0% | 0% | 0% | 0% | 0% | 0% | 100% | 0% | 1 | 1 | 1 | 1 | 1 | 1 | 1 | 1 | 1 | 1 | 1 | 1 | 1 | 1 | 1 | 1 | 1 | 1 | 1 | 1 | 1 | 1 | 1 | 1 | 1 | 1 | 1 | 1 | 1 | 1 | 1 | 1 | 1 | 1 | 1 | 1 | 1 | 1 | 1 | 1 | 1 | 1 | 1 | 1 | 1 | 1 | 1 | 1 | 1 | 1 | 1 | 1 | 1 | 1 | 1 | 1 | 1 | 1 | 1 | 1 | 1 | 1 | 1 | 1 | 1 | 1 | 1
Commercial_Health (WA)_Food Preparation_Natural Gas | Commercial | Health (WA) | Existing | Food Preparation | Natural Gas | 0% | 0% | 0% | 0% | 0% | 0% | 0% | 0% | 100% | 0% | 1 | 1 | 1 | 1 | 1 | 1 | 1 | 1 | 1 | 1 | 1 | 1 | 1 | 1 | 1 | 1 | 1 | 1 | 1 | 1 | 1 | 1 | 1 | 1 | 1 | 1 | 1 | 1 | 1 | 1 | 1 | 1 | 1 | 1 | 1 | 1 | 1 | 1 | 1 | 1 | 1 | 1 | 1 | 1 | 1 | 1 | 1 | 1 | 1 | 1 | 1 | 1 | 1 | 1 | 1 | 1 | 1 | 1 | 1 | 1 | 1 | 1 | 1 | 1 | 1 | 1 | 1
Commercial_Health (WA)_Miscellaneous_Natural Gas | Commercial | Health (WA) | Existing | Miscellaneous | Natural Gas | 0% | 0% | 0% | 0% | 0% | 0% | 0% | 0% | 100% | 0% | 1 | 1 | 1 | 1 | 1 | 1 | 1 | 1 | 1 | 1 | 1 | 1 | 1 | 1 | 1 | 1 | 1 | 1 | 1 | 1 | 1 | 1 | 1 | 1 | 1 | 1 | 1 | 1 | 1 | 1 | 1 | 1 | 1 | 1 | 1 | 1 | 1 | 1 | 1 | 1 | 1 | 1 | 1 | 1 | 1 | 1 | 1 | 1 | 1 | 1 | 1 | 1 | 1 | 1 | 1 | 1 | 1 | 1 | 1 | 1 | 1 | 1 | 1 | 1 | 1 | 1 | 1
Commercial_Health (WA)_Space Heating_Natural Gas | Commercial | Health (WA) | New | Space Heating | Natural Gas | 100% | 0% | 0% | 0% | 0% | 0% | 0% | 0% | 100% | 0% | 1 | 0.96362 | 0.96362 | 0.96362 | 0.96362 | 0.96362 | 0.96362 | 0.96362 | 0.96362 | 0.96362 | 0.96362 | 0.96362 | 0.96362 | 0.96362 | 0.96362 | 0.96362 | 0.96362 | 0.96362 | 0.96362 | 0.96362 | 0.96362 | 0.96362 | 0.96362 | 0.96362 | 0.96362 | 0.96362 | 0.96362 | 0.96362 | 0.96362 | 0.96362 | 0.96362 | 0.96362 | 0.96362 | 0.96362 | 0.96362 | 0.96362 | 0.96362 | 0.96362 | 0.96362 | 0.96362 | 0.96362 | 0.96362 | 0.96362 | 0.96362 | 0.96362 | 0.96362 | 0.96362 | 0.96362 | 0.96362 | 0.96362 | 0.96362 | 0.96362 | 0.96362 | 0.96362 | 0.96362 | 0.96362 | 0.96362 | 0.96362 | 0.96362 | 0.96362 | 0.96362 | 0.96362 | 0.96362 | 0.96362 | 0.96362 | 0.96362 | 0.96362
Commercial_Health (WA)_Water Heating_Natural Gas | Commercial | Health (WA) | New | Water Heating | Natural Gas | 0% | 0% | 0% | 0% | 0% | 0% | 0% | 0% | 100% | 0% | 1 | 1 | 1 | 1 | 1 | 1 | 1 | 1 | 1 | 1 | 1 | 1 | 1 | 1 | 1 | 1 | 1 | 1 | 1 | 1 | 1 | 1 | 1 | 1 | 1 | 1 | 1 | 1 | 1 | 1 | 1 | 1 | 1 | 1 | 1 | 1 | 1 | 1 | 1 | 1 | 1 | 1 | 1 | 1 | 1 | 1 | 1 | 1 | 1 | 1 | 1 | 1 | 1 | 1 | 1 | 1 | 1 | 1 | 1 | 1 | 1 | 1 | 1 | 1 | 1 | 1 | 1
Commercial_Health (WA)_Food Preparation_Natural Gas | Commercial | Health (WA) | New | Food Preparation | Natural Gas | 0% | 0% | 0% | 0% | 0% | 0% | 0% | 0% | 100% | 0% | 1 | 1 | 1 | 1 | 1 | 1 | 1 | 1 | 1 | 1 | 1 | 1 | 1 | 1 | 1 | 1 | 1 | 1 | 1 | 1 | 1 | 1 | 1 | 1 | 1 | 1 | 1 | 1 | 1 | 1 | 1 | 1 | 1 | 1 | 1 | 1 | 1 | 1 | 1 | 1 | 1 | 1 | 1 | 1 | 1 | 1 | 1 | 1 | 1 | 1 | 1 | 1 | 1 | 1 | 1 | 1 | 1 | 1 | 1 | 1 | 1 | 1 | 1 | 1 | 1 | 1 | 1
Commercial_Health (WA)_Miscellaneous_Natural Gas | Commercial | Health (WA) | New | Miscellaneous | Natural Gas | 0% | 0% | 0% | 0% | 0% | 0% | 0% | 0% | 100% | 0% | 1 | 1 | 1 | 1 | 1 | 1 | 1 | 1 | 1 | 1 | 1 | 1 | 1 | 1 | 1 | 1 | 1 | 1 | 1 | 1 | 1 | 1 | 1 | 1 | 1 | 1 | 1 | 1 | 1 | 1 | 1 | 1 | 1 | 1 | 1 | 1 | 1 | 1 | 1 | 1 | 1 | 1 | 1 | 1 | 1 | 1 | 1 | 1 | 1 | 1 | 1 | 1 | 1 | 1 | 1 | 1 | 1 | 1 | 1 | 1 | 1 | 1 | 1 | 1 | 1 | 1 | 1
Commercial_Lodging (WA)_Space Heating_Natural Gas | Commercial | Lodging (WA) | Existing | Space Heating | Natural Gas | 100% | 0% | 0% | 0% | 0% | 0% | 0% | 0% | 100% | 0% | 1 | 0.96362 | 0.96362 | 0.96362 | 0.96362 | 0.96362 | 0.96362 | 0.96362 | 0.96362 | 0.96362 | 0.96362 | 0.96362 | 0.96362 | 0.96362 | 0.96362 | 0.96362 | 0.96362 | 0.96362 | 0.96362 | 0.96362 | 0.96362 | 0.96362 | 0.96362 | 0.96362 | 0.96362 | 0.96362 | 0.96362 | 0.96362 | 0.96362 | 0.96362 | 0.96362 | 0.96362 | 0.96362 | 0.96362 | 0.96362 | 0.96362 | 0.96362 | 0.96362 | 0.96362 | 0.96362 | 0.96362 | 0.96362 | 0.96362 | 0.96362 | 0.96362 | 0.96362 | 0.96362 | 0.96362 | 0.96362 | 0.96362 | 0.96362 | 0.96362 | 0.96362 | 0.96362 | 0.96362 | 0.96362 | 0.96362 | 0.96362 | 0.96362 | 0.96362 | 0.96362 | 0.96362 | 0.96362 | 0.96362 | 0.96362 | 0.96362 | 0.96362
Commercial_Lodging (WA)_Water Heating_Natural Gas | Commercial | Lodging (WA) | Existing | Water Heating | Natural Gas | 0% | 0% | 0% | 0% | 0% | 0% | 0% | 0% | 100% | 0% | 1 | 1 | 1 | 1 | 1 | 1 | 1 | 1 | 1 | 1 | 1 | 1 | 1 | 1 | 1 | 1 | 1 | 1 | 1 | 1 | 1 | 1 | 1 | 1 | 1 | 1 | 1 | 1 | 1 | 1 | 1 | 1 | 1 | 1 | 1 | 1 | 1 | 1 | 1 | 1 | 1 | 1 | 1 | 1 | 1 | 1 | 1 | 1 | 1 | 1 | 1 | 1 | 1 | 1 | 1 | 1 | 1 | 1 | 1 | 1 | 1 | 1 | 1 | 1 | 1 | 1 | 1
Commercial_Lodging (WA)_Food Preparation_Natural Gas | Commercial | Lodging (WA) | Existing | Food Preparation | Natural Gas | 0% | 0% | 0% | 0% | 0% | 0% | 0% | 0% | 100% | 0% | 1 | 1 | 1 | 1 | 1 | 1 | 1 | 1 | 1 | 1 | 1 | 1 | 1 | 1 | 1 | 1 | 1 | 1 | 1 | 1 | 1 | 1 | 1 | 1 | 1 | 1 | 1 | 1 | 1 | 1 | 1 | 1 | 1 | 1 | 1 | 1 | 1 | 1 | 1 | 1 | 1 | 1 | 1 | 1 | 1 | 1 | 1 | 1 | 1 | 1 | 1 | 1 | 1 | 1 | 1 | 1 | 1 | 1 | 1 | 1 | 1 | 1 | 1 | 1 | 1 | 1 | 1
Commercial_Lodging (WA)_Miscellaneous_Natural Gas | Commercial | Lodging (WA) | Existing | Miscellaneous | Natural Gas | 0% | 0% | 0% | 0% | 0% | 0% | 0% | 0% | 100% | 0% | 1 | 1 | 1 | 1 | 1 | 1 | 1 | 1 | 1 | 1 | 1 | 1 | 1 | 1 | 1 | 1 | 1 | 1 | 1 | 1 | 1 | 1 | 1 | 1 | 1 | 1 | 1 | 1 | 1 | 1 | 1 | 1 | 1 | 1 | 1 | 1 | 1 | 1 | 1 | 1 | 1 | 1 | 1 | 1 | 1 | 1 | 1 | 1 | 1 | 1 | 1 | 1 | 1 | 1 | 1 | 1 | 1 | 1 | 1 | 1 | 1 | 1 | 1 | 1 | 1 | 1 | 1
Commercial_Lodging (WA)_Space Heating_Natural Gas | Commercial | Lodging (WA) | New | Space Heating | Natural Gas | 100% | 0% | 0% | 0% | 0% | 0% | 0% | 0% | 100% | 0% | 1 | 0.96362 | 0.96362 | 0.96362 | 0.96362 | 0.96362 | 0.96362 | 0.96362 | 0.96362 | 0.96362 | 0.96362 | 0.96362 | 0.96362 | 0.96362 | 0.96362 | 0.96362 | 0.96362 | 0.96362 | 0.96362 | 0.96362 | 0.96362 | 0.96362 | 0.96362 | 0.96362 | 0.96362 | 0.96362 | 0.96362 | 0.96362 | 0.96362 | 0.96362 | 0.96362 | 0.96362 | 0.96362 | 0.96362 | 0.96362 | 0.96362 | 0.96362 | 0.96362 | 0.96362 | 0.96362 | 0.96362 | 0.96362 | 0.96362 | 0.96362 | 0.96362 | 0.96362 | 0.96362 | 0.96362 | 0.96362 | 0.96362 | 0.96362 | 0.96362 | 0.96362 | 0.96362 | 0.96362 | 0.96362 | 0.96362 | 0.96362 | 0.96362 | 0.96362 | 0.96362 | 0.96362 | 0.96362 | 0.96362 | 0.96362 | 0.96362 | 0.96362
Commercial_Lodging (WA)_Water Heating_Natural Gas | Commercial | Lodging (WA) | New | Water Heating | Natural Gas | 0% | 0% | 0% | 0% | 0% | 0% | 0% | 0% | 100% | 0% | 1 | 1 | 1 | 1 | 1 | 1 | 1 | 1 | 1 | 1 | 1 | 1 | 1 | 1 | 1 | 1 | 1 | 1 | 1 | 1 | 1 | 1 | 1 | 1 | 1 | 1 | 1 | 1 | 1 | 1 | 1 | 1 | 1 | 1 | 1 | 1 | 1 | 1 | 1 | 1 | 1 | 1 | 1 | 1 | 1 | 1 | 1 | 1 | 1 | 1 | 1 | 1 | 1 | 1 | 1 | 1 | 1 | 1 | 1 | 1 | 1 | 1 | 1 | 1 | 1 | 1 | 1
Commercial_Lodging (WA)_Food Preparation_Natural Gas | Commercial | Lodging (WA) | New | Food Preparation | Natural Gas | 0% | 0% | 0% | 0% | 0% | 0% | 0% | 0% | 100% | 0% | 1 | 1 | 1 | 1 | 1 | 1 | 1 | 1 | 1 | 1 | 1 | 1 | 1 | 1 | 1 | 1 | 1 | 1 | 1 | 1 | 1 | 1 | 1 | 1 | 1 | 1 | 1 | 1 | 1 | 1 | 1 | 1 | 1 | 1 | 1 | 1 | 1 | 1 | 1 | 1 | 1 | 1 | 1 | 1 | 1 | 1 | 1 | 1 | 1 | 1 | 1 | 1 | 1 | 1 | 1 | 1 | 1 | 1 | 1 | 1 | 1 | 1 | 1 | 1 | 1 | 1 | 1
Commercial_Lodging (WA)_Miscellaneous_Natural Gas | Commercial | Lodging (WA) | New | Miscellaneous | Natural Gas | 0% | 0% | 0% | 0% | 0% | 0% | 0% | 0% | 100% | 0% | 1 | 1 | 1 | 1 | 1 | 1 | 1 | 1 | 1 | 1 | 1 | 1 | 1 | 1 | 1 | 1 | 1 | 1 | 1 | 1 | 1 | 1 | 1 | 1 | 1 | 1 | 1 | 1 | 1 | 1 | 1 | 1 | 1 | 1 | 1 | 1 | 1 | 1 | 1 | 1 | 1 | 1 | 1 | 1 | 1 | 1 | 1 | 1 | 1 | 1 | 1 | 1 | 1 | 1 | 1 | 1 | 1 | 1 | 1 | 1 | 1 | 1 | 1 | 1 | 1 | 1 | 1
Commercial_Warehouse (WA)_Space Heating_Natural Gas | Commercial | Warehouse (WA) | Existing | Space Heating | Natural Gas | 100% | 0% | 0% | 0% | 0% | 0% | 0% | 0% | 100% | 0% | 1 | 0.96362 | 0.96362 | 0.96362 | 0.96362 | 0.96362 | 0.96362 | 0.96362 | 0.96362 | 0.96362 | 0.96362 | 0.96362 | 0.96362 | 0.96362 | 0.96362 | 0.96362 | 0.96362 | 0.96362 | 0.96362 | 0.96362 | 0.96362 | 0.96362 | 0.96362 | 0.96362 | 0.96362 | 0.96362 | 0.96362 | 0.96362 | 0.96362 | 0.96362 | 0.96362 | 0.96362 | 0.96362 | 0.96362 | 0.96362 | 0.96362 | 0.96362 | 0.96362 | 0.96362 | 0.96362 | 0.96362 | 0.96362 | 0.96362 | 0.96362 | 0.96362 | 0.96362 | 0.96362 | 0.96362 | 0.96362 | 0.96362 | 0.96362 | 0.96362 | 0.96362 | 0.96362 | 0.96362 | 0.96362 | 0.96362 | 0.96362 | 0.96362 | 0.96362 | 0.96362 | 0.96362 | 0.96362 | 0.96362 | 0.96362 | 0.96362 | 0.96362
Commercial_Warehouse (WA)_Water Heating_Natural Gas | Commercial | Warehouse (WA) | Existing | Water Heating | Natural Gas | 0% | 0% | 0% | 0% | 0% | 0% | 0% | 0% | 100% | 0% | 1 | 1 | 1 | 1 | 1 | 1 | 1 | 1 | 1 | 1 | 1 | 1 | 1 | 1 | 1 | 1 | 1 | 1 | 1 | 1 | 1 | 1 | 1 | 1 | 1 | 1 | 1 | 1 | 1 | 1 | 1 | 1 | 1 | 1 | 1 | 1 | 1 | 1 | 1 | 1 | 1 | 1 | 1 | 1 | 1 | 1 | 1 | 1 | 1 | 1 | 1 | 1 | 1 | 1 | 1 | 1 | 1 | 1 | 1 | 1 | 1 | 1 | 1 | 1 | 1 | 1 | 1
Commercial_Warehouse (WA)_Food Preparation_Natural Gas | Commercial | Warehouse (WA) | Existing | Food Preparation | Natural Gas | 0% | 0% | 0% | 0% | 0% | 0% | 0% | 0% | 100% | 0% | 1 | 1 | 1 | 1 | 1 | 1 | 1 | 1 | 1 | 1 | 1 | 1 | 1 | 1 | 1 | 1 | 1 | 1 | 1 | 1 | 1 | 1 | 1 | 1 | 1 | 1 | 1 | 1 | 1 | 1 | 1 | 1 | 1 | 1 | 1 | 1 | 1 | 1 | 1 | 1 | 1 | 1 | 1 | 1 | 1 | 1 | 1 | 1 | 1 | 1 | 1 | 1 | 1 | 1 | 1 | 1 | 1 | 1 | 1 | 1 | 1 | 1 | 1 | 1 | 1 | 1 | 1
Commercial_Warehouse (WA)_Miscellaneous_Natural Gas | Commercial | Warehouse (WA) | Existing | Miscellaneous | Natural Gas | 0% | 0% | 0% | 0% | 0% | 0% | 0% | 0% | 100% | 0% | 1 | 1 | 1 | 1 | 1 | 1 | 1 | 1 | 1 | 1 | 1 | 1 | 1 | 1 | 1 | 1 | 1 | 1 | 1 | 1 | 1 | 1 | 1 | 1 | 1 | 1 | 1 | 1 | 1 | 1 | 1 | 1 | 1 | 1 | 1 | 1 | 1 | 1 | 1 | 1 | 1 | 1 | 1 | 1 | 1 | 1 | 1 | 1 | 1 | 1 | 1 | 1 | 1 | 1 | 1 | 1 | 1 | 1 | 1 | 1 | 1 | 1 | 1 | 1 | 1 | 1 | 1
Commercial_Warehouse (WA)_Space Heating_Natural Gas | Commercial | Warehouse (WA) | New | Space Heating | Natural Gas | 100% | 0% | 0% | 0% | 0% | 0% | 0% | 0% | 100% | 0% | 1 | 0.96362 | 0.96362 | 0.96362 | 0.96362 | 0.96362 | 0.96362 | 0.96362 | 0.96362 | 0.96362 | 0.96362 | 0.96362 | 0.96362 | 0.96362 | 0.96362 | 0.96362 | 0.96362 | 0.96362 | 0.96362 | 0.96362 | 0.96362 | 0.96362 | 0.96362 | 0.96362 | 0.96362 | 0.96362 | 0.96362 | 0.96362 | 0.96362 | 0.96362 | 0.96362 | 0.96362 | 0.96362 | 0.96362 | 0.96362 | 0.96362 | 0.96362 | 0.96362 | 0.96362 | 0.96362 | 0.96362 | 0.96362 | 0.96362 | 0.96362 | 0.96362 | 0.96362 | 0.96362 | 0.96362 | 0.96362 | 0.96362 | 0.96362 | 0.96362 | 0.96362 | 0.96362 | 0.96362 | 0.96362 | 0.96362 | 0.96362 | 0.96362 | 0.96362 | 0.96362 | 0.96362 | 0.96362 | 0.96362 | 0.96362 | 0.96362 | 0.96362
Commercial_Warehouse (WA)_Water Heating_Natural Gas | Commercial | Warehouse (WA) | New | Water Heating | Natural Gas | 0% | 0% | 0% | 0% | 0% | 0% | 0% | 0% | 100% | 0% | 1 | 1 | 1 | 1 | 1 | 1 | 1 | 1 | 1 | 1 | 1 | 1 | 1 | 1 | 1 | 1 | 1 | 1 | 1 | 1 | 1 | 1 | 1 | 1 | 1 | 1 | 1 | 1 | 1 | 1 | 1 | 1 | 1 | 1 | 1 | 1 | 1 | 1 | 1 | 1 | 1 | 1 | 1 | 1 | 1 | 1 | 1 | 1 | 1 | 1 | 1 | 1 | 1 | 1 | 1 | 1 | 1 | 1 | 1 | 1 | 1 | 1 | 1 | 1 | 1 | 1 | 1
Commercial_Warehouse (WA)_Food Preparation_Natural Gas | Commercial | Warehouse (WA) | New | Food Preparation | Natural Gas | 0% | 0% | 0% | 0% | 0% | 0% | 0% | 0% | 100% | 0% | 1 | 1 | 1 | 1 | 1 | 1 | 1 | 1 | 1 | 1 | 1 | 1 | 1 | 1 | 1 | 1 | 1 | 1 | 1 | 1 | 1 | 1 | 1 | 1 | 1 | 1 | 1 | 1 | 1 | 1 | 1 | 1 | 1 | 1 | 1 | 1 | 1 | 1 | 1 | 1 | 1 | 1 | 1 | 1 | 1 | 1 | 1 | 1 | 1 | 1 | 1 | 1 | 1 | 1 | 1 | 1 | 1 | 1 | 1 | 1 | 1 | 1 | 1 | 1 | 1 | 1 | 1
Commercial_Warehouse (WA)_Miscellaneous_Natural Gas | Commercial | Warehouse (WA) | New | Miscellaneous | Natural Gas | 0% | 0% | 0% | 0% | 0% | 0% | 0% | 0% | 100% | 0% | 1 | 1 | 1 | 1 | 1 | 1 | 1 | 1 | 1 | 1 | 1 | 1 | 1 | 1 | 1 | 1 | 1 | 1 | 1 | 1 | 1 | 1 | 1 | 1 | 1 | 1 | 1 | 1 | 1 | 1 | 1 | 1 | 1 | 1 | 1 | 1 | 1 | 1 | 1 | 1 | 1 | 1 | 1 | 1 | 1 | 1 | 1 | 1 | 1 | 1 | 1 | 1 | 1 | 1 | 1 | 1 | 1 | 1 | 1 | 1 | 1 | 1 | 1 | 1 | 1 | 1 | 1
Commercial_Miscellaneous (WA)_Space Heating_Natural Gas | Commercial | Miscellaneous (WA) | Existing | Space Heating | Natural Gas | 100% | 0% | 0% | 0% | 0% | 0% | 0% | 0% | 100% | 0% | 1 | 0.96362 | 0.96362 | 0.96362 | 0.96362 | 0.96362 | 0.96362 | 0.96362 | 0.96362 | 0.96362 | 0.96362 | 0.96362 | 0.96362 | 0.96362 | 0.96362 | 0.96362 | 0.96362 | 0.96362 | 0.96362 | 0.96362 | 0.96362 | 0.96362 | 0.96362 | 0.96362 | 0.96362 | 0.96362 | 0.96362 | 0.96362 | 0.96362 | 0.96362 | 0.96362 | 0.96362 | 0.96362 | 0.96362 | 0.96362 | 0.96362 | 0.96362 | 0.96362 | 0.96362 | 0.96362 | 0.96362 | 0.96362 | 0.96362 | 0.96362 | 0.96362 | 0.96362 | 0.96362 | 0.96362 | 0.96362 | 0.96362 | 0.96362 | 0.96362 | 0.96362 | 0.96362 | 0.96362 | 0.96362 | 0.96362 | 0.96362 | 0.96362 | 0.96362 | 0.96362 | 0.96362 | 0.96362 | 0.96362 | 0.96362 | 0.96362 | 0.96362
Commercial_Miscellaneous (WA)_Water Heating_Natural Gas | Commercial | Miscellaneous (WA) | Existing | Water Heating | Natural Gas | 0% | 0% | 0% | 0% | 0% | 0% | 0% | 0% | 100% | 0% | 1 | 1 | 1 | 1 | 1 | 1 | 1 | 1 | 1 | 1 | 1 | 1 | 1 | 1 | 1 | 1 | 1 | 1 | 1 | 1 | 1 | 1 | 1 | 1 | 1 | 1 | 1 | 1 | 1 | 1 | 1 | 1 | 1 | 1 | 1 | 1 | 1 | 1 | 1 | 1 | 1 | 1 | 1 | 1 | 1 | 1 | 1 | 1 | 1 | 1 | 1 | 1 | 1 | 1 | 1 | 1 | 1 | 1 | 1 | 1 | 1 | 1 | 1 | 1 | 1 | 1 | 1
Commercial_Miscellaneous (WA)_Food Preparation_Natural Gas | Commercial | Miscellaneous (WA) | Existing | Food Preparation | Natural Gas | 0% | 0% | 0% | 0% | 0% | 0% | 0% | 0% | 100% | 0% | 1 | 1 | 1 | 1 | 1 | 1 | 1 | 1 | 1 | 1 | 1 | 1 | 1 | 1 | 1 | 1 | 1 | 1 | 1 | 1 | 1 | 1 | 1 | 1 | 1 | 1 | 1 | 1 | 1 | 1 | 1 | 1 | 1 | 1 | 1 | 1 | 1 | 1 | 1 | 1 | 1 | 1 | 1 | 1 | 1 | 1 | 1 | 1 | 1 | 1 | 1 | 1 | 1 | 1 | 1 | 1 | 1 | 1 | 1 | 1 | 1 | 1 | 1 | 1 | 1 | 1 | 1
Commercial_Miscellaneous (WA)_Miscellaneous_Natural Gas | Commercial | Miscellaneous (WA) | Existing | Miscellaneous | Natural Gas | 0% | 0% | 0% | 0% | 0% | 0% | 0% | 0% | 100% | 0% | 1 | 1 | 1 | 1 | 1 | 1 | 1 | 1 | 1 | 1 | 1 | 1 | 1 | 1 | 1 | 1 | 1 | 1 | 1 | 1 | 1 | 1 | 1 | 1 | 1 | 1 | 1 | 1 | 1 | 1 | 1 | 1 | 1 | 1 | 1 | 1 | 1 | 1 | 1 | 1 | 1 | 1 | 1 | 1 | 1 | 1 | 1 | 1 | 1 | 1 | 1 | 1 | 1 | 1 | 1 | 1 | 1 | 1 | 1 | 1 | 1 | 1 | 1 | 1 | 1 | 1 | 1
Commercial_Miscellaneous (WA)_Space Heating_Natural Gas | Commercial | Miscellaneous (WA) | New | Space Heating | Natural Gas | 100% | 0% | 0% | 0% | 0% | 0% | 0% | 0% | 100% | 0% | 1 | 0.96362 | 0.96362 | 0.96362 | 0.96362 | 0.96362 | 0.96362 | 0.96362 | 0.96362 | 0.96362 | 0.96362 | 0.96362 | 0.96362 | 0.96362 | 0.96362 | 0.96362 | 0.96362 | 0.96362 | 0.96362 | 0.96362 | 0.96362 | 0.96362 | 0.96362 | 0.96362 | 0.96362 | 0.96362 | 0.96362 | 0.96362 | 0.96362 | 0.96362 | 0.96362 | 0.96362 | 0.96362 | 0.96362 | 0.96362 | 0.96362 | 0.96362 | 0.96362 | 0.96362 | 0.96362 | 0.96362 | 0.96362 | 0.96362 | 0.96362 | 0.96362 | 0.96362 | 0.96362 | 0.96362 | 0.96362 | 0.96362 | 0.96362 | 0.96362 | 0.96362 | 0.96362 | 0.96362 | 0.96362 | 0.96362 | 0.96362 | 0.96362 | 0.96362 | 0.96362 | 0.96362 | 0.96362 | 0.96362 | 0.96362 | 0.96362 | 0.96362
Commercial_Miscellaneous (WA)_Water Heating_Natural Gas | Commercial | Miscellaneous (WA) | New | Water Heating | Natural Gas | 0% | 0% | 0% | 0% | 0% | 0% | 0% | 0% | 100% | 0% | 1 | 1 | 1 | 1 | 1 | 1 | 1 | 1 | 1 | 1 | 1 | 1 | 1 | 1 | 1 | 1 | 1 | 1 | 1 | 1 | 1 | 1 | 1 | 1 | 1 | 1 | 1 | 1 | 1 | 1 | 1 | 1 | 1 | 1 | 1 | 1 | 1 | 1 | 1 | 1 | 1 | 1 | 1 | 1 | 1 | 1 | 1 | 1 | 1 | 1 | 1 | 1 | 1 | 1 | 1 | 1 | 1 | 1 | 1 | 1 | 1 | 1 | 1 | 1 | 1 | 1 | 1
Commercial_Miscellaneous (WA)_Food Preparation_Natural Gas | Commercial | Miscellaneous (WA) | New | Food Preparation | Natural Gas | 0% | 0% | 0% | 0% | 0% | 0% | 0% | 0% | 100% | 0% | 1 | 1 | 1 | 1 | 1 | 1 | 1 | 1 | 1 | 1 | 1 | 1 | 1 | 1 | 1 | 1 | 1 | 1 | 1 | 1 | 1 | 1 | 1 | 1 | 1 | 1 | 1 | 1 | 1 | 1 | 1 | 1 | 1 | 1 | 1 | 1 | 1 | 1 | 1 | 1 | 1 | 1 | 1 | 1 | 1 | 1 | 1 | 1 | 1 | 1 | 1 | 1 | 1 | 1 | 1 | 1 | 1 | 1 | 1 | 1 | 1 | 1 | 1 | 1 | 1 | 1 | 1
Commercial_Miscellaneous (WA)_Miscellaneous_Natural Gas | Commercial | Miscellaneous (WA) | New | Miscellaneous | Natural Gas | 0% | 0% | 0% | 0% | 0% | 0% | 0% | 0% | 100% | 0% | 1 | 1 | 1 | 1 | 1 | 1 | 1 | 1 | 1 | 1 | 1 | 1 | 1 | 1 | 1 | 1 | 1 | 1 | 1 | 1 | 1 | 1 | 1 | 1 | 1 | 1 | 1 | 1 | 1 | 1 | 1 | 1 | 1 | 1 | 1 | 1 | 1 | 1 | 1 | 1 | 1 | 1 | 1 | 1 | 1 | 1 | 1 | 1 | 1 | 1 | 1 | 1 | 1 | 1 | 1 | 1 | 1 | 1 | 1 | 1 | 1 | 1 | 1 | 1 | 1 | 1 | 1
Commercial_Office (ID)_Space Heating_Natural Gas | Commercial | Office (ID) | Existing | Space Heating | Natural Gas | 0% | 100% | 0% | 0% | 0% | 0% | 0% | 0% | 0% | 100% | 1 | 0.96362 | 0.96362 | 0.96362 | 0.96362 | 0.96362 | 0.96362 | 0.96362 | 0.96362 | 0.96362 | 0.96362 | 0.96362 | 0.96362 | 0.96362 | 0.96362 | 0.96362 | 0.96362 | 0.96362 | 0.96362 | 0.96362 | 0.96362 | 0.96362 | 0.96362 | 0.96362 | 0.96362 | 0.96362 | 0.96362 | 0.96362 | 0.96362 | 0.96362 | 0.96362 | 0.96362 | 0.96362 | 0.96362 | 0.96362 | 0.96362 | 0.96362 | 0.96362 | 0.96362 | 0.96362 | 0.96362 | 0.96362 | 0.96362 | 0.96362 | 0.96362 | 0.96362 | 0.96362 | 0.96362 | 0.96362 | 0.96362 | 0.96362 | 0.96362 | 0.96362 | 0.96362 | 0.96362 | 0.96362 | 0.96362 | 0.96362 | 0.96362 | 0.96362 | 0.96362 | 0.96362 | 0.96362 | 0.96362 | 0.96362 | 0.96362 | 0.96362
Commercial_Office (ID)_Water Heating_Natural Gas | Commercial | Office (ID) | Existing | Water Heating | Natural Gas | 0% | 0% | 0% | 0% | 0% | 0% | 0% | 0% | 0% | 100% | 1 | 1 | 1 | 1 | 1 | 1 | 1 | 1 | 1 | 1 | 1 | 1 | 1 | 1 | 1 | 1 | 1 | 1 | 1 | 1 | 1 | 1 | 1 | 1 | 1 | 1 | 1 | 1 | 1 | 1 | 1 | 1 | 1 | 1 | 1 | 1 | 1 | 1 | 1 | 1 | 1 | 1 | 1 | 1 | 1 | 1 | 1 | 1 | 1 | 1 | 1 | 1 | 1 | 1 | 1 | 1 | 1 | 1 | 1 | 1 | 1 | 1 | 1 | 1 | 1 | 1 | 1
Commercial_Office (ID)_Food Preparation_Natural Gas | Commercial | Office (ID) | Existing | Food Preparation | Natural Gas | 0% | 0% | 0% | 0% | 0% | 0% | 0% | 0% | 0% | 100% | 1 | 1 | 1 | 1 | 1 | 1 | 1 | 1 | 1 | 1 | 1 | 1 | 1 | 1 | 1 | 1 | 1 | 1 | 1 | 1 | 1 | 1 | 1 | 1 | 1 | 1 | 1 | 1 | 1 | 1 | 1 | 1 | 1 | 1 | 1 | 1 | 1 | 1 | 1 | 1 | 1 | 1 | 1 | 1 | 1 | 1 | 1 | 1 | 1 | 1 | 1 | 1 | 1 | 1 | 1 | 1 | 1 | 1 | 1 | 1 | 1 | 1 | 1 | 1 | 1 | 1 | 1
Commercial_Office (ID)_Miscellaneous_Natural Gas | Commercial | Office (ID) | Existing | Miscellaneous | Natural Gas | 0% | 0% | 0% | 0% | 0% | 0% | 0% | 0% | 0% | 100% | 1 | 1 | 1 | 1 | 1 | 1 | 1 | 1 | 1 | 1 | 1 | 1 | 1 | 1 | 1 | 1 | 1 | 1 | 1 | 1 | 1 | 1 | 1 | 1 | 1 | 1 | 1 | 1 | 1 | 1 | 1 | 1 | 1 | 1 | 1 | 1 | 1 | 1 | 1 | 1 | 1 | 1 | 1 | 1 | 1 | 1 | 1 | 1 | 1 | 1 | 1 | 1 | 1 | 1 | 1 | 1 | 1 | 1 | 1 | 1 | 1 | 1 | 1 | 1 | 1 | 1 | 1
Commercial_Office (ID)_Space Heating_Natural Gas | Commercial | Office (ID) | New | Space Heating | Natural Gas | 0% | 100% | 0% | 0% | 0% | 0% | 0% | 0% | 0% | 100% | 1 | 0.96362 | 0.96362 | 0.96362 | 0.96362 | 0.96362 | 0.96362 | 0.96362 | 0.96362 | 0.96362 | 0.96362 | 0.96362 | 0.96362 | 0.96362 | 0.96362 | 0.96362 | 0.96362 | 0.96362 | 0.96362 | 0.96362 | 0.96362 | 0.96362 | 0.96362 | 0.96362 | 0.96362 | 0.96362 | 0.96362 | 0.96362 | 0.96362 | 0.96362 | 0.96362 | 0.96362 | 0.96362 | 0.96362 | 0.96362 | 0.96362 | 0.96362 | 0.96362 | 0.96362 | 0.96362 | 0.96362 | 0.96362 | 0.96362 | 0.96362 | 0.96362 | 0.96362 | 0.96362 | 0.96362 | 0.96362 | 0.96362 | 0.96362 | 0.96362 | 0.96362 | 0.96362 | 0.96362 | 0.96362 | 0.96362 | 0.96362 | 0.96362 | 0.96362 | 0.96362 | 0.96362 | 0.96362 | 0.96362 | 0.96362 | 0.96362 | 0.96362
Commercial_Office (ID)_Water Heating_Natural Gas | Commercial | Office (ID) | New | Water Heating | Natural Gas | 0% | 0% | 0% | 0% | 0% | 0% | 0% | 0% | 0% | 100% | 1 | 1 | 1 | 1 | 1 | 1 | 1 | 1 | 1 | 1 | 1 | 1 | 1 | 1 | 1 | 1 | 1 | 1 | 1 | 1 | 1 | 1 | 1 | 1 | 1 | 1 | 1 | 1 | 1 | 1 | 1 | 1 | 1 | 1 | 1 | 1 | 1 | 1 | 1 | 1 | 1 | 1 | 1 | 1 | 1 | 1 | 1 | 1 | 1 | 1 | 1 | 1 | 1 | 1 | 1 | 1 | 1 | 1 | 1 | 1 | 1 | 1 | 1 | 1 | 1 | 1 | 1
Commercial_Office (ID)_Food Preparation_Natural Gas | Commercial | Office (ID) | New | Food Preparation | Natural Gas | 0% | 0% | 0% | 0% | 0% | 0% | 0% | 0% | 0% | 100% | 1 | 1 | 1 | 1 | 1 | 1 | 1 | 1 | 1 | 1 | 1 | 1 | 1 | 1 | 1 | 1 | 1 | 1 | 1 | 1 | 1 | 1 | 1 | 1 | 1 | 1 | 1 | 1 | 1 | 1 | 1 | 1 | 1 | 1 | 1 | 1 | 1 | 1 | 1 | 1 | 1 | 1 | 1 | 1 | 1 | 1 | 1 | 1 | 1 | 1 | 1 | 1 | 1 | 1 | 1 | 1 | 1 | 1 | 1 | 1 | 1 | 1 | 1 | 1 | 1 | 1 | 1
Commercial_Office (ID)_Miscellaneous_Natural Gas | Commercial | Office (ID) | New | Miscellaneous | Natural Gas | 0% | 0% | 0% | 0% | 0% | 0% | 0% | 0% | 0% | 100% | 1 | 1 | 1 | 1 | 1 | 1 | 1 | 1 | 1 | 1 | 1 | 1 | 1 | 1 | 1 | 1 | 1 | 1 | 1 | 1 | 1 | 1 | 1 | 1 | 1 | 1 | 1 | 1 | 1 | 1 | 1 | 1 | 1 | 1 | 1 | 1 | 1 | 1 | 1 | 1 | 1 | 1 | 1 | 1 | 1 | 1 | 1 | 1 | 1 | 1 | 1 | 1 | 1 | 1 | 1 | 1 | 1 | 1 | 1 | 1 | 1 | 1 | 1 | 1 | 1 | 1 | 1
Commercial_Restaurant (ID)_Space Heating_Natural Gas | Commercial | Restaurant (ID) | Existing | Space Heating | Natural Gas | 0% | 100% | 0% | 0% | 0% | 0% | 0% | 0% | 0% | 100% | 1 | 0.96362 | 0.96362 | 0.96362 | 0.96362 | 0.96362 | 0.96362 | 0.96362 | 0.96362 | 0.96362 | 0.96362 | 0.96362 | 0.96362 | 0.96362 | 0.96362 | 0.96362 | 0.96362 | 0.96362 | 0.96362 | 0.96362 | 0.96362 | 0.96362 | 0.96362 | 0.96362 | 0.96362 | 0.96362 | 0.96362 | 0.96362 | 0.96362 | 0.96362 | 0.96362 | 0.96362 | 0.96362 | 0.96362 | 0.96362 | 0.96362 | 0.96362 | 0.96362 | 0.96362 | 0.96362 | 0.96362 | 0.96362 | 0.96362 | 0.96362 | 0.96362 | 0.96362 | 0.96362 | 0.96362 | 0.96362 | 0.96362 | 0.96362 | 0.96362 | 0.96362 | 0.96362 | 0.96362 | 0.96362 | 0.96362 | 0.96362 | 0.96362 | 0.96362 | 0.96362 | 0.96362 | 0.96362 | 0.96362 | 0.96362 | 0.96362 | 0.96362
Commercial_Restaurant (ID)_Water Heating_Natural Gas | Commercial | Restaurant (ID) | Existing | Water Heating | Natural Gas | 0% | 0% | 0% | 0% | 0% | 0% | 0% | 0% | 0% | 100% | 1 | 1 | 1 | 1 | 1 | 1 | 1 | 1 | 1 | 1 | 1 | 1 | 1 | 1 | 1 | 1 | 1 | 1 | 1 | 1 | 1 | 1 | 1 | 1 | 1 | 1 | 1 | 1 | 1 | 1 | 1 | 1 | 1 | 1 | 1 | 1 | 1 | 1 | 1 | 1 | 1 | 1 | 1 | 1 | 1 | 1 | 1 | 1 | 1 | 1 | 1 | 1 | 1 | 1 | 1 | 1 | 1 | 1 | 1 | 1 | 1 | 1 | 1 | 1 | 1 | 1 | 1
Commercial_Restaurant (ID)_Food Preparation_Natural Gas | Commercial | Restaurant (ID) | Existing | Food Preparation | Natural Gas | 0% | 0% | 0% | 0% | 0% | 0% | 0% | 0% | 0% | 100% | 1 | 1 | 1 | 1 | 1 | 1 | 1 | 1 | 1 | 1 | 1 | 1 | 1 | 1 | 1 | 1 | 1 | 1 | 1 | 1 | 1 | 1 | 1 | 1 | 1 | 1 | 1 | 1 | 1 | 1 | 1 | 1 | 1 | 1 | 1 | 1 | 1 | 1 | 1 | 1 | 1 | 1 | 1 | 1 | 1 | 1 | 1 | 1 | 1 | 1 | 1 | 1 | 1 | 1 | 1 | 1 | 1 | 1 | 1 | 1 | 1 | 1 | 1 | 1 | 1 | 1 | 1
Commercial_Restaurant (ID)_Miscellaneous_Natural Gas | Commercial | Restaurant (ID) | Existing | Miscellaneous | Natural Gas | 0% | 0% | 0% | 0% | 0% | 0% | 0% | 0% | 0% | 100% | 1 | 1 | 1 | 1 | 1 | 1 | 1 | 1 | 1 | 1 | 1 | 1 | 1 | 1 | 1 | 1 | 1 | 1 | 1 | 1 | 1 | 1 | 1 | 1 | 1 | 1 | 1 | 1 | 1 | 1 | 1 | 1 | 1 | 1 | 1 | 1 | 1 | 1 | 1 | 1 | 1 | 1 | 1 | 1 | 1 | 1 | 1 | 1 | 1 | 1 | 1 | 1 | 1 | 1 | 1 | 1 | 1 | 1 | 1 | 1 | 1 | 1 | 1 | 1 | 1 | 1 | 1
Commercial_Restaurant (ID)_Space Heating_Natural Gas | Commercial | Restaurant (ID) | New | Space Heating | Natural Gas | 0% | 100% | 0% | 0% | 0% | 0% | 0% | 0% | 0% | 100% | 1 | 0.96362 | 0.96362 | 0.96362 | 0.96362 | 0.96362 | 0.96362 | 0.96362 | 0.96362 | 0.96362 | 0.96362 | 0.96362 | 0.96362 | 0.96362 | 0.96362 | 0.96362 | 0.96362 | 0.96362 | 0.96362 | 0.96362 | 0.96362 | 0.96362 | 0.96362 | 0.96362 | 0.96362 | 0.96362 | 0.96362 | 0.96362 | 0.96362 | 0.96362 | 0.96362 | 0.96362 | 0.96362 | 0.96362 | 0.96362 | 0.96362 | 0.96362 | 0.96362 | 0.96362 | 0.96362 | 0.96362 | 0.96362 | 0.96362 | 0.96362 | 0.96362 | 0.96362 | 0.96362 | 0.96362 | 0.96362 | 0.96362 | 0.96362 | 0.96362 | 0.96362 | 0.96362 | 0.96362 | 0.96362 | 0.96362 | 0.96362 | 0.96362 | 0.96362 | 0.96362 | 0.96362 | 0.96362 | 0.96362 | 0.96362 | 0.96362 | 0.96362
Commercial_Restaurant (ID)_Water Heating_Natural Gas | Commercial | Restaurant (ID) | New | Water Heating | Natural Gas | 0% | 0% | 0% | 0% | 0% | 0% | 0% | 0% | 0% | 100% | 1 | 1 | 1 | 1 | 1 | 1 | 1 | 1 | 1 | 1 | 1 | 1 | 1 | 1 | 1 | 1 | 1 | 1 | 1 | 1 | 1 | 1 | 1 | 1 | 1 | 1 | 1 | 1 | 1 | 1 | 1 | 1 | 1 | 1 | 1 | 1 | 1 | 1 | 1 | 1 | 1 | 1 | 1 | 1 | 1 | 1 | 1 | 1 | 1 | 1 | 1 | 1 | 1 | 1 | 1 | 1 | 1 | 1 | 1 | 1 | 1 | 1 | 1 | 1 | 1 | 1 | 1
Commercial_Restaurant (ID)_Food Preparation_Natural Gas | Commercial | Restaurant (ID) | New | Food Preparation | Natural Gas | 0% | 0% | 0% | 0% | 0% | 0% | 0% | 0% | 0% | 100% | 1 | 1 | 1 | 1 | 1 | 1 | 1 | 1 | 1 | 1 | 1 | 1 | 1 | 1 | 1 | 1 | 1 | 1 | 1 | 1 | 1 | 1 | 1 | 1 | 1 | 1 | 1 | 1 | 1 | 1 | 1 | 1 | 1 | 1 | 1 | 1 | 1 | 1 | 1 | 1 | 1 | 1 | 1 | 1 | 1 | 1 | 1 | 1 | 1 | 1 | 1 | 1 | 1 | 1 | 1 | 1 | 1 | 1 | 1 | 1 | 1 | 1 | 1 | 1 | 1 | 1 | 1
Commercial_Restaurant (ID)_Miscellaneous_Natural Gas | Commercial | Restaurant (ID) | New | Miscellaneous | Natural Gas | 0% | 0% | 0% | 0% | 0% | 0% | 0% | 0% | 0% | 100% | 1 | 1 | 1 | 1 | 1 | 1 | 1 | 1 | 1 | 1 | 1 | 1 | 1 | 1 | 1 | 1 | 1 | 1 | 1 | 1 | 1 | 1 | 1 | 1 | 1 | 1 | 1 | 1 | 1 | 1 | 1 | 1 | 1 | 1 | 1 | 1 | 1 | 1 | 1 | 1 | 1 | 1 | 1 | 1 | 1 | 1 | 1 | 1 | 1 | 1 | 1 | 1 | 1 | 1 | 1 | 1 | 1 | 1 | 1 | 1 | 1 | 1 | 1 | 1 | 1 | 1 | 1
Commercial_Retail (ID)_Space Heating_Natural Gas | Commercial | Retail (ID) | Existing | Space Heating | Natural Gas | 0% | 100% | 0% | 0% | 0% | 0% | 0% | 0% | 0% | 100% | 1 | 0.96362 | 0.96362 | 0.96362 | 0.96362 | 0.96362 | 0.96362 | 0.96362 | 0.96362 | 0.96362 | 0.96362 | 0.96362 | 0.96362 | 0.96362 | 0.96362 | 0.96362 | 0.96362 | 0.96362 | 0.96362 | 0.96362 | 0.96362 | 0.96362 | 0.96362 | 0.96362 | 0.96362 | 0.96362 | 0.96362 | 0.96362 | 0.96362 | 0.96362 | 0.96362 | 0.96362 | 0.96362 | 0.96362 | 0.96362 | 0.96362 | 0.96362 | 0.96362 | 0.96362 | 0.96362 | 0.96362 | 0.96362 | 0.96362 | 0.96362 | 0.96362 | 0.96362 | 0.96362 | 0.96362 | 0.96362 | 0.96362 | 0.96362 | 0.96362 | 0.96362 | 0.96362 | 0.96362 | 0.96362 | 0.96362 | 0.96362 | 0.96362 | 0.96362 | 0.96362 | 0.96362 | 0.96362 | 0.96362 | 0.96362 | 0.96362 | 0.96362
Commercial_Retail (ID)_Water Heating_Natural Gas | Commercial | Retail (ID) | Existing | Water Heating | Natural Gas | 0% | 0% | 0% | 0% | 0% | 0% | 0% | 0% | 0% | 100% | 1 | 1 | 1 | 1 | 1 | 1 | 1 | 1 | 1 | 1 | 1 | 1 | 1 | 1 | 1 | 1 | 1 | 1 | 1 | 1 | 1 | 1 | 1 | 1 | 1 | 1 | 1 | 1 | 1 | 1 | 1 | 1 | 1 | 1 | 1 | 1 | 1 | 1 | 1 | 1 | 1 | 1 | 1 | 1 | 1 | 1 | 1 | 1 | 1 | 1 | 1 | 1 | 1 | 1 | 1 | 1 | 1 | 1 | 1 | 1 | 1 | 1 | 1 | 1 | 1 | 1 | 1
Commercial_Retail (ID)_Food Preparation_Natural Gas | Commercial | Retail (ID) | Existing | Food Preparation | Natural Gas | 0% | 0% | 0% | 0% | 0% | 0% | 0% | 0% | 0% | 100% | 1 | 1 | 1 | 1 | 1 | 1 | 1 | 1 | 1 | 1 | 1 | 1 | 1 | 1 | 1 | 1 | 1 | 1 | 1 | 1 | 1 | 1 | 1 | 1 | 1 | 1 | 1 | 1 | 1 | 1 | 1 | 1 | 1 | 1 | 1 | 1 | 1 | 1 | 1 | 1 | 1 | 1 | 1 | 1 | 1 | 1 | 1 | 1 | 1 | 1 | 1 | 1 | 1 | 1 | 1 | 1 | 1 | 1 | 1 | 1 | 1 | 1 | 1 | 1 | 1 | 1 | 1
Commercial_Retail (ID)_Miscellaneous_Natural Gas | Commercial | Retail (ID) | Existing | Miscellaneous | Natural Gas | 0% | 0% | 0% | 0% | 0% | 0% | 0% | 0% | 0% | 100% | 1 | 1 | 1 | 1 | 1 | 1 | 1 | 1 | 1 | 1 | 1 | 1 | 1 | 1 | 1 | 1 | 1 | 1 | 1 | 1 | 1 | 1 | 1 | 1 | 1 | 1 | 1 | 1 | 1 | 1 | 1 | 1 | 1 | 1 | 1 | 1 | 1 | 1 | 1 | 1 | 1 | 1 | 1 | 1 | 1 | 1 | 1 | 1 | 1 | 1 | 1 | 1 | 1 | 1 | 1 | 1 | 1 | 1 | 1 | 1 | 1 | 1 | 1 | 1 | 1 | 1 | 1
Commercial_Retail (ID)_Space Heating_Natural Gas | Commercial | Retail (ID) | New | Space Heating | Natural Gas | 0% | 100% | 0% | 0% | 0% | 0% | 0% | 0% | 0% | 100% | 1 | 0.96362 | 0.96362 | 0.96362 | 0.96362 | 0.96362 | 0.96362 | 0.96362 | 0.96362 | 0.96362 | 0.96362 | 0.96362 | 0.96362 | 0.96362 | 0.96362 | 0.96362 | 0.96362 | 0.96362 | 0.96362 | 0.96362 | 0.96362 | 0.96362 | 0.96362 | 0.96362 | 0.96362 | 0.96362 | 0.96362 | 0.96362 | 0.96362 | 0.96362 | 0.96362 | 0.96362 | 0.96362 | 0.96362 | 0.96362 | 0.96362 | 0.96362 | 0.96362 | 0.96362 | 0.96362 | 0.96362 | 0.96362 | 0.96362 | 0.96362 | 0.96362 | 0.96362 | 0.96362 | 0.96362 | 0.96362 | 0.96362 | 0.96362 | 0.96362 | 0.96362 | 0.96362 | 0.96362 | 0.96362 | 0.96362 | 0.96362 | 0.96362 | 0.96362 | 0.96362 | 0.96362 | 0.96362 | 0.96362 | 0.96362 | 0.96362 | 0.96362
Commercial_Retail (ID)_Water Heating_Natural Gas | Commercial | Retail (ID) | New | Water Heating | Natural Gas | 0% | 0% | 0% | 0% | 0% | 0% | 0% | 0% | 0% | 100% | 1 | 1 | 1 | 1 | 1 | 1 | 1 | 1 | 1 | 1 | 1 | 1 | 1 | 1 | 1 | 1 | 1 | 1 | 1 | 1 | 1 | 1 | 1 | 1 | 1 | 1 | 1 | 1 | 1 | 1 | 1 | 1 | 1 | 1 | 1 | 1 | 1 | 1 | 1 | 1 | 1 | 1 | 1 | 1 | 1 | 1 | 1 | 1 | 1 | 1 | 1 | 1 | 1 | 1 | 1 | 1 | 1 | 1 | 1 | 1 | 1 | 1 | 1 | 1 | 1 | 1 | 1
Commercial_Retail (ID)_Food Preparation_Natural Gas | Commercial | Retail (ID) | New | Food Preparation | Natural Gas | 0% | 0% | 0% | 0% | 0% | 0% | 0% | 0% | 0% | 100% | 1 | 1 | 1 | 1 | 1 | 1 | 1 | 1 | 1 | 1 | 1 | 1 | 1 | 1 | 1 | 1 | 1 | 1 | 1 | 1 | 1 | 1 | 1 | 1 | 1 | 1 | 1 | 1 | 1 | 1 | 1 | 1 | 1 | 1 | 1 | 1 | 1 | 1 | 1 | 1 | 1 | 1 | 1 | 1 | 1 | 1 | 1 | 1 | 1 | 1 | 1 | 1 | 1 | 1 | 1 | 1 | 1 | 1 | 1 | 1 | 1 | 1 | 1 | 1 | 1 | 1 | 1
Commercial_Retail (ID)_Miscellaneous_Natural Gas | Commercial | Retail (ID) | New | Miscellaneous | Natural Gas | 0% | 0% | 0% | 0% | 0% | 0% | 0% | 0% | 0% | 100% | 1 | 1 | 1 | 1 | 1 | 1 | 1 | 1 | 1 | 1 | 1 | 1 | 1 | 1 | 1 | 1 | 1 | 1 | 1 | 1 | 1 | 1 | 1 | 1 | 1 | 1 | 1 | 1 | 1 | 1 | 1 | 1 | 1 | 1 | 1 | 1 | 1 | 1 | 1 | 1 | 1 | 1 | 1 | 1 | 1 | 1 | 1 | 1 | 1 | 1 | 1 | 1 | 1 | 1 | 1 | 1 | 1 | 1 | 1 | 1 | 1 | 1 | 1 | 1 | 1 | 1 | 1
Commercial_Grocery (ID)_Space Heating_Natural Gas | Commercial | Grocery (ID) | Existing | Space Heating | Natural Gas | 0% | 100% | 0% | 0% | 0% | 0% | 0% | 0% | 0% | 100% | 1 | 0.96362 | 0.96362 | 0.96362 | 0.96362 | 0.96362 | 0.96362 | 0.96362 | 0.96362 | 0.96362 | 0.96362 | 0.96362 | 0.96362 | 0.96362 | 0.96362 | 0.96362 | 0.96362 | 0.96362 | 0.96362 | 0.96362 | 0.96362 | 0.96362 | 0.96362 | 0.96362 | 0.96362 | 0.96362 | 0.96362 | 0.96362 | 0.96362 | 0.96362 | 0.96362 | 0.96362 | 0.96362 | 0.96362 | 0.96362 | 0.96362 | 0.96362 | 0.96362 | 0.96362 | 0.96362 | 0.96362 | 0.96362 | 0.96362 | 0.96362 | 0.96362 | 0.96362 | 0.96362 | 0.96362 | 0.96362 | 0.96362 | 0.96362 | 0.96362 | 0.96362 | 0.96362 | 0.96362 | 0.96362 | 0.96362 | 0.96362 | 0.96362 | 0.96362 | 0.96362 | 0.96362 | 0.96362 | 0.96362 | 0.96362 | 0.96362 | 0.96362
Commercial_Grocery (ID)_Water Heating_Natural Gas | Commercial | Grocery (ID) | Existing | Water Heating | Natural Gas | 0% | 0% | 0% | 0% | 0% | 0% | 0% | 0% | 0% | 100% | 1 | 1 | 1 | 1 | 1 | 1 | 1 | 1 | 1 | 1 | 1 | 1 | 1 | 1 | 1 | 1 | 1 | 1 | 1 | 1 | 1 | 1 | 1 | 1 | 1 | 1 | 1 | 1 | 1 | 1 | 1 | 1 | 1 | 1 | 1 | 1 | 1 | 1 | 1 | 1 | 1 | 1 | 1 | 1 | 1 | 1 | 1 | 1 | 1 | 1 | 1 | 1 | 1 | 1 | 1 | 1 | 1 | 1 | 1 | 1 | 1 | 1 | 1 | 1 | 1 | 1 | 1
Commercial_Grocery (ID)_Food Preparation_Natural Gas | Commercial | Grocery (ID) | Existing | Food Preparation | Natural Gas | 0% | 0% | 0% | 0% | 0% | 0% | 0% | 0% | 0% | 100% | 1 | 1 | 1 | 1 | 1 | 1 | 1 | 1 | 1 | 1 | 1 | 1 | 1 | 1 | 1 | 1 | 1 | 1 | 1 | 1 | 1 | 1 | 1 | 1 | 1 | 1 | 1 | 1 | 1 | 1 | 1 | 1 | 1 | 1 | 1 | 1 | 1 | 1 | 1 | 1 | 1 | 1 | 1 | 1 | 1 | 1 | 1 | 1 | 1 | 1 | 1 | 1 | 1 | 1 | 1 | 1 | 1 | 1 | 1 | 1 | 1 | 1 | 1 | 1 | 1 | 1 | 1
Commercial_Grocery (ID)_Miscellaneous_Natural Gas | Commercial | Grocery (ID) | Existing | Miscellaneous | Natural Gas | 0% | 0% | 0% | 0% | 0% | 0% | 0% | 0% | 0% | 100% | 1 | 1 | 1 | 1 | 1 | 1 | 1 | 1 | 1 | 1 | 1 | 1 | 1 | 1 | 1 | 1 | 1 | 1 | 1 | 1 | 1 | 1 | 1 | 1 | 1 | 1 | 1 | 1 | 1 | 1 | 1 | 1 | 1 | 1 | 1 | 1 | 1 | 1 | 1 | 1 | 1 | 1 | 1 | 1 | 1 | 1 | 1 | 1 | 1 | 1 | 1 | 1 | 1 | 1 | 1 | 1 | 1 | 1 | 1 | 1 | 1 | 1 | 1 | 1 | 1 | 1 | 1
Commercial_Grocery (ID)_Space Heating_Natural Gas | Commercial | Grocery (ID) | New | Space Heating | Natural Gas | 0% | 100% | 0% | 0% | 0% | 0% | 0% | 0% | 0% | 100% | 1 | 0.96362 | 0.96362 | 0.96362 | 0.96362 | 0.96362 | 0.96362 | 0.96362 | 0.96362 | 0.96362 | 0.96362 | 0.96362 | 0.96362 | 0.96362 | 0.96362 | 0.96362 | 0.96362 | 0.96362 | 0.96362 | 0.96362 | 0.96362 | 0.96362 | 0.96362 | 0.96362 | 0.96362 | 0.96362 | 0.96362 | 0.96362 | 0.96362 | 0.96362 | 0.96362 | 0.96362 | 0.96362 | 0.96362 | 0.96362 | 0.96362 | 0.96362 | 0.96362 | 0.96362 | 0.96362 | 0.96362 | 0.96362 | 0.96362 | 0.96362 | 0.96362 | 0.96362 | 0.96362 | 0.96362 | 0.96362 | 0.96362 | 0.96362 | 0.96362 | 0.96362 | 0.96362 | 0.96362 | 0.96362 | 0.96362 | 0.96362 | 0.96362 | 0.96362 | 0.96362 | 0.96362 | 0.96362 | 0.96362 | 0.96362 | 0.96362 | 0.96362
Commercial_Grocery (ID)_Water Heating_Natural Gas | Commercial | Grocery (ID) | New | Water Heating | Natural Gas | 0% | 0% | 0% | 0% | 0% | 0% | 0% | 0% | 0% | 100% | 1 | 1 | 1 | 1 | 1 | 1 | 1 | 1 | 1 | 1 | 1 | 1 | 1 | 1 | 1 | 1 | 1 | 1 | 1 | 1 | 1 | 1 | 1 | 1 | 1 | 1 | 1 | 1 | 1 | 1 | 1 | 1 | 1 | 1 | 1 | 1 | 1 | 1 | 1 | 1 | 1 | 1 | 1 | 1 | 1 | 1 | 1 | 1 | 1 | 1 | 1 | 1 | 1 | 1 | 1 | 1 | 1 | 1 | 1 | 1 | 1 | 1 | 1 | 1 | 1 | 1 | 1
Commercial_Grocery (ID)_Food Preparation_Natural Gas | Commercial | Grocery (ID) | New | Food Preparation | Natural Gas | 0% | 0% | 0% | 0% | 0% | 0% | 0% | 0% | 0% | 100% | 1 | 1 | 1 | 1 | 1 | 1 | 1 | 1 | 1 | 1 | 1 | 1 | 1 | 1 | 1 | 1 | 1 | 1 | 1 | 1 | 1 | 1 | 1 | 1 | 1 | 1 | 1 | 1 | 1 | 1 | 1 | 1 | 1 | 1 | 1 | 1 | 1 | 1 | 1 | 1 | 1 | 1 | 1 | 1 | 1 | 1 | 1 | 1 | 1 | 1 | 1 | 1 | 1 | 1 | 1 | 1 | 1 | 1 | 1 | 1 | 1 | 1 | 1 | 1 | 1 | 1 | 1
Commercial_Grocery (ID)_Miscellaneous_Natural Gas | Commercial | Grocery (ID) | New | Miscellaneous | Natural Gas | 0% | 0% | 0% | 0% | 0% | 0% | 0% | 0% | 0% | 100% | 1 | 1 | 1 | 1 | 1 | 1 | 1 | 1 | 1 | 1 | 1 | 1 | 1 | 1 | 1 | 1 | 1 | 1 | 1 | 1 | 1 | 1 | 1 | 1 | 1 | 1 | 1 | 1 | 1 | 1 | 1 | 1 | 1 | 1 | 1 | 1 | 1 | 1 | 1 | 1 | 1 | 1 | 1 | 1 | 1 | 1 | 1 | 1 | 1 | 1 | 1 | 1 | 1 | 1 | 1 | 1 | 1 | 1 | 1 | 1 | 1 | 1 | 1 | 1 | 1 | 1 | 1
Commercial_School (ID)_Space Heating_Natural Gas | Commercial | School (ID) | Existing | Space Heating | Natural Gas | 0% | 100% | 0% | 0% | 0% | 0% | 0% | 0% | 0% | 100% | 1 | 0.96362 | 0.96362 | 0.96362 | 0.96362 | 0.96362 | 0.96362 | 0.96362 | 0.96362 | 0.96362 | 0.96362 | 0.96362 | 0.96362 | 0.96362 | 0.96362 | 0.96362 | 0.96362 | 0.96362 | 0.96362 | 0.96362 | 0.96362 | 0.96362 | 0.96362 | 0.96362 | 0.96362 | 0.96362 | 0.96362 | 0.96362 | 0.96362 | 0.96362 | 0.96362 | 0.96362 | 0.96362 | 0.96362 | 0.96362 | 0.96362 | 0.96362 | 0.96362 | 0.96362 | 0.96362 | 0.96362 | 0.96362 | 0.96362 | 0.96362 | 0.96362 | 0.96362 | 0.96362 | 0.96362 | 0.96362 | 0.96362 | 0.96362 | 0.96362 | 0.96362 | 0.96362 | 0.96362 | 0.96362 | 0.96362 | 0.96362 | 0.96362 | 0.96362 | 0.96362 | 0.96362 | 0.96362 | 0.96362 | 0.96362 | 0.96362 | 0.96362
Commercial_School (ID)_Water Heating_Natural Gas | Commercial | School (ID) | Existing | Water Heating | Natural Gas | 0% | 0% | 0% | 0% | 0% | 0% | 0% | 0% | 0% | 100% | 1 | 1 | 1 | 1 | 1 | 1 | 1 | 1 | 1 | 1 | 1 | 1 | 1 | 1 | 1 | 1 | 1 | 1 | 1 | 1 | 1 | 1 | 1 | 1 | 1 | 1 | 1 | 1 | 1 | 1 | 1 | 1 | 1 | 1 | 1 | 1 | 1 | 1 | 1 | 1 | 1 | 1 | 1 | 1 | 1 | 1 | 1 | 1 | 1 | 1 | 1 | 1 | 1 | 1 | 1 | 1 | 1 | 1 | 1 | 1 | 1 | 1 | 1 | 1 | 1 | 1 | 1
Commercial_School (ID)_Food Preparation_Natural Gas | Commercial | School (ID) | Existing | Food Preparation | Natural Gas | 0% | 0% | 0% | 0% | 0% | 0% | 0% | 0% | 0% | 100% | 1 | 1 | 1 | 1 | 1 | 1 | 1 | 1 | 1 | 1 | 1 | 1 | 1 | 1 | 1 | 1 | 1 | 1 | 1 | 1 | 1 | 1 | 1 | 1 | 1 | 1 | 1 | 1 | 1 | 1 | 1 | 1 | 1 | 1 | 1 | 1 | 1 | 1 | 1 | 1 | 1 | 1 | 1 | 1 | 1 | 1 | 1 | 1 | 1 | 1 | 1 | 1 | 1 | 1 | 1 | 1 | 1 | 1 | 1 | 1 | 1 | 1 | 1 | 1 | 1 | 1 | 1
Commercial_School (ID)_Miscellaneous_Natural Gas | Commercial | School (ID) | Existing | Miscellaneous | Natural Gas | 0% | 0% | 0% | 0% | 0% | 0% | 0% | 0% | 0% | 100% | 1 | 1 | 1 | 1 | 1 | 1 | 1 | 1 | 1 | 1 | 1 | 1 | 1 | 1 | 1 | 1 | 1 | 1 | 1 | 1 | 1 | 1 | 1 | 1 | 1 | 1 | 1 | 1 | 1 | 1 | 1 | 1 | 1 | 1 | 1 | 1 | 1 | 1 | 1 | 1 | 1 | 1 | 1 | 1 | 1 | 1 | 1 | 1 | 1 | 1 | 1 | 1 | 1 | 1 | 1 | 1 | 1 | 1 | 1 | 1 | 1 | 1 | 1 | 1 | 1 | 1 | 1
Commercial_School (ID)_Space Heating_Natural Gas | Commercial | School (ID) | New | Space Heating | Natural Gas | 0% | 100% | 0% | 0% | 0% | 0% | 0% | 0% | 0% | 100% | 1 | 0.96362 | 0.96362 | 0.96362 | 0.96362 | 0.96362 | 0.96362 | 0.96362 | 0.96362 | 0.96362 | 0.96362 | 0.96362 | 0.96362 | 0.96362 | 0.96362 | 0.96362 | 0.96362 | 0.96362 | 0.96362 | 0.96362 | 0.96362 | 0.96362 | 0.96362 | 0.96362 | 0.96362 | 0.96362 | 0.96362 | 0.96362 | 0.96362 | 0.96362 | 0.96362 | 0.96362 | 0.96362 | 0.96362 | 0.96362 | 0.96362 | 0.96362 | 0.96362 | 0.96362 | 0.96362 | 0.96362 | 0.96362 | 0.96362 | 0.96362 | 0.96362 | 0.96362 | 0.96362 | 0.96362 | 0.96362 | 0.96362 | 0.96362 | 0.96362 | 0.96362 | 0.96362 | 0.96362 | 0.96362 | 0.96362 | 0.96362 | 0.96362 | 0.96362 | 0.96362 | 0.96362 | 0.96362 | 0.96362 | 0.96362 | 0.96362 | 0.96362
Commercial_School (ID)_Water Heating_Natural Gas | Commercial | School (ID) | New | Water Heating | Natural Gas | 0% | 0% | 0% | 0% | 0% | 0% | 0% | 0% | 0% | 100% | 1 | 1 | 1 | 1 | 1 | 1 | 1 | 1 | 1 | 1 | 1 | 1 | 1 | 1 | 1 | 1 | 1 | 1 | 1 | 1 | 1 | 1 | 1 | 1 | 1 | 1 | 1 | 1 | 1 | 1 | 1 | 1 | 1 | 1 | 1 | 1 | 1 | 1 | 1 | 1 | 1 | 1 | 1 | 1 | 1 | 1 | 1 | 1 | 1 | 1 | 1 | 1 | 1 | 1 | 1 | 1 | 1 | 1 | 1 | 1 | 1 | 1 | 1 | 1 | 1 | 1 | 1
Commercial_School (ID)_Food Preparation_Natural Gas | Commercial | School (ID) | New | Food Preparation | Natural Gas | 0% | 0% | 0% | 0% | 0% | 0% | 0% | 0% | 0% | 100% | 1 | 1 | 1 | 1 | 1 | 1 | 1 | 1 | 1 | 1 | 1 | 1 | 1 | 1 | 1 | 1 | 1 | 1 | 1 | 1 | 1 | 1 | 1 | 1 | 1 | 1 | 1 | 1 | 1 | 1 | 1 | 1 | 1 | 1 | 1 | 1 | 1 | 1 | 1 | 1 | 1 | 1 | 1 | 1 | 1 | 1 | 1 | 1 | 1 | 1 | 1 | 1 | 1 | 1 | 1 | 1 | 1 | 1 | 1 | 1 | 1 | 1 | 1 | 1 | 1 | 1 | 1
Commercial_School (ID)_Miscellaneous_Natural Gas | Commercial | School (ID) | New | Miscellaneous | Natural Gas | 0% | 0% | 0% | 0% | 0% | 0% | 0% | 0% | 0% | 100% | 1 | 1 | 1 | 1 | 1 | 1 | 1 | 1 | 1 | 1 | 1 | 1 | 1 | 1 | 1 | 1 | 1 | 1 | 1 | 1 | 1 | 1 | 1 | 1 | 1 | 1 | 1 | 1 | 1 | 1 | 1 | 1 | 1 | 1 | 1 | 1 | 1 | 1 | 1 | 1 | 1 | 1 | 1 | 1 | 1 | 1 | 1 | 1 | 1 | 1 | 1 | 1 | 1 | 1 | 1 | 1 | 1 | 1 | 1 | 1 | 1 | 1 | 1 | 1 | 1 | 1 | 1
Commercial_College (ID)_Space Heating_Natural Gas | Commercial | College (ID) | Existing | Space Heating | Natural Gas | 0% | 100% | 0% | 0% | 0% | 0% | 0% | 0% | 0% | 100% | 1 | 0.96362 | 0.96362 | 0.96362 | 0.96362 | 0.96362 | 0.96362 | 0.96362 | 0.96362 | 0.96362 | 0.96362 | 0.96362 | 0.96362 | 0.96362 | 0.96362 | 0.96362 | 0.96362 | 0.96362 | 0.96362 | 0.96362 | 0.96362 | 0.96362 | 0.96362 | 0.96362 | 0.96362 | 0.96362 | 0.96362 | 0.96362 | 0.96362 | 0.96362 | 0.96362 | 0.96362 | 0.96362 | 0.96362 | 0.96362 | 0.96362 | 0.96362 | 0.96362 | 0.96362 | 0.96362 | 0.96362 | 0.96362 | 0.96362 | 0.96362 | 0.96362 | 0.96362 | 0.96362 | 0.96362 | 0.96362 | 0.96362 | 0.96362 | 0.96362 | 0.96362 | 0.96362 | 0.96362 | 0.96362 | 0.96362 | 0.96362 | 0.96362 | 0.96362 | 0.96362 | 0.96362 | 0.96362 | 0.96362 | 0.96362 | 0.96362 | 0.96362
Commercial_College (ID)_Water Heating_Natural Gas | Commercial | College (ID) | Existing | Water Heating | Natural Gas | 0% | 0% | 0% | 0% | 0% | 0% | 0% | 0% | 0% | 100% | 1 | 1 | 1 | 1 | 1 | 1 | 1 | 1 | 1 | 1 | 1 | 1 | 1 | 1 | 1 | 1 | 1 | 1 | 1 | 1 | 1 | 1 | 1 | 1 | 1 | 1 | 1 | 1 | 1 | 1 | 1 | 1 | 1 | 1 | 1 | 1 | 1 | 1 | 1 | 1 | 1 | 1 | 1 | 1 | 1 | 1 | 1 | 1 | 1 | 1 | 1 | 1 | 1 | 1 | 1 | 1 | 1 | 1 | 1 | 1 | 1 | 1 | 1 | 1 | 1 | 1 | 1
Commercial_College (ID)_Food Preparation_Natural Gas | Commercial | College (ID) | Existing | Food Preparation | Natural Gas | 0% | 0% | 0% | 0% | 0% | 0% | 0% | 0% | 0% | 100% | 1 | 1 | 1 | 1 | 1 | 1 | 1 | 1 | 1 | 1 | 1 | 1 | 1 | 1 | 1 | 1 | 1 | 1 | 1 | 1 | 1 | 1 | 1 | 1 | 1 | 1 | 1 | 1 | 1 | 1 | 1 | 1 | 1 | 1 | 1 | 1 | 1 | 1 | 1 | 1 | 1 | 1 | 1 | 1 | 1 | 1 | 1 | 1 | 1 | 1 | 1 | 1 | 1 | 1 | 1 | 1 | 1 | 1 | 1 | 1 | 1 | 1 | 1 | 1 | 1 | 1 | 1
Commercial_College (ID)_Miscellaneous_Natural Gas | Commercial | College (ID) | Existing | Miscellaneous | Natural Gas | 0% | 0% | 0% | 0% | 0% | 0% | 0% | 0% | 0% | 100% | 1 | 1 | 1 | 1 | 1 | 1 | 1 | 1 | 1 | 1 | 1 | 1 | 1 | 1 | 1 | 1 | 1 | 1 | 1 | 1 | 1 | 1 | 1 | 1 | 1 | 1 | 1 | 1 | 1 | 1 | 1 | 1 | 1 | 1 | 1 | 1 | 1 | 1 | 1 | 1 | 1 | 1 | 1 | 1 | 1 | 1 | 1 | 1 | 1 | 1 | 1 | 1 | 1 | 1 | 1 | 1 | 1 | 1 | 1 | 1 | 1 | 1 | 1 | 1 | 1 | 1 | 1
Commercial_College (ID)_Space Heating_Natural Gas | Commercial | College (ID) | New | Space Heating | Natural Gas | 0% | 100% | 0% | 0% | 0% | 0% | 0% | 0% | 0% | 100% | 1 | 0.96362 | 0.96362 | 0.96362 | 0.96362 | 0.96362 | 0.96362 | 0.96362 | 0.96362 | 0.96362 | 0.96362 | 0.96362 | 0.96362 | 0.96362 | 0.96362 | 0.96362 | 0.96362 | 0.96362 | 0.96362 | 0.96362 | 0.96362 | 0.96362 | 0.96362 | 0.96362 | 0.96362 | 0.96362 | 0.96362 | 0.96362 | 0.96362 | 0.96362 | 0.96362 | 0.96362 | 0.96362 | 0.96362 | 0.96362 | 0.96362 | 0.96362 | 0.96362 | 0.96362 | 0.96362 | 0.96362 | 0.96362 | 0.96362 | 0.96362 | 0.96362 | 0.96362 | 0.96362 | 0.96362 | 0.96362 | 0.96362 | 0.96362 | 0.96362 | 0.96362 | 0.96362 | 0.96362 | 0.96362 | 0.96362 | 0.96362 | 0.96362 | 0.96362 | 0.96362 | 0.96362 | 0.96362 | 0.96362 | 0.96362 | 0.96362 | 0.96362
Commercial_College (ID)_Water Heating_Natural Gas | Commercial | College (ID) | New | Water Heating | Natural Gas | 0% | 0% | 0% | 0% | 0% | 0% | 0% | 0% | 0% | 100% | 1 | 1 | 1 | 1 | 1 | 1 | 1 | 1 | 1 | 1 | 1 | 1 | 1 | 1 | 1 | 1 | 1 | 1 | 1 | 1 | 1 | 1 | 1 | 1 | 1 | 1 | 1 | 1 | 1 | 1 | 1 | 1 | 1 | 1 | 1 | 1 | 1 | 1 | 1 | 1 | 1 | 1 | 1 | 1 | 1 | 1 | 1 | 1 | 1 | 1 | 1 | 1 | 1 | 1 | 1 | 1 | 1 | 1 | 1 | 1 | 1 | 1 | 1 | 1 | 1 | 1 | 1
Commercial_College (ID)_Food Preparation_Natural Gas | Commercial | College (ID) | New | Food Preparation | Natural Gas | 0% | 0% | 0% | 0% | 0% | 0% | 0% | 0% | 0% | 100% | 1 | 1 | 1 | 1 | 1 | 1 | 1 | 1 | 1 | 1 | 1 | 1 | 1 | 1 | 1 | 1 | 1 | 1 | 1 | 1 | 1 | 1 | 1 | 1 | 1 | 1 | 1 | 1 | 1 | 1 | 1 | 1 | 1 | 1 | 1 | 1 | 1 | 1 | 1 | 1 | 1 | 1 | 1 | 1 | 1 | 1 | 1 | 1 | 1 | 1 | 1 | 1 | 1 | 1 | 1 | 1 | 1 | 1 | 1 | 1 | 1 | 1 | 1 | 1 | 1 | 1 | 1
Commercial_College (ID)_Miscellaneous_Natural Gas | Commercial | College (ID) | New | Miscellaneous | Natural Gas | 0% | 0% | 0% | 0% | 0% | 0% | 0% | 0% | 0% | 100% | 1 | 1 | 1 | 1 | 1 | 1 | 1 | 1 | 1 | 1 | 1 | 1 | 1 | 1 | 1 | 1 | 1 | 1 | 1 | 1 | 1 | 1 | 1 | 1 | 1 | 1 | 1 | 1 | 1 | 1 | 1 | 1 | 1 | 1 | 1 | 1 | 1 | 1 | 1 | 1 | 1 | 1 | 1 | 1 | 1 | 1 | 1 | 1 | 1 | 1 | 1 | 1 | 1 | 1 | 1 | 1 | 1 | 1 | 1 | 1 | 1 | 1 | 1 | 1 | 1 | 1 | 1
Commercial_Health (ID)_Space Heating_Natural Gas | Commercial | Health (ID) | Existing | Space Heating | Natural Gas | 0% | 100% | 0% | 0% | 0% | 0% | 0% | 0% | 0% | 100% | 1 | 0.96362 | 0.96362 | 0.96362 | 0.96362 | 0.96362 | 0.96362 | 0.96362 | 0.96362 | 0.96362 | 0.96362 | 0.96362 | 0.96362 | 0.96362 | 0.96362 | 0.96362 | 0.96362 | 0.96362 | 0.96362 | 0.96362 | 0.96362 | 0.96362 | 0.96362 | 0.96362 | 0.96362 | 0.96362 | 0.96362 | 0.96362 | 0.96362 | 0.96362 | 0.96362 | 0.96362 | 0.96362 | 0.96362 | 0.96362 | 0.96362 | 0.96362 | 0.96362 | 0.96362 | 0.96362 | 0.96362 | 0.96362 | 0.96362 | 0.96362 | 0.96362 | 0.96362 | 0.96362 | 0.96362 | 0.96362 | 0.96362 | 0.96362 | 0.96362 | 0.96362 | 0.96362 | 0.96362 | 0.96362 | 0.96362 | 0.96362 | 0.96362 | 0.96362 | 0.96362 | 0.96362 | 0.96362 | 0.96362 | 0.96362 | 0.96362 | 0.96362
Commercial_Health (ID)_Water Heating_Natural Gas | Commercial | Health (ID) | Existing | Water Heating | Natural Gas | 0% | 0% | 0% | 0% | 0% | 0% | 0% | 0% | 0% | 100% | 1 | 1 | 1 | 1 | 1 | 1 | 1 | 1 | 1 | 1 | 1 | 1 | 1 | 1 | 1 | 1 | 1 | 1 | 1 | 1 | 1 | 1 | 1 | 1 | 1 | 1 | 1 | 1 | 1 | 1 | 1 | 1 | 1 | 1 | 1 | 1 | 1 | 1 | 1 | 1 | 1 | 1 | 1 | 1 | 1 | 1 | 1 | 1 | 1 | 1 | 1 | 1 | 1 | 1 | 1 | 1 | 1 | 1 | 1 | 1 | 1 | 1 | 1 | 1 | 1 | 1 | 1
Commercial_Health (ID)_Food Preparation_Natural Gas | Commercial | Health (ID) | Existing | Food Preparation | Natural Gas | 0% | 0% | 0% | 0% | 0% | 0% | 0% | 0% | 0% | 100% | 1 | 1 | 1 | 1 | 1 | 1 | 1 | 1 | 1 | 1 | 1 | 1 | 1 | 1 | 1 | 1 | 1 | 1 | 1 | 1 | 1 | 1 | 1 | 1 | 1 | 1 | 1 | 1 | 1 | 1 | 1 | 1 | 1 | 1 | 1 | 1 | 1 | 1 | 1 | 1 | 1 | 1 | 1 | 1 | 1 | 1 | 1 | 1 | 1 | 1 | 1 | 1 | 1 | 1 | 1 | 1 | 1 | 1 | 1 | 1 | 1 | 1 | 1 | 1 | 1 | 1 | 1
Commercial_Health (ID)_Miscellaneous_Natural Gas | Commercial | Health (ID) | Existing | Miscellaneous | Natural Gas | 0% | 0% | 0% | 0% | 0% | 0% | 0% | 0% | 0% | 100% | 1 | 1 | 1 | 1 | 1 | 1 | 1 | 1 | 1 | 1 | 1 | 1 | 1 | 1 | 1 | 1 | 1 | 1 | 1 | 1 | 1 | 1 | 1 | 1 | 1 | 1 | 1 | 1 | 1 | 1 | 1 | 1 | 1 | 1 | 1 | 1 | 1 | 1 | 1 | 1 | 1 | 1 | 1 | 1 | 1 | 1 | 1 | 1 | 1 | 1 | 1 | 1 | 1 | 1 | 1 | 1 | 1 | 1 | 1 | 1 | 1 | 1 | 1 | 1 | 1 | 1 | 1
Commercial_Health (ID)_Space Heating_Natural Gas | Commercial | Health (ID) | New | Space Heating | Natural Gas | 0% | 100% | 0% | 0% | 0% | 0% | 0% | 0% | 0% | 100% | 1 | 0.96362 | 0.96362 | 0.96362 | 0.96362 | 0.96362 | 0.96362 | 0.96362 | 0.96362 | 0.96362 | 0.96362 | 0.96362 | 0.96362 | 0.96362 | 0.96362 | 0.96362 | 0.96362 | 0.96362 | 0.96362 | 0.96362 | 0.96362 | 0.96362 | 0.96362 | 0.96362 | 0.96362 | 0.96362 | 0.96362 | 0.96362 | 0.96362 | 0.96362 | 0.96362 | 0.96362 | 0.96362 | 0.96362 | 0.96362 | 0.96362 | 0.96362 | 0.96362 | 0.96362 | 0.96362 | 0.96362 | 0.96362 | 0.96362 | 0.96362 | 0.96362 | 0.96362 | 0.96362 | 0.96362 | 0.96362 | 0.96362 | 0.96362 | 0.96362 | 0.96362 | 0.96362 | 0.96362 | 0.96362 | 0.96362 | 0.96362 | 0.96362 | 0.96362 | 0.96362 | 0.96362 | 0.96362 | 0.96362 | 0.96362 | 0.96362 | 0.96362
Commercial_Health (ID)_Water Heating_Natural Gas | Commercial | Health (ID) | New | Water Heating | Natural Gas | 0% | 0% | 0% | 0% | 0% | 0% | 0% | 0% | 0% | 100% | 1 | 1 | 1 | 1 | 1 | 1 | 1 | 1 | 1 | 1 | 1 | 1 | 1 | 1 | 1 | 1 | 1 | 1 | 1 | 1 | 1 | 1 | 1 | 1 | 1 | 1 | 1 | 1 | 1 | 1 | 1 | 1 | 1 | 1 | 1 | 1 | 1 | 1 | 1 | 1 | 1 | 1 | 1 | 1 | 1 | 1 | 1 | 1 | 1 | 1 | 1 | 1 | 1 | 1 | 1 | 1 | 1 | 1 | 1 | 1 | 1 | 1 | 1 | 1 | 1 | 1 | 1
Commercial_Health (ID)_Food Preparation_Natural Gas | Commercial | Health (ID) | New | Food Preparation | Natural Gas | 0% | 0% | 0% | 0% | 0% | 0% | 0% | 0% | 0% | 100% | 1 | 1 | 1 | 1 | 1 | 1 | 1 | 1 | 1 | 1 | 1 | 1 | 1 | 1 | 1 | 1 | 1 | 1 | 1 | 1 | 1 | 1 | 1 | 1 | 1 | 1 | 1 | 1 | 1 | 1 | 1 | 1 | 1 | 1 | 1 | 1 | 1 | 1 | 1 | 1 | 1 | 1 | 1 | 1 | 1 | 1 | 1 | 1 | 1 | 1 | 1 | 1 | 1 | 1 | 1 | 1 | 1 | 1 | 1 | 1 | 1 | 1 | 1 | 1 | 1 | 1 | 1
Commercial_Health (ID)_Miscellaneous_Natural Gas | Commercial | Health (ID) | New | Miscellaneous | Natural Gas | 0% | 0% | 0% | 0% | 0% | 0% | 0% | 0% | 0% | 100% | 1 | 1 | 1 | 1 | 1 | 1 | 1 | 1 | 1 | 1 | 1 | 1 | 1 | 1 | 1 | 1 | 1 | 1 | 1 | 1 | 1 | 1 | 1 | 1 | 1 | 1 | 1 | 1 | 1 | 1 | 1 | 1 | 1 | 1 | 1 | 1 | 1 | 1 | 1 | 1 | 1 | 1 | 1 | 1 | 1 | 1 | 1 | 1 | 1 | 1 | 1 | 1 | 1 | 1 | 1 | 1 | 1 | 1 | 1 | 1 | 1 | 1 | 1 | 1 | 1 | 1 | 1
Commercial_Lodging (ID)_Space Heating_Natural Gas | Commercial | Lodging (ID) | Existing | Space Heating | Natural Gas | 0% | 100% | 0% | 0% | 0% | 0% | 0% | 0% | 0% | 100% | 1 | 0.96362 | 0.96362 | 0.96362 | 0.96362 | 0.96362 | 0.96362 | 0.96362 | 0.96362 | 0.96362 | 0.96362 | 0.96362 | 0.96362 | 0.96362 | 0.96362 | 0.96362 | 0.96362 | 0.96362 | 0.96362 | 0.96362 | 0.96362 | 0.96362 | 0.96362 | 0.96362 | 0.96362 | 0.96362 | 0.96362 | 0.96362 | 0.96362 | 0.96362 | 0.96362 | 0.96362 | 0.96362 | 0.96362 | 0.96362 | 0.96362 | 0.96362 | 0.96362 | 0.96362 | 0.96362 | 0.96362 | 0.96362 | 0.96362 | 0.96362 | 0.96362 | 0.96362 | 0.96362 | 0.96362 | 0.96362 | 0.96362 | 0.96362 | 0.96362 | 0.96362 | 0.96362 | 0.96362 | 0.96362 | 0.96362 | 0.96362 | 0.96362 | 0.96362 | 0.96362 | 0.96362 | 0.96362 | 0.96362 | 0.96362 | 0.96362 | 0.96362
Commercial_Lodging (ID)_Water Heating_Natural Gas | Commercial | Lodging (ID) | Existing | Water Heating | Natural Gas | 0% | 0% | 0% | 0% | 0% | 0% | 0% | 0% | 0% | 100% | 1 | 1 | 1 | 1 | 1 | 1 | 1 | 1 | 1 | 1 | 1 | 1 | 1 | 1 | 1 | 1 | 1 | 1 | 1 | 1 | 1 | 1 | 1 | 1 | 1 | 1 | 1 | 1 | 1 | 1 | 1 | 1 | 1 | 1 | 1 | 1 | 1 | 1 | 1 | 1 | 1 | 1 | 1 | 1 | 1 | 1 | 1 | 1 | 1 | 1 | 1 | 1 | 1 | 1 | 1 | 1 | 1 | 1 | 1 | 1 | 1 | 1 | 1 | 1 | 1 | 1 | 1
Commercial_Lodging (ID)_Food Preparation_Natural Gas | Commercial | Lodging (ID) | Existing | Food Preparation | Natural Gas | 0% | 0% | 0% | 0% | 0% | 0% | 0% | 0% | 0% | 100% | 1 | 1 | 1 | 1 | 1 | 1 | 1 | 1 | 1 | 1 | 1 | 1 | 1 | 1 | 1 | 1 | 1 | 1 | 1 | 1 | 1 | 1 | 1 | 1 | 1 | 1 | 1 | 1 | 1 | 1 | 1 | 1 | 1 | 1 | 1 | 1 | 1 | 1 | 1 | 1 | 1 | 1 | 1 | 1 | 1 | 1 | 1 | 1 | 1 | 1 | 1 | 1 | 1 | 1 | 1 | 1 | 1 | 1 | 1 | 1 | 1 | 1 | 1 | 1 | 1 | 1 | 1
Commercial_Lodging (ID)_Miscellaneous_Natural Gas | Commercial | Lodging (ID) | Existing | Miscellaneous | Natural Gas | 0% | 0% | 0% | 0% | 0% | 0% | 0% | 0% | 0% | 100% | 1 | 1 | 1 | 1 | 1 | 1 | 1 | 1 | 1 | 1 | 1 | 1 | 1 | 1 | 1 | 1 | 1 | 1 | 1 | 1 | 1 | 1 | 1 | 1 | 1 | 1 | 1 | 1 | 1 | 1 | 1 | 1 | 1 | 1 | 1 | 1 | 1 | 1 | 1 | 1 | 1 | 1 | 1 | 1 | 1 | 1 | 1 | 1 | 1 | 1 | 1 | 1 | 1 | 1 | 1 | 1 | 1 | 1 | 1 | 1 | 1 | 1 | 1 | 1 | 1 | 1 | 1
Commercial_Lodging (ID)_Space Heating_Natural Gas | Commercial | Lodging (ID) | New | Space Heating | Natural Gas | 0% | 100% | 0% | 0% | 0% | 0% | 0% | 0% | 0% | 100% | 1 | 0.96362 | 0.96362 | 0.96362 | 0.96362 | 0.96362 | 0.96362 | 0.96362 | 0.96362 | 0.96362 | 0.96362 | 0.96362 | 0.96362 | 0.96362 | 0.96362 | 0.96362 | 0.96362 | 0.96362 | 0.96362 | 0.96362 | 0.96362 | 0.96362 | 0.96362 | 0.96362 | 0.96362 | 0.96362 | 0.96362 | 0.96362 | 0.96362 | 0.96362 | 0.96362 | 0.96362 | 0.96362 | 0.96362 | 0.96362 | 0.96362 | 0.96362 | 0.96362 | 0.96362 | 0.96362 | 0.96362 | 0.96362 | 0.96362 | 0.96362 | 0.96362 | 0.96362 | 0.96362 | 0.96362 | 0.96362 | 0.96362 | 0.96362 | 0.96362 | 0.96362 | 0.96362 | 0.96362 | 0.96362 | 0.96362 | 0.96362 | 0.96362 | 0.96362 | 0.96362 | 0.96362 | 0.96362 | 0.96362 | 0.96362 | 0.96362 | 0.96362
Commercial_Lodging (ID)_Water Heating_Natural Gas | Commercial | Lodging (ID) | New | Water Heating | Natural Gas | 0% | 0% | 0% | 0% | 0% | 0% | 0% | 0% | 0% | 100% | 1 | 1 | 1 | 1 | 1 | 1 | 1 | 1 | 1 | 1 | 1 | 1 | 1 | 1 | 1 | 1 | 1 | 1 | 1 | 1 | 1 | 1 | 1 | 1 | 1 | 1 | 1 | 1 | 1 | 1 | 1 | 1 | 1 | 1 | 1 | 1 | 1 | 1 | 1 | 1 | 1 | 1 | 1 | 1 | 1 | 1 | 1 | 1 | 1 | 1 | 1 | 1 | 1 | 1 | 1 | 1 | 1 | 1 | 1 | 1 | 1 | 1 | 1 | 1 | 1 | 1 | 1
Commercial_Lodging (ID)_Food Preparation_Natural Gas | Commercial | Lodging (ID) | New | Food Preparation | Natural Gas | 0% | 0% | 0% | 0% | 0% | 0% | 0% | 0% | 0% | 100% | 1 | 1 | 1 | 1 | 1 | 1 | 1 | 1 | 1 | 1 | 1 | 1 | 1 | 1 | 1 | 1 | 1 | 1 | 1 | 1 | 1 | 1 | 1 | 1 | 1 | 1 | 1 | 1 | 1 | 1 | 1 | 1 | 1 | 1 | 1 | 1 | 1 | 1 | 1 | 1 | 1 | 1 | 1 | 1 | 1 | 1 | 1 | 1 | 1 | 1 | 1 | 1 | 1 | 1 | 1 | 1 | 1 | 1 | 1 | 1 | 1 | 1 | 1 | 1 | 1 | 1 | 1
Commercial_Lodging (ID)_Miscellaneous_Natural Gas | Commercial | Lodging (ID) | New | Miscellaneous | Natural Gas | 0% | 0% | 0% | 0% | 0% | 0% | 0% | 0% | 0% | 100% | 1 | 1 | 1 | 1 | 1 | 1 | 1 | 1 | 1 | 1 | 1 | 1 | 1 | 1 | 1 | 1 | 1 | 1 | 1 | 1 | 1 | 1 | 1 | 1 | 1 | 1 | 1 | 1 | 1 | 1 | 1 | 1 | 1 | 1 | 1 | 1 | 1 | 1 | 1 | 1 | 1 | 1 | 1 | 1 | 1 | 1 | 1 | 1 | 1 | 1 | 1 | 1 | 1 | 1 | 1 | 1 | 1 | 1 | 1 | 1 | 1 | 1 | 1 | 1 | 1 | 1 | 1
Commercial_Warehouse (ID)_Space Heating_Natural Gas | Commercial | Warehouse (ID) | Existing | Space Heating | Natural Gas | 0% | 100% | 0% | 0% | 0% | 0% | 0% | 0% | 0% | 100% | 1 | 0.96362 | 0.96362 | 0.96362 | 0.96362 | 0.96362 | 0.96362 | 0.96362 | 0.96362 | 0.96362 | 0.96362 | 0.96362 | 0.96362 | 0.96362 | 0.96362 | 0.96362 | 0.96362 | 0.96362 | 0.96362 | 0.96362 | 0.96362 | 0.96362 | 0.96362 | 0.96362 | 0.96362 | 0.96362 | 0.96362 | 0.96362 | 0.96362 | 0.96362 | 0.96362 | 0.96362 | 0.96362 | 0.96362 | 0.96362 | 0.96362 | 0.96362 | 0.96362 | 0.96362 | 0.96362 | 0.96362 | 0.96362 | 0.96362 | 0.96362 | 0.96362 | 0.96362 | 0.96362 | 0.96362 | 0.96362 | 0.96362 | 0.96362 | 0.96362 | 0.96362 | 0.96362 | 0.96362 | 0.96362 | 0.96362 | 0.96362 | 0.96362 | 0.96362 | 0.96362 | 0.96362 | 0.96362 | 0.96362 | 0.96362 | 0.96362 | 0.96362
Commercial_Warehouse (ID)_Water Heating_Natural Gas | Commercial | Warehouse (ID) | Existing | Water Heating | Natural Gas | 0% | 0% | 0% | 0% | 0% | 0% | 0% | 0% | 0% | 100% | 1 | 1 | 1 | 1 | 1 | 1 | 1 | 1 | 1 | 1 | 1 | 1 | 1 | 1 | 1 | 1 | 1 | 1 | 1 | 1 | 1 | 1 | 1 | 1 | 1 | 1 | 1 | 1 | 1 | 1 | 1 | 1 | 1 | 1 | 1 | 1 | 1 | 1 | 1 | 1 | 1 | 1 | 1 | 1 | 1 | 1 | 1 | 1 | 1 | 1 | 1 | 1 | 1 | 1 | 1 | 1 | 1 | 1 | 1 | 1 | 1 | 1 | 1 | 1 | 1 | 1 | 1
Commercial_Warehouse (ID)_Food Preparation_Natural Gas | Commercial | Warehouse (ID) | Existing | Food Preparation | Natural Gas | 0% | 0% | 0% | 0% | 0% | 0% | 0% | 0% | 0% | 100% | 1 | 1 | 1 | 1 | 1 | 1 | 1 | 1 | 1 | 1 | 1 | 1 | 1 | 1 | 1 | 1 | 1 | 1 | 1 | 1 | 1 | 1 | 1 | 1 | 1 | 1 | 1 | 1 | 1 | 1 | 1 | 1 | 1 | 1 | 1 | 1 | 1 | 1 | 1 | 1 | 1 | 1 | 1 | 1 | 1 | 1 | 1 | 1 | 1 | 1 | 1 | 1 | 1 | 1 | 1 | 1 | 1 | 1 | 1 | 1 | 1 | 1 | 1 | 1 | 1 | 1 | 1
Commercial_Warehouse (ID)_Miscellaneous_Natural Gas | Commercial | Warehouse (ID) | Existing | Miscellaneous | Natural Gas | 0% | 0% | 0% | 0% | 0% | 0% | 0% | 0% | 0% | 100% | 1 | 1 | 1 | 1 | 1 | 1 | 1 | 1 | 1 | 1 | 1 | 1 | 1 | 1 | 1 | 1 | 1 | 1 | 1 | 1 | 1 | 1 | 1 | 1 | 1 | 1 | 1 | 1 | 1 | 1 | 1 | 1 | 1 | 1 | 1 | 1 | 1 | 1 | 1 | 1 | 1 | 1 | 1 | 1 | 1 | 1 | 1 | 1 | 1 | 1 | 1 | 1 | 1 | 1 | 1 | 1 | 1 | 1 | 1 | 1 | 1 | 1 | 1 | 1 | 1 | 1 | 1
Commercial_Warehouse (ID)_Space Heating_Natural Gas | Commercial | Warehouse (ID) | New | Space Heating | Natural Gas | 0% | 100% | 0% | 0% | 0% | 0% | 0% | 0% | 0% | 100% | 1 | 0.96362 | 0.96362 | 0.96362 | 0.96362 | 0.96362 | 0.96362 | 0.96362 | 0.96362 | 0.96362 | 0.96362 | 0.96362 | 0.96362 | 0.96362 | 0.96362 | 0.96362 | 0.96362 | 0.96362 | 0.96362 | 0.96362 | 0.96362 | 0.96362 | 0.96362 | 0.96362 | 0.96362 | 0.96362 | 0.96362 | 0.96362 | 0.96362 | 0.96362 | 0.96362 | 0.96362 | 0.96362 | 0.96362 | 0.96362 | 0.96362 | 0.96362 | 0.96362 | 0.96362 | 0.96362 | 0.96362 | 0.96362 | 0.96362 | 0.96362 | 0.96362 | 0.96362 | 0.96362 | 0.96362 | 0.96362 | 0.96362 | 0.96362 | 0.96362 | 0.96362 | 0.96362 | 0.96362 | 0.96362 | 0.96362 | 0.96362 | 0.96362 | 0.96362 | 0.96362 | 0.96362 | 0.96362 | 0.96362 | 0.96362 | 0.96362 | 0.96362
Commercial_Warehouse (ID)_Water Heating_Natural Gas | Commercial | Warehouse (ID) | New | Water Heating | Natural Gas | 0% | 0% | 0% | 0% | 0% | 0% | 0% | 0% | 0% | 100% | 1 | 1 | 1 | 1 | 1 | 1 | 1 | 1 | 1 | 1 | 1 | 1 | 1 | 1 | 1 | 1 | 1 | 1 | 1 | 1 | 1 | 1 | 1 | 1 | 1 | 1 | 1 | 1 | 1 | 1 | 1 | 1 | 1 | 1 | 1 | 1 | 1 | 1 | 1 | 1 | 1 | 1 | 1 | 1 | 1 | 1 | 1 | 1 | 1 | 1 | 1 | 1 | 1 | 1 | 1 | 1 | 1 | 1 | 1 | 1 | 1 | 1 | 1 | 1 | 1 | 1 | 1
Commercial_Warehouse (ID)_Food Preparation_Natural Gas | Commercial | Warehouse (ID) | New | Food Preparation | Natural Gas | 0% | 0% | 0% | 0% | 0% | 0% | 0% | 0% | 0% | 100% | 1 | 1 | 1 | 1 | 1 | 1 | 1 | 1 | 1 | 1 | 1 | 1 | 1 | 1 | 1 | 1 | 1 | 1 | 1 | 1 | 1 | 1 | 1 | 1 | 1 | 1 | 1 | 1 | 1 | 1 | 1 | 1 | 1 | 1 | 1 | 1 | 1 | 1 | 1 | 1 | 1 | 1 | 1 | 1 | 1 | 1 | 1 | 1 | 1 | 1 | 1 | 1 | 1 | 1 | 1 | 1 | 1 | 1 | 1 | 1 | 1 | 1 | 1 | 1 | 1 | 1 | 1
Commercial_Warehouse (ID)_Miscellaneous_Natural Gas | Commercial | Warehouse (ID) | New | Miscellaneous | Natural Gas | 0% | 0% | 0% | 0% | 0% | 0% | 0% | 0% | 0% | 100% | 1 | 1 | 1 | 1 | 1 | 1 | 1 | 1 | 1 | 1 | 1 | 1 | 1 | 1 | 1 | 1 | 1 | 1 | 1 | 1 | 1 | 1 | 1 | 1 | 1 | 1 | 1 | 1 | 1 | 1 | 1 | 1 | 1 | 1 | 1 | 1 | 1 | 1 | 1 | 1 | 1 | 1 | 1 | 1 | 1 | 1 | 1 | 1 | 1 | 1 | 1 | 1 | 1 | 1 | 1 | 1 | 1 | 1 | 1 | 1 | 1 | 1 | 1 | 1 | 1 | 1 | 1
Commercial_Miscellaneous (ID)_Space Heating_Natural Gas | Commercial | Miscellaneous (ID) | Existing | Space Heating | Natural Gas | 0% | 100% | 0% | 0% | 0% | 0% | 0% | 0% | 0% | 100% | 1 | 0.96362 | 0.96362 | 0.96362 | 0.96362 | 0.96362 | 0.96362 | 0.96362 | 0.96362 | 0.96362 | 0.96362 | 0.96362 | 0.96362 | 0.96362 | 0.96362 | 0.96362 | 0.96362 | 0.96362 | 0.96362 | 0.96362 | 0.96362 | 0.96362 | 0.96362 | 0.96362 | 0.96362 | 0.96362 | 0.96362 | 0.96362 | 0.96362 | 0.96362 | 0.96362 | 0.96362 | 0.96362 | 0.96362 | 0.96362 | 0.96362 | 0.96362 | 0.96362 | 0.96362 | 0.96362 | 0.96362 | 0.96362 | 0.96362 | 0.96362 | 0.96362 | 0.96362 | 0.96362 | 0.96362 | 0.96362 | 0.96362 | 0.96362 | 0.96362 | 0.96362 | 0.96362 | 0.96362 | 0.96362 | 0.96362 | 0.96362 | 0.96362 | 0.96362 | 0.96362 | 0.96362 | 0.96362 | 0.96362 | 0.96362 | 0.96362 | 0.96362
Commercial_Miscellaneous (ID)_Water Heating_Natural Gas | Commercial | Miscellaneous (ID) | Existing | Water Heating | Natural Gas | 0% | 0% | 0% | 0% | 0% | 0% | 0% | 0% | 0% | 100% | 1 | 1 | 1 | 1 | 1 | 1 | 1 | 1 | 1 | 1 | 1 | 1 | 1 | 1 | 1 | 1 | 1 | 1 | 1 | 1 | 1 | 1 | 1 | 1 | 1 | 1 | 1 | 1 | 1 | 1 | 1 | 1 | 1 | 1 | 1 | 1 | 1 | 1 | 1 | 1 | 1 | 1 | 1 | 1 | 1 | 1 | 1 | 1 | 1 | 1 | 1 | 1 | 1 | 1 | 1 | 1 | 1 | 1 | 1 | 1 | 1 | 1 | 1 | 1 | 1 | 1 | 1
Commercial_Miscellaneous (ID)_Food Preparation_Natural Gas | Commercial | Miscellaneous (ID) | Existing | Food Preparation | Natural Gas | 0% | 0% | 0% | 0% | 0% | 0% | 0% | 0% | 0% | 100% | 1 | 1 | 1 | 1 | 1 | 1 | 1 | 1 | 1 | 1 | 1 | 1 | 1 | 1 | 1 | 1 | 1 | 1 | 1 | 1 | 1 | 1 | 1 | 1 | 1 | 1 | 1 | 1 | 1 | 1 | 1 | 1 | 1 | 1 | 1 | 1 | 1 | 1 | 1 | 1 | 1 | 1 | 1 | 1 | 1 | 1 | 1 | 1 | 1 | 1 | 1 | 1 | 1 | 1 | 1 | 1 | 1 | 1 | 1 | 1 | 1 | 1 | 1 | 1 | 1 | 1 | 1
Commercial_Miscellaneous (ID)_Miscellaneous_Natural Gas | Commercial | Miscellaneous (ID) | Existing | Miscellaneous | Natural Gas | 0% | 0% | 0% | 0% | 0% | 0% | 0% | 0% | 0% | 100% | 1 | 1 | 1 | 1 | 1 | 1 | 1 | 1 | 1 | 1 | 1 | 1 | 1 | 1 | 1 | 1 | 1 | 1 | 1 | 1 | 1 | 1 | 1 | 1 | 1 | 1 | 1 | 1 | 1 | 1 | 1 | 1 | 1 | 1 | 1 | 1 | 1 | 1 | 1 | 1 | 1 | 1 | 1 | 1 | 1 | 1 | 1 | 1 | 1 | 1 | 1 | 1 | 1 | 1 | 1 | 1 | 1 | 1 | 1 | 1 | 1 | 1 | 1 | 1 | 1 | 1 | 1
Commercial_Miscellaneous (ID)_Space Heating_Natural Gas | Commercial | Miscellaneous (ID) | New | Space Heating | Natural Gas | 0% | 100% | 0% | 0% | 0% | 0% | 0% | 0% | 0% | 100% | 1 | 0.96362 | 0.96362 | 0.96362 | 0.96362 | 0.96362 | 0.96362 | 0.96362 | 0.96362 | 0.96362 | 0.96362 | 0.96362 | 0.96362 | 0.96362 | 0.96362 | 0.96362 | 0.96362 | 0.96362 | 0.96362 | 0.96362 | 0.96362 | 0.96362 | 0.96362 | 0.96362 | 0.96362 | 0.96362 | 0.96362 | 0.96362 | 0.96362 | 0.96362 | 0.96362 | 0.96362 | 0.96362 | 0.96362 | 0.96362 | 0.96362 | 0.96362 | 0.96362 | 0.96362 | 0.96362 | 0.96362 | 0.96362 | 0.96362 | 0.96362 | 0.96362 | 0.96362 | 0.96362 | 0.96362 | 0.96362 | 0.96362 | 0.96362 | 0.96362 | 0.96362 | 0.96362 | 0.96362 | 0.96362 | 0.96362 | 0.96362 | 0.96362 | 0.96362 | 0.96362 | 0.96362 | 0.96362 | 0.96362 | 0.96362 | 0.96362 | 0.96362
Commercial_Miscellaneous (ID)_Water Heating_Natural Gas | Commercial | Miscellaneous (ID) | New | Water Heating | Natural Gas | 0% | 0% | 0% | 0% | 0% | 0% | 0% | 0% | 0% | 100% | 1 | 1 | 1 | 1 | 1 | 1 | 1 | 1 | 1 | 1 | 1 | 1 | 1 | 1 | 1 | 1 | 1 | 1 | 1 | 1 | 1 | 1 | 1 | 1 | 1 | 1 | 1 | 1 | 1 | 1 | 1 | 1 | 1 | 1 | 1 | 1 | 1 | 1 | 1 | 1 | 1 | 1 | 1 | 1 | 1 | 1 | 1 | 1 | 1 | 1 | 1 | 1 | 1 | 1 | 1 | 1 | 1 | 1 | 1 | 1 | 1 | 1 | 1 | 1 | 1 | 1 | 1
Commercial_Miscellaneous (ID)_Food Preparation_Natural Gas | Commercial | Miscellaneous (ID) | New | Food Preparation | Natural Gas | 0% | 0% | 0% | 0% | 0% | 0% | 0% | 0% | 0% | 100% | 1 | 1 | 1 | 1 | 1 | 1 | 1 | 1 | 1 | 1 | 1 | 1 | 1 | 1 | 1 | 1 | 1 | 1 | 1 | 1 | 1 | 1 | 1 | 1 | 1 | 1 | 1 | 1 | 1 | 1 | 1 | 1 | 1 | 1 | 1 | 1 | 1 | 1 | 1 | 1 | 1 | 1 | 1 | 1 | 1 | 1 | 1 | 1 | 1 | 1 | 1 | 1 | 1 | 1 | 1 | 1 | 1 | 1 | 1 | 1 | 1 | 1 | 1 | 1 | 1 | 1 | 1
Commercial_Miscellaneous (ID)_Miscellaneous_Natural Gas | Commercial | Miscellaneous (ID) | New | Miscellaneous | Natural Gas | 0% | 0% | 0% | 0% | 0% | 0% | 0% | 0% | 0% | 100% | 1 | 1 | 1 | 1 | 1 | 1 | 1 | 1 | 1 | 1 | 1 | 1 | 1 | 1 | 1 | 1 | 1 | 1 | 1 | 1 | 1 | 1 | 1 | 1 | 1 | 1 | 1 | 1 | 1 | 1 | 1 | 1 | 1 | 1 | 1 | 1 | 1 | 1 | 1 | 1 | 1 | 1 | 1 | 1 | 1 | 1 | 1 | 1 | 1 | 1 | 1 | 1 | 1 | 1 | 1 | 1 | 1 | 1 | 1 | 1 | 1 | 1 | 1 | 1 | 1 | 1 | 1

## Potential Factors
Key | Sector | Segment | Vintage | End Use | Fuel | Technology | Type | 2015 | 2016 | 2017 | 2018 | 2019 | 2020 | 2021 | 2022 | 2023 | 2024 | 2025 | 2026 | 2027 | 2028 | 2029 | 2030 | 2031 | 2032 | 2033 | 2034 | 2035 | 2036 | 2037 | 2038
Commercial_Office (WA)_Existing_Space Heating_Natural Gas_Furnace_RAP | Commercial | Office (WA) | Existing | Space Heating | Natural Gas | Furnace | RAP | bar: 2015 to 2038
Commercial_Office (WA)_Existing_Space Heating_Natural Gas_Boiler_RAP | Commercial | Office (WA) | Existing | Space Heating | Natural Gas | Boiler | RAP | bar: 2015 to 2038
Commercial_Office (WA)_Existing_Space Heating_Natural Gas_Unit Heater_RAP | Commercial | Office (WA) | Existing | Space Heating | Natural Gas | Unit Heater | RAP | bar: 2015 to 2038
Commercial_Office (WA)_Existing_Water Heating_Natural Gas_Water Heater_RAP | Commercial | Office (WA) | Existing | Water Heating | Natural Gas | Water Heater | RAP | bar: 2015 to 2038
Commercial_Office (WA)_Existing_Food Preparation_Natural Gas_Oven_RAP | Commercial | Office (WA) | Existing | Food Preparation | Natural Gas | Oven | RAP | bar: 2015 to 2038
Commercial_Office (WA)_Existing_Food Preparation_Natural Gas_Conveyor Oven_RAP | Commercial | Office (WA) | Existing | Food Preparation | Natural Gas | Conveyor Oven | RAP | bar: 2015 to 2038
Commercial_Office (WA)_Existing_Food Preparation_Natural Gas_Double Rack Oven_RAP | Commercial | Office (WA) | Existing | Food Preparation | Natural Gas | Double Rack Oven | RAP | bar: 2015 to 2038
Commercial_Office (WA)_Existing_Food Preparation_Natural Gas_Fryer_RAP | Commercial | Office (WA) | Existing | Food Preparation | Natural Gas | Fryer | RAP | bar: 2015 to 2038
Commercial_Office (WA)_Existing_Food Preparation_Natural Gas_Broiler_RAP | Commercial | Office (WA) | Existing | Food Preparation | Natural Gas | Broiler | RAP | bar: 2015 to 2038
Commercial_Office (WA)_Existing_Food Preparation_Natural Gas_Griddle_RAP | Commercial | Office (WA) | Existing | Food Preparation | Natural Gas | Griddle | RAP | bar: 2015 to 2038
Commercial_Office (WA)_Existing_Food Preparation_Natural Gas_Range_RAP | Commercial | Office (WA) | Existing | Food Preparation | Natural Gas | Range | RAP | bar: 2015 to 2038
Commercial_Office (WA)_Existing_Food Preparation_Natural Gas_Steamer_RAP | Commercial | Office (WA) | Existing | Food Preparation | Natural Gas | Steamer | RAP | bar: 2015 to 2038
Commercial_Office (WA)_Existing_Food Preparation_Natural Gas_Food Prep Other_RAP | Commercial | Office (WA) | Existing | Food Preparation | Natural Gas | Food Prep Other | RAP | bar: 2015 to 2038
Commercial_Office (WA)_Existing_Miscellaneous_Natural Gas_Pool Heater_RAP | Commercial | Office (WA) | Existing | Miscellaneous | Natural Gas | Pool Heater | RAP | bar: 2015 to 2038
Commercial_Office (WA)_Existing_Miscellaneous_Natural Gas_Miscellaneous_RAP | Commercial | Office (WA) | Existing | Miscellaneous | Natural Gas | Miscellaneous | RAP | bar: 2015 to 2038
Commercial_Office (WA)_New_Space Heating_Natural Gas_Furnace_RAP | Commercial | Office (WA) | New | Space Heating | Natural Gas | Furnace | RAP | bar: 2015 to 2038
Commercial_Office (WA)_New_Space Heating_Natural Gas_Boiler_RAP | Commercial | Office (WA) | New | Space Heating | Natural Gas | Boiler | RAP | bar: 2015 to 2038
Commercial_Office (WA)_New_Space Heating_Natural Gas_Unit Heater_RAP | Commercial | Office (WA) | New | Space Heating | Natural Gas | Unit Heater | RAP | bar: 2015 to 2038
Commercial_Office (WA)_New_Water Heating_Natural Gas_Water Heater_RAP | Commercial | Office (WA) | New | Water Heating | Natural Gas | Water Heater | RAP | bar: 2015 to 2038
Commercial_Office (WA)_New_Food Preparation_Natural Gas_Oven_RAP | Commercial | Office (WA) | New | Food Preparation | Natural Gas | Oven | RAP | bar: 2015 to 2038
Commercial_Office (WA)_New_Food Preparation_Natural Gas_Conveyor Oven_RAP | Commercial | Office (WA) | New | Food Preparation | Natural Gas | Conveyor Oven | RAP | bar: 2015 to 2038
Commercial_Office (WA)_New_Food Preparation_Natural Gas_Double Rack Oven_RAP | Commercial | Office (WA) | New | Food Preparation | Natural Gas | Double Rack Oven | RAP | bar: 2015 to 2038
Commercial_Office (WA)_New_Food Preparation_Natural Gas_Fryer_RAP | Commercial | Office (WA) | New | Food Preparation | Natural Gas | Fryer | RAP | bar: 2015 to 2038
Commercial_Office (WA)_New_Food Preparation_Natural Gas_Broiler_RAP | Commercial | Office (WA) | New | Food Preparation | Natural Gas | Broiler | RAP | bar: 2015 to 2038
Commercial_Office (WA)_New_Food Preparation_Natural Gas_Griddle_RAP | Commercial | Office (WA) | New | Food Preparation | Natural Gas | Griddle | RAP | bar: 2015 to 2038
Commercial_Office (WA)_New_Food Preparation_Natural Gas_Range_RAP | Commercial | Office (WA) | New | Food Preparation | Natural Gas | Range | RAP | bar: 2015 to 2038
Commercial_Office (WA)_New_Food Preparation_Natural Gas_Steamer_RAP | Commercial | Office (WA) | New | Food Preparation | Natural Gas | Steamer | RAP | bar: 2015 to 2038
Commercial_Office (WA)_New_Food Preparation_Natural Gas_Food Prep Other_RAP | Commercial | Office (WA) | New | Food Preparation | Natural Gas | Food Prep Other | RAP | bar: 2015 to 2038
Commercial_Office (WA)_New_Miscellaneous_Natural Gas_Pool Heater_RAP | Commercial | Office (WA) | New | Miscellaneous | Natural Gas | Pool Heater | RAP | bar: 2015 to 2038
Commercial_Office (WA)_New_Miscellaneous_Natural Gas_Miscellaneous_RAP | Commercial | Office (WA) | New | Miscellaneous | Natural Gas | Miscellaneous | RAP | bar: 2015 to 2038
Commercial_Restaurant (WA)_Existing_Space Heating_Natural Gas_Furnace_RAP | Commercial | Restaurant (WA) | Existing | Space Heating | Natural Gas | Furnace | RAP | bar: 2015 to 2038
Commercial_Restaurant (WA)_Existing_Space Heating_Natural Gas_Boiler_RAP | Commercial | Restaurant (WA) | Existing | Space Heating | Natural Gas | Boiler | RAP | bar: 2015 to 2038
Commercial_Restaurant (WA)_Existing_Space Heating_Natural Gas_Unit Heater_RAP | Commercial | Restaurant (WA) | Existing | Space Heating | Natural Gas | Unit Heater | RAP | bar: 2015 to 2038
Commercial_Restaurant (WA)_Existing_Water Heating_Natural Gas_Water Heater_RAP | Commercial | Restaurant (WA) | Existing | Water Heating | Natural Gas | Water Heater | RAP | bar: 2015 to 2038
Commercial_Restaurant (WA)_Existing_Food Preparation_Natural Gas_Oven_RAP | Commercial | Restaurant (WA) | Existing | Food Preparation | Natural Gas | Oven | RAP | bar: 2015 to 2038
Commercial_Restaurant (WA)_Existing_Food Preparation_Natural Gas_Conveyor Oven_RAP | Commercial | Restaurant (WA) | Existing | Food Preparation | Natural Gas | Conveyor Oven | RAP | bar: 2015 to 2038
Commercial_Restaurant (WA)_Existing_Food Preparation_Natural Gas_Double Rack Oven_RAP | Commercial | Restaurant (WA) | Existing | Food Preparation | Natural Gas | Double Rack Oven | RAP | bar: 2015 to 2038
Commercial_Restaurant (WA)_Existing_Food Preparation_Natural Gas_Fryer_RAP | Commercial | Restaurant (WA) | Existing | Food Preparation | Natural Gas | Fryer | RAP | bar: 2015 to 2038
Commercial_Restaurant (WA)_Existing_Food Preparation_Natural Gas_Broiler_RAP | Commercial | Restaurant (WA) | Existing | Food Preparation | Natural Gas | Broiler | RAP | bar: 2015 to 2038
Commercial_Restaurant (WA)_Existing_Food Preparation_Natural Gas_Griddle_RAP | Commercial | Restaurant (WA) | Existing | Food Preparation | Natural Gas | Griddle | RAP | bar: 2015 to 2038
Commercial_Restaurant (WA)_Existing_Food Preparation_Natural Gas_Range_RAP | Commercial | Restaurant (WA) | Existing | Food Preparation | Natural Gas | Range | RAP | bar: 2015 to 2038
Commercial_Restaurant (WA)_Existing_Food Preparation_Natural Gas_Steamer_RAP | Commercial | Restaurant (WA) | Existing | Food Preparation | Natural Gas | Steamer | RAP | bar: 2015 to 2038
Commercial_Restaurant (WA)_Existing_Food Preparation_Natural Gas_Food Prep Other_RAP | Commercial | Restaurant (WA) | Existing | Food Preparation | Natural Gas | Food Prep Other | RAP | bar: 2015 to 2038
Commercial_Restaurant (WA)_Existing_Miscellaneous_Natural Gas_Pool Heater_RAP | Commercial | Restaurant (WA) | Existing | Miscellaneous | Natural Gas | Pool Heater | RAP | bar: 2015 to 2038
Commercial_Restaurant (WA)_Existing_Miscellaneous_Natural Gas_Miscellaneous_RAP | Commercial | Restaurant (WA) | Existing | Miscellaneous | Natural Gas | Miscellaneous | RAP | bar: 2015 to 2038
Commercial_Restaurant (WA)_New_Space Heating_Natural Gas_Furnace_RAP | Commercial | Restaurant (WA) | New | Space Heating | Natural Gas | Furnace | RAP | bar: 2015 to 2038
Commercial_Restaurant (WA)_New_Space Heating_Natural Gas_Boiler_RAP | Commercial | Restaurant (WA) | New | Space Heating | Natural Gas | Boiler | RAP | bar: 2015 to 2038
Commercial_Restaurant (WA)_New_Space Heating_Natural Gas_Unit Heater_RAP | Commercial | Restaurant (WA) | New | Space Heating | Natural Gas | Unit Heater | RAP | bar: 2015 to 2038
Commercial_Restaurant (WA)_New_Water Heating_Natural Gas_Water Heater_RAP | Commercial | Restaurant (WA) | New | Water Heating | Natural Gas | Water Heater | RAP | bar: 2015 to 2038
Commercial_Restaurant (WA)_New_Food Preparation_Natural Gas_Oven_RAP | Commercial | Restaurant (WA) | New | Food Preparation | Natural Gas | Oven | RAP | bar: 2015 to 2038
Commercial_Restaurant (WA)_New_Food Preparation_Natural Gas_Conveyor Oven_RAP | Commercial | Restaurant (WA) | New | Food Preparation | Natural Gas | Conveyor Oven | RAP | bar: 2015 to 2038
Commercial_Restaurant (WA)_New_Food Preparation_Natural Gas_Double Rack Oven_RAP | Commercial | Restaurant (WA) | New | Food Preparation | Natural Gas | Double Rack Oven | RAP | bar: 2015 to 2038
Commercial_Restaurant (WA)_New_Food Preparation_Natural Gas_Fryer_RAP | Commercial | Restaurant (WA) | New | Food Preparation | Natural Gas | Fryer | RAP | bar: 2015 to 2038
Commercial_Restaurant (WA)_New_Food Preparation_Natural Gas_Broiler_RAP | Commercial | Restaurant (WA) | New | Food Preparation | Natural Gas | Broiler | RAP | bar: 2015 to 2038
Commercial_Restaurant (WA)_New_Food Preparation_Natural Gas_Griddle_RAP | Commercial | Restaurant (WA) | New | Food Preparation | Natural Gas | Griddle | RAP | bar: 2015 to 2038
Commercial_Restaurant (WA)_New_Food Preparation_Natural Gas_Range_RAP | Commercial | Restaurant (WA) | New | Food Preparation | Natural Gas | Range | RAP | bar: 2015 to 2038
Commercial_Restaurant (WA)_New_Food Preparation_Natural Gas_Steamer_RAP | Commercial | Restaurant (WA) | New | Food Preparation | Natural Gas | Steamer | RAP | bar: 2015 to 2038
Commercial_Restaurant (WA)_New_Food Preparation_Natural Gas_Food Prep Other_RAP | Commercial | Restaurant (WA) | New | Food Preparation | Natural Gas | Food Prep Other | RAP | bar: 2015 to 2038
Commercial_Restaurant (WA)_New_Miscellaneous_Natural Gas_Pool Heater_RAP | Commercial | Restaurant (WA) | New | Miscellaneous | Natural Gas | Pool Heater | RAP | bar: 2015 to 2038
Commercial_Restaurant (WA)_New_Miscellaneous_Natural Gas_Miscellaneous_RAP | Commercial | Restaurant (WA) | New | Miscellaneous | Natural Gas | Miscellaneous | RAP | bar: 2015 to 2038
Commercial_Retail (WA)_Existing_Space Heating_Natural Gas_Furnace_RAP | Commercial | Retail (WA) | Existing | Space Heating | Natural Gas | Furnace | RAP | bar: 2015 to 2038
Commercial_Retail (WA)_Existing_Space Heating_Natural Gas_Boiler_RAP | Commercial | Retail (WA) | Existing | Space Heating | Natural Gas | Boiler | RAP | bar: 2015 to 2038
Commercial_Retail (WA)_Existing_Space Heating_Natural Gas_Unit Heater_RAP | Commercial | Retail (WA) | Existing | Space Heating | Natural Gas | Unit Heater | RAP | bar: 2015 to 2038
Commercial_Retail (WA)_Existing_Water Heating_Natural Gas_Water Heater_RAP | Commercial | Retail (WA) | Existing | Water Heating | Natural Gas | Water Heater | RAP | bar: 2015 to 2038
Commercial_Retail (WA)_Existing_Food Preparation_Natural Gas_Oven_RAP | Commercial | Retail (WA) | Existing | Food Preparation | Natural Gas | Oven | RAP | bar: 2015 to 2038
Commercial_Retail (WA)_Existing_Food Preparation_Natural Gas_Conveyor Oven_RAP | Commercial | Retail (WA) | Existing | Food Preparation | Natural Gas | Conveyor Oven | RAP | bar: 2015 to 2038
Commercial_Retail (WA)_Existing_Food Preparation_Natural Gas_Double Rack Oven_RAP | Commercial | Retail (WA) | Existing | Food Preparation | Natural Gas | Double Rack Oven | RAP | bar: 2015 to 2038
Commercial_Retail (WA)_Existing_Food Preparation_Natural Gas_Fryer_RAP | Commercial | Retail (WA) | Existing | Food Preparation | Natural Gas | Fryer | RAP | bar: 2015 to 2038
Commercial_Retail (WA)_Existing_Food Preparation_Natural Gas_Broiler_RAP | Commercial | Retail (WA) | Existing | Food Preparation | Natural Gas | Broiler | RAP | bar: 2015 to 2038
Commercial_Retail (WA)_Existing_Food Preparation_Natural Gas_Griddle_RAP | Commercial | Retail (WA) | Existing | Food Preparation | Natural Gas | Griddle | RAP | bar: 2015 to 2038
Commercial_Retail (WA)_Existing_Food Preparation_Natural Gas_Range_RAP | Commercial | Retail (WA) | Existing | Food Preparation | Natural Gas | Range | RAP | bar: 2015 to 2038
Commercial_Retail (WA)_Existing_Food Preparation_Natural Gas_Steamer_RAP | Commercial | Retail (WA) | Existing | Food Preparation | Natural Gas | Steamer | RAP | bar: 2015 to 2038
Commercial_Retail (WA)_Existing_Food Preparation_Natural Gas_Food Prep Other_RAP | Commercial | Retail (WA) | Existing | Food Preparation | Natural Gas | Food Prep Other | RAP | bar: 2015 to 2038
Commercial_Retail (WA)_Existing_Miscellaneous_Natural Gas_Pool Heater_RAP | Commercial | Retail (WA) | Existing | Miscellaneous | Natural Gas | Pool Heater | RAP | bar: 2015 to 2038
Commercial_Retail (WA)_Existing_Miscellaneous_Natural Gas_Miscellaneous_RAP | Commercial | Retail (WA) | Existing | Miscellaneous | Natural Gas | Miscellaneous | RAP | bar: 2015 to 2038
Commercial_Retail (WA)_New_Space Heating_Natural Gas_Furnace_RAP | Commercial | Retail (WA) | New | Space Heating | Natural Gas | Furnace | RAP | bar: 2015 to 2038
Commercial_Retail (WA)_New_Space Heating_Natural Gas_Boiler_RAP | Commercial | Retail (WA) | New | Space Heating | Natural Gas | Boiler | RAP | bar: 2015 to 2038
Commercial_Retail (WA)_New_Space Heating_Natural Gas_Unit Heater_RAP | Commercial | Retail (WA) | New | Space Heating | Natural Gas | Unit Heater | RAP | bar: 2015 to 2038
Commercial_Retail (WA)_New_Water Heating_Natural Gas_Water Heater_RAP | Commercial | Retail (WA) | New | Water Heating | Natural Gas | Water Heater | RAP | bar: 2015 to 2038
Commercial_Retail (WA)_New_Food Preparation_Natural Gas_Oven_RAP | Commercial | Retail (WA) | New | Food Preparation | Natural Gas | Oven | RAP | bar: 2015 to 2038
Commercial_Retail (WA)_New_Food Preparation_Natural Gas_Conveyor Oven_RAP | Commercial | Retail (WA) | New | Food Preparation | Natural Gas | Conveyor Oven | RAP | bar: 2015 to 2038
Commercial_Retail (WA)_New_Food Preparation_Natural Gas_Double Rack Oven_RAP | Commercial | Retail (WA) | New | Food Preparation | Natural Gas | Double Rack Oven | RAP | bar: 2015 to 2038
Commercial_Retail (WA)_New_Food Preparation_Natural Gas_Fryer_RAP | Commercial | Retail (WA) | New | Food Preparation | Natural Gas | Fryer | RAP | bar: 2015 to 2038
Commercial_Retail (WA)_New_Food Preparation_Natural Gas_Broiler_RAP | Commercial | Retail (WA) | New | Food Preparation | Natural Gas | Broiler | RAP | bar: 2015 to 2038
Commercial_Retail (WA)_New_Food Preparation_Natural Gas_Griddle_RAP | Commercial | Retail (WA) | New | Food Preparation | Natural Gas | Griddle | RAP | bar: 2015 to 2038
Commercial_Retail (WA)_New_Food Preparation_Natural Gas_Range_RAP | Commercial | Retail (WA) | New | Food Preparation | Natural Gas | Range | RAP | bar: 2015 to 2038
Commercial_Retail (WA)_New_Food Preparation_Natural Gas_Steamer_RAP | Commercial | Retail (WA) | New | Food Preparation | Natural Gas | Steamer | RAP | bar: 2015 to 2038
Commercial_Retail (WA)_New_Food Preparation_Natural Gas_Food Prep Other_RAP | Commercial | Retail (WA) | New | Food Preparation | Natural Gas | Food Prep Other | RAP | bar: 2015 to 2038
Commercial_Retail (WA)_New_Miscellaneous_Natural Gas_Pool Heater_RAP | Commercial | Retail (WA) | New | Miscellaneous | Natural Gas | Pool Heater | RAP | bar: 2015 to 2038
Commercial_Retail (WA)_New_Miscellaneous_Natural Gas_Miscellaneous_RAP | Commercial | Retail (WA) | New | Miscellaneous | Natural Gas | Miscellaneous | RAP | bar: 2015 to 2038
Commercial_Grocery (WA)_Existing_Space Heating_Natural Gas_Furnace_RAP | Commercial | Grocery (WA) | Existing | Space Heating | Natural Gas | Furnace | RAP | bar: 2015 to 2038
Commercial_Grocery (WA)_Existing_Space Heating_Natural Gas_Boiler_RAP | Commercial | Grocery (WA) | Existing | Space Heating | Natural Gas | Boiler | RAP | bar: 2015 to 2038
Commercial_Grocery (WA)_Existing_Space Heating_Natural Gas_Unit Heater_RAP | Commercial | Grocery (WA) | Existing | Space Heating | Natural Gas | Unit Heater | RAP | bar: 2015 to 2038
Commercial_Grocery (WA)_Existing_Water Heating_Natural Gas_Water Heater_RAP | Commercial | Grocery (WA) | Existing | Water Heating | Natural Gas | Water Heater | RAP | bar: 2015 to 2038
Commercial_Grocery (WA)_Existing_Food Preparation_Natural Gas_Oven_RAP | Commercial | Grocery (WA) | Existing | Food Preparation | Natural Gas | Oven | RAP | bar: 2015 to 2038
Commercial_Grocery (WA)_Existing_Food Preparation_Natural Gas_Conveyor Oven_RAP | Commercial | Grocery (WA) | Existing | Food Preparation | Natural Gas | Conveyor Oven | RAP | bar: 2015 to 2038
Commercial_Grocery (WA)_Existing_Food Preparation_Natural Gas_Double Rack Oven_RAP | Commercial | Grocery (WA) | Existing | Food Preparation | Natural Gas | Double Rack Oven | RAP | bar: 2015 to 2038
Commercial_Grocery (WA)_Existing_Food Preparation_Natural Gas_Fryer_RAP | Commercial | Grocery (WA) | Existing | Food Preparation | Natural Gas | Fryer | RAP | bar: 2015 to 2038
Commercial_Grocery (WA)_Existing_Food Preparation_Natural Gas_Broiler_RAP | Commercial | Grocery (WA) | Existing | Food Preparation | Natural Gas | Broiler | RAP | bar: 2015 to 2038
Commercial_Grocery (WA)_Existing_Food Preparation_Natural Gas_Griddle_RAP | Commercial | Grocery (WA) | Existing | Food Preparation | Natural Gas | Griddle | RAP | bar: 2015 to 2038
Commercial_Grocery (WA)_Existing_Food Preparation_Natural Gas_Range_RAP | Commercial | Grocery (WA) | Existing | Food Preparation | Natural Gas | Range | RAP | bar: 2015 to 2038
Commercial_Grocery (WA)_Existing_Food Preparation_Natural Gas_Steamer_RAP | Commercial | Grocery (WA) | Existing | Food Preparation | Natural Gas | Steamer | RAP | bar: 2015 to 2038
Commercial_Grocery (WA)_Existing_Food Preparation_Natural Gas_Food Prep Other_RAP | Commercial | Grocery (WA) | Existing | Food Preparation | Natural Gas | Food Prep Other | RAP | bar: 2015 to 2038
Commercial_Grocery (WA)_Existing_Miscellaneous_Natural Gas_Pool Heater_RAP | Commercial | Grocery (WA) | Existing | Miscellaneous | Natural Gas | Pool Heater | RAP | bar: 2015 to 2038
Commercial_Grocery (WA)_Existing_Miscellaneous_Natural Gas_Miscellaneous_RAP | Commercial | Grocery (WA) | Existing | Miscellaneous | Natural Gas | Miscellaneous | RAP | bar: 2015 to 2038
Commercial_Grocery (WA)_New_Space Heating_Natural Gas_Furnace_RAP | Commercial | Grocery (WA) | New | Space Heating | Natural Gas | Furnace | RAP | bar: 2015 to 2038
Commercial_Grocery (WA)_New_Space Heating_Natural Gas_Boiler_RAP | Commercial | Grocery (WA) | New | Space Heating | Natural Gas | Boiler | RAP | bar: 2015 to 2038
Commercial_Grocery (WA)_New_Space Heating_Natural Gas_Unit Heater_RAP | Commercial | Grocery (WA) | New | Space Heating | Natural Gas | Unit Heater | RAP | bar: 2015 to 2038
Commercial_Grocery (WA)_New_Water Heating_Natural Gas_Water Heater_RAP | Commercial | Grocery (WA) | New | Water Heating | Natural Gas | Water Heater | RAP | bar: 2015 to 2038
Commercial_Grocery (WA)_New_Food Preparation_Natural Gas_Oven_RAP | Commercial | Grocery (WA) | New | Food Preparation | Natural Gas | Oven | RAP | bar: 2015 to 2038
Commercial_Grocery (WA)_New_Food Preparation_Natural Gas_Conveyor Oven_RAP | Commercial | Grocery (WA) | New | Food Preparation | Natural Gas | Conveyor Oven | RAP | bar: 2015 to 2038
Commercial_Grocery (WA)_New_Food Preparation_Natural Gas_Double Rack Oven_RAP | Commercial | Grocery (WA) | New | Food Preparation | Natural Gas | Double Rack Oven | RAP | bar: 2015 to 2038
Commercial_Grocery (WA)_New_Food Preparation_Natural Gas_Fryer_RAP | Commercial | Grocery (WA) | New | Food Preparation | Natural Gas | Fryer | RAP | bar: 2015 to 2038
Commercial_Grocery (WA)_New_Food Preparation_Natural Gas_Broiler_RAP | Commercial | Grocery (WA) | New | Food Preparation | Natural Gas | Broiler | RAP | bar: 2015 to 2038
Commercial_Grocery (WA)_New_Food Preparation_Natural Gas_Griddle_RAP | Commercial | Grocery (WA) | New | Food Preparation | Natural Gas | Griddle | RAP | bar: 2015 to 2038
Commercial_Grocery (WA)_New_Food Preparation_Natural Gas_Range_RAP | Commercial | Grocery (WA) | New | Food Preparation | Natural Gas | Range | RAP | bar: 2015 to 2038
Commercial_Grocery (WA)_New_Food Preparation_Natural Gas_Steamer_RAP | Commercial | Grocery (WA) | New | Food Preparation | Natural Gas | Steamer | RAP | bar: 2015 to 2038
Commercial_Grocery (WA)_New_Food Preparation_Natural Gas_Food Prep Other_RAP | Commercial | Grocery (WA) | New | Food Preparation | Natural Gas | Food Prep Other | RAP | bar: 2015 to 2038
Commercial_Grocery (WA)_New_Miscellaneous_Natural Gas_Pool Heater_RAP | Commercial | Grocery (WA) | New | Miscellaneous | Natural Gas | Pool Heater | RAP | bar: 2015 to 2038
Commercial_Grocery (WA)_New_Miscellaneous_Natural Gas_Miscellaneous_RAP | Commercial | Grocery (WA) | New | Miscellaneous | Natural Gas | Miscellaneous | RAP | bar: 2015 to 2038
Commercial_School (WA)_Existing_Space Heating_Natural Gas_Furnace_RAP | Commercial | School (WA) | Existing | Space Heating | Natural Gas | Furnace | RAP | bar: 2015 to 2038
Commercial_School (WA)_Existing_Space Heating_Natural Gas_Boiler_RAP | Commercial | School (WA) | Existing | Space Heating | Natural Gas | Boiler | RAP | bar: 2015 to 2038
Commercial_School (WA)_Existing_Space Heating_Natural Gas_Unit Heater_RAP | Commercial | School (WA) | Existing | Space Heating | Natural Gas | Unit Heater | RAP | bar: 2015 to 2038
Commercial_School (WA)_Existing_Water Heating_Natural Gas_Water Heater_RAP | Commercial | School (WA) | Existing | Water Heating | Natural Gas | Water Heater | RAP | bar: 2015 to 2038
Commercial_School (WA)_Existing_Food Preparation_Natural Gas_Oven_RAP | Commercial | School (WA) | Existing | Food Preparation | Natural Gas | Oven | RAP | bar: 2015 to 2038
Commercial_School (WA)_Existing_Food Preparation_Natural Gas_Conveyor Oven_RAP | Commercial | School (WA) | Existing | Food Preparation | Natural Gas | Conveyor Oven | RAP | bar: 2015 to 2038
Commercial_School (WA)_Existing_Food Preparation_Natural Gas_Double Rack Oven_RAP | Commercial | School (WA) | Existing | Food Preparation | Natural Gas | Double Rack Oven | RAP | bar: 2015 to 2038
Commercial_School (WA)_Existing_Food Preparation_Natural Gas_Fryer_RAP | Commercial | School (WA) | Existing | Food Preparation | Natural Gas | Fryer | RAP | bar: 2015 to 2038
Commercial_School (WA)_Existing_Food Preparation_Natural Gas_Broiler_RAP | Commercial | School (WA) | Existing | Food Preparation | Natural Gas | Broiler | RAP | bar: 2015 to 2038
Commercial_School (WA)_Existing_Food Preparation_Natural Gas_Griddle_RAP | Commercial | School (WA) | Existing | Food Preparation | Natural Gas | Griddle | RAP | bar: 2015 to 2038
Commercial_School (WA)_Existing_Food Preparation_Natural Gas_Range_RAP | Commercial | School (WA) | Existing | Food Preparation | Natural Gas | Range | RAP | bar: 2015 to 2038
Commercial_School (WA)_Existing_Food Preparation_Natural Gas_Steamer_RAP | Commercial | School (WA) | Existing | Food Preparation | Natural Gas | Steamer | RAP | bar: 2015 to 2038
Commercial_School (WA)_Existing_Food Preparation_Natural Gas_Food Prep Other_RAP | Commercial | School (WA) | Existing | Food Preparation | Natural Gas | Food Prep Other | RAP | bar: 2015 to 2038
Commercial_School (WA)_Existing_Miscellaneous_Natural Gas_Pool Heater_RAP | Commercial | School (WA) | Existing | Miscellaneous | Natural Gas | Pool Heater | RAP | bar: 2015 to 2038
Commercial_School (WA)_Existing_Miscellaneous_Natural Gas_Miscellaneous_RAP | Commercial | School (WA) | Existing | Miscellaneous | Natural Gas | Miscellaneous | RAP | bar: 2015 to 2038
Commercial_School (WA)_New_Space Heating_Natural Gas_Furnace_RAP | Commercial | School (WA) | New | Space Heating | Natural Gas | Furnace | RAP | bar: 2015 to 2038
Commercial_School (WA)_New_Space Heating_Natural Gas_Boiler_RAP | Commercial | School (WA) | New | Space Heating | Natural Gas | Boiler | RAP | bar: 2015 to 2038
Commercial_School (WA)_New_Space Heating_Natural Gas_Unit Heater_RAP | Commercial | School (WA) | New | Space Heating | Natural Gas | Unit Heater | RAP | bar: 2015 to 2038
Commercial_School (WA)_New_Water Heating_Natural Gas_Water Heater_RAP | Commercial | School (WA) | New | Water Heating | Natural Gas | Water Heater | RAP | bar: 2015 to 2038
Commercial_School (WA)_New_Food Preparation_Natural Gas_Oven_RAP | Commercial | School (WA) | New | Food Preparation | Natural Gas | Oven | RAP | bar: 2015 to 2038
Commercial_School (WA)_New_Food Preparation_Natural Gas_Conveyor Oven_RAP | Commercial | School (WA) | New | Food Preparation | Natural Gas | Conveyor Oven | RAP | bar: 2015 to 2038
Commercial_School (WA)_New_Food Preparation_Natural Gas_Double Rack Oven_RAP | Commercial | School (WA) | New | Food Preparation | Natural Gas | Double Rack Oven | RAP | bar: 2015 to 2038
Commercial_School (WA)_New_Food Preparation_Natural Gas_Fryer_RAP | Commercial | School (WA) | New | Food Preparation | Natural Gas | Fryer | RAP | bar: 2015 to 2038
Commercial_School (WA)_New_Food Preparation_Natural Gas_Broiler_RAP | Commercial | School (WA) | New | Food Preparation | Natural Gas | Broiler | RAP | bar: 2015 to 2038
Commercial_School (WA)_New_Food Preparation_Natural Gas_Griddle_RAP | Commercial | School (WA) | New | Food Preparation | Natural Gas | Griddle | RAP | bar: 2015 to 2038
Commercial_School (WA)_New_Food Preparation_Natural Gas_Range_RAP | Commercial | School (WA) | New | Food Preparation | Natural Gas | Range | RAP | bar: 2015 to 2038
Commercial_School (WA)_New_Food Preparation_Natural Gas_Steamer_RAP | Commercial | School (WA) | New | Food Preparation | Natural Gas | Steamer | RAP | bar: 2015 to 2038
Commercial_School (WA)_New_Food Preparation_Natural Gas_Food Prep Other_RAP | Commercial | School (WA) | New | Food Preparation | Natural Gas | Food Prep Other | RAP | bar: 2015 to 2038
Commercial_School (WA)_New_Miscellaneous_Natural Gas_Pool Heater_RAP | Commercial | School (WA) | New | Miscellaneous | Natural Gas | Pool Heater | RAP | bar: 2015 to 2038
Commercial_School (WA)_New_Miscellaneous_Natural Gas_Miscellaneous_RAP | Commercial | School (WA) | New | Miscellaneous | Natural Gas | Miscellaneous | RAP | bar: 2015 to 2038
Commercial_College (WA)_Existing_Space Heating_Natural Gas_Furnace_RAP | Commercial | College (WA) | Existing | Space Heating | Natural Gas | Furnace | RAP | bar: 2015 to 2038
Commercial_College (WA)_Existing_Space Heating_Natural Gas_Boiler_RAP | Commercial | College (WA) | Existing | Space Heating | Natural Gas | Boiler | RAP | bar: 2015 to 2038
Commercial_College (WA)_Existing_Space Heating_Natural Gas_Unit Heater_RAP | Commercial | College (WA) | Existing | Space Heating | Natural Gas | Unit Heater | RAP | bar: 2015 to 2038
Commercial_College (WA)_Existing_Water Heating_Natural Gas_Water Heater_RAP | Commercial | College (WA) | Existing | Water Heating | Natural Gas | Water Heater | RAP | bar: 2015 to 2038
Commercial_College (WA)_Existing_Food Preparation_Natural Gas_Oven_RAP | Commercial | College (WA) | Existing | Food Preparation | Natural Gas | Oven | RAP | bar: 2015 to 2038
Commercial_College (WA)_Existing_Food Preparation_Natural Gas_Conveyor Oven_RAP | Commercial | College (WA) | Existing | Food Preparation | Natural Gas | Conveyor Oven | RAP | bar: 2015 to 2038
Commercial_College (WA)_Existing_Food Preparation_Natural Gas_Double Rack Oven_RAP | Commercial | College (WA) | Existing | Food Preparation | Natural Gas | Double Rack Oven | RAP | bar: 2015 to 2038
Commercial_College (WA)_Existing_Food Preparation_Natural Gas_Fryer_RAP | Commercial | College (WA) | Existing | Food Preparation | Natural Gas | Fryer | RAP | bar: 2015 to 2038
Commercial_College (WA)_Existing_Food Preparation_Natural Gas_Broiler_RAP | Commercial | College (WA) | Existing | Food Preparation | Natural Gas | Broiler | RAP | bar: 2015 to 2038
Commercial_College (WA)_Existing_Food Preparation_Natural Gas_Griddle_RAP | Commercial | College (WA) | Existing | Food Preparation | Natural Gas | Griddle | RAP | bar: 2015 to 2038
Commercial_College (WA)_Existing_Food Preparation_Natural Gas_Range_RAP | Commercial | College (WA) | Existing | Food Preparation | Natural Gas | Range | RAP | bar: 2015 to 2038
Commercial_College (WA)_Existing_Food Preparation_Natural Gas_Steamer_RAP | Commercial | College (WA) | Existing | Food Preparation | Natural Gas | Steamer | RAP | bar: 2015 to 2038
Commercial_College (WA)_Existing_Food Preparation_Natural Gas_Food Prep Other_RAP | Commercial | College (WA) | Existing | Food Preparation | Natural Gas | Food Prep Other | RAP | bar: 2015 to 2038
Commercial_College (WA)_Existing_Miscellaneous_Natural Gas_Pool Heater_RAP | Commercial | College (WA) | Existing | Miscellaneous | Natural Gas | Pool Heater | RAP | bar: 2015 to 2038
Commercial_College (WA)_Existing_Miscellaneous_Natural Gas_Miscellaneous_RAP | Commercial | College (WA) | Existing | Miscellaneous | Natural Gas | Miscellaneous | RAP | bar: 2015 to 2038
Commercial_College (WA)_New_Space Heating_Natural Gas_Furnace_RAP | Commercial | College (WA) | New | Space Heating | Natural Gas | Furnace | RAP | bar: 2015 to 2038
Commercial_College (WA)_New_Space Heating_Natural Gas_Boiler_RAP | Commercial | College (WA) | New | Space Heating | Natural Gas | Boiler | RAP | bar: 2015 to 2038
Commercial_College (WA)_New_Space Heating_Natural Gas_Unit Heater_RAP | Commercial | College (WA) | New | Space Heating | Natural Gas | Unit Heater | RAP | bar: 2015 to 2038
Commercial_College (WA)_New_Water Heating_Natural Gas_Water Heater_RAP | Commercial | College (WA) | New | Water Heating | Natural Gas | Water Heater | RAP | bar: 2015 to 2038
Commercial_College (WA)_New_Food Preparation_Natural Gas_Oven_RAP | Commercial | College (WA) | New | Food Preparation | Natural Gas | Oven | RAP | bar: 2015 to 2038
Commercial_College (WA)_New_Food Preparation_Natural Gas_Conveyor Oven_RAP | Commercial | College (WA) | New | Food Preparation | Natural Gas | Conveyor Oven | RAP | bar: 2015 to 2038
Commercial_College (WA)_New_Food Preparation_Natural Gas_Double Rack Oven_RAP | Commercial | College (WA) | New | Food Preparation | Natural Gas | Double Rack Oven | RAP | bar: 2015 to 2038
Commercial_College (WA)_New_Food Preparation_Natural Gas_Fryer_RAP | Commercial | College (WA) | New | Food Preparation | Natural Gas | Fryer | RAP | bar: 2015 to 2038
Commercial_College (WA)_New_Food Preparation_Natural Gas_Broiler_RAP | Commercial | College (WA) | New | Food Preparation | Natural Gas | Broiler | RAP | bar: 2015 to 2038
Commercial_College (WA)_New_Food Preparation_Natural Gas_Griddle_RAP | Commercial | College (WA) | New | Food Preparation | Natural Gas | Griddle | RAP | bar: 2015 to 2038
Commercial_College (WA)_New_Food Preparation_Natural Gas_Range_RAP | Commercial | College (WA) | New | Food Preparation | Natural Gas | Range | RAP | bar: 2015 to 2038
Commercial_College (WA)_New_Food Preparation_Natural Gas_Steamer_RAP | Commercial | College (WA) | New | Food Preparation | Natural Gas | Steamer | RAP | bar: 2015 to 2038
Commercial_College (WA)_New_Food Preparation_Natural Gas_Food Prep Other_RAP | Commercial | College (WA) | New | Food Preparation | Natural Gas | Food Prep Other | RAP | bar: 2015 to 2038
Commercial_College (WA)_New_Miscellaneous_Natural Gas_Pool Heater_RAP | Commercial | College (WA) | New | Miscellaneous | Natural Gas | Pool Heater | RAP | bar: 2015 to 2038
Commercial_College (WA)_New_Miscellaneous_Natural Gas_Miscellaneous_RAP | Commercial | College (WA) | New | Miscellaneous | Natural Gas | Miscellaneous | RAP | bar: 2015 to 2038
Commercial_Health (WA)_Existing_Space Heating_Natural Gas_Furnace_RAP | Commercial | Health (WA) | Existing | Space Heating | Natural Gas | Furnace | RAP | bar: 2015 to 2038
Commercial_Health (WA)_Existing_Space Heating_Natural Gas_Boiler_RAP | Commercial | Health (WA) | Existing | Space Heating | Natural Gas | Boiler | RAP | bar: 2015 to 2038
Commercial_Health (WA)_Existing_Space Heating_Natural Gas_Unit Heater_RAP | Commercial | Health (WA) | Existing | Space Heating | Natural Gas | Unit Heater | RAP | bar: 2015 to 2038
Commercial_Health (WA)_Existing_Water Heating_Natural Gas_Water Heater_RAP | Commercial | Health (WA) | Existing | Water Heating | Natural Gas | Water Heater | RAP | bar: 2015 to 2038
Commercial_Health (WA)_Existing_Food Preparation_Natural Gas_Oven_RAP | Commercial | Health (WA) | Existing | Food Preparation | Natural Gas | Oven | RAP | bar: 2015 to 2038
Commercial_Health (WA)_Existing_Food Preparation_Natural Gas_Conveyor Oven_RAP | Commercial | Health (WA) | Existing | Food Preparation | Natural Gas | Conveyor Oven | RAP | bar: 2015 to 2038
Commercial_Health (WA)_Existing_Food Preparation_Natural Gas_Double Rack Oven_RAP | Commercial | Health (WA) | Existing | Food Preparation | Natural Gas | Double Rack Oven | RAP | bar: 2015 to 2038
Commercial_Health (WA)_Existing_Food Preparation_Natural Gas_Fryer_RAP | Commercial | Health (WA) | Existing | Food Preparation | Natural Gas | Fryer | RAP | bar: 2015 to 2038
Commercial_Health (WA)_Existing_Food Preparation_Natural Gas_Broiler_RAP | Commercial | Health (WA) | Existing | Food Preparation | Natural Gas | Broiler | RAP | bar: 2015 to 2038
Commercial_Health (WA)_Existing_Food Preparation_Natural Gas_Griddle_RAP | Commercial | Health (WA) | Existing | Food Preparation | Natural Gas | Griddle | RAP | bar: 2015 to 2038
Commercial_Health (WA)_Existing_Food Preparation_Natural Gas_Range_RAP | Commercial | Health (WA) | Existing | Food Preparation | Natural Gas | Range | RAP | bar: 2015 to 2038
Commercial_Health (WA)_Existing_Food Preparation_Natural Gas_Steamer_RAP | Commercial | Health (WA) | Existing | Food Preparation | Natural Gas | Steamer | RAP | bar: 2015 to 2038
Commercial_Health (WA)_Existing_Food Preparation_Natural Gas_Food Prep Other_RAP | Commercial | Health (WA) | Existing | Food Preparation | Natural Gas | Food Prep Other | RAP | bar: 2015 to 2038
Commercial_Health (WA)_Existing_Miscellaneous_Natural Gas_Pool Heater_RAP | Commercial | Health (WA) | Existing | Miscellaneous | Natural Gas | Pool Heater | RAP | bar: 2015 to 2038
Commercial_Health (WA)_Existing_Miscellaneous_Natural Gas_Miscellaneous_RAP | Commercial | Health (WA) | Existing | Miscellaneous | Natural Gas | Miscellaneous | RAP | bar: 2015 to 2038
Commercial_Health (WA)_New_Space Heating_Natural Gas_Furnace_RAP | Commercial | Health (WA) | New | Space Heating | Natural Gas | Furnace | RAP | bar: 2015 to 2038
Commercial_Health (WA)_New_Space Heating_Natural Gas_Boiler_RAP | Commercial | Health (WA) | New | Space Heating | Natural Gas | Boiler | RAP | bar: 2015 to 2038
Commercial_Health (WA)_New_Space Heating_Natural Gas_Unit Heater_RAP | Commercial | Health (WA) | New | Space Heating | Natural Gas | Unit Heater | RAP | bar: 2015 to 2038
Commercial_Health (WA)_New_Water Heating_Natural Gas_Water Heater_RAP | Commercial | Health (WA) | New | Water Heating | Natural Gas | Water Heater | RAP | bar: 2015 to 2038
Commercial_Health (WA)_New_Food Preparation_Natural Gas_Oven_RAP | Commercial | Health (WA) | New | Food Preparation | Natural Gas | Oven | RAP | bar: 2015 to 2038
Commercial_Health (WA)_New_Food Preparation_Natural Gas_Conveyor Oven_RAP | Commercial | Health (WA) | New | Food Preparation | Natural Gas | Conveyor Oven | RAP | bar: 2015 to 2038
Commercial_Health (WA)_New_Food Preparation_Natural Gas_Double Rack Oven_RAP | Commercial | Health (WA) | New | Food Preparation | Natural Gas | Double Rack Oven | RAP | bar: 2015 to 2038
Commercial_Health (WA)_New_Food Preparation_Natural Gas_Fryer_RAP | Commercial | Health (WA) | New | Food Preparation | Natural Gas | Fryer | RAP | bar: 2015 to 2038
Commercial_Health (WA)_New_Food Preparation_Natural Gas_Broiler_RAP | Commercial | Health (WA) | New | Food Preparation | Natural Gas | Broiler | RAP | bar: 2015 to 2038
Commercial_Health (WA)_New_Food Preparation_Natural Gas_Griddle_RAP | Commercial | Health (WA) | New | Food Preparation | Natural Gas | Griddle | RAP | bar: 2015 to 2038
Commercial_Health (WA)_New_Food Preparation_Natural Gas_Range_RAP | Commercial | Health (WA) | New | Food Preparation | Natural Gas | Range | RAP | bar: 2015 to 2038
Commercial_Health (WA)_New_Food Preparation_Natural Gas_Steamer_RAP | Commercial | Health (WA) | New | Food Preparation | Natural Gas | Steamer | RAP | bar: 2015 to 2038
Commercial_Health (WA)_New_Food Preparation_Natural Gas_Food Prep Other_RAP | Commercial | Health (WA) | New | Food Preparation | Natural Gas | Food Prep Other | RAP | bar: 2015 to 2038
Commercial_Health (WA)_New_Miscellaneous_Natural Gas_Pool Heater_RAP | Commercial | Health (WA) | New | Miscellaneous | Natural Gas | Pool Heater | RAP | bar: 2015 to 2038
Commercial_Health (WA)_New_Miscellaneous_Natural Gas_Miscellaneous_RAP | Commercial | Health (WA) | New | Miscellaneous | Natural Gas | Miscellaneous | RAP | bar: 2015 to 2038
Commercial_Lodging (WA)_Existing_Space Heating_Natural Gas_Furnace_RAP | Commercial | Lodging (WA) | Existing | Space Heating | Natural Gas | Furnace | RAP | bar: 2015 to 2038
Commercial_Lodging (WA)_Existing_Space Heating_Natural Gas_Boiler_RAP | Commercial | Lodging (WA) | Existing | Space Heating | Natural Gas | Boiler | RAP | bar: 2015 to 2038
Commercial_Lodging (WA)_Existing_Space Heating_Natural Gas_Unit Heater_RAP | Commercial | Lodging (WA) | Existing | Space Heating | Natural Gas | Unit Heater | RAP | bar: 2015 to 2038
Commercial_Lodging (WA)_Existing_Water Heating_Natural Gas_Water Heater_RAP | Commercial | Lodging (WA) | Existing | Water Heating | Natural Gas | Water Heater | RAP | bar: 2015 to 2038
Commercial_Lodging (WA)_Existing_Food Preparation_Natural Gas_Oven_RAP | Commercial | Lodging (WA) | Existing | Food Preparation | Natural Gas | Oven | RAP | bar: 2015 to 2038
Commercial_Lodging (WA)_Existing_Food Preparation_Natural Gas_Conveyor Oven_RAP | Commercial | Lodging (WA) | Existing | Food Preparation | Natural Gas | Conveyor Oven | RAP | bar: 2015 to 2038
Commercial_Lodging (WA)_Existing_Food Preparation_Natural Gas_Double Rack Oven_RAP | Commercial | Lodging (WA) | Existing | Food Preparation | Natural Gas | Double Rack Oven | RAP | bar: 2015 to 2038
Commercial_Lodging (WA)_Existing_Food Preparation_Natural Gas_Fryer_RAP | Commercial | Lodging (WA) | Existing | Food Preparation | Natural Gas | Fryer | RAP | bar: 2015 to 2038
Commercial_Lodging (WA)_Existing_Food Preparation_Natural Gas_Broiler_RAP | Commercial | Lodging (WA) | Existing | Food Preparation | Natural Gas | Broiler | RAP | bar: 2015 to 2038
Commercial_Lodging (WA)_Existing_Food Preparation_Natural Gas_Griddle_RAP | Commercial | Lodging (WA) | Existing | Food Preparation | Natural Gas | Griddle | RAP | bar: 2015 to 2038
Commercial_Lodging (WA)_Existing_Food Preparation_Natural Gas_Range_RAP | Commercial | Lodging (WA) | Existing | Food Preparation | Natural Gas | Range | RAP | bar: 2015 to 2038
Commercial_Lodging (WA)_Existing_Food Preparation_Natural Gas_Steamer_RAP | Commercial | Lodging (WA) | Existing | Food Preparation | Natural Gas | Steamer | RAP | bar: 2015 to 2038
Commercial_Lodging (WA)_Existing_Food Preparation_Natural Gas_Food Prep Other_RAP | Commercial | Lodging (WA) | Existing | Food Preparation | Natural Gas | Food Prep Other | RAP | bar: 2015 to 2038
Commercial_Lodging (WA)_Existing_Miscellaneous_Natural Gas_Pool Heater_RAP | Commercial | Lodging (WA) | Existing | Miscellaneous | Natural Gas | Pool Heater | RAP | bar: 2015 to 2038
Commercial_Lodging (WA)_Existing_Miscellaneous_Natural Gas_Miscellaneous_RAP | Commercial | Lodging (WA) | Existing | Miscellaneous | Natural Gas | Miscellaneous | RAP | bar: 2015 to 2038
Commercial_Lodging (WA)_New_Space Heating_Natural Gas_Furnace_RAP | Commercial | Lodging (WA) | New | Space Heating | Natural Gas | Furnace | RAP | bar: 2015 to 2038
Commercial_Lodging (WA)_New_Space Heating_Natural Gas_Boiler_RAP | Commercial | Lodging (WA) | New | Space Heating | Natural Gas | Boiler | RAP | bar: 2015 to 2038
Commercial_Lodging (WA)_New_Space Heating_Natural Gas_Unit Heater_RAP | Commercial | Lodging (WA) | New | Space Heating | Natural Gas | Unit Heater | RAP | bar: 2015 to 2038
Commercial_Lodging (WA)_New_Water Heating_Natural Gas_Water Heater_RAP | Commercial | Lodging (WA) | New | Water Heating | Natural Gas | Water Heater | RAP | bar: 2015 to 2038
Commercial_Lodging (WA)_New_Food Preparation_Natural Gas_Oven_RAP | Commercial | Lodging (WA) | New | Food Preparation | Natural Gas | Oven | RAP | bar: 2015 to 2038
Commercial_Lodging (WA)_New_Food Preparation_Natural Gas_Conveyor Oven_RAP | Commercial | Lodging (WA) | New | Food Preparation | Natural Gas | Conveyor Oven | RAP | bar: 2015 to 2038
Commercial_Lodging (WA)_New_Food Preparation_Natural Gas_Double Rack Oven_RAP | Commercial | Lodging (WA) | New | Food Preparation | Natural Gas | Double Rack Oven | RAP | bar: 2015 to 2038
Commercial_Lodging (WA)_New_Food Preparation_Natural Gas_Fryer_RAP | Commercial | Lodging (WA) | New | Food Preparation | Natural Gas | Fryer | RAP | bar: 2015 to 2038
Commercial_Lodging (WA)_New_Food Preparation_Natural Gas_Broiler_RAP | Commercial | Lodging (WA) | New | Food Preparation | Natural Gas | Broiler | RAP | bar: 2015 to 2038
Commercial_Lodging (WA)_New_Food Preparation_Natural Gas_Griddle_RAP | Commercial | Lodging (WA) | New | Food Preparation | Natural Gas | Griddle | RAP | bar: 2015 to 2038
Commercial_Lodging (WA)_New_Food Preparation_Natural Gas_Range_RAP | Commercial | Lodging (WA) | New | Food Preparation | Natural Gas | Range | RAP | bar: 2015 to 2038
Commercial_Lodging (WA)_New_Food Preparation_Natural Gas_Steamer_RAP | Commercial | Lodging (WA) | New | Food Preparation | Natural Gas | Steamer | RAP | bar: 2015 to 2038
Commercial_Lodging (WA)_New_Food Preparation_Natural Gas_Food Prep Other_RAP | Commercial | Lodging (WA) | New | Food Preparation | Natural Gas | Food Prep Other | RAP | bar: 2015 to 2038
Commercial_Lodging (WA)_New_Miscellaneous_Natural Gas_Pool Heater_RAP | Commercial | Lodging (WA) | New | Miscellaneous | Natural Gas | Pool Heater | RAP | bar: 2015 to 2038
Commercial_Lodging (WA)_New_Miscellaneous_Natural Gas_Miscellaneous_RAP | Commercial | Lodging (WA) | New | Miscellaneous | Natural Gas | Miscellaneous | RAP | bar: 2015 to 2038
Commercial_Warehouse (WA)_Existing_Space Heating_Natural Gas_Furnace_RAP | Commercial | Warehouse (WA) | Existing | Space Heating | Natural Gas | Furnace | RAP | bar: 2015 to 2038
Commercial_Warehouse (WA)_Existing_Space Heating_Natural Gas_Boiler_RAP | Commercial | Warehouse (WA) | Existing | Space Heating | Natural Gas | Boiler | RAP | bar: 2015 to 2038
Commercial_Warehouse (WA)_Existing_Space Heating_Natural Gas_Unit Heater_RAP | Commercial | Warehouse (WA) | Existing | Space Heating | Natural Gas | Unit Heater | RAP | bar: 2015 to 2038
Commercial_Warehouse (WA)_Existing_Water Heating_Natural Gas_Water Heater_RAP | Commercial | Warehouse (WA) | Existing | Water Heating | Natural Gas | Water Heater | RAP | bar: 2015 to 2038
Commercial_Warehouse (WA)_Existing_Food Preparation_Natural Gas_Oven_RAP | Commercial | Warehouse (WA) | Existing | Food Preparation | Natural Gas | Oven | RAP | bar: 2015 to 2038
Commercial_Warehouse (WA)_Existing_Food Preparation_Natural Gas_Conveyor Oven_RAP | Commercial | Warehouse (WA) | Existing | Food Preparation | Natural Gas | Conveyor Oven | RAP | bar: 2015 to 2038
Commercial_Warehouse (WA)_Existing_Food Preparation_Natural Gas_Double Rack Oven_RAP | Commercial | Warehouse (WA) | Existing | Food Preparation | Natural Gas | Double Rack Oven | RAP | bar: 2015 to 2038
Commercial_Warehouse (WA)_Existing_Food Preparation_Natural Gas_Fryer_RAP | Commercial | Warehouse (WA) | Existing | Food Preparation | Natural Gas | Fryer | RAP | bar: 2015 to 2038
Commercial_Warehouse (WA)_Existing_Food Preparation_Natural Gas_Broiler_RAP | Commercial | Warehouse (WA) | Existing | Food Preparation | Natural Gas | Broiler | RAP | bar: 2015 to 2038
Commercial_Warehouse (WA)_Existing_Food Preparation_Natural Gas_Griddle_RAP | Commercial | Warehouse (WA) | Existing | Food Preparation | Natural Gas | Griddle | RAP | bar: 2015 to 2038
Commercial_Warehouse (WA)_Existing_Food Preparation_Natural Gas_Range_RAP | Commercial | Warehouse (WA) | Existing | Food Preparation | Natural Gas | Range | RAP | bar: 2015 to 2038
Commercial_Warehouse (WA)_Existing_Food Preparation_Natural Gas_Steamer_RAP | Commercial | Warehouse (WA) | Existing | Food Preparation | Natural Gas | Steamer | RAP | bar: 2015 to 2038
Commercial_Warehouse (WA)_Existing_Food Preparation_Natural Gas_Food Prep Other_RAP | Commercial | Warehouse (WA) | Existing | Food Preparation | Natural Gas | Food Prep Other | RAP | bar: 2015 to 2038
Commercial_Warehouse (WA)_Existing_Miscellaneous_Natural Gas_Pool Heater_RAP | Commercial | Warehouse (WA) | Existing | Miscellaneous | Natural Gas | Pool Heater | RAP | bar: 2015 to 2038
Commercial_Warehouse (WA)_Existing_Miscellaneous_Natural Gas_Miscellaneous_RAP | Commercial | Warehouse (WA) | Existing | Miscellaneous | Natural Gas | Miscellaneous | RAP | bar: 2015 to 2038
Commercial_Warehouse (WA)_New_Space Heating_Natural Gas_Furnace_RAP | Commercial | Warehouse (WA) | New | Space Heating | Natural Gas | Furnace | RAP | bar: 2015 to 2038
Commercial_Warehouse (WA)_New_Space Heating_Natural Gas_Boiler_RAP | Commercial | Warehouse (WA) | New | Space Heating | Natural Gas | Boiler | RAP | bar: 2015 to 2038
Commercial_Warehouse (WA)_New_Space Heating_Natural Gas_Unit Heater_RAP | Commercial | Warehouse (WA) | New | Space Heating | Natural Gas | Unit Heater | RAP | bar: 2015 to 2038
Commercial_Warehouse (WA)_New_Water Heating_Natural Gas_Water Heater_RAP | Commercial | Warehouse (WA) | New | Water Heating | Natural Gas | Water Heater | RAP | bar: 2015 to 2038
Commercial_Warehouse (WA)_New_Food Preparation_Natural Gas_Oven_RAP | Commercial | Warehouse (WA) | New | Food Preparation | Natural Gas | Oven | RAP | bar: 2015 to 2038
Commercial_Warehouse (WA)_New_Food Preparation_Natural Gas_Conveyor Oven_RAP | Commercial | Warehouse (WA) | New | Food Preparation | Natural Gas | Conveyor Oven | RAP | bar: 2015 to 2038
Commercial_Warehouse (WA)_New_Food Preparation_Natural Gas_Double Rack Oven_RAP | Commercial | Warehouse (WA) | New | Food Preparation | Natural Gas | Double Rack Oven | RAP | bar: 2015 to 2038
Commercial_Warehouse (WA)_New_Food Preparation_Natural Gas_Fryer_RAP | Commercial | Warehouse (WA) | New | Food Preparation | Natural Gas | Fryer | RAP | bar: 2015 to 2038
Commercial_Warehouse (WA)_New_Food Preparation_Natural Gas_Broiler_RAP | Commercial | Warehouse (WA) | New | Food Preparation | Natural Gas | Broiler | RAP | bar: 2015 to 2038
Commercial_Warehouse (WA)_New_Food Preparation_Natural Gas_Griddle_RAP | Commercial | Warehouse (WA) | New | Food Preparation | Natural Gas | Griddle | RAP | bar: 2015 to 2038
Commercial_Warehouse (WA)_New_Food Preparation_Natural Gas_Range_RAP | Commercial | Warehouse (WA) | New | Food Preparation | Natural Gas | Range | RAP | bar: 2015 to 2038
Commercial_Warehouse (WA)_New_Food Preparation_Natural Gas_Steamer_RAP | Commercial | Warehouse (WA) | New | Food Preparation | Natural Gas | Steamer | RAP | bar: 2015 to 2038
Commercial_Warehouse (WA)_New_Food Preparation_Natural Gas_Food Prep Other_RAP | Commercial | Warehouse (WA) | New | Food Preparation | Natural Gas | Food Prep Other | RAP | bar: 2015 to 2038
Commercial_Warehouse (WA)_New_Miscellaneous_Natural Gas_Pool Heater_RAP | Commercial | Warehouse (WA) | New | Miscellaneous | Natural Gas | Pool Heater | RAP | bar: 2015 to 2038
Commercial_Warehouse (WA)_New_Miscellaneous_Natural Gas_Miscellaneous_RAP | Commercial | Warehouse (WA) | New | Miscellaneous | Natural Gas | Miscellaneous | RAP | bar: 2015 to 2038
Commercial_Miscellaneous (WA)_Existing_Space Heating_Natural Gas_Furnace_RAP | Commercial | Miscellaneous (WA) | Existing | Space Heating | Natural Gas | Furnace | RAP | bar: 2015 to 2038
Commercial_Miscellaneous (WA)_Existing_Space Heating_Natural Gas_Boiler_RAP | Commercial | Miscellaneous (WA) | Existing | Space Heating | Natural Gas | Boiler | RAP | bar: 2015 to 2038
Commercial_Miscellaneous (WA)_Existing_Space Heating_Natural Gas_Unit Heater_RAP | Commercial | Miscellaneous (WA) | Existing | Space Heating | Natural Gas | Unit Heater | RAP | bar: 2015 to 2038
Commercial_Miscellaneous (WA)_Existing_Water Heating_Natural Gas_Water Heater_RAP | Commercial | Miscellaneous (WA) | Existing | Water Heating | Natural Gas | Water Heater | RAP | bar: 2015 to 2038
Commercial_Miscellaneous (WA)_Existing_Food Preparation_Natural Gas_Oven_RAP | Commercial | Miscellaneous (WA) | Existing | Food Preparation | Natural Gas | Oven | RAP | bar: 2015 to 2038
Commercial_Miscellaneous (WA)_Existing_Food Preparation_Natural Gas_Conveyor Oven_RAP | Commercial | Miscellaneous (WA) | Existing | Food Preparation | Natural Gas | Conveyor Oven | RAP | bar: 2015 to 2038
Commercial_Miscellaneous (WA)_Existing_Food Preparation_Natural Gas_Double Rack Oven_RAP | Commercial | Miscellaneous (WA) | Existing | Food Preparation | Natural Gas | Double Rack Oven | RAP | bar: 2015 to 2038
Commercial_Miscellaneous (WA)_Existing_Food Preparation_Natural Gas_Fryer_RAP | Commercial | Miscellaneous (WA) | Existing | Food Preparation | Natural Gas | Fryer | RAP | bar: 2015 to 2038
Commercial_Miscellaneous (WA)_Existing_Food Preparation_Natural Gas_Broiler_RAP | Commercial | Miscellaneous (WA) | Existing | Food Preparation | Natural Gas | Broiler | RAP | bar: 2015 to 2038
Commercial_Miscellaneous (WA)_Existing_Food Preparation_Natural Gas_Griddle_RAP | Commercial | Miscellaneous (WA) | Existing | Food Preparation | Natural Gas | Griddle | RAP | bar: 2015 to 2038
Commercial_Miscellaneous (WA)_Existing_Food Preparation_Natural Gas_Range_RAP | Commercial | Miscellaneous (WA) | Existing | Food Preparation | Natural Gas | Range | RAP | bar: 2015 to 2038
Commercial_Miscellaneous (WA)_Existing_Food Preparation_Natural Gas_Steamer_RAP | Commercial | Miscellaneous (WA) | Existing | Food Preparation | Natural Gas | Steamer | RAP | bar: 2015 to 2038
Commercial_Miscellaneous (WA)_Existing_Food Preparation_Natural Gas_Food Prep Other_RAP | Commercial | Miscellaneous (WA) | Existing | Food Preparation | Natural Gas | Food Prep Other | RAP | bar: 2015 to 2038
Commercial_Miscellaneous (WA)_Existing_Miscellaneous_Natural Gas_Pool Heater_RAP | Commercial | Miscellaneous (WA) | Existing | Miscellaneous | Natural Gas | Pool Heater | RAP | bar: 2015 to 2038
Commercial_Miscellaneous (WA)_Existing_Miscellaneous_Natural Gas_Miscellaneous_RAP | Commercial | Miscellaneous (WA) | Existing | Miscellaneous | Natural Gas | Miscellaneous | RAP | bar: 2015 to 2038
Commercial_Miscellaneous (WA)_New_Space Heating_Natural Gas_Furnace_RAP | Commercial | Miscellaneous (WA) | New | Space Heating | Natural Gas | Furnace | RAP | bar: 2015 to 2038
Commercial_Miscellaneous (WA)_New_Space Heating_Natural Gas_Boiler_RAP | Commercial | Miscellaneous (WA) | New | Space Heating | Natural Gas | Boiler | RAP | bar: 2015 to 2038
Commercial_Miscellaneous (WA)_New_Space Heating_Natural Gas_Unit Heater_RAP | Commercial | Miscellaneous (WA) | New | Space Heating | Natural Gas | Unit Heater | RAP | bar: 2015 to 2038
Commercial_Miscellaneous (WA)_New_Water Heating_Natural Gas_Water Heater_RAP | Commercial | Miscellaneous (WA) | New | Water Heating | Natural Gas | Water Heater | RAP | bar: 2015 to 2038
Commercial_Miscellaneous (WA)_New_Food Preparation_Natural Gas_Oven_RAP | Commercial | Miscellaneous (WA) | New | Food Preparation | Natural Gas | Oven | RAP | bar: 2015 to 2038
Commercial_Miscellaneous (WA)_New_Food Preparation_Natural Gas_Conveyor Oven_RAP | Commercial | Miscellaneous (WA) | New | Food Preparation | Natural Gas | Conveyor Oven | RAP | bar: 2015 to 2038
Commercial_Miscellaneous (WA)_New_Food Preparation_Natural Gas_Double Rack Oven_RAP | Commercial | Miscellaneous (WA) | New | Food Preparation | Natural Gas | Double Rack Oven | RAP | bar: 2015 to 2038
Commercial_Miscellaneous (WA)_New_Food Preparation_Natural Gas_Fryer_RAP | Commercial | Miscellaneous (WA) | New | Food Preparation | Natural Gas | Fryer | RAP | bar: 2015 to 2038
Commercial_Miscellaneous (WA)_New_Food Preparation_Natural Gas_Broiler_RAP | Commercial | Miscellaneous (WA) | New | Food Preparation | Natural Gas | Broiler | RAP | bar: 2015 to 2038
Commercial_Miscellaneous (WA)_New_Food Preparation_Natural Gas_Griddle_RAP | Commercial | Miscellaneous (WA) | New | Food Preparation | Natural Gas | Griddle | RAP | bar: 2015 to 2038
Commercial_Miscellaneous (WA)_New_Food Preparation_Natural Gas_Range_RAP | Commercial | Miscellaneous (WA) | New | Food Preparation | Natural Gas | Range | RAP | bar: 2015 to 2038
Commercial_Miscellaneous (WA)_New_Food Preparation_Natural Gas_Steamer_RAP | Commercial | Miscellaneous (WA) | New | Food Preparation | Natural Gas | Steamer | RAP | bar: 2015 to 2038
Commercial_Miscellaneous (WA)_New_Food Preparation_Natural Gas_Food Prep Other_RAP | Commercial | Miscellaneous (WA) | New | Food Preparation | Natural Gas | Food Prep Other | RAP | bar: 2015 to 2038
Commercial_Miscellaneous (WA)_New_Miscellaneous_Natural Gas_Pool Heater_RAP | Commercial | Miscellaneous (WA) | New | Miscellaneous | Natural Gas | Pool Heater | RAP | bar: 2015 to 2038
Commercial_Miscellaneous (WA)_New_Miscellaneous_Natural Gas_Miscellaneous_RAP | Commercial | Miscellaneous (WA) | New | Miscellaneous | Natural Gas | Miscellaneous | RAP | bar: 2015 to 2038
Commercial_Office (ID)_Existing_Space Heating_Natural Gas_Furnace_RAP | Commercial | Office (ID) | Existing | Space Heating | Natural Gas | Furnace | RAP | bar: 2015 to 2038
Commercial_Office (ID)_Existing_Space Heating_Natural Gas_Boiler_RAP | Commercial | Office (ID) | Existing | Space Heating | Natural Gas | Boiler | RAP | bar: 2015 to 2038
Commercial_Office (ID)_Existing_Space Heating_Natural Gas_Unit Heater_RAP | Commercial | Office (ID) | Existing | Space Heating | Natural Gas | Unit Heater | RAP | bar: 2015 to 2038
Commercial_Office (ID)_Existing_Water Heating_Natural Gas_Water Heater_RAP | Commercial | Office (ID) | Existing | Water Heating | Natural Gas | Water Heater | RAP | bar: 2015 to 2038
Commercial_Office (ID)_Existing_Food Preparation_Natural Gas_Oven_RAP | Commercial | Office (ID) | Existing | Food Preparation | Natural Gas | Oven | RAP | bar: 2015 to 2038
Commercial_Office (ID)_Existing_Food Preparation_Natural Gas_Conveyor Oven_RAP | Commercial | Office (ID) | Existing | Food Preparation | Natural Gas | Conveyor Oven | RAP | bar: 2015 to 2038
Commercial_Office (ID)_Existing_Food Preparation_Natural Gas_Double Rack Oven_RAP | Commercial | Office (ID) | Existing | Food Preparation | Natural Gas | Double Rack Oven | RAP | bar: 2015 to 2038
Commercial_Office (ID)_Existing_Food Preparation_Natural Gas_Fryer_RAP | Commercial | Office (ID) | Existing | Food Preparation | Natural Gas | Fryer | RAP | bar: 2015 to 2038
Commercial_Office (ID)_Existing_Food Preparation_Natural Gas_Broiler_RAP | Commercial | Office (ID) | Existing | Food Preparation | Natural Gas | Broiler | RAP | bar: 2015 to 2038
Commercial_Office (ID)_Existing_Food Preparation_Natural Gas_Griddle_RAP | Commercial | Office (ID) | Existing | Food Preparation | Natural Gas | Griddle | RAP | bar: 2015 to 2038
Commercial_Office (ID)_Existing_Food Preparation_Natural Gas_Range_RAP | Commercial | Office (ID) | Existing | Food Preparation | Natural Gas | Range | RAP | bar: 2015 to 2038
Commercial_Office (ID)_Existing_Food Preparation_Natural Gas_Steamer_RAP | Commercial | Office (ID) | Existing | Food Preparation | Natural Gas | Steamer | RAP | bar: 2015 to 2038
Commercial_Office (ID)_Existing_Food Preparation_Natural Gas_Food Prep Other_RAP | Commercial | Office (ID) | Existing | Food Preparation | Natural Gas | Food Prep Other | RAP | bar: 2015 to 2038
Commercial_Office (ID)_Existing_Miscellaneous_Natural Gas_Pool Heater_RAP | Commercial | Office (ID) | Existing | Miscellaneous | Natural Gas | Pool Heater | RAP | bar: 2015 to 2038
Commercial_Office (ID)_Existing_Miscellaneous_Natural Gas_Miscellaneous_RAP | Commercial | Office (ID) | Existing | Miscellaneous | Natural Gas | Miscellaneous | RAP | bar: 2015 to 2038
Commercial_Office (ID)_New_Space Heating_Natural Gas_Furnace_RAP | Commercial | Office (ID) | New | Space Heating | Natural Gas | Furnace | RAP | bar: 2015 to 2038
Commercial_Office (ID)_New_Space Heating_Natural Gas_Boiler_RAP | Commercial | Office (ID) | New | Space Heating | Natural Gas | Boiler | RAP | bar: 2015 to 2038
Commercial_Office (ID)_New_Space Heating_Natural Gas_Unit Heater_RAP | Commercial | Office (ID) | New | Space Heating | Natural Gas | Unit Heater | RAP | bar: 2015 to 2038
Commercial_Office (ID)_New_Water Heating_Natural Gas_Water Heater_RAP | Commercial | Office (ID) | New | Water Heating | Natural Gas | Water Heater | RAP | bar: 2015 to 2038
Commercial_Office (ID)_New_Food Preparation_Natural Gas_Oven_RAP | Commercial | Office (ID) | New | Food Preparation | Natural Gas | Oven | RAP | bar: 2015 to 2038
Commercial_Office (ID)_New_Food Preparation_Natural Gas_Conveyor Oven_RAP | Commercial | Office (ID) | New | Food Preparation | Natural Gas | Conveyor Oven | RAP | bar: 2015 to 2038
Commercial_Office (ID)_New_Food Preparation_Natural Gas_Double Rack Oven_RAP | Commercial | Office (ID) | New | Food Preparation | Natural Gas | Double Rack Oven | RAP | bar: 2015 to 2038
Commercial_Office (ID)_New_Food Preparation_Natural Gas_Fryer_RAP | Commercial | Office (ID) | New | Food Preparation | Natural Gas | Fryer | RAP | bar: 2015 to 2038
Commercial_Office (ID)_New_Food Preparation_Natural Gas_Broiler_RAP | Commercial | Office (ID) | New | Food Preparation | Natural Gas | Broiler | RAP | bar: 2015 to 2038
Commercial_Office (ID)_New_Food Preparation_Natural Gas_Griddle_RAP | Commercial | Office (ID) | New | Food Preparation | Natural Gas | Griddle | RAP | bar: 2015 to 2038
Commercial_Office (ID)_New_Food Preparation_Natural Gas_Range_RAP | Commercial | Office (ID) | New | Food Preparation | Natural Gas | Range | RAP | bar: 2015 to 2038
Commercial_Office (ID)_New_Food Preparation_Natural Gas_Steamer_RAP | Commercial | Office (ID) | New | Food Preparation | Natural Gas | Steamer | RAP | bar: 2015 to 2038
Commercial_Office (ID)_New_Food Preparation_Natural Gas_Food Prep Other_RAP | Commercial | Office (ID) | New | Food Preparation | Natural Gas | Food Prep Other | RAP | bar: 2015 to 2038
Commercial_Office (ID)_New_Miscellaneous_Natural Gas_Pool Heater_RAP | Commercial | Office (ID) | New | Miscellaneous | Natural Gas | Pool Heater | RAP | bar: 2015 to 2038
Commercial_Office (ID)_New_Miscellaneous_Natural Gas_Miscellaneous_RAP | Commercial | Office (ID) | New | Miscellaneous | Natural Gas | Miscellaneous | RAP | bar: 2015 to 2038
Commercial_Restaurant (ID)_Existing_Space Heating_Natural Gas_Furnace_RAP | Commercial | Restaurant (ID) | Existing | Space Heating | Natural Gas | Furnace | RAP | bar: 2015 to 2038
Commercial_Restaurant (ID)_Existing_Space Heating_Natural Gas_Boiler_RAP | Commercial | Restaurant (ID) | Existing | Space Heating | Natural Gas | Boiler | RAP | bar: 2015 to 2038
Commercial_Restaurant (ID)_Existing_Space Heating_Natural Gas_Unit Heater_RAP | Commercial | Restaurant (ID) | Existing | Space Heating | Natural Gas | Unit Heater | RAP | bar: 2015 to 2038
Commercial_Restaurant (ID)_Existing_Water Heating_Natural Gas_Water Heater_RAP | Commercial | Restaurant (ID) | Existing | Water Heating | Natural Gas | Water Heater | RAP | bar: 2015 to 2038
Commercial_Restaurant (ID)_Existing_Food Preparation_Natural Gas_Oven_RAP | Commercial | Restaurant (ID) | Existing | Food Preparation | Natural Gas | Oven | RAP | bar: 2015 to 2038
Commercial_Restaurant (ID)_Existing_Food Preparation_Natural Gas_Conveyor Oven_RAP | Commercial | Restaurant (ID) | Existing | Food Preparation | Natural Gas | Conveyor Oven | RAP | bar: 2015 to 2038
Commercial_Restaurant (ID)_Existing_Food Preparation_Natural Gas_Double Rack Oven_RAP | Commercial | Restaurant (ID) | Existing | Food Preparation | Natural Gas | Double Rack Oven | RAP | bar: 2015 to 2038
Commercial_Restaurant (ID)_Existing_Food Preparation_Natural Gas_Fryer_RAP | Commercial | Restaurant (ID) | Existing | Food Preparation | Natural Gas | Fryer | RAP | bar: 2015 to 2038
Commercial_Restaurant (ID)_Existing_Food Preparation_Natural Gas_Broiler_RAP | Commercial | Restaurant (ID) | Existing | Food Preparation | Natural Gas | Broiler | RAP | bar: 2015 to 2038
Commercial_Restaurant (ID)_Existing_Food Preparation_Natural Gas_Griddle_RAP | Commercial | Restaurant (ID) | Existing | Food Preparation | Natural Gas | Griddle | RAP | bar: 2015 to 2038
Commercial_Restaurant (ID)_Existing_Food Preparation_Natural Gas_Range_RAP | Commercial | Restaurant (ID) | Existing | Food Preparation | Natural Gas | Range | RAP | bar: 2015 to 2038
Commercial_Restaurant (ID)_Existing_Food Preparation_Natural Gas_Steamer_RAP | Commercial | Restaurant (ID) | Existing | Food Preparation | Natural Gas | Steamer | RAP | bar: 2015 to 2038
Commercial_Restaurant (ID)_Existing_Food Preparation_Natural Gas_Food Prep Other_RAP | Commercial | Restaurant (ID) | Existing | Food Preparation | Natural Gas | Food Prep Other | RAP | bar: 2015 to 2038
Commercial_Restaurant (ID)_Existing_Miscellaneous_Natural Gas_Pool Heater_RAP | Commercial | Restaurant (ID) | Existing | Miscellaneous | Natural Gas | Pool Heater | RAP | bar: 2015 to 2038
Commercial_Restaurant (ID)_Existing_Miscellaneous_Natural Gas_Miscellaneous_RAP | Commercial | Restaurant (ID) | Existing | Miscellaneous | Natural Gas | Miscellaneous | RAP | bar: 2015 to 2038
Commercial_Restaurant (ID)_New_Space Heating_Natural Gas_Furnace_RAP | Commercial | Restaurant (ID) | New | Space Heating | Natural Gas | Furnace | RAP | bar: 2015 to 2038
Commercial_Restaurant (ID)_New_Space Heating_Natural Gas_Boiler_RAP | Commercial | Restaurant (ID) | New | Space Heating | Natural Gas | Boiler | RAP | bar: 2015 to 2038
Commercial_Restaurant (ID)_New_Space Heating_Natural Gas_Unit Heater_RAP | Commercial | Restaurant (ID) | New | Space Heating | Natural Gas | Unit Heater | RAP | bar: 2015 to 2038
Commercial_Restaurant (ID)_New_Water Heating_Natural Gas_Water Heater_RAP | Commercial | Restaurant (ID) | New | Water Heating | Natural Gas | Water Heater | RAP | bar: 2015 to 2038
Commercial_Restaurant (ID)_New_Food Preparation_Natural Gas_Oven_RAP | Commercial | Restaurant (ID) | New | Food Preparation | Natural Gas | Oven | RAP | bar: 2015 to 2038
Commercial_Restaurant (ID)_New_Food Preparation_Natural Gas_Conveyor Oven_RAP | Commercial | Restaurant (ID) | New | Food Preparation | Natural Gas | Conveyor Oven | RAP | bar: 2015 to 2038
Commercial_Restaurant (ID)_New_Food Preparation_Natural Gas_Double Rack Oven_RAP | Commercial | Restaurant (ID) | New | Food Preparation | Natural Gas | Double Rack Oven | RAP | bar: 2015 to 2038
Commercial_Restaurant (ID)_New_Food Preparation_Natural Gas_Fryer_RAP | Commercial | Restaurant (ID) | New | Food Preparation | Natural Gas | Fryer | RAP | bar: 2015 to 2038
Commercial_Restaurant (ID)_New_Food Preparation_Natural Gas_Broiler_RAP | Commercial | Restaurant (ID) | New | Food Preparation | Natural Gas | Broiler | RAP | bar: 2015 to 2038
Commercial_Restaurant (ID)_New_Food Preparation_Natural Gas_Griddle_RAP | Commercial | Restaurant (ID) | New | Food Preparation | Natural Gas | Griddle | RAP | bar: 2015 to 2038
Commercial_Restaurant (ID)_New_Food Preparation_Natural Gas_Range_RAP | Commercial | Restaurant (ID) | New | Food Preparation | Natural Gas | Range | RAP | bar: 2015 to 2038
Commercial_Restaurant (ID)_New_Food Preparation_Natural Gas_Steamer_RAP | Commercial | Restaurant (ID) | New | Food Preparation | Natural Gas | Steamer | RAP | bar: 2015 to 2038
Commercial_Restaurant (ID)_New_Food Preparation_Natural Gas_Food Prep Other_RAP | Commercial | Restaurant (ID) | New | Food Preparation | Natural Gas | Food Prep Other | RAP | bar: 2015 to 2038
Commercial_Restaurant (ID)_New_Miscellaneous_Natural Gas_Pool Heater_RAP | Commercial | Restaurant (ID) | New | Miscellaneous | Natural Gas | Pool Heater | RAP | bar: 2015 to 2038
Commercial_Restaurant (ID)_New_Miscellaneous_Natural Gas_Miscellaneous_RAP | Commercial | Restaurant (ID) | New | Miscellaneous | Natural Gas | Miscellaneous | RAP | bar: 2015 to 2038
Commercial_Retail (ID)_Existing_Space Heating_Natural Gas_Furnace_RAP | Commercial | Retail (ID) | Existing | Space Heating | Natural Gas | Furnace | RAP | bar: 2015 to 2038
Commercial_Retail (ID)_Existing_Space Heating_Natural Gas_Boiler_RAP | Commercial | Retail (ID) | Existing | Space Heating | Natural Gas | Boiler | RAP | bar: 2015 to 2038
Commercial_Retail (ID)_Existing_Space Heating_Natural Gas_Unit Heater_RAP | Commercial | Retail (ID) | Existing | Space Heating | Natural Gas | Unit Heater | RAP | bar: 2015 to 2038
Commercial_Retail (ID)_Existing_Water Heating_Natural Gas_Water Heater_RAP | Commercial | Retail (ID) | Existing | Water Heating | Natural Gas | Water Heater | RAP | bar: 2015 to 2038
Commercial_Retail (ID)_Existing_Food Preparation_Natural Gas_Oven_RAP | Commercial | Retail (ID) | Existing | Food Preparation | Natural Gas | Oven | RAP | bar: 2015 to 2038
Commercial_Retail (ID)_Existing_Food Preparation_Natural Gas_Conveyor Oven_RAP | Commercial | Retail (ID) | Existing | Food Preparation | Natural Gas | Conveyor Oven | RAP | bar: 2015 to 2038
Commercial_Retail (ID)_Existing_Food Preparation_Natural Gas_Double Rack Oven_RAP | Commercial | Retail (ID) | Existing | Food Preparation | Natural Gas | Double Rack Oven | RAP | bar: 2015 to 2038
Commercial_Retail (ID)_Existing_Food Preparation_Natural Gas_Fryer_RAP | Commercial | Retail (ID) | Existing | Food Preparation | Natural Gas | Fryer | RAP | bar: 2015 to 2038
Commercial_Retail (ID)_Existing_Food Preparation_Natural Gas_Broiler_RAP | Commercial | Retail (ID) | Existing | Food Preparation | Natural Gas | Broiler | RAP | bar: 2015 to 2038
Commercial_Retail (ID)_Existing_Food Preparation_Natural Gas_Griddle_RAP | Commercial | Retail (ID) | Existing | Food Preparation | Natural Gas | Griddle | RAP | bar: 2015 to 2038
Commercial_Retail (ID)_Existing_Food Preparation_Natural Gas_Range_RAP | Commercial | Retail (ID) | Existing | Food Preparation | Natural Gas | Range | RAP | bar: 2015 to 2038
Commercial_Retail (ID)_Existing_Food Preparation_Natural Gas_Steamer_RAP | Commercial | Retail (ID) | Existing | Food Preparation | Natural Gas | Steamer | RAP | bar: 2015 to 2038
Commercial_Retail (ID)_Existing_Food Preparation_Natural Gas_Food Prep Other_RAP | Commercial | Retail (ID) | Existing | Food Preparation | Natural Gas | Food Prep Other | RAP | bar: 2015 to 2038
Commercial_Retail (ID)_Existing_Miscellaneous_Natural Gas_Pool Heater_RAP | Commercial | Retail (ID) | Existing | Miscellaneous | Natural Gas | Pool Heater | RAP | bar: 2015 to 2038
Commercial_Retail (ID)_Existing_Miscellaneous_Natural Gas_Miscellaneous_RAP | Commercial | Retail (ID) | Existing | Miscellaneous | Natural Gas | Miscellaneous | RAP | bar: 2015 to 2038
Commercial_Retail (ID)_New_Space Heating_Natural Gas_Furnace_RAP | Commercial | Retail (ID) | New | Space Heating | Natural Gas | Furnace | RAP | bar: 2015 to 2038
Commercial_Retail (ID)_New_Space Heating_Natural Gas_Boiler_RAP | Commercial | Retail (ID) | New | Space Heating | Natural Gas | Boiler | RAP | bar: 2015 to 2038
Commercial_Retail (ID)_New_Space Heating_Natural Gas_Unit Heater_RAP | Commercial | Retail (ID) | New | Space Heating | Natural Gas | Unit Heater | RAP | bar: 2015 to 2038
Commercial_Retail (ID)_New_Water Heating_Natural Gas_Water Heater_RAP | Commercial | Retail (ID) | New | Water Heating | Natural Gas | Water Heater | RAP | bar: 2015 to 2038
Commercial_Retail (ID)_New_Food Preparation_Natural Gas_Oven_RAP | Commercial | Retail (ID) | New | Food Preparation | Natural Gas | Oven | RAP | bar: 2015 to 2038
Commercial_Retail (ID)_New_Food Preparation_Natural Gas_Conveyor Oven_RAP | Commercial | Retail (ID) | New | Food Preparation | Natural Gas | Conveyor Oven | RAP | bar: 2015 to 2038
Commercial_Retail (ID)_New_Food Preparation_Natural Gas_Double Rack Oven_RAP | Commercial | Retail (ID) | New | Food Preparation | Natural Gas | Double Rack Oven | RAP | bar: 2015 to 2038
Commercial_Retail (ID)_New_Food Preparation_Natural Gas_Fryer_RAP | Commercial | Retail (ID) | New | Food Preparation | Natural Gas | Fryer | RAP | bar: 2015 to 2038
Commercial_Retail (ID)_New_Food Preparation_Natural Gas_Broiler_RAP | Commercial | Retail (ID) | New | Food Preparation | Natural Gas | Broiler | RAP | bar: 2015 to 2038
Commercial_Retail (ID)_New_Food Preparation_Natural Gas_Griddle_RAP | Commercial | Retail (ID) | New | Food Preparation | Natural Gas | Griddle | RAP | bar: 2015 to 2038
Commercial_Retail (ID)_New_Food Preparation_Natural Gas_Range_RAP | Commercial | Retail (ID) | New | Food Preparation | Natural Gas | Range | RAP | bar: 2015 to 2038
Commercial_Retail (ID)_New_Food Preparation_Natural Gas_Steamer_RAP | Commercial | Retail (ID) | New | Food Preparation | Natural Gas | Steamer | RAP | bar: 2015 to 2038
Commercial_Retail (ID)_New_Food Preparation_Natural Gas_Food Prep Other_RAP | Commercial | Retail (ID) | New | Food Preparation | Natural Gas | Food Prep Other | RAP | bar: 2015 to 2038
Commercial_Retail (ID)_New_Miscellaneous_Natural Gas_Pool Heater_RAP | Commercial | Retail (ID) | New | Miscellaneous | Natural Gas | Pool Heater | RAP | bar: 2015 to 2038
Commercial_Retail (ID)_New_Miscellaneous_Natural Gas_Miscellaneous_RAP | Commercial | Retail (ID) | New | Miscellaneous | Natural Gas | Miscellaneous | RAP | bar: 2015 to 2038
Commercial_Grocery (ID)_Existing_Space Heating_Natural Gas_Furnace_RAP | Commercial | Grocery (ID) | Existing | Space Heating | Natural Gas | Furnace | RAP | bar: 2015 to 2038
Commercial_Grocery (ID)_Existing_Space Heating_Natural Gas_Boiler_RAP | Commercial | Grocery (ID) | Existing | Space Heating | Natural Gas | Boiler | RAP | bar: 2015 to 2038
Commercial_Grocery (ID)_Existing_Space Heating_Natural Gas_Unit Heater_RAP | Commercial | Grocery (ID) | Existing | Space Heating | Natural Gas | Unit Heater | RAP | bar: 2015 to 2038
Commercial_Grocery (ID)_Existing_Water Heating_Natural Gas_Water Heater_RAP | Commercial | Grocery (ID) | Existing | Water Heating | Natural Gas | Water Heater | RAP | bar: 2015 to 2038
Commercial_Grocery (ID)_Existing_Food Preparation_Natural Gas_Oven_RAP | Commercial | Grocery (ID) | Existing | Food Preparation | Natural Gas | Oven | RAP | bar: 2015 to 2038
Commercial_Grocery (ID)_Existing_Food Preparation_Natural Gas_Conveyor Oven_RAP | Commercial | Grocery (ID) | Existing | Food Preparation | Natural Gas | Conveyor Oven | RAP | bar: 2015 to 2038
Commercial_Grocery (ID)_Existing_Food Preparation_Natural Gas_Double Rack Oven_RAP | Commercial | Grocery (ID) | Existing | Food Preparation | Natural Gas | Double Rack Oven | RAP | bar: 2015 to 2038
Commercial_Grocery (ID)_Existing_Food Preparation_Natural Gas_Fryer_RAP | Commercial | Grocery (ID) | Existing | Food Preparation | Natural Gas | Fryer | RAP | bar: 2015 to 2038
Commercial_Grocery (ID)_Existing_Food Preparation_Natural Gas_Broiler_RAP | Commercial | Grocery (ID) | Existing | Food Preparation | Natural Gas | Broiler | RAP | bar: 2015 to 2038
Commercial_Grocery (ID)_Existing_Food Preparation_Natural Gas_Griddle_RAP | Commercial | Grocery (ID) | Existing | Food Preparation | Natural Gas | Griddle | RAP | bar: 2015 to 2038
Commercial_Grocery (ID)_Existing_Food Preparation_Natural Gas_Range_RAP | Commercial | Grocery (ID) | Existing | Food Preparation | Natural Gas | Range | RAP | bar: 2015 to 2038
Commercial_Grocery (ID)_Existing_Food Preparation_Natural Gas_Steamer_RAP | Commercial | Grocery (ID) | Existing | Food Preparation | Natural Gas | Steamer | RAP | bar: 2015 to 2038
Commercial_Grocery (ID)_Existing_Food Preparation_Natural Gas_Food Prep Other_RAP | Commercial | Grocery (ID) | Existing | Food Preparation | Natural Gas | Food Prep Other | RAP | bar: 2015 to 2038
Commercial_Grocery (ID)_Existing_Miscellaneous_Natural Gas_Pool Heater_RAP | Commercial | Grocery (ID) | Existing | Miscellaneous | Natural Gas | Pool Heater | RAP | bar: 2015 to 2038
Commercial_Grocery (ID)_Existing_Miscellaneous_Natural Gas_Miscellaneous_RAP | Commercial | Grocery (ID) | Existing | Miscellaneous | Natural Gas | Miscellaneous | RAP | bar: 2015 to 2038
Commercial_Grocery (ID)_New_Space Heating_Natural Gas_Furnace_RAP | Commercial | Grocery (ID) | New | Space Heating | Natural Gas | Furnace | RAP | bar: 2015 to 2038
Commercial_Grocery (ID)_New_Space Heating_Natural Gas_Boiler_RAP | Commercial | Grocery (ID) | New | Space Heating | Natural Gas | Boiler | RAP | bar: 2015 to 2038
Commercial_Grocery (ID)_New_Space Heating_Natural Gas_Unit Heater_RAP | Commercial | Grocery (ID) | New | Space Heating | Natural Gas | Unit Heater | RAP | bar: 2015 to 2038
Commercial_Grocery (ID)_New_Water Heating_Natural Gas_Water Heater_RAP | Commercial | Grocery (ID) | New | Water Heating | Natural Gas | Water Heater | RAP | bar: 2015 to 2038
Commercial_Grocery (ID)_New_Food Preparation_Natural Gas_Oven_RAP | Commercial | Grocery (ID) | New | Food Preparation | Natural Gas | Oven | RAP | bar: 2015 to 2038
Commercial_Grocery (ID)_New_Food Preparation_Natural Gas_Conveyor Oven_RAP | Commercial | Grocery (ID) | New | Food Preparation | Natural Gas | Conveyor Oven | RAP | bar: 2015 to 2038
Commercial_Grocery (ID)_New_Food Preparation_Natural Gas_Double Rack Oven_RAP | Commercial | Grocery (ID) | New | Food Preparation | Natural Gas | Double Rack Oven | RAP | bar: 2015 to 2038
Commercial_Grocery (ID)_New_Food Preparation_Natural Gas_Fryer_RAP | Commercial | Grocery (ID) | New | Food Preparation | Natural Gas | Fryer | RAP | bar: 2015 to 2038
Commercial_Grocery (ID)_New_Food Preparation_Natural Gas_Broiler_RAP | Commercial | Grocery (ID) | New | Food Preparation | Natural Gas | Broiler | RAP | bar: 2015 to 2038
Commercial_Grocery (ID)_New_Food Preparation_Natural Gas_Griddle_RAP | Commercial | Grocery (ID) | New | Food Preparation | Natural Gas | Griddle | RAP | bar: 2015 to 2038
Commercial_Grocery (ID)_New_Food Preparation_Natural Gas_Range_RAP | Commercial | Grocery (ID) | New | Food Preparation | Natural Gas | Range | RAP | bar: 2015 to 2038
Commercial_Grocery (ID)_New_Food Preparation_Natural Gas_Steamer_RAP | Commercial | Grocery (ID) | New | Food Preparation | Natural Gas | Steamer | RAP | bar: 2015 to 2038
Commercial_Grocery (ID)_New_Food Preparation_Natural Gas_Food Prep Other_RAP | Commercial | Grocery (ID) | New | Food Preparation | Natural Gas | Food Prep Other | RAP | bar: 2015 to 2038
Commercial_Grocery (ID)_New_Miscellaneous_Natural Gas_Pool Heater_RAP | Commercial | Grocery (ID) | New | Miscellaneous | Natural Gas | Pool Heater | RAP | bar: 2015 to 2038
Commercial_Grocery (ID)_New_Miscellaneous_Natural Gas_Miscellaneous_RAP | Commercial | Grocery (ID) | New | Miscellaneous | Natural Gas | Miscellaneous | RAP | bar: 2015 to 2038
Commercial_School (ID)_Existing_Space Heating_Natural Gas_Furnace_RAP | Commercial | School (ID) | Existing | Space Heating | Natural Gas | Furnace | RAP | bar: 2015 to 2038
Commercial_School (ID)_Existing_Space Heating_Natural Gas_Boiler_RAP | Commercial | School (ID) | Existing | Space Heating | Natural Gas | Boiler | RAP | bar: 2015 to 2038
Commercial_School (ID)_Existing_Space Heating_Natural Gas_Unit Heater_RAP | Commercial | School (ID) | Existing | Space Heating | Natural Gas | Unit Heater | RAP | bar: 2015 to 2038
Commercial_School (ID)_Existing_Water Heating_Natural Gas_Water Heater_RAP | Commercial | School (ID) | Existing | Water Heating | Natural Gas | Water Heater | RAP | bar: 2015 to 2038
Commercial_School (ID)_Existing_Food Preparation_Natural Gas_Oven_RAP | Commercial | School (ID) | Existing | Food Preparation | Natural Gas | Oven | RAP | bar: 2015 to 2038
Commercial_School (ID)_Existing_Food Preparation_Natural Gas_Conveyor Oven_RAP | Commercial | School (ID) | Existing | Food Preparation | Natural Gas | Conveyor Oven | RAP | bar: 2015 to 2038
Commercial_School (ID)_Existing_Food Preparation_Natural Gas_Double Rack Oven_RAP | Commercial | School (ID) | Existing | Food Preparation | Natural Gas | Double Rack Oven | RAP | bar: 2015 to 2038
Commercial_School (ID)_Existing_Food Preparation_Natural Gas_Fryer_RAP | Commercial | School (ID) | Existing | Food Preparation | Natural Gas | Fryer | RAP | bar: 2015 to 2038
Commercial_School (ID)_Existing_Food Preparation_Natural Gas_Broiler_RAP | Commercial | School (ID) | Existing | Food Preparation | Natural Gas | Broiler | RAP | bar: 2015 to 2038
Commercial_School (ID)_Existing_Food Preparation_Natural Gas_Griddle_RAP | Commercial | School (ID) | Existing | Food Preparation | Natural Gas | Griddle | RAP | bar: 2015 to 2038
Commercial_School (ID)_Existing_Food Preparation_Natural Gas_Range_RAP | Commercial | School (ID) | Existing | Food Preparation | Natural Gas | Range | RAP | bar: 2015 to 2038
Commercial_School (ID)_Existing_Food Preparation_Natural Gas_Steamer_RAP | Commercial | School (ID) | Existing | Food Preparation | Natural Gas | Steamer | RAP | bar: 2015 to 2038
Commercial_School (ID)_Existing_Food Preparation_Natural Gas_Food Prep Other_RAP | Commercial | School (ID) | Existing | Food Preparation | Natural Gas | Food Prep Other | RAP | bar: 2015 to 2038
Commercial_School (ID)_Existing_Miscellaneous_Natural Gas_Pool Heater_RAP | Commercial | School (ID) | Existing | Miscellaneous | Natural Gas | Pool Heater | RAP | bar: 2015 to 2038
Commercial_School (ID)_Existing_Miscellaneous_Natural Gas_Miscellaneous_RAP | Commercial | School (ID) | Existing | Miscellaneous | Natural Gas | Miscellaneous | RAP | bar: 2015 to 2038
Commercial_School (ID)_New_Space Heating_Natural Gas_Furnace_RAP | Commercial | School (ID) | New | Space Heating | Natural Gas | Furnace | RAP | bar: 2015 to 2038
Commercial_School (ID)_New_Space Heating_Natural Gas_Boiler_RAP | Commercial | School (ID) | New | Space Heating | Natural Gas | Boiler | RAP | bar: 2015 to 2038
Commercial_School (ID)_New_Space Heating_Natural Gas_Unit Heater_RAP | Commercial | School (ID) | New | Space Heating | Natural Gas | Unit Heater | RAP | bar: 2015 to 2038
Commercial_School (ID)_New_Water Heating_Natural Gas_Water Heater_RAP | Commercial | School (ID) | New | Water Heating | Natural Gas | Water Heater | RAP | bar: 2015 to 2038
Commercial_School (ID)_New_Food Preparation_Natural Gas_Oven_RAP | Commercial | School (ID) | New | Food Preparation | Natural Gas | Oven | RAP | bar: 2015 to 2038
Commercial_School (ID)_New_Food Preparation_Natural Gas_Conveyor Oven_RAP | Commercial | School (ID) | New | Food Preparation | Natural Gas | Conveyor Oven | RAP | bar: 2015 to 2038
Commercial_School (ID)_New_Food Preparation_Natural Gas_Double Rack Oven_RAP | Commercial | School (ID) | New | Food Preparation | Natural Gas | Double Rack Oven | RAP | bar: 2015 to 2038
Commercial_School (ID)_New_Food Preparation_Natural Gas_Fryer_RAP | Commercial | School (ID) | New | Food Preparation | Natural Gas | Fryer | RAP | bar: 2015 to 2038
Commercial_School (ID)_New_Food Preparation_Natural Gas_Broiler_RAP | Commercial | School (ID) | New | Food Preparation | Natural Gas | Broiler | RAP | bar: 2015 to 2038
Commercial_School (ID)_New_Food Preparation_Natural Gas_Griddle_RAP | Commercial | School (ID) | New | Food Preparation | Natural Gas | Griddle | RAP | bar: 2015 to 2038
Commercial_School (ID)_New_Food Preparation_Natural Gas_Range_RAP | Commercial | School (ID) | New | Food Preparation | Natural Gas | Range | RAP | bar: 2015 to 2038
Commercial_School (ID)_New_Food Preparation_Natural Gas_Steamer_RAP | Commercial | School (ID) | New | Food Preparation | Natural Gas | Steamer | RAP | bar: 2015 to 2038
Commercial_School (ID)_New_Food Preparation_Natural Gas_Food Prep Other_RAP | Commercial | School (ID) | New | Food Preparation | Natural Gas | Food Prep Other | RAP | bar: 2015 to 2038
Commercial_School (ID)_New_Miscellaneous_Natural Gas_Pool Heater_RAP | Commercial | School (ID) | New | Miscellaneous | Natural Gas | Pool Heater | RAP | bar: 2015 to 2038
Commercial_School (ID)_New_Miscellaneous_Natural Gas_Miscellaneous_RAP | Commercial | School (ID) | New | Miscellaneous | Natural Gas | Miscellaneous | RAP | bar: 2015 to 2038
Commercial_College (ID)_Existing_Space Heating_Natural Gas_Furnace_RAP | Commercial | College (ID) | Existing | Space Heating | Natural Gas | Furnace | RAP | bar: 2015 to 2038
Commercial_College (ID)_Existing_Space Heating_Natural Gas_Boiler_RAP | Commercial | College (ID) | Existing | Space Heating | Natural Gas | Boiler | RAP | bar: 2015 to 2038
Commercial_College (ID)_Existing_Space Heating_Natural Gas_Unit Heater_RAP | Commercial | College (ID) | Existing | Space Heating | Natural Gas | Unit Heater | RAP | bar: 2015 to 2038
Commercial_College (ID)_Existing_Water Heating_Natural Gas_Water Heater_RAP | Commercial | College (ID) | Existing | Water Heating | Natural Gas | Water Heater | RAP | bar: 2015 to 2038
Commercial_College (ID)_Existing_Food Preparation_Natural Gas_Oven_RAP | Commercial | College (ID) | Existing | Food Preparation | Natural Gas | Oven | RAP | bar: 2015 to 2038
Commercial_College (ID)_Existing_Food Preparation_Natural Gas_Conveyor Oven_RAP | Commercial | College (ID) | Existing | Food Preparation | Natural Gas | Conveyor Oven | RAP | bar: 2015 to 2038
Commercial_College (ID)_Existing_Food Preparation_Natural Gas_Double Rack Oven_RAP | Commercial | College (ID) | Existing | Food Preparation | Natural Gas | Double Rack Oven | RAP | bar: 2015 to 2038
Commercial_College (ID)_Existing_Food Preparation_Natural Gas_Fryer_RAP | Commercial | College (ID) | Existing | Food Preparation | Natural Gas | Fryer | RAP | bar: 2015 to 2038
Commercial_College (ID)_Existing_Food Preparation_Natural Gas_Broiler_RAP | Commercial | College (ID) | Existing | Food Preparation | Natural Gas | Broiler | RAP | bar: 2015 to 2038
Commercial_College (ID)_Existing_Food Preparation_Natural Gas_Griddle_RAP | Commercial | College (ID) | Existing | Food Preparation | Natural Gas | Griddle | RAP | bar: 2015 to 2038
Commercial_College (ID)_Existing_Food Preparation_Natural Gas_Range_RAP | Commercial | College (ID) | Existing | Food Preparation | Natural Gas | Range | RAP | bar: 2015 to 2038
Commercial_College (ID)_Existing_Food Preparation_Natural Gas_Steamer_RAP | Commercial | College (ID) | Existing | Food Preparation | Natural Gas | Steamer | RAP | bar: 2015 to 2038
Commercial_College (ID)_Existing_Food Preparation_Natural Gas_Food Prep Other_RAP | Commercial | College (ID) | Existing | Food Preparation | Natural Gas | Food Prep Other | RAP | bar: 2015 to 2038
Commercial_College (ID)_Existing_Miscellaneous_Natural Gas_Pool Heater_RAP | Commercial | College (ID) | Existing | Miscellaneous | Natural Gas | Pool Heater | RAP | bar: 2015 to 2038
Commercial_College (ID)_Existing_Miscellaneous_Natural Gas_Miscellaneous_RAP | Commercial | College (ID) | Existing | Miscellaneous | Natural Gas | Miscellaneous | RAP | bar: 2015 to 2038
Commercial_College (ID)_New_Space Heating_Natural Gas_Furnace_RAP | Commercial | College (ID) | New | Space Heating | Natural Gas | Furnace | RAP | bar: 2015 to 2038
Commercial_College (ID)_New_Space Heating_Natural Gas_Boiler_RAP | Commercial | College (ID) | New | Space Heating | Natural Gas | Boiler | RAP | bar: 2015 to 2038
Commercial_College (ID)_New_Space Heating_Natural Gas_Unit Heater_RAP | Commercial | College (ID) | New | Space Heating | Natural Gas | Unit Heater | RAP | bar: 2015 to 2038
Commercial_College (ID)_New_Water Heating_Natural Gas_Water Heater_RAP | Commercial | College (ID) | New | Water Heating | Natural Gas | Water Heater | RAP | bar: 2015 to 2038
Commercial_College (ID)_New_Food Preparation_Natural Gas_Oven_RAP | Commercial | College (ID) | New | Food Preparation | Natural Gas | Oven | RAP | bar: 2015 to 2038
Commercial_College (ID)_New_Food Preparation_Natural Gas_Conveyor Oven_RAP | Commercial | College (ID) | New | Food Preparation | Natural Gas | Conveyor Oven | RAP | bar: 2015 to 2038
Commercial_College (ID)_New_Food Preparation_Natural Gas_Double Rack Oven_RAP | Commercial | College (ID) | New | Food Preparation | Natural Gas | Double Rack Oven | RAP | bar: 2015 to 2038
Commercial_College (ID)_New_Food Preparation_Natural Gas_Fryer_RAP | Commercial | College (ID) | New | Food Preparation | Natural Gas | Fryer | RAP | bar: 2015 to 2038
Commercial_College (ID)_New_Food Preparation_Natural Gas_Broiler_RAP | Commercial | College (ID) | New | Food Preparation | Natural Gas | Broiler | RAP | bar: 2015 to 2038
Commercial_College (ID)_New_Food Preparation_Natural Gas_Griddle_RAP | Commercial | College (ID) | New | Food Preparation | Natural Gas | Griddle | RAP | bar: 2015 to 2038
Commercial_College (ID)_New_Food Preparation_Natural Gas_Range_RAP | Commercial | College (ID) | New | Food Preparation | Natural Gas | Range | RAP | bar: 2015 to 2038
Commercial_College (ID)_New_Food Preparation_Natural Gas_Steamer_RAP | Commercial | College (ID) | New | Food Preparation | Natural Gas | Steamer | RAP | bar: 2015 to 2038
Commercial_College (ID)_New_Food Preparation_Natural Gas_Food Prep Other_RAP | Commercial | College (ID) | New | Food Preparation | Natural Gas | Food Prep Other | RAP | bar: 2015 to 2038
Commercial_College (ID)_New_Miscellaneous_Natural Gas_Pool Heater_RAP | Commercial | College (ID) | New | Miscellaneous | Natural Gas | Pool Heater | RAP | bar: 2015 to 2038
Commercial_College (ID)_New_Miscellaneous_Natural Gas_Miscellaneous_RAP | Commercial | College (ID) | New | Miscellaneous | Natural Gas | Miscellaneous | RAP | bar: 2015 to 2038
Commercial_Health (ID)_Existing_Space Heating_Natural Gas_Furnace_RAP | Commercial | Health (ID) | Existing | Space Heating | Natural Gas | Furnace | RAP | bar: 2015 to 2038
Commercial_Health (ID)_Existing_Space Heating_Natural Gas_Boiler_RAP | Commercial | Health (ID) | Existing | Space Heating | Natural Gas | Boiler | RAP | bar: 2015 to 2038
Commercial_Health (ID)_Existing_Space Heating_Natural Gas_Unit Heater_RAP | Commercial | Health (ID) | Existing | Space Heating | Natural Gas | Unit Heater | RAP | bar: 2015 to 2038
Commercial_Health (ID)_Existing_Water Heating_Natural Gas_Water Heater_RAP | Commercial | Health (ID) | Existing | Water Heating | Natural Gas | Water Heater | RAP | bar: 2015 to 2038
Commercial_Health (ID)_Existing_Food Preparation_Natural Gas_Oven_RAP | Commercial | Health (ID) | Existing | Food Preparation | Natural Gas | Oven | RAP | bar: 2015 to 2038
Commercial_Health (ID)_Existing_Food Preparation_Natural Gas_Conveyor Oven_RAP | Commercial | Health (ID) | Existing | Food Preparation | Natural Gas | Conveyor Oven | RAP | bar: 2015 to 2038
Commercial_Health (ID)_Existing_Food Preparation_Natural Gas_Double Rack Oven_RAP | Commercial | Health (ID) | Existing | Food Preparation | Natural Gas | Double Rack Oven | RAP | bar: 2015 to 2038
Commercial_Health (ID)_Existing_Food Preparation_Natural Gas_Fryer_RAP | Commercial | Health (ID) | Existing | Food Preparation | Natural Gas | Fryer | RAP | bar: 2015 to 2038
Commercial_Health (ID)_Existing_Food Preparation_Natural Gas_Broiler_RAP | Commercial | Health (ID) | Existing | Food Preparation | Natural Gas | Broiler | RAP | bar: 2015 to 2038
Commercial_Health (ID)_Existing_Food Preparation_Natural Gas_Griddle_RAP | Commercial | Health (ID) | Existing | Food Preparation | Natural Gas | Griddle | RAP | bar: 2015 to 2038
Commercial_Health (ID)_Existing_Food Preparation_Natural Gas_Range_RAP | Commercial | Health (ID) | Existing | Food Preparation | Natural Gas | Range | RAP | bar: 2015 to 2038
Commercial_Health (ID)_Existing_Food Preparation_Natural Gas_Steamer_RAP | Commercial | Health (ID) | Existing | Food Preparation | Natural Gas | Steamer | RAP | bar: 2015 to 2038
Commercial_Health (ID)_Existing_Food Preparation_Natural Gas_Food Prep Other_RAP | Commercial | Health (ID) | Existing | Food Preparation | Natural Gas | Food Prep Other | RAP | bar: 2015 to 2038
Commercial_Health (ID)_Existing_Miscellaneous_Natural Gas_Pool Heater_RAP | Commercial | Health (ID) | Existing | Miscellaneous | Natural Gas | Pool Heater | RAP | bar: 2015 to 2038
Commercial_Health (ID)_Existing_Miscellaneous_Natural Gas_Miscellaneous_RAP | Commercial | Health (ID) | Existing | Miscellaneous | Natural Gas | Miscellaneous | RAP | bar: 2015 to 2038
Commercial_Health (ID)_New_Space Heating_Natural Gas_Furnace_RAP | Commercial | Health (ID) | New | Space Heating | Natural Gas | Furnace | RAP | bar: 2015 to 2038
Commercial_Health (ID)_New_Space Heating_Natural Gas_Boiler_RAP | Commercial | Health (ID) | New | Space Heating | Natural Gas | Boiler | RAP | bar: 2015 to 2038
Commercial_Health (ID)_New_Space Heating_Natural Gas_Unit Heater_RAP | Commercial | Health (ID) | New | Space Heating | Natural Gas | Unit Heater | RAP | bar: 2015 to 2038
Commercial_Health (ID)_New_Water Heating_Natural Gas_Water Heater_RAP | Commercial | Health (ID) | New | Water Heating | Natural Gas | Water Heater | RAP | bar: 2015 to 2038
Commercial_Health (ID)_New_Food Preparation_Natural Gas_Oven_RAP | Commercial | Health (ID) | New | Food Preparation | Natural Gas | Oven | RAP | bar: 2015 to 2038
Commercial_Health (ID)_New_Food Preparation_Natural Gas_Conveyor Oven_RAP | Commercial | Health (ID) | New | Food Preparation | Natural Gas | Conveyor Oven | RAP | bar: 2015 to 2038
Commercial_Health (ID)_New_Food Preparation_Natural Gas_Double Rack Oven_RAP | Commercial | Health (ID) | New | Food Preparation | Natural Gas | Double Rack Oven | RAP | bar: 2015 to 2038
Commercial_Health (ID)_New_Food Preparation_Natural Gas_Fryer_RAP | Commercial | Health (ID) | New | Food Preparation | Natural Gas | Fryer | RAP | bar: 2015 to 2038
Commercial_Health (ID)_New_Food Preparation_Natural Gas_Broiler_RAP | Commercial | Health (ID) | New | Food Preparation | Natural Gas | Broiler | RAP | bar: 2015 to 2038
Commercial_Health (ID)_New_Food Preparation_Natural Gas_Griddle_RAP | Commercial | Health (ID) | New | Food Preparation | Natural Gas | Griddle | RAP | bar: 2015 to 2038
Commercial_Health (ID)_New_Food Preparation_Natural Gas_Range_RAP | Commercial | Health (ID) | New | Food Preparation | Natural Gas | Range | RAP | bar: 2015 to 2038
Commercial_Health (ID)_New_Food Preparation_Natural Gas_Steamer_RAP | Commercial | Health (ID) | New | Food Preparation | Natural Gas | Steamer | RAP | bar: 2015 to 2038
Commercial_Health (ID)_New_Food Preparation_Natural Gas_Food Prep Other_RAP | Commercial | Health (ID) | New | Food Preparation | Natural Gas | Food Prep Other | RAP | bar: 2015 to 2038
Commercial_Health (ID)_New_Miscellaneous_Natural Gas_Pool Heater_RAP | Commercial | Health (ID) | New | Miscellaneous | Natural Gas | Pool Heater | RAP | bar: 2015 to 2038
Commercial_Health (ID)_New_Miscellaneous_Natural Gas_Miscellaneous_RAP | Commercial | Health (ID) | New | Miscellaneous | Natural Gas | Miscellaneous | RAP | bar: 2015 to 2038
Commercial_Lodging (ID)_Existing_Space Heating_Natural Gas_Furnace_RAP | Commercial | Lodging (ID) | Existing | Space Heating | Natural Gas | Furnace | RAP | bar: 2015 to 2038
Commercial_Lodging (ID)_Existing_Space Heating_Natural Gas_Boiler_RAP | Commercial | Lodging (ID) | Existing | Space Heating | Natural Gas | Boiler | RAP | bar: 2015 to 2038
Commercial_Lodging (ID)_Existing_Space Heating_Natural Gas_Unit Heater_RAP | Commercial | Lodging (ID) | Existing | Space Heating | Natural Gas | Unit Heater | RAP | bar: 2015 to 2038
Commercial_Lodging (ID)_Existing_Water Heating_Natural Gas_Water Heater_RAP | Commercial | Lodging (ID) | Existing | Water Heating | Natural Gas | Water Heater | RAP | bar: 2015 to 2038
Commercial_Lodging (ID)_Existing_Food Preparation_Natural Gas_Oven_RAP | Commercial | Lodging (ID) | Existing | Food Preparation | Natural Gas | Oven | RAP | bar: 2015 to 2038
Commercial_Lodging (ID)_Existing_Food Preparation_Natural Gas_Conveyor Oven_RAP | Commercial | Lodging (ID) | Existing | Food Preparation | Natural Gas | Conveyor Oven | RAP | bar: 2015 to 2038
Commercial_Lodging (ID)_Existing_Food Preparation_Natural Gas_Double Rack Oven_RAP | Commercial | Lodging (ID) | Existing | Food Preparation | Natural Gas | Double Rack Oven | RAP | bar: 2015 to 2038
Commercial_Lodging (ID)_Existing_Food Preparation_Natural Gas_Fryer_RAP | Commercial | Lodging (ID) | Existing | Food Preparation | Natural Gas | Fryer | RAP | bar: 2015 to 2038
Commercial_Lodging (ID)_Existing_Food Preparation_Natural Gas_Broiler_RAP | Commercial | Lodging (ID) | Existing | Food Preparation | Natural Gas | Broiler | RAP | bar: 2015 to 2038
Commercial_Lodging (ID)_Existing_Food Preparation_Natural Gas_Griddle_RAP | Commercial | Lodging (ID) | Existing | Food Preparation | Natural Gas | Griddle | RAP | bar: 2015 to 2038
Commercial_Lodging (ID)_Existing_Food Preparation_Natural Gas_Range_RAP | Commercial | Lodging (ID) | Existing | Food Preparation | Natural Gas | Range | RAP | bar: 2015 to 2038
Commercial_Lodging (ID)_Existing_Food Preparation_Natural Gas_Steamer_RAP | Commercial | Lodging (ID) | Existing | Food Preparation | Natural Gas | Steamer | RAP | bar: 2015 to 2038
Commercial_Lodging (ID)_Existing_Food Preparation_Natural Gas_Food Prep Other_RAP | Commercial | Lodging (ID) | Existing | Food Preparation | Natural Gas | Food Prep Other | RAP | bar: 2015 to 2038
Commercial_Lodging (ID)_Existing_Miscellaneous_Natural Gas_Pool Heater_RAP | Commercial | Lodging (ID) | Existing | Miscellaneous | Natural Gas | Pool Heater | RAP | bar: 2015 to 2038
Commercial_Lodging (ID)_Existing_Miscellaneous_Natural Gas_Miscellaneous_RAP | Commercial | Lodging (ID) | Existing | Miscellaneous | Natural Gas | Miscellaneous | RAP | bar: 2015 to 2038
Commercial_Lodging (ID)_New_Space Heating_Natural Gas_Furnace_RAP | Commercial | Lodging (ID) | New | Space Heating | Natural Gas | Furnace | RAP | bar: 2015 to 2038
Commercial_Lodging (ID)_New_Space Heating_Natural Gas_Boiler_RAP | Commercial | Lodging (ID) | New | Space Heating | Natural Gas | Boiler | RAP | bar: 2015 to 2038
Commercial_Lodging (ID)_New_Space Heating_Natural Gas_Unit Heater_RAP | Commercial | Lodging (ID) | New | Space Heating | Natural Gas | Unit Heater | RAP | bar: 2015 to 2038
Commercial_Lodging (ID)_New_Water Heating_Natural Gas_Water Heater_RAP | Commercial | Lodging (ID) | New | Water Heating | Natural Gas | Water Heater | RAP | bar: 2015 to 2038
Commercial_Lodging (ID)_New_Food Preparation_Natural Gas_Oven_RAP | Commercial | Lodging (ID) | New | Food Preparation | Natural Gas | Oven | RAP | bar: 2015 to 2038
Commercial_Lodging (ID)_New_Food Preparation_Natural Gas_Conveyor Oven_RAP | Commercial | Lodging (ID) | New | Food Preparation | Natural Gas | Conveyor Oven | RAP | bar: 2015 to 2038
Commercial_Lodging (ID)_New_Food Preparation_Natural Gas_Double Rack Oven_RAP | Commercial | Lodging (ID) | New | Food Preparation | Natural Gas | Double Rack Oven | RAP | bar: 2015 to 2038
Commercial_Lodging (ID)_New_Food Preparation_Natural Gas_Fryer_RAP | Commercial | Lodging (ID) | New | Food Preparation | Natural Gas | Fryer | RAP | bar: 2015 to 2038
Commercial_Lodging (ID)_New_Food Preparation_Natural Gas_Broiler_RAP | Commercial | Lodging (ID) | New | Food Preparation | Natural Gas | Broiler | RAP | bar: 2015 to 2038
Commercial_Lodging (ID)_New_Food Preparation_Natural Gas_Griddle_RAP | Commercial | Lodging (ID) | New | Food Preparation | Natural Gas | Griddle | RAP | bar: 2015 to 2038
Commercial_Lodging (ID)_New_Food Preparation_Natural Gas_Range_RAP | Commercial | Lodging (ID) | New | Food Preparation | Natural Gas | Range | RAP | bar: 2015 to 2038
Commercial_Lodging (ID)_New_Food Preparation_Natural Gas_Steamer_RAP | Commercial | Lodging (ID) | New | Food Preparation | Natural Gas | Steamer | RAP | bar: 2015 to 2038
Commercial_Lodging (ID)_New_Food Preparation_Natural Gas_Food Prep Other_RAP | Commercial | Lodging (ID) | New | Food Preparation | Natural Gas | Food Prep Other | RAP | bar: 2015 to 2038
Commercial_Lodging (ID)_New_Miscellaneous_Natural Gas_Pool Heater_RAP | Commercial | Lodging (ID) | New | Miscellaneous | Natural Gas | Pool Heater | RAP | bar: 2015 to 2038
Commercial_Lodging (ID)_New_Miscellaneous_Natural Gas_Miscellaneous_RAP | Commercial | Lodging (ID) | New | Miscellaneous | Natural Gas | Miscellaneous | RAP | bar: 2015 to 2038
Commercial_Warehouse (ID)_Existing_Space Heating_Natural Gas_Furnace_RAP | Commercial | Warehouse (ID) | Existing | Space Heating | Natural Gas | Furnace | RAP | bar: 2015 to 2038
Commercial_Warehouse (ID)_Existing_Space Heating_Natural Gas_Boiler_RAP | Commercial | Warehouse (ID) | Existing | Space Heating | Natural Gas | Boiler | RAP | bar: 2015 to 2038
Commercial_Warehouse (ID)_Existing_Space Heating_Natural Gas_Unit Heater_RAP | Commercial | Warehouse (ID) | Existing | Space Heating | Natural Gas | Unit Heater | RAP | bar: 2015 to 2038
Commercial_Warehouse (ID)_Existing_Water Heating_Natural Gas_Water Heater_RAP | Commercial | Warehouse (ID) | Existing | Water Heating | Natural Gas | Water Heater | RAP | bar: 2015 to 2038
Commercial_Warehouse (ID)_Existing_Food Preparation_Natural Gas_Oven_RAP | Commercial | Warehouse (ID) | Existing | Food Preparation | Natural Gas | Oven | RAP | bar: 2015 to 2038
Commercial_Warehouse (ID)_Existing_Food Preparation_Natural Gas_Conveyor Oven_RAP | Commercial | Warehouse (ID) | Existing | Food Preparation | Natural Gas | Conveyor Oven | RAP | bar: 2015 to 2038
Commercial_Warehouse (ID)_Existing_Food Preparation_Natural Gas_Double Rack Oven_RAP | Commercial | Warehouse (ID) | Existing | Food Preparation | Natural Gas | Double Rack Oven | RAP | bar: 2015 to 2038
Commercial_Warehouse (ID)_Existing_Food Preparation_Natural Gas_Fryer_RAP | Commercial | Warehouse (ID) | Existing | Food Preparation | Natural Gas | Fryer | RAP | bar: 2015 to 2038
Commercial_Warehouse (ID)_Existing_Food Preparation_Natural Gas_Broiler_RAP | Commercial | Warehouse (ID) | Existing | Food Preparation | Natural Gas | Broiler | RAP | bar: 2015 to 2038
Commercial_Warehouse (ID)_Existing_Food Preparation_Natural Gas_Griddle_RAP | Commercial | Warehouse (ID) | Existing | Food Preparation | Natural Gas | Griddle | RAP | bar: 2015 to 2038
Commercial_Warehouse (ID)_Existing_Food Preparation_Natural Gas_Range_RAP | Commercial | Warehouse (ID) | Existing | Food Preparation | Natural Gas | Range | RAP | bar: 2015 to 2038
Commercial_Warehouse (ID)_Existing_Food Preparation_Natural Gas_Steamer_RAP | Commercial | Warehouse (ID) | Existing | Food Preparation | Natural Gas | Steamer | RAP | bar: 2015 to 2038
Commercial_Warehouse (ID)_Existing_Food Preparation_Natural Gas_Food Prep Other_RAP | Commercial | Warehouse (ID) | Existing | Food Preparation | Natural Gas | Food Prep Other | RAP | bar: 2015 to 2038
Commercial_Warehouse (ID)_Existing_Miscellaneous_Natural Gas_Pool Heater_RAP | Commercial | Warehouse (ID) | Existing | Miscellaneous | Natural Gas | Pool Heater | RAP | bar: 2015 to 2038
Commercial_Warehouse (ID)_Existing_Miscellaneous_Natural Gas_Miscellaneous_RAP | Commercial | Warehouse (ID) | Existing | Miscellaneous | Natural Gas | Miscellaneous | RAP | bar: 2015 to 2038
Commercial_Warehouse (ID)_New_Space Heating_Natural Gas_Furnace_RAP | Commercial | Warehouse (ID) | New | Space Heating | Natural Gas | Furnace | RAP | bar: 2015 to 2038
Commercial_Warehouse (ID)_New_Space Heating_Natural Gas_Boiler_RAP | Commercial | Warehouse (ID) | New | Space Heating | Natural Gas | Boiler | RAP | bar: 2015 to 2038
Commercial_Warehouse (ID)_New_Space Heating_Natural Gas_Unit Heater_RAP | Commercial | Warehouse (ID) | New | Space Heating | Natural Gas | Unit Heater | RAP | bar: 2015 to 2038
Commercial_Warehouse (ID)_New_Water Heating_Natural Gas_Water Heater_RAP | Commercial | Warehouse (ID) | New | Water Heating | Natural Gas | Water Heater | RAP | bar: 2015 to 2038
Commercial_Warehouse (ID)_New_Food Preparation_Natural Gas_Oven_RAP | Commercial | Warehouse (ID) | New | Food Preparation | Natural Gas | Oven | RAP | bar: 2015 to 2038
Commercial_Warehouse (ID)_New_Food Preparation_Natural Gas_Conveyor Oven_RAP | Commercial | Warehouse (ID) | New | Food Preparation | Natural Gas | Conveyor Oven | RAP | bar: 2015 to 2038
Commercial_Warehouse (ID)_New_Food Preparation_Natural Gas_Double Rack Oven_RAP | Commercial | Warehouse (ID) | New | Food Preparation | Natural Gas | Double Rack Oven | RAP | bar: 2015 to 2038
Commercial_Warehouse (ID)_New_Food Preparation_Natural Gas_Fryer_RAP | Commercial | Warehouse (ID) | New | Food Preparation | Natural Gas | Fryer | RAP | bar: 2015 to 2038
Commercial_Warehouse (ID)_New_Food Preparation_Natural Gas_Broiler_RAP | Commercial | Warehouse (ID) | New | Food Preparation | Natural Gas | Broiler | RAP | bar: 2015 to 2038
Commercial_Warehouse (ID)_New_Food Preparation_Natural Gas_Griddle_RAP | Commercial | Warehouse (ID) | New | Food Preparation | Natural Gas | Griddle | RAP | bar: 2015 to 2038
Commercial_Warehouse (ID)_New_Food Preparation_Natural Gas_Range_RAP | Commercial | Warehouse (ID) | New | Food Preparation | Natural Gas | Range | RAP | bar: 2015 to 2038
Commercial_Warehouse (ID)_New_Food Preparation_Natural Gas_Steamer_RAP | Commercial | Warehouse (ID) | New | Food Preparation | Natural Gas | Steamer | RAP | bar: 2015 to 2038
Commercial_Warehouse (ID)_New_Food Preparation_Natural Gas_Food Prep Other_RAP | Commercial | Warehouse (ID) | New | Food Preparation | Natural Gas | Food Prep Other | RAP | bar: 2015 to 2038
Commercial_Warehouse (ID)_New_Miscellaneous_Natural Gas_Pool Heater_RAP | Commercial | Warehouse (ID) | New | Miscellaneous | Natural Gas | Pool Heater | RAP | bar: 2015 to 2038
Commercial_Warehouse (ID)_New_Miscellaneous_Natural Gas_Miscellaneous_RAP | Commercial | Warehouse (ID) | New | Miscellaneous | Natural Gas | Miscellaneous | RAP | bar: 2015 to 2038
Commercial_Miscellaneous (ID)_Existing_Space Heating_Natural Gas_Furnace_RAP | Commercial | Miscellaneous (ID) | Existing | Space Heating | Natural Gas | Furnace | RAP | bar: 2015 to 2038
Commercial_Miscellaneous (ID)_Existing_Space Heating_Natural Gas_Boiler_RAP | Commercial | Miscellaneous (ID) | Existing | Space Heating | Natural Gas | Boiler | RAP | bar: 2015 to 2038
Commercial_Miscellaneous (ID)_Existing_Space Heating_Natural Gas_Unit Heater_RAP | Commercial | Miscellaneous (ID) | Existing | Space Heating | Natural Gas | Unit Heater | RAP | bar: 2015 to 2038
Commercial_Miscellaneous (ID)_Existing_Water Heating_Natural Gas_Water Heater_RAP | Commercial | Miscellaneous (ID) | Existing | Water Heating | Natural Gas | Water Heater | RAP | bar: 2015 to 2038
Commercial_Miscellaneous (ID)_Existing_Food Preparation_Natural Gas_Oven_RAP | Commercial | Miscellaneous (ID) | Existing | Food Preparation | Natural Gas | Oven | RAP | bar: 2015 to 2038
Commercial_Miscellaneous (ID)_Existing_Food Preparation_Natural Gas_Conveyor Oven_RAP | Commercial | Miscellaneous (ID) | Existing | Food Preparation | Natural Gas | Conveyor Oven | RAP | bar: 2015 to 2038
Commercial_Miscellaneous (ID)_Existing_Food Preparation_Natural Gas_Double Rack Oven_RAP | Commercial | Miscellaneous (ID) | Existing | Food Preparation | Natural Gas | Double Rack Oven | RAP | bar: 2015 to 2038
Commercial_Miscellaneous (ID)_Existing_Food Preparation_Natural Gas_Fryer_RAP | Commercial | Miscellaneous (ID) | Existing | Food Preparation | Natural Gas | Fryer | RAP | bar: 2015 to 2038
Commercial_Miscellaneous (ID)_Existing_Food Preparation_Natural Gas_Broiler_RAP | Commercial | Miscellaneous (ID) | Existing | Food Preparation | Natural Gas | Broiler | RAP | bar: 2015 to 2038
Commercial_Miscellaneous (ID)_Existing_Food Preparation_Natural Gas_Griddle_RAP | Commercial | Miscellaneous (ID) | Existing | Food Preparation | Natural Gas | Griddle | RAP | bar: 2015 to 2038
Commercial_Miscellaneous (ID)_Existing_Food Preparation_Natural Gas_Range_RAP | Commercial | Miscellaneous (ID) | Existing | Food Preparation | Natural Gas | Range | RAP | bar: 2015 to 2038
Commercial_Miscellaneous (ID)_Existing_Food Preparation_Natural Gas_Steamer_RAP | Commercial | Miscellaneous (ID) | Existing | Food Preparation | Natural Gas | Steamer | RAP | bar: 2015 to 2038
Commercial_Miscellaneous (ID)_Existing_Food Preparation_Natural Gas_Food Prep Other_RAP | Commercial | Miscellaneous (ID) | Existing | Food Preparation | Natural Gas | Food Prep Other | RAP | bar: 2015 to 2038
Commercial_Miscellaneous (ID)_Existing_Miscellaneous_Natural Gas_Pool Heater_RAP | Commercial | Miscellaneous (ID) | Existing | Miscellaneous | Natural Gas | Pool Heater | RAP | bar: 2015 to 2038
Commercial_Miscellaneous (ID)_Existing_Miscellaneous_Natural Gas_Miscellaneous_RAP | Commercial | Miscellaneous (ID) | Existing | Miscellaneous | Natural Gas | Miscellaneous | RAP | bar: 2015 to 2038
Commercial_Miscellaneous (ID)_New_Space Heating_Natural Gas_Furnace_RAP | Commercial | Miscellaneous (ID) | New | Space Heating | Natural Gas | Furnace | RAP | bar: 2015 to 2038
Commercial_Miscellaneous (ID)_New_Space Heating_Natural Gas_Boiler_RAP | Commercial | Miscellaneous (ID) | New | Space Heating | Natural Gas | Boiler | RAP | bar: 2015 to 2038
Commercial_Miscellaneous (ID)_New_Space Heating_Natural Gas_Unit Heater_RAP | Commercial | Miscellaneous (ID) | New | Space Heating | Natural Gas | Unit Heater | RAP | bar: 2015 to 2038
Commercial_Miscellaneous (ID)_New_Water Heating_Natural Gas_Water Heater_RAP | Commercial | Miscellaneous (ID) | New | Water Heating | Natural Gas | Water Heater | RAP | bar: 2015 to 2038
Commercial_Miscellaneous (ID)_New_Food Preparation_Natural Gas_Oven_RAP | Commercial | Miscellaneous (ID) | New | Food Preparation | Natural Gas | Oven | RAP | bar: 2015 to 2038
Commercial_Miscellaneous (ID)_New_Food Preparation_Natural Gas_Conveyor Oven_RAP | Commercial | Miscellaneous (ID) | New | Food Preparation | Natural Gas | Conveyor Oven | RAP | bar: 2015 to 2038
Commercial_Miscellaneous (ID)_New_Food Preparation_Natural Gas_Double Rack Oven_RAP | Commercial | Miscellaneous (ID) | New | Food Preparation | Natural Gas | Double Rack Oven | RAP | bar: 2015 to 2038
Commercial_Miscellaneous (ID)_New_Food Preparation_Natural Gas_Fryer_RAP | Commercial | Miscellaneous (ID) | New | Food Preparation | Natural Gas | Fryer | RAP | bar: 2015 to 2038
Commercial_Miscellaneous (ID)_New_Food Preparation_Natural Gas_Broiler_RAP | Commercial | Miscellaneous (ID) | New | Food Preparation | Natural Gas | Broiler | RAP | bar: 2015 to 2038
Commercial_Miscellaneous (ID)_New_Food Preparation_Natural Gas_Griddle_RAP | Commercial | Miscellaneous (ID) | New | Food Preparation | Natural Gas | Griddle | RAP | bar: 2015 to 2038
Commercial_Miscellaneous (ID)_New_Food Preparation_Natural Gas_Range_RAP | Commercial | Miscellaneous (ID) | New | Food Preparation | Natural Gas | Range | RAP | bar: 2015 to 2038
Commercial_Miscellaneous (ID)_New_Food Preparation_Natural Gas_Steamer_RAP | Commercial | Miscellaneous (ID) | New | Food Preparation | Natural Gas | Steamer | RAP | bar: 2015 to 2038
Commercial_Miscellaneous (ID)_New_Food Preparation_Natural Gas_Food Prep Other_RAP | Commercial | Miscellaneous (ID) | New | Food Preparation | Natural Gas | Food Prep Other | RAP | bar: 2015 to 2038
Commercial_Miscellaneous (ID)_New_Miscellaneous_Natural Gas_Pool Heater_RAP | Commercial | Miscellaneous (ID) | New | Miscellaneous | Natural Gas | Pool Heater | RAP | bar: 2015 to 2038
Commercial_Miscellaneous (ID)_New_Miscellaneous_Natural Gas_Miscellaneous_RAP | Commercial | Miscellaneous (ID) | New | Miscellaneous | Natural Gas | Miscellaneous | RAP | bar: 2015 to 2038
Commercial_Office (WA)_Existing_Space Heating_Natural Gas_Furnace_MAP | Commercial | Office (WA) | Existing | Space Heating | Natural Gas | Furnace | MAP | bar: 2015 to 2038
Commercial_Office (WA)_Existing_Space Heating_Natural Gas_Boiler_MAP | Commercial | Office (WA) | Existing | Space Heating | Natural Gas | Boiler | MAP | bar: 2015 to 2038
Commercial_Office (WA)_Existing_Space Heating_Natural Gas_Unit Heater_MAP | Commercial | Office (WA) | Existing | Space Heating | Natural Gas | Unit Heater | MAP | bar: 2015 to 2038
Commercial_Office (WA)_Existing_Water Heating_Natural Gas_Water Heater_MAP | Commercial | Office (WA) | Existing | Water Heating | Natural Gas | Water Heater | MAP | bar: 2015 to 2038
Commercial_Office (WA)_Existing_Food Preparation_Natural Gas_Oven_MAP | Commercial | Office (WA) | Existing | Food Preparation | Natural Gas | Oven | MAP | bar: 2015 to 2038
Commercial_Office (WA)_Existing_Food Preparation_Natural Gas_Conveyor Oven_MAP | Commercial | Office (WA) | Existing | Food Preparation | Natural Gas | Conveyor Oven | MAP | bar: 2015 to 2038
Commercial_Office (WA)_Existing_Food Preparation_Natural Gas_Double Rack Oven_MAP | Commercial | Office (WA) | Existing | Food Preparation | Natural Gas | Double Rack Oven | MAP | bar: 2015 to 2038
Commercial_Office (WA)_Existing_Food Preparation_Natural Gas_Fryer_MAP | Commercial | Office (WA) | Existing | Food Preparation | Natural Gas | Fryer | MAP | bar: 2015 to 2038
Commercial_Office (WA)_Existing_Food Preparation_Natural Gas_Broiler_MAP | Commercial | Office (WA) | Existing | Food Preparation | Natural Gas | Broiler | MAP | bar: 2015 to 2038
Commercial_Office (WA)_Existing_Food Preparation_Natural Gas_Griddle_MAP | Commercial | Office (WA) | Existing | Food Preparation | Natural Gas | Griddle | MAP | bar: 2015 to 2038
Commercial_Office (WA)_Existing_Food Preparation_Natural Gas_Range_MAP | Commercial | Office (WA) | Existing | Food Preparation | Natural Gas | Range | MAP | bar: 2015 to 2038
Commercial_Office (WA)_Existing_Food Preparation_Natural Gas_Steamer_MAP | Commercial | Office (WA) | Existing | Food Preparation | Natural Gas | Steamer | MAP | bar: 2015 to 2038
Commercial_Office (WA)_Existing_Food Preparation_Natural Gas_Food Prep Other_MAP | Commercial | Office (WA) | Existing | Food Preparation | Natural Gas | Food Prep Other | MAP | bar: 2015 to 2038
Commercial_Office (WA)_Existing_Miscellaneous_Natural Gas_Pool Heater_MAP | Commercial | Office (WA) | Existing | Miscellaneous | Natural Gas | Pool Heater | MAP | bar: 2015 to 2038
Commercial_Office (WA)_Existing_Miscellaneous_Natural Gas_Miscellaneous_MAP | Commercial | Office (WA) | Existing | Miscellaneous | Natural Gas | Miscellaneous | MAP | bar: 2015 to 2038
Commercial_Office (WA)_New_Space Heating_Natural Gas_Furnace_MAP | Commercial | Office (WA) | New | Space Heating | Natural Gas | Furnace | MAP | bar: 2015 to 2038
Commercial_Office (WA)_New_Space Heating_Natural Gas_Boiler_MAP | Commercial | Office (WA) | New | Space Heating | Natural Gas | Boiler | MAP | bar: 2015 to 2038
Commercial_Office (WA)_New_Space Heating_Natural Gas_Unit Heater_MAP | Commercial | Office (WA) | New | Space Heating | Natural Gas | Unit Heater | MAP | bar: 2015 to 2038
Commercial_Office (WA)_New_Water Heating_Natural Gas_Water Heater_MAP | Commercial | Office (WA) | New | Water Heating | Natural Gas | Water Heater | MAP | bar: 2015 to 2038
Commercial_Office (WA)_New_Food Preparation_Natural Gas_Oven_MAP | Commercial | Office (WA) | New | Food Preparation | Natural Gas | Oven | MAP | bar: 2015 to 2038
Commercial_Office (WA)_New_Food Preparation_Natural Gas_Conveyor Oven_MAP | Commercial | Office (WA) | New | Food Preparation | Natural Gas | Conveyor Oven | MAP | bar: 2015 to 2038
Commercial_Office (WA)_New_Food Preparation_Natural Gas_Double Rack Oven_MAP | Commercial | Office (WA) | New | Food Preparation | Natural Gas | Double Rack Oven | MAP | bar: 2015 to 2038
Commercial_Office (WA)_New_Food Preparation_Natural Gas_Fryer_MAP | Commercial | Office (WA) | New | Food Preparation | Natural Gas | Fryer | MAP | bar: 2015 to 2038
Commercial_Office (WA)_New_Food Preparation_Natural Gas_Broiler_MAP | Commercial | Office (WA) | New | Food Preparation | Natural Gas | Broiler | MAP | bar: 2015 to 2038
Commercial_Office (WA)_New_Food Preparation_Natural Gas_Griddle_MAP | Commercial | Office (WA) | New | Food Preparation | Natural Gas | Griddle | MAP | bar: 2015 to 2038
Commercial_Office (WA)_New_Food Preparation_Natural Gas_Range_MAP | Commercial | Office (WA) | New | Food Preparation | Natural Gas | Range | MAP | bar: 2015 to 2038
Commercial_Office (WA)_New_Food Preparation_Natural Gas_Steamer_MAP | Commercial | Office (WA) | New | Food Preparation | Natural Gas | Steamer | MAP | bar: 2015 to 2038
Commercial_Office (WA)_New_Food Preparation_Natural Gas_Food Prep Other_MAP | Commercial | Office (WA) | New | Food Preparation | Natural Gas | Food Prep Other | MAP | bar: 2015 to 2038
Commercial_Office (WA)_New_Miscellaneous_Natural Gas_Pool Heater_MAP | Commercial | Office (WA) | New | Miscellaneous | Natural Gas | Pool Heater | MAP | bar: 2015 to 2038
Commercial_Office (WA)_New_Miscellaneous_Natural Gas_Miscellaneous_MAP | Commercial | Office (WA) | New | Miscellaneous | Natural Gas | Miscellaneous | MAP | bar: 2015 to 2038
Commercial_Restaurant (WA)_Existing_Space Heating_Natural Gas_Furnace_MAP | Commercial | Restaurant (WA) | Existing | Space Heating | Natural Gas | Furnace | MAP | bar: 2015 to 2038
Commercial_Restaurant (WA)_Existing_Space Heating_Natural Gas_Boiler_MAP | Commercial | Restaurant (WA) | Existing | Space Heating | Natural Gas | Boiler | MAP | bar: 2015 to 2038
Commercial_Restaurant (WA)_Existing_Space Heating_Natural Gas_Unit Heater_MAP | Commercial | Restaurant (WA) | Existing | Space Heating | Natural Gas | Unit Heater | MAP | bar: 2015 to 2038
Commercial_Restaurant (WA)_Existing_Water Heating_Natural Gas_Water Heater_MAP | Commercial | Restaurant (WA) | Existing | Water Heating | Natural Gas | Water Heater | MAP | bar: 2015 to 2038
Commercial_Restaurant (WA)_Existing_Food Preparation_Natural Gas_Oven_MAP | Commercial | Restaurant (WA) | Existing | Food Preparation | Natural Gas | Oven | MAP | bar: 2015 to 2038
Commercial_Restaurant (WA)_Existing_Food Preparation_Natural Gas_Conveyor Oven_MAP | Commercial | Restaurant (WA) | Existing | Food Preparation | Natural Gas | Conveyor Oven | MAP | bar: 2015 to 2038
Commercial_Restaurant (WA)_Existing_Food Preparation_Natural Gas_Double Rack Oven_MAP | Commercial | Restaurant (WA) | Existing | Food Preparation | Natural Gas | Double Rack Oven | MAP | bar: 2015 to 2038
Commercial_Restaurant (WA)_Existing_Food Preparation_Natural Gas_Fryer_MAP | Commercial | Restaurant (WA) | Existing | Food Preparation | Natural Gas | Fryer | MAP | bar: 2015 to 2038
Commercial_Restaurant (WA)_Existing_Food Preparation_Natural Gas_Broiler_MAP | Commercial | Restaurant (WA) | Existing | Food Preparation | Natural Gas | Broiler | MAP | bar: 2015 to 2038
Commercial_Restaurant (WA)_Existing_Food Preparation_Natural Gas_Griddle_MAP | Commercial | Restaurant (WA) | Existing | Food Preparation | Natural Gas | Griddle | MAP | bar: 2015 to 2038
Commercial_Restaurant (WA)_Existing_Food Preparation_Natural Gas_Range_MAP | Commercial | Restaurant (WA) | Existing | Food Preparation | Natural Gas | Range | MAP | bar: 2015 to 2038
Commercial_Restaurant (WA)_Existing_Food Preparation_Natural Gas_Steamer_MAP | Commercial | Restaurant (WA) | Existing | Food Preparation | Natural Gas | Steamer | MAP | bar: 2015 to 2038
Commercial_Restaurant (WA)_Existing_Food Preparation_Natural Gas_Food Prep Other_MAP | Commercial | Restaurant (WA) | Existing | Food Preparation | Natural Gas | Food Prep Other | MAP | bar: 2015 to 2038
Commercial_Restaurant (WA)_Existing_Miscellaneous_Natural Gas_Pool Heater_MAP | Commercial | Restaurant (WA) | Existing | Miscellaneous | Natural Gas | Pool Heater | MAP | bar: 2015 to 2038
Commercial_Restaurant (WA)_Existing_Miscellaneous_Natural Gas_Miscellaneous_MAP | Commercial | Restaurant (WA) | Existing | Miscellaneous | Natural Gas | Miscellaneous | MAP | bar: 2015 to 2038
Commercial_Restaurant (WA)_New_Space Heating_Natural Gas_Furnace_MAP | Commercial | Restaurant (WA) | New | Space Heating | Natural Gas | Furnace | MAP | bar: 2015 to 2038
Commercial_Restaurant (WA)_New_Space Heating_Natural Gas_Boiler_MAP | Commercial | Restaurant (WA) | New | Space Heating | Natural Gas | Boiler | MAP | bar: 2015 to 2038
Commercial_Restaurant (WA)_New_Space Heating_Natural Gas_Unit Heater_MAP | Commercial | Restaurant (WA) | New | Space Heating | Natural Gas | Unit Heater | MAP | bar: 2015 to 2038
Commercial_Restaurant (WA)_New_Water Heating_Natural Gas_Water Heater_MAP | Commercial | Restaurant (WA) | New | Water Heating | Natural Gas | Water Heater | MAP | bar: 2015 to 2038
Commercial_Restaurant (WA)_New_Food Preparation_Natural Gas_Oven_MAP | Commercial | Restaurant (WA) | New | Food Preparation | Natural Gas | Oven | MAP | bar: 2015 to 2038
Commercial_Restaurant (WA)_New_Food Preparation_Natural Gas_Conveyor Oven_MAP | Commercial | Restaurant (WA) | New | Food Preparation | Natural Gas | Conveyor Oven | MAP | bar: 2015 to 2038
Commercial_Restaurant (WA)_New_Food Preparation_Natural Gas_Double Rack Oven_MAP | Commercial | Restaurant (WA) | New | Food Preparation | Natural Gas | Double Rack Oven | MAP | bar: 2015 to 2038
Commercial_Restaurant (WA)_New_Food Preparation_Natural Gas_Fryer_MAP | Commercial | Restaurant (WA) | New | Food Preparation | Natural Gas | Fryer | MAP | bar: 2015 to 2038
Commercial_Restaurant (WA)_New_Food Preparation_Natural Gas_Broiler_MAP | Commercial | Restaurant (WA) | New | Food Preparation | Natural Gas | Broiler | MAP | bar: 2015 to 2038
Commercial_Restaurant (WA)_New_Food Preparation_Natural Gas_Griddle_MAP | Commercial | Restaurant (WA) | New | Food Preparation | Natural Gas | Griddle | MAP | bar: 2015 to 2038
Commercial_Restaurant (WA)_New_Food Preparation_Natural Gas_Range_MAP | Commercial | Restaurant (WA) | New | Food Preparation | Natural Gas | Range | MAP | bar: 2015 to 2038
Commercial_Restaurant (WA)_New_Food Preparation_Natural Gas_Steamer_MAP | Commercial | Restaurant (WA) | New | Food Preparation | Natural Gas | Steamer | MAP | bar: 2015 to 2038
Commercial_Restaurant (WA)_New_Food Preparation_Natural Gas_Food Prep Other_MAP | Commercial | Restaurant (WA) | New | Food Preparation | Natural Gas | Food Prep Other | MAP | bar: 2015 to 2038
Commercial_Restaurant (WA)_New_Miscellaneous_Natural Gas_Pool Heater_MAP | Commercial | Restaurant (WA) | New | Miscellaneous | Natural Gas | Pool Heater | MAP | bar: 2015 to 2038
Commercial_Restaurant (WA)_New_Miscellaneous_Natural Gas_Miscellaneous_MAP | Commercial | Restaurant (WA) | New | Miscellaneous | Natural Gas | Miscellaneous | MAP | bar: 2015 to 2038
Commercial_Retail (WA)_Existing_Space Heating_Natural Gas_Furnace_MAP | Commercial | Retail (WA) | Existing | Space Heating | Natural Gas | Furnace | MAP | bar: 2015 to 2038
Commercial_Retail (WA)_Existing_Space Heating_Natural Gas_Boiler_MAP | Commercial | Retail (WA) | Existing | Space Heating | Natural Gas | Boiler | MAP | bar: 2015 to 2038
Commercial_Retail (WA)_Existing_Space Heating_Natural Gas_Unit Heater_MAP | Commercial | Retail (WA) | Existing | Space Heating | Natural Gas | Unit Heater | MAP | bar: 2015 to 2038
Commercial_Retail (WA)_Existing_Water Heating_Natural Gas_Water Heater_MAP | Commercial | Retail (WA) | Existing | Water Heating | Natural Gas | Water Heater | MAP | bar: 2015 to 2038
Commercial_Retail (WA)_Existing_Food Preparation_Natural Gas_Oven_MAP | Commercial | Retail (WA) | Existing | Food Preparation | Natural Gas | Oven | MAP | bar: 2015 to 2038
Commercial_Retail (WA)_Existing_Food Preparation_Natural Gas_Conveyor Oven_MAP | Commercial | Retail (WA) | Existing | Food Preparation | Natural Gas | Conveyor Oven | MAP | bar: 2015 to 2038
Commercial_Retail (WA)_Existing_Food Preparation_Natural Gas_Double Rack Oven_MAP | Commercial | Retail (WA) | Existing | Food Preparation | Natural Gas | Double Rack Oven | MAP | bar: 2015 to 2038
Commercial_Retail (WA)_Existing_Food Preparation_Natural Gas_Fryer_MAP | Commercial | Retail (WA) | Existing | Food Preparation | Natural Gas | Fryer | MAP | bar: 2015 to 2038
Commercial_Retail (WA)_Existing_Food Preparation_Natural Gas_Broiler_MAP | Commercial | Retail (WA) | Existing | Food Preparation | Natural Gas | Broiler | MAP | bar: 2015 to 2038
Commercial_Retail (WA)_Existing_Food Preparation_Natural Gas_Griddle_MAP | Commercial | Retail (WA) | Existing | Food Preparation | Natural Gas | Griddle | MAP | bar: 2015 to 2038
Commercial_Retail (WA)_Existing_Food Preparation_Natural Gas_Range_MAP | Commercial | Retail (WA) | Existing | Food Preparation | Natural Gas | Range | MAP | bar: 2015 to 2038
Commercial_Retail (WA)_Existing_Food Preparation_Natural Gas_Steamer_MAP | Commercial | Retail (WA) | Existing | Food Preparation | Natural Gas | Steamer | MAP | bar: 2015 to 2038
Commercial_Retail (WA)_Existing_Food Preparation_Natural Gas_Food Prep Other_MAP | Commercial | Retail (WA) | Existing | Food Preparation | Natural Gas | Food Prep Other | MAP | bar: 2015 to 2038
Commercial_Retail (WA)_Existing_Miscellaneous_Natural Gas_Pool Heater_MAP | Commercial | Retail (WA) | Existing | Miscellaneous | Natural Gas | Pool Heater | MAP | bar: 2015 to 2038
Commercial_Retail (WA)_Existing_Miscellaneous_Natural Gas_Miscellaneous_MAP | Commercial | Retail (WA) | Existing | Miscellaneous | Natural Gas | Miscellaneous | MAP | bar: 2015 to 2038
Commercial_Retail (WA)_New_Space Heating_Natural Gas_Furnace_MAP | Commercial | Retail (WA) | New | Space Heating | Natural Gas | Furnace | MAP | bar: 2015 to 2038
Commercial_Retail (WA)_New_Space Heating_Natural Gas_Boiler_MAP | Commercial | Retail (WA) | New | Space Heating | Natural Gas | Boiler | MAP | bar: 2015 to 2038
Commercial_Retail (WA)_New_Space Heating_Natural Gas_Unit Heater_MAP | Commercial | Retail (WA) | New | Space Heating | Natural Gas | Unit Heater | MAP | bar: 2015 to 2038
Commercial_Retail (WA)_New_Water Heating_Natural Gas_Water Heater_MAP | Commercial | Retail (WA) | New | Water Heating | Natural Gas | Water Heater | MAP | bar: 2015 to 2038
Commercial_Retail (WA)_New_Food Preparation_Natural Gas_Oven_MAP | Commercial | Retail (WA) | New | Food Preparation | Natural Gas | Oven | MAP | bar: 2015 to 2038
Commercial_Retail (WA)_New_Food Preparation_Natural Gas_Conveyor Oven_MAP | Commercial | Retail (WA) | New | Food Preparation | Natural Gas | Conveyor Oven | MAP | bar: 2015 to 2038
Commercial_Retail (WA)_New_Food Preparation_Natural Gas_Double Rack Oven_MAP | Commercial | Retail (WA) | New | Food Preparation | Natural Gas | Double Rack Oven | MAP | bar: 2015 to 2038
Commercial_Retail (WA)_New_Food Preparation_Natural Gas_Fryer_MAP | Commercial | Retail (WA) | New | Food Preparation | Natural Gas | Fryer | MAP | bar: 2015 to 2038
Commercial_Retail (WA)_New_Food Preparation_Natural Gas_Broiler_MAP | Commercial | Retail (WA) | New | Food Preparation | Natural Gas | Broiler | MAP | bar: 2015 to 2038
Commercial_Retail (WA)_New_Food Preparation_Natural Gas_Griddle_MAP | Commercial | Retail (WA) | New | Food Preparation | Natural Gas | Griddle | MAP | bar: 2015 to 2038
Commercial_Retail (WA)_New_Food Preparation_Natural Gas_Range_MAP | Commercial | Retail (WA) | New | Food Preparation | Natural Gas | Range | MAP | bar: 2015 to 2038
Commercial_Retail (WA)_New_Food Preparation_Natural Gas_Steamer_MAP | Commercial | Retail (WA) | New | Food Preparation | Natural Gas | Steamer | MAP | bar: 2015 to 2038
Commercial_Retail (WA)_New_Food Preparation_Natural Gas_Food Prep Other_MAP | Commercial | Retail (WA) | New | Food Preparation | Natural Gas | Food Prep Other | MAP | bar: 2015 to 2038
Commercial_Retail (WA)_New_Miscellaneous_Natural Gas_Pool Heater_MAP | Commercial | Retail (WA) | New | Miscellaneous | Natural Gas | Pool Heater | MAP | bar: 2015 to 2038
Commercial_Retail (WA)_New_Miscellaneous_Natural Gas_Miscellaneous_MAP | Commercial | Retail (WA) | New | Miscellaneous | Natural Gas | Miscellaneous | MAP | bar: 2015 to 2038
Commercial_Grocery (WA)_Existing_Space Heating_Natural Gas_Furnace_MAP | Commercial | Grocery (WA) | Existing | Space Heating | Natural Gas | Furnace | MAP | bar: 2015 to 2038
Commercial_Grocery (WA)_Existing_Space Heating_Natural Gas_Boiler_MAP | Commercial | Grocery (WA) | Existing | Space Heating | Natural Gas | Boiler | MAP | bar: 2015 to 2038
Commercial_Grocery (WA)_Existing_Space Heating_Natural Gas_Unit Heater_MAP | Commercial | Grocery (WA) | Existing | Space Heating | Natural Gas | Unit Heater | MAP | bar: 2015 to 2038
Commercial_Grocery (WA)_Existing_Water Heating_Natural Gas_Water Heater_MAP | Commercial | Grocery (WA) | Existing | Water Heating | Natural Gas | Water Heater | MAP | bar: 2015 to 2038
Commercial_Grocery (WA)_Existing_Food Preparation_Natural Gas_Oven_MAP | Commercial | Grocery (WA) | Existing | Food Preparation | Natural Gas | Oven | MAP | bar: 2015 to 2038
Commercial_Grocery (WA)_Existing_Food Preparation_Natural Gas_Conveyor Oven_MAP | Commercial | Grocery (WA) | Existing | Food Preparation | Natural Gas | Conveyor Oven | MAP | bar: 2015 to 2038
Commercial_Grocery (WA)_Existing_Food Preparation_Natural Gas_Double Rack Oven_MAP | Commercial | Grocery (WA) | Existing | Food Preparation | Natural Gas | Double Rack Oven | MAP | bar: 2015 to 2038
Commercial_Grocery (WA)_Existing_Food Preparation_Natural Gas_Fryer_MAP | Commercial | Grocery (WA) | Existing | Food Preparation | Natural Gas | Fryer | MAP | bar: 2015 to 2038
Commercial_Grocery (WA)_Existing_Food Preparation_Natural Gas_Broiler_MAP | Commercial | Grocery (WA) | Existing | Food Preparation | Natural Gas | Broiler | MAP | bar: 2015 to 2038
Commercial_Grocery (WA)_Existing_Food Preparation_Natural Gas_Griddle_MAP | Commercial | Grocery (WA) | Existing | Food Preparation | Natural Gas | Griddle | MAP | bar: 2015 to 2038
Commercial_Grocery (WA)_Existing_Food Preparation_Natural Gas_Range_MAP | Commercial | Grocery (WA) | Existing | Food Preparation | Natural Gas | Range | MAP | bar: 2015 to 2038
Commercial_Grocery (WA)_Existing_Food Preparation_Natural Gas_Steamer_MAP | Commercial | Grocery (WA) | Existing | Food Preparation | Natural Gas | Steamer | MAP | bar: 2015 to 2038
Commercial_Grocery (WA)_Existing_Food Preparation_Natural Gas_Food Prep Other_MAP | Commercial | Grocery (WA) | Existing | Food Preparation | Natural Gas | Food Prep Other | MAP | bar: 2015 to 2038
Commercial_Grocery (WA)_Existing_Miscellaneous_Natural Gas_Pool Heater_MAP | Commercial | Grocery (WA) | Existing | Miscellaneous | Natural Gas | Pool Heater | MAP | bar: 2015 to 2038
Commercial_Grocery (WA)_Existing_Miscellaneous_Natural Gas_Miscellaneous_MAP | Commercial | Grocery (WA) | Existing | Miscellaneous | Natural Gas | Miscellaneous | MAP | bar: 2015 to 2038
Commercial_Grocery (WA)_New_Space Heating_Natural Gas_Furnace_MAP | Commercial | Grocery (WA) | New | Space Heating | Natural Gas | Furnace | MAP | bar: 2015 to 2038
Commercial_Grocery (WA)_New_Space Heating_Natural Gas_Boiler_MAP | Commercial | Grocery (WA) | New | Space Heating | Natural Gas | Boiler | MAP | bar: 2015 to 2038
Commercial_Grocery (WA)_New_Space Heating_Natural Gas_Unit Heater_MAP | Commercial | Grocery (WA) | New | Space Heating | Natural Gas | Unit Heater | MAP | bar: 2015 to 2038
Commercial_Grocery (WA)_New_Water Heating_Natural Gas_Water Heater_MAP | Commercial | Grocery (WA) | New | Water Heating | Natural Gas | Water Heater | MAP | bar: 2015 to 2038
Commercial_Grocery (WA)_New_Food Preparation_Natural Gas_Oven_MAP | Commercial | Grocery (WA) | New | Food Preparation | Natural Gas | Oven | MAP | bar: 2015 to 2038
Commercial_Grocery (WA)_New_Food Preparation_Natural Gas_Conveyor Oven_MAP | Commercial | Grocery (WA) | New | Food Preparation | Natural Gas | Conveyor Oven | MAP | bar: 2015 to 2038
Commercial_Grocery (WA)_New_Food Preparation_Natural Gas_Double Rack Oven_MAP | Commercial | Grocery (WA) | New | Food Preparation | Natural Gas | Double Rack Oven | MAP | bar: 2015 to 2038
Commercial_Grocery (WA)_New_Food Preparation_Natural Gas_Fryer_MAP | Commercial | Grocery (WA) | New | Food Preparation | Natural Gas | Fryer | MAP | bar: 2015 to 2038
Commercial_Grocery (WA)_New_Food Preparation_Natural Gas_Broiler_MAP | Commercial | Grocery (WA) | New | Food Preparation | Natural Gas | Broiler | MAP | bar: 2015 to 2038
Commercial_Grocery (WA)_New_Food Preparation_Natural Gas_Griddle_MAP | Commercial | Grocery (WA) | New | Food Preparation | Natural Gas | Griddle | MAP | bar: 2015 to 2038
Commercial_Grocery (WA)_New_Food Preparation_Natural Gas_Range_MAP | Commercial | Grocery (WA) | New | Food Preparation | Natural Gas | Range | MAP | bar: 2015 to 2038
Commercial_Grocery (WA)_New_Food Preparation_Natural Gas_Steamer_MAP | Commercial | Grocery (WA) | New | Food Preparation | Natural Gas | Steamer | MAP | bar: 2015 to 2038
Commercial_Grocery (WA)_New_Food Preparation_Natural Gas_Food Prep Other_MAP | Commercial | Grocery (WA) | New | Food Preparation | Natural Gas | Food Prep Other | MAP | bar: 2015 to 2038
Commercial_Grocery (WA)_New_Miscellaneous_Natural Gas_Pool Heater_MAP | Commercial | Grocery (WA) | New | Miscellaneous | Natural Gas | Pool Heater | MAP | bar: 2015 to 2038
Commercial_Grocery (WA)_New_Miscellaneous_Natural Gas_Miscellaneous_MAP | Commercial | Grocery (WA) | New | Miscellaneous | Natural Gas | Miscellaneous | MAP | bar: 2015 to 2038
Commercial_School (WA)_Existing_Space Heating_Natural Gas_Furnace_MAP | Commercial | School (WA) | Existing | Space Heating | Natural Gas | Furnace | MAP | bar: 2015 to 2038
Commercial_School (WA)_Existing_Space Heating_Natural Gas_Boiler_MAP | Commercial | School (WA) | Existing | Space Heating | Natural Gas | Boiler | MAP | bar: 2015 to 2038
Commercial_School (WA)_Existing_Space Heating_Natural Gas_Unit Heater_MAP | Commercial | School (WA) | Existing | Space Heating | Natural Gas | Unit Heater | MAP | bar: 2015 to 2038
Commercial_School (WA)_Existing_Water Heating_Natural Gas_Water Heater_MAP | Commercial | School (WA) | Existing | Water Heating | Natural Gas | Water Heater | MAP | bar: 2015 to 2038
Commercial_School (WA)_Existing_Food Preparation_Natural Gas_Oven_MAP | Commercial | School (WA) | Existing | Food Preparation | Natural Gas | Oven | MAP | bar: 2015 to 2038
Commercial_School (WA)_Existing_Food Preparation_Natural Gas_Conveyor Oven_MAP | Commercial | School (WA) | Existing | Food Preparation | Natural Gas | Conveyor Oven | MAP | bar: 2015 to 2038
Commercial_School (WA)_Existing_Food Preparation_Natural Gas_Double Rack Oven_MAP | Commercial | School (WA) | Existing | Food Preparation | Natural Gas | Double Rack Oven | MAP | bar: 2015 to 2038
Commercial_School (WA)_Existing_Food Preparation_Natural Gas_Fryer_MAP | Commercial | School (WA) | Existing | Food Preparation | Natural Gas | Fryer | MAP | bar: 2015 to 2038
Commercial_School (WA)_Existing_Food Preparation_Natural Gas_Broiler_MAP | Commercial | School (WA) | Existing | Food Preparation | Natural Gas | Broiler | MAP | bar: 2015 to 2038
Commercial_School (WA)_Existing_Food Preparation_Natural Gas_Griddle_MAP | Commercial | School (WA) | Existing | Food Preparation | Natural Gas | Griddle | MAP | bar: 2015 to 2038
Commercial_School (WA)_Existing_Food Preparation_Natural Gas_Range_MAP | Commercial | School (WA) | Existing | Food Preparation | Natural Gas | Range | MAP | bar: 2015 to 2038
Commercial_School (WA)_Existing_Food Preparation_Natural Gas_Steamer_MAP | Commercial | School (WA) | Existing | Food Preparation | Natural Gas | Steamer | MAP | bar: 2015 to 2038
Commercial_School (WA)_Existing_Food Preparation_Natural Gas_Food Prep Other_MAP | Commercial | School (WA) | Existing | Food Preparation | Natural Gas | Food Prep Other | MAP | bar: 2015 to 2038
Commercial_School (WA)_Existing_Miscellaneous_Natural Gas_Pool Heater_MAP | Commercial | School (WA) | Existing | Miscellaneous | Natural Gas | Pool Heater | MAP | bar: 2015 to 2038
Commercial_School (WA)_Existing_Miscellaneous_Natural Gas_Miscellaneous_MAP | Commercial | School (WA) | Existing | Miscellaneous | Natural Gas | Miscellaneous | MAP | bar: 2015 to 2038
Commercial_School (WA)_New_Space Heating_Natural Gas_Furnace_MAP | Commercial | School (WA) | New | Space Heating | Natural Gas | Furnace | MAP | bar: 2015 to 2038
Commercial_School (WA)_New_Space Heating_Natural Gas_Boiler_MAP | Commercial | School (WA) | New | Space Heating | Natural Gas | Boiler | MAP | bar: 2015 to 2038
Commercial_School (WA)_New_Space Heating_Natural Gas_Unit Heater_MAP | Commercial | School (WA) | New | Space Heating | Natural Gas | Unit Heater | MAP | bar: 2015 to 2038
Commercial_School (WA)_New_Water Heating_Natural Gas_Water Heater_MAP | Commercial | School (WA) | New | Water Heating | Natural Gas | Water Heater | MAP | bar: 2015 to 2038
Commercial_School (WA)_New_Food Preparation_Natural Gas_Oven_MAP | Commercial | School (WA) | New | Food Preparation | Natural Gas | Oven | MAP | bar: 2015 to 2038
Commercial_School (WA)_New_Food Preparation_Natural Gas_Conveyor Oven_MAP | Commercial | School (WA) | New | Food Preparation | Natural Gas | Conveyor Oven | MAP | bar: 2015 to 2038
Commercial_School (WA)_New_Food Preparation_Natural Gas_Double Rack Oven_MAP | Commercial | School (WA) | New | Food Preparation | Natural Gas | Double Rack Oven | MAP | bar: 2015 to 2038
Commercial_School (WA)_New_Food Preparation_Natural Gas_Fryer_MAP | Commercial | School (WA) | New | Food Preparation | Natural Gas | Fryer | MAP | bar: 2015 to 2038
Commercial_School (WA)_New_Food Preparation_Natural Gas_Broiler_MAP | Commercial | School (WA) | New | Food Preparation | Natural Gas | Broiler | MAP | bar: 2015 to 2038
Commercial_School (WA)_New_Food Preparation_Natural Gas_Griddle_MAP | Commercial | School (WA) | New | Food Preparation | Natural Gas | Griddle | MAP | bar: 2015 to 2038
Commercial_School (WA)_New_Food Preparation_Natural Gas_Range_MAP | Commercial | School (WA) | New | Food Preparation | Natural Gas | Range | MAP | bar: 2015 to 2038
Commercial_School (WA)_New_Food Preparation_Natural Gas_Steamer_MAP | Commercial | School (WA) | New | Food Preparation | Natural Gas | Steamer | MAP | bar: 2015 to 2038
Commercial_School (WA)_New_Food Preparation_Natural Gas_Food Prep Other_MAP | Commercial | School (WA) | New | Food Preparation | Natural Gas | Food Prep Other | MAP | bar: 2015 to 2038
Commercial_School (WA)_New_Miscellaneous_Natural Gas_Pool Heater_MAP | Commercial | School (WA) | New | Miscellaneous | Natural Gas | Pool Heater | MAP | bar: 2015 to 2038
Commercial_School (WA)_New_Miscellaneous_Natural Gas_Miscellaneous_MAP | Commercial | School (WA) | New | Miscellaneous | Natural Gas | Miscellaneous | MAP | bar: 2015 to 2038
Commercial_College (WA)_Existing_Space Heating_Natural Gas_Furnace_MAP | Commercial | College (WA) | Existing | Space Heating | Natural Gas | Furnace | MAP | bar: 2015 to 2038
Commercial_College (WA)_Existing_Space Heating_Natural Gas_Boiler_MAP | Commercial | College (WA) | Existing | Space Heating | Natural Gas | Boiler | MAP | bar: 2015 to 2038
Commercial_College (WA)_Existing_Space Heating_Natural Gas_Unit Heater_MAP | Commercial | College (WA) | Existing | Space Heating | Natural Gas | Unit Heater | MAP | bar: 2015 to 2038
Commercial_College (WA)_Existing_Water Heating_Natural Gas_Water Heater_MAP | Commercial | College (WA) | Existing | Water Heating | Natural Gas | Water Heater | MAP | bar: 2015 to 2038
Commercial_College (WA)_Existing_Food Preparation_Natural Gas_Oven_MAP | Commercial | College (WA) | Existing | Food Preparation | Natural Gas | Oven | MAP | bar: 2015 to 2038
Commercial_College (WA)_Existing_Food Preparation_Natural Gas_Conveyor Oven_MAP | Commercial | College (WA) | Existing | Food Preparation | Natural Gas | Conveyor Oven | MAP | bar: 2015 to 2038
Commercial_College (WA)_Existing_Food Preparation_Natural Gas_Double Rack Oven_MAP | Commercial | College (WA) | Existing | Food Preparation | Natural Gas | Double Rack Oven | MAP | bar: 2015 to 2038
Commercial_College (WA)_Existing_Food Preparation_Natural Gas_Fryer_MAP | Commercial | College (WA) | Existing | Food Preparation | Natural Gas | Fryer | MAP | bar: 2015 to 2038
Commercial_College (WA)_Existing_Food Preparation_Natural Gas_Broiler_MAP | Commercial | College (WA) | Existing | Food Preparation | Natural Gas | Broiler | MAP | bar: 2015 to 2038
Commercial_College (WA)_Existing_Food Preparation_Natural Gas_Griddle_MAP | Commercial | College (WA) | Existing | Food Preparation | Natural Gas | Griddle | MAP | bar: 2015 to 2038
Commercial_College (WA)_Existing_Food Preparation_Natural Gas_Range_MAP | Commercial | College (WA) | Existing | Food Preparation | Natural Gas | Range | MAP | bar: 2015 to 2038
Commercial_College (WA)_Existing_Food Preparation_Natural Gas_Steamer_MAP | Commercial | College (WA) | Existing | Food Preparation | Natural Gas | Steamer | MAP | bar: 2015 to 2038
Commercial_College (WA)_Existing_Food Preparation_Natural Gas_Food Prep Other_MAP | Commercial | College (WA) | Existing | Food Preparation | Natural Gas | Food Prep Other | MAP | bar: 2015 to 2038
Commercial_College (WA)_Existing_Miscellaneous_Natural Gas_Pool Heater_MAP | Commercial | College (WA) | Existing | Miscellaneous | Natural Gas | Pool Heater | MAP | bar: 2015 to 2038
Commercial_College (WA)_Existing_Miscellaneous_Natural Gas_Miscellaneous_MAP | Commercial | College (WA) | Existing | Miscellaneous | Natural Gas | Miscellaneous | MAP | bar: 2015 to 2038
Commercial_College (WA)_New_Space Heating_Natural Gas_Furnace_MAP | Commercial | College (WA) | New | Space Heating | Natural Gas | Furnace | MAP | bar: 2015 to 2038
Commercial_College (WA)_New_Space Heating_Natural Gas_Boiler_MAP | Commercial | College (WA) | New | Space Heating | Natural Gas | Boiler | MAP | bar: 2015 to 2038
Commercial_College (WA)_New_Space Heating_Natural Gas_Unit Heater_MAP | Commercial | College (WA) | New | Space Heating | Natural Gas | Unit Heater | MAP | bar: 2015 to 2038
Commercial_College (WA)_New_Water Heating_Natural Gas_Water Heater_MAP | Commercial | College (WA) | New | Water Heating | Natural Gas | Water Heater | MAP | bar: 2015 to 2038
Commercial_College (WA)_New_Food Preparation_Natural Gas_Oven_MAP | Commercial | College (WA) | New | Food Preparation | Natural Gas | Oven | MAP | bar: 2015 to 2038
Commercial_College (WA)_New_Food Preparation_Natural Gas_Conveyor Oven_MAP | Commercial | College (WA) | New | Food Preparation | Natural Gas | Conveyor Oven | MAP | bar: 2015 to 2038
Commercial_College (WA)_New_Food Preparation_Natural Gas_Double Rack Oven_MAP | Commercial | College (WA) | New | Food Preparation | Natural Gas | Double Rack Oven | MAP | bar: 2015 to 2038
Commercial_College (WA)_New_Food Preparation_Natural Gas_Fryer_MAP | Commercial | College (WA) | New | Food Preparation | Natural Gas | Fryer | MAP | bar: 2015 to 2038
Commercial_College (WA)_New_Food Preparation_Natural Gas_Broiler_MAP | Commercial | College (WA) | New | Food Preparation | Natural Gas | Broiler | MAP | bar: 2015 to 2038
Commercial_College (WA)_New_Food Preparation_Natural Gas_Griddle_MAP | Commercial | College (WA) | New | Food Preparation | Natural Gas | Griddle | MAP | bar: 2015 to 2038
Commercial_College (WA)_New_Food Preparation_Natural Gas_Range_MAP | Commercial | College (WA) | New | Food Preparation | Natural Gas | Range | MAP | bar: 2015 to 2038
Commercial_College (WA)_New_Food Preparation_Natural Gas_Steamer_MAP | Commercial | College (WA) | New | Food Preparation | Natural Gas | Steamer | MAP | bar: 2015 to 2038
Commercial_College (WA)_New_Food Preparation_Natural Gas_Food Prep Other_MAP | Commercial | College (WA) | New | Food Preparation | Natural Gas | Food Prep Other | MAP | bar: 2015 to 2038
Commercial_College (WA)_New_Miscellaneous_Natural Gas_Pool Heater_MAP | Commercial | College (WA) | New | Miscellaneous | Natural Gas | Pool Heater | MAP | bar: 2015 to 2038
Commercial_College (WA)_New_Miscellaneous_Natural Gas_Miscellaneous_MAP | Commercial | College (WA) | New | Miscellaneous | Natural Gas | Miscellaneous | MAP | bar: 2015 to 2038
Commercial_Health (WA)_Existing_Space Heating_Natural Gas_Furnace_MAP | Commercial | Health (WA) | Existing | Space Heating | Natural Gas | Furnace | MAP | bar: 2015 to 2038
Commercial_Health (WA)_Existing_Space Heating_Natural Gas_Boiler_MAP | Commercial | Health (WA) | Existing | Space Heating | Natural Gas | Boiler | MAP | bar: 2015 to 2038
Commercial_Health (WA)_Existing_Space Heating_Natural Gas_Unit Heater_MAP | Commercial | Health (WA) | Existing | Space Heating | Natural Gas | Unit Heater | MAP | bar: 2015 to 2038
Commercial_Health (WA)_Existing_Water Heating_Natural Gas_Water Heater_MAP | Commercial | Health (WA) | Existing | Water Heating | Natural Gas | Water Heater | MAP | bar: 2015 to 2038
Commercial_Health (WA)_Existing_Food Preparation_Natural Gas_Oven_MAP | Commercial | Health (WA) | Existing | Food Preparation | Natural Gas | Oven | MAP | bar: 2015 to 2038
Commercial_Health (WA)_Existing_Food Preparation_Natural Gas_Conveyor Oven_MAP | Commercial | Health (WA) | Existing | Food Preparation | Natural Gas | Conveyor Oven | MAP | bar: 2015 to 2038
Commercial_Health (WA)_Existing_Food Preparation_Natural Gas_Double Rack Oven_MAP | Commercial | Health (WA) | Existing | Food Preparation | Natural Gas | Double Rack Oven | MAP | bar: 2015 to 2038
Commercial_Health (WA)_Existing_Food Preparation_Natural Gas_Fryer_MAP | Commercial | Health (WA) | Existing | Food Preparation | Natural Gas | Fryer | MAP | bar: 2015 to 2038
Commercial_Health (WA)_Existing_Food Preparation_Natural Gas_Broiler_MAP | Commercial | Health (WA) | Existing | Food Preparation | Natural Gas | Broiler | MAP | bar: 2015 to 2038
Commercial_Health (WA)_Existing_Food Preparation_Natural Gas_Griddle_MAP | Commercial | Health (WA) | Existing | Food Preparation | Natural Gas | Griddle | MAP | bar: 2015 to 2038
Commercial_Health (WA)_Existing_Food Preparation_Natural Gas_Range_MAP | Commercial | Health (WA) | Existing | Food Preparation | Natural Gas | Range | MAP | bar: 2015 to 2038
Commercial_Health (WA)_Existing_Food Preparation_Natural Gas_Steamer_MAP | Commercial | Health (WA) | Existing | Food Preparation | Natural Gas | Steamer | MAP | bar: 2015 to 2038
Commercial_Health (WA)_Existing_Food Preparation_Natural Gas_Food Prep Other_MAP | Commercial | Health (WA) | Existing | Food Preparation | Natural Gas | Food Prep Other | MAP | bar: 2015 to 2038
Commercial_Health (WA)_Existing_Miscellaneous_Natural Gas_Pool Heater_MAP | Commercial | Health (WA) | Existing | Miscellaneous | Natural Gas | Pool Heater | MAP | bar: 2015 to 2038
Commercial_Health (WA)_Existing_Miscellaneous_Natural Gas_Miscellaneous_MAP | Commercial | Health (WA) | Existing | Miscellaneous | Natural Gas | Miscellaneous | MAP | bar: 2015 to 2038
Commercial_Health (WA)_New_Space Heating_Natural Gas_Furnace_MAP | Commercial | Health (WA) | New | Space Heating | Natural Gas | Furnace | MAP | bar: 2015 to 2038
Commercial_Health (WA)_New_Space Heating_Natural Gas_Boiler_MAP | Commercial | Health (WA) | New | Space Heating | Natural Gas | Boiler | MAP | bar: 2015 to 2038
Commercial_Health (WA)_New_Space Heating_Natural Gas_Unit Heater_MAP | Commercial | Health (WA) | New | Space Heating | Natural Gas | Unit Heater | MAP | bar: 2015 to 2038
Commercial_Health (WA)_New_Water Heating_Natural Gas_Water Heater_MAP | Commercial | Health (WA) | New | Water Heating | Natural Gas | Water Heater | MAP | bar: 2015 to 2038
Commercial_Health (WA)_New_Food Preparation_Natural Gas_Oven_MAP | Commercial | Health (WA) | New | Food Preparation | Natural Gas | Oven | MAP | bar: 2015 to 2038
Commercial_Health (WA)_New_Food Preparation_Natural Gas_Conveyor Oven_MAP | Commercial | Health (WA) | New | Food Preparation | Natural Gas | Conveyor Oven | MAP | bar: 2015 to 2038
Commercial_Health (WA)_New_Food Preparation_Natural Gas_Double Rack Oven_MAP | Commercial | Health (WA) | New | Food Preparation | Natural Gas | Double Rack Oven | MAP | bar: 2015 to 2038
Commercial_Health (WA)_New_Food Preparation_Natural Gas_Fryer_MAP | Commercial | Health (WA) | New | Food Preparation | Natural Gas | Fryer | MAP | bar: 2015 to 2038
Commercial_Health (WA)_New_Food Preparation_Natural Gas_Broiler_MAP | Commercial | Health (WA) | New | Food Preparation | Natural Gas | Broiler | MAP | bar: 2015 to 2038
Commercial_Health (WA)_New_Food Preparation_Natural Gas_Griddle_MAP | Commercial | Health (WA) | New | Food Preparation | Natural Gas | Griddle | MAP | bar: 2015 to 2038
Commercial_Health (WA)_New_Food Preparation_Natural Gas_Range_MAP | Commercial | Health (WA) | New | Food Preparation | Natural Gas | Range | MAP | bar: 2015 to 2038
Commercial_Health (WA)_New_Food Preparation_Natural Gas_Steamer_MAP | Commercial | Health (WA) | New | Food Preparation | Natural Gas | Steamer | MAP | bar: 2015 to 2038
Commercial_Health (WA)_New_Food Preparation_Natural Gas_Food Prep Other_MAP | Commercial | Health (WA) | New | Food Preparation | Natural Gas | Food Prep Other | MAP | bar: 2015 to 2038
Commercial_Health (WA)_New_Miscellaneous_Natural Gas_Pool Heater_MAP | Commercial | Health (WA) | New | Miscellaneous | Natural Gas | Pool Heater | MAP | bar: 2015 to 2038
Commercial_Health (WA)_New_Miscellaneous_Natural Gas_Miscellaneous_MAP | Commercial | Health (WA) | New | Miscellaneous | Natural Gas | Miscellaneous | MAP | bar: 2015 to 2038
Commercial_Lodging (WA)_Existing_Space Heating_Natural Gas_Furnace_MAP | Commercial | Lodging (WA) | Existing | Space Heating | Natural Gas | Furnace | MAP | bar: 2015 to 2038
Commercial_Lodging (WA)_Existing_Space Heating_Natural Gas_Boiler_MAP | Commercial | Lodging (WA) | Existing | Space Heating | Natural Gas | Boiler | MAP | bar: 2015 to 2038
Commercial_Lodging (WA)_Existing_Space Heating_Natural Gas_Unit Heater_MAP | Commercial | Lodging (WA) | Existing | Space Heating | Natural Gas | Unit Heater | MAP | bar: 2015 to 2038
Commercial_Lodging (WA)_Existing_Water Heating_Natural Gas_Water Heater_MAP | Commercial | Lodging (WA) | Existing | Water Heating | Natural Gas | Water Heater | MAP | bar: 2015 to 2038
Commercial_Lodging (WA)_Existing_Food Preparation_Natural Gas_Oven_MAP | Commercial | Lodging (WA) | Existing | Food Preparation | Natural Gas | Oven | MAP | bar: 2015 to 2038
Commercial_Lodging (WA)_Existing_Food Preparation_Natural Gas_Conveyor Oven_MAP | Commercial | Lodging (WA) | Existing | Food Preparation | Natural Gas | Conveyor Oven | MAP | bar: 2015 to 2038
Commercial_Lodging (WA)_Existing_Food Preparation_Natural Gas_Double Rack Oven_MAP | Commercial | Lodging (WA) | Existing | Food Preparation | Natural Gas | Double Rack Oven | MAP | bar: 2015 to 2038
Commercial_Lodging (WA)_Existing_Food Preparation_Natural Gas_Fryer_MAP | Commercial | Lodging (WA) | Existing | Food Preparation | Natural Gas | Fryer | MAP | bar: 2015 to 2038
Commercial_Lodging (WA)_Existing_Food Preparation_Natural Gas_Broiler_MAP | Commercial | Lodging (WA) | Existing | Food Preparation | Natural Gas | Broiler | MAP | bar: 2015 to 2038
Commercial_Lodging (WA)_Existing_Food Preparation_Natural Gas_Griddle_MAP | Commercial | Lodging (WA) | Existing | Food Preparation | Natural Gas | Griddle | MAP | bar: 2015 to 2038
Commercial_Lodging (WA)_Existing_Food Preparation_Natural Gas_Range_MAP | Commercial | Lodging (WA) | Existing | Food Preparation | Natural Gas | Range | MAP | bar: 2015 to 2038
Commercial_Lodging (WA)_Existing_Food Preparation_Natural Gas_Steamer_MAP | Commercial | Lodging (WA) | Existing | Food Preparation | Natural Gas | Steamer | MAP | bar: 2015 to 2038
Commercial_Lodging (WA)_Existing_Food Preparation_Natural Gas_Food Prep Other_MAP | Commercial | Lodging (WA) | Existing | Food Preparation | Natural Gas | Food Prep Other | MAP | bar: 2015 to 2038
Commercial_Lodging (WA)_Existing_Miscellaneous_Natural Gas_Pool Heater_MAP | Commercial | Lodging (WA) | Existing | Miscellaneous | Natural Gas | Pool Heater | MAP | bar: 2015 to 2038
Commercial_Lodging (WA)_Existing_Miscellaneous_Natural Gas_Miscellaneous_MAP | Commercial | Lodging (WA) | Existing | Miscellaneous | Natural Gas | Miscellaneous | MAP | bar: 2015 to 2038
Commercial_Lodging (WA)_New_Space Heating_Natural Gas_Furnace_MAP | Commercial | Lodging (WA) | New | Space Heating | Natural Gas | Furnace | MAP | bar: 2015 to 2038
Commercial_Lodging (WA)_New_Space Heating_Natural Gas_Boiler_MAP | Commercial | Lodging (WA) | New | Space Heating | Natural Gas | Boiler | MAP | bar: 2015 to 2038
Commercial_Lodging (WA)_New_Space Heating_Natural Gas_Unit Heater_MAP | Commercial | Lodging (WA) | New | Space Heating | Natural Gas | Unit Heater | MAP | bar: 2015 to 2038
Commercial_Lodging (WA)_New_Water Heating_Natural Gas_Water Heater_MAP | Commercial | Lodging (WA) | New | Water Heating | Natural Gas | Water Heater | MAP | bar: 2015 to 2038
Commercial_Lodging (WA)_New_Food Preparation_Natural Gas_Oven_MAP | Commercial | Lodging (WA) | New | Food Preparation | Natural Gas | Oven | MAP | bar: 2015 to 2038
Commercial_Lodging (WA)_New_Food Preparation_Natural Gas_Conveyor Oven_MAP | Commercial | Lodging (WA) | New | Food Preparation | Natural Gas | Conveyor Oven | MAP | bar: 2015 to 2038
Commercial_Lodging (WA)_New_Food Preparation_Natural Gas_Double Rack Oven_MAP | Commercial | Lodging (WA) | New | Food Preparation | Natural Gas | Double Rack Oven | MAP | bar: 2015 to 2038
Commercial_Lodging (WA)_New_Food Preparation_Natural Gas_Fryer_MAP | Commercial | Lodging (WA) | New | Food Preparation | Natural Gas | Fryer | MAP | bar: 2015 to 2038
Commercial_Lodging (WA)_New_Food Preparation_Natural Gas_Broiler_MAP | Commercial | Lodging (WA) | New | Food Preparation | Natural Gas | Broiler | MAP | bar: 2015 to 2038
Commercial_Lodging (WA)_New_Food Preparation_Natural Gas_Griddle_MAP | Commercial | Lodging (WA) | New | Food Preparation | Natural Gas | Griddle | MAP | bar: 2015 to 2038
Commercial_Lodging (WA)_New_Food Preparation_Natural Gas_Range_MAP | Commercial | Lodging (WA) | New | Food Preparation | Natural Gas | Range | MAP | bar: 2015 to 2038
Commercial_Lodging (WA)_New_Food Preparation_Natural Gas_Steamer_MAP | Commercial | Lodging (WA) | New | Food Preparation | Natural Gas | Steamer | MAP | bar: 2015 to 2038
Commercial_Lodging (WA)_New_Food Preparation_Natural Gas_Food Prep Other_MAP | Commercial | Lodging (WA) | New | Food Preparation | Natural Gas | Food Prep Other | MAP | bar: 2015 to 2038
Commercial_Lodging (WA)_New_Miscellaneous_Natural Gas_Pool Heater_MAP | Commercial | Lodging (WA) | New | Miscellaneous | Natural Gas | Pool Heater | MAP | bar: 2015 to 2038
Commercial_Lodging (WA)_New_Miscellaneous_Natural Gas_Miscellaneous_MAP | Commercial | Lodging (WA) | New | Miscellaneous | Natural Gas | Miscellaneous | MAP | bar: 2015 to 2038
Commercial_Warehouse (WA)_Existing_Space Heating_Natural Gas_Furnace_MAP | Commercial | Warehouse (WA) | Existing | Space Heating | Natural Gas | Furnace | MAP | bar: 2015 to 2038
Commercial_Warehouse (WA)_Existing_Space Heating_Natural Gas_Boiler_MAP | Commercial | Warehouse (WA) | Existing | Space Heating | Natural Gas | Boiler | MAP | bar: 2015 to 2038
Commercial_Warehouse (WA)_Existing_Space Heating_Natural Gas_Unit Heater_MAP | Commercial | Warehouse (WA) | Existing | Space Heating | Natural Gas | Unit Heater | MAP | bar: 2015 to 2038
Commercial_Warehouse (WA)_Existing_Water Heating_Natural Gas_Water Heater_MAP | Commercial | Warehouse (WA) | Existing | Water Heating | Natural Gas | Water Heater | MAP | bar: 2015 to 2038
Commercial_Warehouse (WA)_Existing_Food Preparation_Natural Gas_Oven_MAP | Commercial | Warehouse (WA) | Existing | Food Preparation | Natural Gas | Oven | MAP | bar: 2015 to 2038
Commercial_Warehouse (WA)_Existing_Food Preparation_Natural Gas_Conveyor Oven_MAP | Commercial | Warehouse (WA) | Existing | Food Preparation | Natural Gas | Conveyor Oven | MAP | bar: 2015 to 2038
Commercial_Warehouse (WA)_Existing_Food Preparation_Natural Gas_Double Rack Oven_MAP | Commercial | Warehouse (WA) | Existing | Food Preparation | Natural Gas | Double Rack Oven | MAP | bar: 2015 to 2038
Commercial_Warehouse (WA)_Existing_Food Preparation_Natural Gas_Fryer_MAP | Commercial | Warehouse (WA) | Existing | Food Preparation | Natural Gas | Fryer | MAP | bar: 2015 to 2038
Commercial_Warehouse (WA)_Existing_Food Preparation_Natural Gas_Broiler_MAP | Commercial | Warehouse (WA) | Existing | Food Preparation | Natural Gas | Broiler | MAP | bar: 2015 to 2038
Commercial_Warehouse (WA)_Existing_Food Preparation_Natural Gas_Griddle_MAP | Commercial | Warehouse (WA) | Existing | Food Preparation | Natural Gas | Griddle | MAP | bar: 2015 to 2038
Commercial_Warehouse (WA)_Existing_Food Preparation_Natural Gas_Range_MAP | Commercial | Warehouse (WA) | Existing | Food Preparation | Natural Gas | Range | MAP | bar: 2015 to 2038
Commercial_Warehouse (WA)_Existing_Food Preparation_Natural Gas_Steamer_MAP | Commercial | Warehouse (WA) | Existing | Food Preparation | Natural Gas | Steamer | MAP | bar: 2015 to 2038
Commercial_Warehouse (WA)_Existing_Food Preparation_Natural Gas_Food Prep Other_MAP | Commercial | Warehouse (WA) | Existing | Food Preparation | Natural Gas | Food Prep Other | MAP | bar: 2015 to 2038
Commercial_Warehouse (WA)_Existing_Miscellaneous_Natural Gas_Pool Heater_MAP | Commercial | Warehouse (WA) | Existing | Miscellaneous | Natural Gas | Pool Heater | MAP | bar: 2015 to 2038
Commercial_Warehouse (WA)_Existing_Miscellaneous_Natural Gas_Miscellaneous_MAP | Commercial | Warehouse (WA) | Existing | Miscellaneous | Natural Gas | Miscellaneous | MAP | bar: 2015 to 2038
Commercial_Warehouse (WA)_New_Space Heating_Natural Gas_Furnace_MAP | Commercial | Warehouse (WA) | New | Space Heating | Natural Gas | Furnace | MAP | bar: 2015 to 2038
Commercial_Warehouse (WA)_New_Space Heating_Natural Gas_Boiler_MAP | Commercial | Warehouse (WA) | New | Space Heating | Natural Gas | Boiler | MAP | bar: 2015 to 2038
Commercial_Warehouse (WA)_New_Space Heating_Natural Gas_Unit Heater_MAP | Commercial | Warehouse (WA) | New | Space Heating | Natural Gas | Unit Heater | MAP | bar: 2015 to 2038
Commercial_Warehouse (WA)_New_Water Heating_Natural Gas_Water Heater_MAP | Commercial | Warehouse (WA) | New | Water Heating | Natural Gas | Water Heater | MAP | bar: 2015 to 2038
Commercial_Warehouse (WA)_New_Food Preparation_Natural Gas_Oven_MAP | Commercial | Warehouse (WA) | New | Food Preparation | Natural Gas | Oven | MAP | bar: 2015 to 2038
Commercial_Warehouse (WA)_New_Food Preparation_Natural Gas_Conveyor Oven_MAP | Commercial | Warehouse (WA) | New | Food Preparation | Natural Gas | Conveyor Oven | MAP | bar: 2015 to 2038
Commercial_Warehouse (WA)_New_Food Preparation_Natural Gas_Double Rack Oven_MAP | Commercial | Warehouse (WA) | New | Food Preparation | Natural Gas | Double Rack Oven | MAP | bar: 2015 to 2038
Commercial_Warehouse (WA)_New_Food Preparation_Natural Gas_Fryer_MAP | Commercial | Warehouse (WA) | New | Food Preparation | Natural Gas | Fryer | MAP | bar: 2015 to 2038
Commercial_Warehouse (WA)_New_Food Preparation_Natural Gas_Broiler_MAP | Commercial | Warehouse (WA) | New | Food Preparation | Natural Gas | Broiler | MAP | bar: 2015 to 2038
Commercial_Warehouse (WA)_New_Food Preparation_Natural Gas_Griddle_MAP | Commercial | Warehouse (WA) | New | Food Preparation | Natural Gas | Griddle | MAP | bar: 2015 to 2038
Commercial_Warehouse (WA)_New_Food Preparation_Natural Gas_Range_MAP | Commercial | Warehouse (WA) | New | Food Preparation | Natural Gas | Range | MAP | bar: 2015 to 2038
Commercial_Warehouse (WA)_New_Food Preparation_Natural Gas_Steamer_MAP | Commercial | Warehouse (WA) | New | Food Preparation | Natural Gas | Steamer | MAP | bar: 2015 to 2038
Commercial_Warehouse (WA)_New_Food Preparation_Natural Gas_Food Prep Other_MAP | Commercial | Warehouse (WA) | New | Food Preparation | Natural Gas | Food Prep Other | MAP | bar: 2015 to 2038
Commercial_Warehouse (WA)_New_Miscellaneous_Natural Gas_Pool Heater_MAP | Commercial | Warehouse (WA) | New | Miscellaneous | Natural Gas | Pool Heater | MAP | bar: 2015 to 2038
Commercial_Warehouse (WA)_New_Miscellaneous_Natural Gas_Miscellaneous_MAP | Commercial | Warehouse (WA) | New | Miscellaneous | Natural Gas | Miscellaneous | MAP | bar: 2015 to 2038
Commercial_Miscellaneous (WA)_Existing_Space Heating_Natural Gas_Furnace_MAP | Commercial | Miscellaneous (WA) | Existing | Space Heating | Natural Gas | Furnace | MAP | bar: 2015 to 2038
Commercial_Miscellaneous (WA)_Existing_Space Heating_Natural Gas_Boiler_MAP | Commercial | Miscellaneous (WA) | Existing | Space Heating | Natural Gas | Boiler | MAP | bar: 2015 to 2038
Commercial_Miscellaneous (WA)_Existing_Space Heating_Natural Gas_Unit Heater_MAP | Commercial | Miscellaneous (WA) | Existing | Space Heating | Natural Gas | Unit Heater | MAP | bar: 2015 to 2038
Commercial_Miscellaneous (WA)_Existing_Water Heating_Natural Gas_Water Heater_MAP | Commercial | Miscellaneous (WA) | Existing | Water Heating | Natural Gas | Water Heater | MAP | bar: 2015 to 2038
Commercial_Miscellaneous (WA)_Existing_Food Preparation_Natural Gas_Oven_MAP | Commercial | Miscellaneous (WA) | Existing | Food Preparation | Natural Gas | Oven | MAP | bar: 2015 to 2038
Commercial_Miscellaneous (WA)_Existing_Food Preparation_Natural Gas_Conveyor Oven_MAP | Commercial | Miscellaneous (WA) | Existing | Food Preparation | Natural Gas | Conveyor Oven | MAP | bar: 2015 to 2038
Commercial_Miscellaneous (WA)_Existing_Food Preparation_Natural Gas_Double Rack Oven_MAP | Commercial | Miscellaneous (WA) | Existing | Food Preparation | Natural Gas | Double Rack Oven | MAP | bar: 2015 to 2038
Commercial_Miscellaneous (WA)_Existing_Food Preparation_Natural Gas_Fryer_MAP | Commercial | Miscellaneous (WA) | Existing | Food Preparation | Natural Gas | Fryer | MAP | bar: 2015 to 2038
Commercial_Miscellaneous (WA)_Existing_Food Preparation_Natural Gas_Broiler_MAP | Commercial | Miscellaneous (WA) | Existing | Food Preparation | Natural Gas | Broiler | MAP | bar: 2015 to 2038
Commercial_Miscellaneous (WA)_Existing_Food Preparation_Natural Gas_Griddle_MAP | Commercial | Miscellaneous (WA) | Existing | Food Preparation | Natural Gas | Griddle | MAP | bar: 2015 to 2038
Commercial_Miscellaneous (WA)_Existing_Food Preparation_Natural Gas_Range_MAP | Commercial | Miscellaneous (WA) | Existing | Food Preparation | Natural Gas | Range | MAP | bar: 2015 to 2038
Commercial_Miscellaneous (WA)_Existing_Food Preparation_Natural Gas_Steamer_MAP | Commercial | Miscellaneous (WA) | Existing | Food Preparation | Natural Gas | Steamer | MAP | bar: 2015 to 2038
Commercial_Miscellaneous (WA)_Existing_Food Preparation_Natural Gas_Food Prep Other_MAP | Commercial | Miscellaneous (WA) | Existing | Food Preparation | Natural Gas | Food Prep Other | MAP | bar: 2015 to 2038
Commercial_Miscellaneous (WA)_Existing_Miscellaneous_Natural Gas_Pool Heater_MAP | Commercial | Miscellaneous (WA) | Existing | Miscellaneous | Natural Gas | Pool Heater | MAP | bar: 2015 to 2038
Commercial_Miscellaneous (WA)_Existing_Miscellaneous_Natural Gas_Miscellaneous_MAP | Commercial | Miscellaneous (WA) | Existing | Miscellaneous | Natural Gas | Miscellaneous | MAP | bar: 2015 to 2038
Commercial_Miscellaneous (WA)_New_Space Heating_Natural Gas_Furnace_MAP | Commercial | Miscellaneous (WA) | New | Space Heating | Natural Gas | Furnace | MAP | bar: 2015 to 2038
Commercial_Miscellaneous (WA)_New_Space Heating_Natural Gas_Boiler_MAP | Commercial | Miscellaneous (WA) | New | Space Heating | Natural Gas | Boiler | MAP | bar: 2015 to 2038
Commercial_Miscellaneous (WA)_New_Space Heating_Natural Gas_Unit Heater_MAP | Commercial | Miscellaneous (WA) | New | Space Heating | Natural Gas | Unit Heater | MAP | bar: 2015 to 2038
Commercial_Miscellaneous (WA)_New_Water Heating_Natural Gas_Water Heater_MAP | Commercial | Miscellaneous (WA) | New | Water Heating | Natural Gas | Water Heater | MAP | bar: 2015 to 2038
Commercial_Miscellaneous (WA)_New_Food Preparation_Natural Gas_Oven_MAP | Commercial | Miscellaneous (WA) | New | Food Preparation | Natural Gas | Oven | MAP | bar: 2015 to 2038
Commercial_Miscellaneous (WA)_New_Food Preparation_Natural Gas_Conveyor Oven_MAP | Commercial | Miscellaneous (WA) | New | Food Preparation | Natural Gas | Conveyor Oven | MAP | bar: 2015 to 2038
Commercial_Miscellaneous (WA)_New_Food Preparation_Natural Gas_Double Rack Oven_MAP | Commercial | Miscellaneous (WA) | New | Food Preparation | Natural Gas | Double Rack Oven | MAP | bar: 2015 to 2038
Commercial_Miscellaneous (WA)_New_Food Preparation_Natural Gas_Fryer_MAP | Commercial | Miscellaneous (WA) | New | Food Preparation | Natural Gas | Fryer | MAP | bar: 2015 to 2038
Commercial_Miscellaneous (WA)_New_Food Preparation_Natural Gas_Broiler_MAP | Commercial | Miscellaneous (WA) | New | Food Preparation | Natural Gas | Broiler | MAP | bar: 2015 to 2038
Commercial_Miscellaneous (WA)_New_Food Preparation_Natural Gas_Griddle_MAP | Commercial | Miscellaneous (WA) | New | Food Preparation | Natural Gas | Griddle | MAP | bar: 2015 to 2038
Commercial_Miscellaneous (WA)_New_Food Preparation_Natural Gas_Range_MAP | Commercial | Miscellaneous (WA) | New | Food Preparation | Natural Gas | Range | MAP | bar: 2015 to 2038
Commercial_Miscellaneous (WA)_New_Food Preparation_Natural Gas_Steamer_MAP | Commercial | Miscellaneous (WA) | New | Food Preparation | Natural Gas | Steamer | MAP | bar: 2015 to 2038
Commercial_Miscellaneous (WA)_New_Food Preparation_Natural Gas_Food Prep Other_MAP | Commercial | Miscellaneous (WA) | New | Food Preparation | Natural Gas | Food Prep Other | MAP | bar: 2015 to 2038
Commercial_Miscellaneous (WA)_New_Miscellaneous_Natural Gas_Pool Heater_MAP | Commercial | Miscellaneous (WA) | New | Miscellaneous | Natural Gas | Pool Heater | MAP | bar: 2015 to 2038
Commercial_Miscellaneous (WA)_New_Miscellaneous_Natural Gas_Miscellaneous_MAP | Commercial | Miscellaneous (WA) | New | Miscellaneous | Natural Gas | Miscellaneous | MAP | bar: 2015 to 2038
Commercial_Office (ID)_Existing_Space Heating_Natural Gas_Furnace_MAP | Commercial | Office (ID) | Existing | Space Heating | Natural Gas | Furnace | MAP | bar: 2015 to 2038
Commercial_Office (ID)_Existing_Space Heating_Natural Gas_Boiler_MAP | Commercial | Office (ID) | Existing | Space Heating | Natural Gas | Boiler | MAP | bar: 2015 to 2038
Commercial_Office (ID)_Existing_Space Heating_Natural Gas_Unit Heater_MAP | Commercial | Office (ID) | Existing | Space Heating | Natural Gas | Unit Heater | MAP | bar: 2015 to 2038
Commercial_Office (ID)_Existing_Water Heating_Natural Gas_Water Heater_MAP | Commercial | Office (ID) | Existing | Water Heating | Natural Gas | Water Heater | MAP | bar: 2015 to 2038
Commercial_Office (ID)_Existing_Food Preparation_Natural Gas_Oven_MAP | Commercial | Office (ID) | Existing | Food Preparation | Natural Gas | Oven | MAP | bar: 2015 to 2038
Commercial_Office (ID)_Existing_Food Preparation_Natural Gas_Conveyor Oven_MAP | Commercial | Office (ID) | Existing | Food Preparation | Natural Gas | Conveyor Oven | MAP | bar: 2015 to 2038
Commercial_Office (ID)_Existing_Food Preparation_Natural Gas_Double Rack Oven_MAP | Commercial | Office (ID) | Existing | Food Preparation | Natural Gas | Double Rack Oven | MAP | bar: 2015 to 2038
Commercial_Office (ID)_Existing_Food Preparation_Natural Gas_Fryer_MAP | Commercial | Office (ID) | Existing | Food Preparation | Natural Gas | Fryer | MAP | bar: 2015 to 2038
Commercial_Office (ID)_Existing_Food Preparation_Natural Gas_Broiler_MAP | Commercial | Office (ID) | Existing | Food Preparation | Natural Gas | Broiler | MAP | bar: 2015 to 2038
Commercial_Office (ID)_Existing_Food Preparation_Natural Gas_Griddle_MAP | Commercial | Office (ID) | Existing | Food Preparation | Natural Gas | Griddle | MAP | bar: 2015 to 2038
Commercial_Office (ID)_Existing_Food Preparation_Natural Gas_Range_MAP | Commercial | Office (ID) | Existing | Food Preparation | Natural Gas | Range | MAP | bar: 2015 to 2038
Commercial_Office (ID)_Existing_Food Preparation_Natural Gas_Steamer_MAP | Commercial | Office (ID) | Existing | Food Preparation | Natural Gas | Steamer | MAP | bar: 2015 to 2038
Commercial_Office (ID)_Existing_Food Preparation_Natural Gas_Food Prep Other_MAP | Commercial | Office (ID) | Existing | Food Preparation | Natural Gas | Food Prep Other | MAP | bar: 2015 to 2038
Commercial_Office (ID)_Existing_Miscellaneous_Natural Gas_Pool Heater_MAP | Commercial | Office (ID) | Existing | Miscellaneous | Natural Gas | Pool Heater | MAP | bar: 2015 to 2038
Commercial_Office (ID)_Existing_Miscellaneous_Natural Gas_Miscellaneous_MAP | Commercial | Office (ID) | Existing | Miscellaneous | Natural Gas | Miscellaneous | MAP | bar: 2015 to 2038
Commercial_Office (ID)_New_Space Heating_Natural Gas_Furnace_MAP | Commercial | Office (ID) | New | Space Heating | Natural Gas | Furnace | MAP | bar: 2015 to 2038
Commercial_Office (ID)_New_Space Heating_Natural Gas_Boiler_MAP | Commercial | Office (ID) | New | Space Heating | Natural Gas | Boiler | MAP | bar: 2015 to 2038
Commercial_Office (ID)_New_Space Heating_Natural Gas_Unit Heater_MAP | Commercial | Office (ID) | New | Space Heating | Natural Gas | Unit Heater | MAP | bar: 2015 to 2038
Commercial_Office (ID)_New_Water Heating_Natural Gas_Water Heater_MAP | Commercial | Office (ID) | New | Water Heating | Natural Gas | Water Heater | MAP | bar: 2015 to 2038
Commercial_Office (ID)_New_Food Preparation_Natural Gas_Oven_MAP | Commercial | Office (ID) | New | Food Preparation | Natural Gas | Oven | MAP | bar: 2015 to 2038
Commercial_Office (ID)_New_Food Preparation_Natural Gas_Conveyor Oven_MAP | Commercial | Office (ID) | New | Food Preparation | Natural Gas | Conveyor Oven | MAP | bar: 2015 to 2038
Commercial_Office (ID)_New_Food Preparation_Natural Gas_Double Rack Oven_MAP | Commercial | Office (ID) | New | Food Preparation | Natural Gas | Double Rack Oven | MAP | bar: 2015 to 2038
Commercial_Office (ID)_New_Food Preparation_Natural Gas_Fryer_MAP | Commercial | Office (ID) | New | Food Preparation | Natural Gas | Fryer | MAP | bar: 2015 to 2038
Commercial_Office (ID)_New_Food Preparation_Natural Gas_Broiler_MAP | Commercial | Office (ID) | New | Food Preparation | Natural Gas | Broiler | MAP | bar: 2015 to 2038
Commercial_Office (ID)_New_Food Preparation_Natural Gas_Griddle_MAP | Commercial | Office (ID) | New | Food Preparation | Natural Gas | Griddle | MAP | bar: 2015 to 2038
Commercial_Office (ID)_New_Food Preparation_Natural Gas_Range_MAP | Commercial | Office (ID) | New | Food Preparation | Natural Gas | Range | MAP | bar: 2015 to 2038
Commercial_Office (ID)_New_Food Preparation_Natural Gas_Steamer_MAP | Commercial | Office (ID) | New | Food Preparation | Natural Gas | Steamer | MAP | bar: 2015 to 2038
Commercial_Office (ID)_New_Food Preparation_Natural Gas_Food Prep Other_MAP | Commercial | Office (ID) | New | Food Preparation | Natural Gas | Food Prep Other | MAP | bar: 2015 to 2038
Commercial_Office (ID)_New_Miscellaneous_Natural Gas_Pool Heater_MAP | Commercial | Office (ID) | New | Miscellaneous | Natural Gas | Pool Heater | MAP | bar: 2015 to 2038
Commercial_Office (ID)_New_Miscellaneous_Natural Gas_Miscellaneous_MAP | Commercial | Office (ID) | New | Miscellaneous | Natural Gas | Miscellaneous | MAP | bar: 2015 to 2038
Commercial_Restaurant (ID)_Existing_Space Heating_Natural Gas_Furnace_MAP | Commercial | Restaurant (ID) | Existing | Space Heating | Natural Gas | Furnace | MAP | bar: 2015 to 2038
Commercial_Restaurant (ID)_Existing_Space Heating_Natural Gas_Boiler_MAP | Commercial | Restaurant (ID) | Existing | Space Heating | Natural Gas | Boiler | MAP | bar: 2015 to 2038
Commercial_Restaurant (ID)_Existing_Space Heating_Natural Gas_Unit Heater_MAP | Commercial | Restaurant (ID) | Existing | Space Heating | Natural Gas | Unit Heater | MAP | bar: 2015 to 2038
Commercial_Restaurant (ID)_Existing_Water Heating_Natural Gas_Water Heater_MAP | Commercial | Restaurant (ID) | Existing | Water Heating | Natural Gas | Water Heater | MAP | bar: 2015 to 2038
Commercial_Restaurant (ID)_Existing_Food Preparation_Natural Gas_Oven_MAP | Commercial | Restaurant (ID) | Existing | Food Preparation | Natural Gas | Oven | MAP | bar: 2015 to 2038
Commercial_Restaurant (ID)_Existing_Food Preparation_Natural Gas_Conveyor Oven_MAP | Commercial | Restaurant (ID) | Existing | Food Preparation | Natural Gas | Conveyor Oven | MAP | bar: 2015 to 2038
Commercial_Restaurant (ID)_Existing_Food Preparation_Natural Gas_Double Rack Oven_MAP | Commercial | Restaurant (ID) | Existing | Food Preparation | Natural Gas | Double Rack Oven | MAP | bar: 2015 to 2038
Commercial_Restaurant (ID)_Existing_Food Preparation_Natural Gas_Fryer_MAP | Commercial | Restaurant (ID) | Existing | Food Preparation | Natural Gas | Fryer | MAP | bar: 2015 to 2038
Commercial_Restaurant (ID)_Existing_Food Preparation_Natural Gas_Broiler_MAP | Commercial | Restaurant (ID) | Existing | Food Preparation | Natural Gas | Broiler | MAP | bar: 2015 to 2038
Commercial_Restaurant (ID)_Existing_Food Preparation_Natural Gas_Griddle_MAP | Commercial | Restaurant (ID) | Existing | Food Preparation | Natural Gas | Griddle | MAP | bar: 2015 to 2038
Commercial_Restaurant (ID)_Existing_Food Preparation_Natural Gas_Range_MAP | Commercial | Restaurant (ID) | Existing | Food Preparation | Natural Gas | Range | MAP | bar: 2015 to 2038
Commercial_Restaurant (ID)_Existing_Food Preparation_Natural Gas_Steamer_MAP | Commercial | Restaurant (ID) | Existing | Food Preparation | Natural Gas | Steamer | MAP | bar: 2015 to 2038
Commercial_Restaurant (ID)_Existing_Food Preparation_Natural Gas_Food Prep Other_MAP | Commercial | Restaurant (ID) | Existing | Food Preparation | Natural Gas | Food Prep Other | MAP | bar: 2015 to 2038
Commercial_Restaurant (ID)_Existing_Miscellaneous_Natural Gas_Pool Heater_MAP | Commercial | Restaurant (ID) | Existing | Miscellaneous | Natural Gas | Pool Heater | MAP | bar: 2015 to 2038
Commercial_Restaurant (ID)_Existing_Miscellaneous_Natural Gas_Miscellaneous_MAP | Commercial | Restaurant (ID) | Existing | Miscellaneous | Natural Gas | Miscellaneous | MAP | bar: 2015 to 2038
Commercial_Restaurant (ID)_New_Space Heating_Natural Gas_Furnace_MAP | Commercial | Restaurant (ID) | New | Space Heating | Natural Gas | Furnace | MAP | bar: 2015 to 2038
Commercial_Restaurant (ID)_New_Space Heating_Natural Gas_Boiler_MAP | Commercial | Restaurant (ID) | New | Space Heating | Natural Gas | Boiler | MAP | bar: 2015 to 2038
Commercial_Restaurant (ID)_New_Space Heating_Natural Gas_Unit Heater_MAP | Commercial | Restaurant (ID) | New | Space Heating | Natural Gas | Unit Heater | MAP | bar: 2015 to 2038
Commercial_Restaurant (ID)_New_Water Heating_Natural Gas_Water Heater_MAP | Commercial | Restaurant (ID) | New | Water Heating | Natural Gas | Water Heater | MAP | bar: 2015 to 2038
Commercial_Restaurant (ID)_New_Food Preparation_Natural Gas_Oven_MAP | Commercial | Restaurant (ID) | New | Food Preparation | Natural Gas | Oven | MAP | bar: 2015 to 2038
Commercial_Restaurant (ID)_New_Food Preparation_Natural Gas_Conveyor Oven_MAP | Commercial | Restaurant (ID) | New | Food Preparation | Natural Gas | Conveyor Oven | MAP | bar: 2015 to 2038
Commercial_Restaurant (ID)_New_Food Preparation_Natural Gas_Double Rack Oven_MAP | Commercial | Restaurant (ID) | New | Food Preparation | Natural Gas | Double Rack Oven | MAP | bar: 2015 to 2038
Commercial_Restaurant (ID)_New_Food Preparation_Natural Gas_Fryer_MAP | Commercial | Restaurant (ID) | New | Food Preparation | Natural Gas | Fryer | MAP | bar: 2015 to 2038
Commercial_Restaurant (ID)_New_Food Preparation_Natural Gas_Broiler_MAP | Commercial | Restaurant (ID) | New | Food Preparation | Natural Gas | Broiler | MAP | bar: 2015 to 2038
Commercial_Restaurant (ID)_New_Food Preparation_Natural Gas_Griddle_MAP | Commercial | Restaurant (ID) | New | Food Preparation | Natural Gas | Griddle | MAP | bar: 2015 to 2038
Commercial_Restaurant (ID)_New_Food Preparation_Natural Gas_Range_MAP | Commercial | Restaurant (ID) | New | Food Preparation | Natural Gas | Range | MAP | bar: 2015 to 2038
Commercial_Restaurant (ID)_New_Food Preparation_Natural Gas_Steamer_MAP | Commercial | Restaurant (ID) | New | Food Preparation | Natural Gas | Steamer | MAP | bar: 2015 to 2038
Commercial_Restaurant (ID)_New_Food Preparation_Natural Gas_Food Prep Other_MAP | Commercial | Restaurant (ID) | New | Food Preparation | Natural Gas | Food Prep Other | MAP | bar: 2015 to 2038
Commercial_Restaurant (ID)_New_Miscellaneous_Natural Gas_Pool Heater_MAP | Commercial | Restaurant (ID) | New | Miscellaneous | Natural Gas | Pool Heater | MAP | bar: 2015 to 2038
Commercial_Restaurant (ID)_New_Miscellaneous_Natural Gas_Miscellaneous_MAP | Commercial | Restaurant (ID) | New | Miscellaneous | Natural Gas | Miscellaneous | MAP | bar: 2015 to 2038
Commercial_Retail (ID)_Existing_Space Heating_Natural Gas_Furnace_MAP | Commercial | Retail (ID) | Existing | Space Heating | Natural Gas | Furnace | MAP | bar: 2015 to 2038
Commercial_Retail (ID)_Existing_Space Heating_Natural Gas_Boiler_MAP | Commercial | Retail (ID) | Existing | Space Heating | Natural Gas | Boiler | MAP | bar: 2015 to 2038
Commercial_Retail (ID)_Existing_Space Heating_Natural Gas_Unit Heater_MAP | Commercial | Retail (ID) | Existing | Space Heating | Natural Gas | Unit Heater | MAP | bar: 2015 to 2038
Commercial_Retail (ID)_Existing_Water Heating_Natural Gas_Water Heater_MAP | Commercial | Retail (ID) | Existing | Water Heating | Natural Gas | Water Heater | MAP | bar: 2015 to 2038
Commercial_Retail (ID)_Existing_Food Preparation_Natural Gas_Oven_MAP | Commercial | Retail (ID) | Existing | Food Preparation | Natural Gas | Oven | MAP | bar: 2015 to 2038
Commercial_Retail (ID)_Existing_Food Preparation_Natural Gas_Conveyor Oven_MAP | Commercial | Retail (ID) | Existing | Food Preparation | Natural Gas | Conveyor Oven | MAP | bar: 2015 to 2038
Commercial_Retail (ID)_Existing_Food Preparation_Natural Gas_Double Rack Oven_MAP | Commercial | Retail (ID) | Existing | Food Preparation | Natural Gas | Double Rack Oven | MAP | bar: 2015 to 2038
Commercial_Retail (ID)_Existing_Food Preparation_Natural Gas_Fryer_MAP | Commercial | Retail (ID) | Existing | Food Preparation | Natural Gas | Fryer | MAP | bar: 2015 to 2038
Commercial_Retail (ID)_Existing_Food Preparation_Natural Gas_Broiler_MAP | Commercial | Retail (ID) | Existing | Food Preparation | Natural Gas | Broiler | MAP | bar: 2015 to 2038
Commercial_Retail (ID)_Existing_Food Preparation_Natural Gas_Griddle_MAP | Commercial | Retail (ID) | Existing | Food Preparation | Natural Gas | Griddle | MAP | bar: 2015 to 2038
Commercial_Retail (ID)_Existing_Food Preparation_Natural Gas_Range_MAP | Commercial | Retail (ID) | Existing | Food Preparation | Natural Gas | Range | MAP | bar: 2015 to 2038
Commercial_Retail (ID)_Existing_Food Preparation_Natural Gas_Steamer_MAP | Commercial | Retail (ID) | Existing | Food Preparation | Natural Gas | Steamer | MAP | bar: 2015 to 2038
Commercial_Retail (ID)_Existing_Food Preparation_Natural Gas_Food Prep Other_MAP | Commercial | Retail (ID) | Existing | Food Preparation | Natural Gas | Food Prep Other | MAP | bar: 2015 to 2038
Commercial_Retail (ID)_Existing_Miscellaneous_Natural Gas_Pool Heater_MAP | Commercial | Retail (ID) | Existing | Miscellaneous | Natural Gas | Pool Heater | MAP | bar: 2015 to 2038
Commercial_Retail (ID)_Existing_Miscellaneous_Natural Gas_Miscellaneous_MAP | Commercial | Retail (ID) | Existing | Miscellaneous | Natural Gas | Miscellaneous | MAP | bar: 2015 to 2038
Commercial_Retail (ID)_New_Space Heating_Natural Gas_Furnace_MAP | Commercial | Retail (ID) | New | Space Heating | Natural Gas | Furnace | MAP | bar: 2015 to 2038
Commercial_Retail (ID)_New_Space Heating_Natural Gas_Boiler_MAP | Commercial | Retail (ID) | New | Space Heating | Natural Gas | Boiler | MAP | bar: 2015 to 2038
Commercial_Retail (ID)_New_Space Heating_Natural Gas_Unit Heater_MAP | Commercial | Retail (ID) | New | Space Heating | Natural Gas | Unit Heater | MAP | bar: 2015 to 2038
Commercial_Retail (ID)_New_Water Heating_Natural Gas_Water Heater_MAP | Commercial | Retail (ID) | New | Water Heating | Natural Gas | Water Heater | MAP | bar: 2015 to 2038
Commercial_Retail (ID)_New_Food Preparation_Natural Gas_Oven_MAP | Commercial | Retail (ID) | New | Food Preparation | Natural Gas | Oven | MAP | bar: 2015 to 2038
Commercial_Retail (ID)_New_Food Preparation_Natural Gas_Conveyor Oven_MAP | Commercial | Retail (ID) | New | Food Preparation | Natural Gas | Conveyor Oven | MAP | bar: 2015 to 2038
Commercial_Retail (ID)_New_Food Preparation_Natural Gas_Double Rack Oven_MAP | Commercial | Retail (ID) | New | Food Preparation | Natural Gas | Double Rack Oven | MAP | bar: 2015 to 2038
Commercial_Retail (ID)_New_Food Preparation_Natural Gas_Fryer_MAP | Commercial | Retail (ID) | New | Food Preparation | Natural Gas | Fryer | MAP | bar: 2015 to 2038
Commercial_Retail (ID)_New_Food Preparation_Natural Gas_Broiler_MAP | Commercial | Retail (ID) | New | Food Preparation | Natural Gas | Broiler | MAP | bar: 2015 to 2038
Commercial_Retail (ID)_New_Food Preparation_Natural Gas_Griddle_MAP | Commercial | Retail (ID) | New | Food Preparation | Natural Gas | Griddle | MAP | bar: 2015 to 2038
Commercial_Retail (ID)_New_Food Preparation_Natural Gas_Range_MAP | Commercial | Retail (ID) | New | Food Preparation | Natural Gas | Range | MAP | bar: 2015 to 2038
Commercial_Retail (ID)_New_Food Preparation_Natural Gas_Steamer_MAP | Commercial | Retail (ID) | New | Food Preparation | Natural Gas | Steamer | MAP | bar: 2015 to 2038
Commercial_Retail (ID)_New_Food Preparation_Natural Gas_Food Prep Other_MAP | Commercial | Retail (ID) | New | Food Preparation | Natural Gas | Food Prep Other | MAP | bar: 2015 to 2038
Commercial_Retail (ID)_New_Miscellaneous_Natural Gas_Pool Heater_MAP | Commercial | Retail (ID) | New | Miscellaneous | Natural Gas | Pool Heater | MAP | bar: 2015 to 2038
Commercial_Retail (ID)_New_Miscellaneous_Natural Gas_Miscellaneous_MAP | Commercial | Retail (ID) | New | Miscellaneous | Natural Gas | Miscellaneous | MAP | bar: 2015 to 2038
Commercial_Grocery (ID)_Existing_Space Heating_Natural Gas_Furnace_MAP | Commercial | Grocery (ID) | Existing | Space Heating | Natural Gas | Furnace | MAP | bar: 2015 to 2038
Commercial_Grocery (ID)_Existing_Space Heating_Natural Gas_Boiler_MAP | Commercial | Grocery (ID) | Existing | Space Heating | Natural Gas | Boiler | MAP | bar: 2015 to 2038
Commercial_Grocery (ID)_Existing_Space Heating_Natural Gas_Unit Heater_MAP | Commercial | Grocery (ID) | Existing | Space Heating | Natural Gas | Unit Heater | MAP | bar: 2015 to 2038
Commercial_Grocery (ID)_Existing_Water Heating_Natural Gas_Water Heater_MAP | Commercial | Grocery (ID) | Existing | Water Heating | Natural Gas | Water Heater | MAP | bar: 2015 to 2038
Commercial_Grocery (ID)_Existing_Food Preparation_Natural Gas_Oven_MAP | Commercial | Grocery (ID) | Existing | Food Preparation | Natural Gas | Oven | MAP | bar: 2015 to 2038
Commercial_Grocery (ID)_Existing_Food Preparation_Natural Gas_Conveyor Oven_MAP | Commercial | Grocery (ID) | Existing | Food Preparation | Natural Gas | Conveyor Oven | MAP | bar: 2015 to 2038
Commercial_Grocery (ID)_Existing_Food Preparation_Natural Gas_Double Rack Oven_MAP | Commercial | Grocery (ID) | Existing | Food Preparation | Natural Gas | Double Rack Oven | MAP | bar: 2015 to 2038
Commercial_Grocery (ID)_Existing_Food Preparation_Natural Gas_Fryer_MAP | Commercial | Grocery (ID) | Existing | Food Preparation | Natural Gas | Fryer | MAP | bar: 2015 to 2038
Commercial_Grocery (ID)_Existing_Food Preparation_Natural Gas_Broiler_MAP | Commercial | Grocery (ID) | Existing | Food Preparation | Natural Gas | Broiler | MAP | bar: 2015 to 2038
Commercial_Grocery (ID)_Existing_Food Preparation_Natural Gas_Griddle_MAP | Commercial | Grocery (ID) | Existing | Food Preparation | Natural Gas | Griddle | MAP | bar: 2015 to 2038
Commercial_Grocery (ID)_Existing_Food Preparation_Natural Gas_Range_MAP | Commercial | Grocery (ID) | Existing | Food Preparation | Natural Gas | Range | MAP | bar: 2015 to 2038
Commercial_Grocery (ID)_Existing_Food Preparation_Natural Gas_Steamer_MAP | Commercial | Grocery (ID) | Existing | Food Preparation | Natural Gas | Steamer | MAP | bar: 2015 to 2038
Commercial_Grocery (ID)_Existing_Food Preparation_Natural Gas_Food Prep Other_MAP | Commercial | Grocery (ID) | Existing | Food Preparation | Natural Gas | Food Prep Other | MAP | bar: 2015 to 2038
Commercial_Grocery (ID)_Existing_Miscellaneous_Natural Gas_Pool Heater_MAP | Commercial | Grocery (ID) | Existing | Miscellaneous | Natural Gas | Pool Heater | MAP | bar: 2015 to 2038
Commercial_Grocery (ID)_Existing_Miscellaneous_Natural Gas_Miscellaneous_MAP | Commercial | Grocery (ID) | Existing | Miscellaneous | Natural Gas | Miscellaneous | MAP | bar: 2015 to 2038
Commercial_Grocery (ID)_New_Space Heating_Natural Gas_Furnace_MAP | Commercial | Grocery (ID) | New | Space Heating | Natural Gas | Furnace | MAP | bar: 2015 to 2038
Commercial_Grocery (ID)_New_Space Heating_Natural Gas_Boiler_MAP | Commercial | Grocery (ID) | New | Space Heating | Natural Gas | Boiler | MAP | bar: 2015 to 2038
Commercial_Grocery (ID)_New_Space Heating_Natural Gas_Unit Heater_MAP | Commercial | Grocery (ID) | New | Space Heating | Natural Gas | Unit Heater | MAP | bar: 2015 to 2038
Commercial_Grocery (ID)_New_Water Heating_Natural Gas_Water Heater_MAP | Commercial | Grocery (ID) | New | Water Heating | Natural Gas | Water Heater | MAP | bar: 2015 to 2038
Commercial_Grocery (ID)_New_Food Preparation_Natural Gas_Oven_MAP | Commercial | Grocery (ID) | New | Food Preparation | Natural Gas | Oven | MAP | bar: 2015 to 2038
Commercial_Grocery (ID)_New_Food Preparation_Natural Gas_Conveyor Oven_MAP | Commercial | Grocery (ID) | New | Food Preparation | Natural Gas | Conveyor Oven | MAP | bar: 2015 to 2038
Commercial_Grocery (ID)_New_Food Preparation_Natural Gas_Double Rack Oven_MAP | Commercial | Grocery (ID) | New | Food Preparation | Natural Gas | Double Rack Oven | MAP | bar: 2015 to 2038
Commercial_Grocery (ID)_New_Food Preparation_Natural Gas_Fryer_MAP | Commercial | Grocery (ID) | New | Food Preparation | Natural Gas | Fryer | MAP | bar: 2015 to 2038
Commercial_Grocery (ID)_New_Food Preparation_Natural Gas_Broiler_MAP | Commercial | Grocery (ID) | New | Food Preparation | Natural Gas | Broiler | MAP | bar: 2015 to 2038
Commercial_Grocery (ID)_New_Food Preparation_Natural Gas_Griddle_MAP | Commercial | Grocery (ID) | New | Food Preparation | Natural Gas | Griddle | MAP | bar: 2015 to 2038
Commercial_Grocery (ID)_New_Food Preparation_Natural Gas_Range_MAP | Commercial | Grocery (ID) | New | Food Preparation | Natural Gas | Range | MAP | bar: 2015 to 2038
Commercial_Grocery (ID)_New_Food Preparation_Natural Gas_Steamer_MAP | Commercial | Grocery (ID) | New | Food Preparation | Natural Gas | Steamer | MAP | bar: 2015 to 2038
Commercial_Grocery (ID)_New_Food Preparation_Natural Gas_Food Prep Other_MAP | Commercial | Grocery (ID) | New | Food Preparation | Natural Gas | Food Prep Other | MAP | bar: 2015 to 2038
Commercial_Grocery (ID)_New_Miscellaneous_Natural Gas_Pool Heater_MAP | Commercial | Grocery (ID) | New | Miscellaneous | Natural Gas | Pool Heater | MAP | bar: 2015 to 2038
Commercial_Grocery (ID)_New_Miscellaneous_Natural Gas_Miscellaneous_MAP | Commercial | Grocery (ID) | New | Miscellaneous | Natural Gas | Miscellaneous | MAP | bar: 2015 to 2038
Commercial_School (ID)_Existing_Space Heating_Natural Gas_Furnace_MAP | Commercial | School (ID) | Existing | Space Heating | Natural Gas | Furnace | MAP | bar: 2015 to 2038
Commercial_School (ID)_Existing_Space Heating_Natural Gas_Boiler_MAP | Commercial | School (ID) | Existing | Space Heating | Natural Gas | Boiler | MAP | bar: 2015 to 2038
Commercial_School (ID)_Existing_Space Heating_Natural Gas_Unit Heater_MAP | Commercial | School (ID) | Existing | Space Heating | Natural Gas | Unit Heater | MAP | bar: 2015 to 2038
Commercial_School (ID)_Existing_Water Heating_Natural Gas_Water Heater_MAP | Commercial | School (ID) | Existing | Water Heating | Natural Gas | Water Heater | MAP | bar: 2015 to 2038
Commercial_School (ID)_Existing_Food Preparation_Natural Gas_Oven_MAP | Commercial | School (ID) | Existing | Food Preparation | Natural Gas | Oven | MAP | bar: 2015 to 2038
Commercial_School (ID)_Existing_Food Preparation_Natural Gas_Conveyor Oven_MAP | Commercial | School (ID) | Existing | Food Preparation | Natural Gas | Conveyor Oven | MAP | bar: 2015 to 2038
Commercial_School (ID)_Existing_Food Preparation_Natural Gas_Double Rack Oven_MAP | Commercial | School (ID) | Existing | Food Preparation | Natural Gas | Double Rack Oven | MAP | bar: 2015 to 2038
Commercial_School (ID)_Existing_Food Preparation_Natural Gas_Fryer_MAP | Commercial | School (ID) | Existing | Food Preparation | Natural Gas | Fryer | MAP | bar: 2015 to 2038
Commercial_School (ID)_Existing_Food Preparation_Natural Gas_Broiler_MAP | Commercial | School (ID) | Existing | Food Preparation | Natural Gas | Broiler | MAP | bar: 2015 to 2038
Commercial_School (ID)_Existing_Food Preparation_Natural Gas_Griddle_MAP | Commercial | School (ID) | Existing | Food Preparation | Natural Gas | Griddle | MAP | bar: 2015 to 2038
Commercial_School (ID)_Existing_Food Preparation_Natural Gas_Range_MAP | Commercial | School (ID) | Existing | Food Preparation | Natural Gas | Range | MAP | bar: 2015 to 2038
Commercial_School (ID)_Existing_Food Preparation_Natural Gas_Steamer_MAP | Commercial | School (ID) | Existing | Food Preparation | Natural Gas | Steamer | MAP | bar: 2015 to 2038
Commercial_School (ID)_Existing_Food Preparation_Natural Gas_Food Prep Other_MAP | Commercial | School (ID) | Existing | Food Preparation | Natural Gas | Food Prep Other | MAP | bar: 2015 to 2038
Commercial_School (ID)_Existing_Miscellaneous_Natural Gas_Pool Heater_MAP | Commercial | School (ID) | Existing | Miscellaneous | Natural Gas | Pool Heater | MAP | bar: 2015 to 2038
Commercial_School (ID)_Existing_Miscellaneous_Natural Gas_Miscellaneous_MAP | Commercial | School (ID) | Existing | Miscellaneous | Natural Gas | Miscellaneous | MAP | bar: 2015 to 2038
Commercial_School (ID)_New_Space Heating_Natural Gas_Furnace_MAP | Commercial | School (ID) | New | Space Heating | Natural Gas | Furnace | MAP | bar: 2015 to 2038
Commercial_School (ID)_New_Space Heating_Natural Gas_Boiler_MAP | Commercial | School (ID) | New | Space Heating | Natural Gas | Boiler | MAP | bar: 2015 to 2038
Commercial_School (ID)_New_Space Heating_Natural Gas_Unit Heater_MAP | Commercial | School (ID) | New | Space Heating | Natural Gas | Unit Heater | MAP | bar: 2015 to 2038
Commercial_School (ID)_New_Water Heating_Natural Gas_Water Heater_MAP | Commercial | School (ID) | New | Water Heating | Natural Gas | Water Heater | MAP | bar: 2015 to 2038
Commercial_School (ID)_New_Food Preparation_Natural Gas_Oven_MAP | Commercial | School (ID) | New | Food Preparation | Natural Gas | Oven | MAP | bar: 2015 to 2038
Commercial_School (ID)_New_Food Preparation_Natural Gas_Conveyor Oven_MAP | Commercial | School (ID) | New | Food Preparation | Natural Gas | Conveyor Oven | MAP | bar: 2015 to 2038
Commercial_School (ID)_New_Food Preparation_Natural Gas_Double Rack Oven_MAP | Commercial | School (ID) | New | Food Preparation | Natural Gas | Double Rack Oven | MAP | bar: 2015 to 2038
Commercial_School (ID)_New_Food Preparation_Natural Gas_Fryer_MAP | Commercial | School (ID) | New | Food Preparation | Natural Gas | Fryer | MAP | bar: 2015 to 2038
Commercial_School (ID)_New_Food Preparation_Natural Gas_Broiler_MAP | Commercial | School (ID) | New | Food Preparation | Natural Gas | Broiler | MAP | bar: 2015 to 2038
Commercial_School (ID)_New_Food Preparation_Natural Gas_Griddle_MAP | Commercial | School (ID) | New | Food Preparation | Natural Gas | Griddle | MAP | bar: 2015 to 2038
Commercial_School (ID)_New_Food Preparation_Natural Gas_Range_MAP | Commercial | School (ID) | New | Food Preparation | Natural Gas | Range | MAP | bar: 2015 to 2038
Commercial_School (ID)_New_Food Preparation_Natural Gas_Steamer_MAP | Commercial | School (ID) | New | Food Preparation | Natural Gas | Steamer | MAP | bar: 2015 to 2038
Commercial_School (ID)_New_Food Preparation_Natural Gas_Food Prep Other_MAP | Commercial | School (ID) | New | Food Preparation | Natural Gas | Food Prep Other | MAP | bar: 2015 to 2038
Commercial_School (ID)_New_Miscellaneous_Natural Gas_Pool Heater_MAP | Commercial | School (ID) | New | Miscellaneous | Natural Gas | Pool Heater | MAP | bar: 2015 to 2038
Commercial_School (ID)_New_Miscellaneous_Natural Gas_Miscellaneous_MAP | Commercial | School (ID) | New | Miscellaneous | Natural Gas | Miscellaneous | MAP | bar: 2015 to 2038
Commercial_College (ID)_Existing_Space Heating_Natural Gas_Furnace_MAP | Commercial | College (ID) | Existing | Space Heating | Natural Gas | Furnace | MAP | bar: 2015 to 2038
Commercial_College (ID)_Existing_Space Heating_Natural Gas_Boiler_MAP | Commercial | College (ID) | Existing | Space Heating | Natural Gas | Boiler | MAP | bar: 2015 to 2038
Commercial_College (ID)_Existing_Space Heating_Natural Gas_Unit Heater_MAP | Commercial | College (ID) | Existing | Space Heating | Natural Gas | Unit Heater | MAP | bar: 2015 to 2038
Commercial_College (ID)_Existing_Water Heating_Natural Gas_Water Heater_MAP | Commercial | College (ID) | Existing | Water Heating | Natural Gas | Water Heater | MAP | bar: 2015 to 2038
Commercial_College (ID)_Existing_Food Preparation_Natural Gas_Oven_MAP | Commercial | College (ID) | Existing | Food Preparation | Natural Gas | Oven | MAP | bar: 2015 to 2038
Commercial_College (ID)_Existing_Food Preparation_Natural Gas_Conveyor Oven_MAP | Commercial | College (ID) | Existing | Food Preparation | Natural Gas | Conveyor Oven | MAP | bar: 2015 to 2038
Commercial_College (ID)_Existing_Food Preparation_Natural Gas_Double Rack Oven_MAP | Commercial | College (ID) | Existing | Food Preparation | Natural Gas | Double Rack Oven | MAP | bar: 2015 to 2038
Commercial_College (ID)_Existing_Food Preparation_Natural Gas_Fryer_MAP | Commercial | College (ID) | Existing | Food Preparation | Natural Gas | Fryer | MAP | bar: 2015 to 2038
Commercial_College (ID)_Existing_Food Preparation_Natural Gas_Broiler_MAP | Commercial | College (ID) | Existing | Food Preparation | Natural Gas | Broiler | MAP | bar: 2015 to 2038
Commercial_College (ID)_Existing_Food Preparation_Natural Gas_Griddle_MAP | Commercial | College (ID) | Existing | Food Preparation | Natural Gas | Griddle | MAP | bar: 2015 to 2038
Commercial_College (ID)_Existing_Food Preparation_Natural Gas_Range_MAP | Commercial | College (ID) | Existing | Food Preparation | Natural Gas | Range | MAP | bar: 2015 to 2038
Commercial_College (ID)_Existing_Food Preparation_Natural Gas_Steamer_MAP | Commercial | College (ID) | Existing | Food Preparation | Natural Gas | Steamer | MAP | bar: 2015 to 2038
Commercial_College (ID)_Existing_Food Preparation_Natural Gas_Food Prep Other_MAP | Commercial | College (ID) | Existing | Food Preparation | Natural Gas | Food Prep Other | MAP | bar: 2015 to 2038
Commercial_College (ID)_Existing_Miscellaneous_Natural Gas_Pool Heater_MAP | Commercial | College (ID) | Existing | Miscellaneous | Natural Gas | Pool Heater | MAP | bar: 2015 to 2038
Commercial_College (ID)_Existing_Miscellaneous_Natural Gas_Miscellaneous_MAP | Commercial | College (ID) | Existing | Miscellaneous | Natural Gas | Miscellaneous | MAP | bar: 2015 to 2038
Commercial_College (ID)_New_Space Heating_Natural Gas_Furnace_MAP | Commercial | College (ID) | New | Space Heating | Natural Gas | Furnace | MAP | bar: 2015 to 2038
Commercial_College (ID)_New_Space Heating_Natural Gas_Boiler_MAP | Commercial | College (ID) | New | Space Heating | Natural Gas | Boiler | MAP | bar: 2015 to 2038
Commercial_College (ID)_New_Space Heating_Natural Gas_Unit Heater_MAP | Commercial | College (ID) | New | Space Heating | Natural Gas | Unit Heater | MAP | bar: 2015 to 2038
Commercial_College (ID)_New_Water Heating_Natural Gas_Water Heater_MAP | Commercial | College (ID) | New | Water Heating | Natural Gas | Water Heater | MAP | bar: 2015 to 2038
Commercial_College (ID)_New_Food Preparation_Natural Gas_Oven_MAP | Commercial | College (ID) | New | Food Preparation | Natural Gas | Oven | MAP | bar: 2015 to 2038
Commercial_College (ID)_New_Food Preparation_Natural Gas_Conveyor Oven_MAP | Commercial | College (ID) | New | Food Preparation | Natural Gas | Conveyor Oven | MAP | bar: 2015 to 2038
Commercial_College (ID)_New_Food Preparation_Natural Gas_Double Rack Oven_MAP | Commercial | College (ID) | New | Food Preparation | Natural Gas | Double Rack Oven | MAP | bar: 2015 to 2038
Commercial_College (ID)_New_Food Preparation_Natural Gas_Fryer_MAP | Commercial | College (ID) | New | Food Preparation | Natural Gas | Fryer | MAP | bar: 2015 to 2038
Commercial_College (ID)_New_Food Preparation_Natural Gas_Broiler_MAP | Commercial | College (ID) | New | Food Preparation | Natural Gas | Broiler | MAP | bar: 2015 to 2038
Commercial_College (ID)_New_Food Preparation_Natural Gas_Griddle_MAP | Commercial | College (ID) | New | Food Preparation | Natural Gas | Griddle | MAP | bar: 2015 to 2038
Commercial_College (ID)_New_Food Preparation_Natural Gas_Range_MAP | Commercial | College (ID) | New | Food Preparation | Natural Gas | Range | MAP | bar: 2015 to 2038
Commercial_College (ID)_New_Food Preparation_Natural Gas_Steamer_MAP | Commercial | College (ID) | New | Food Preparation | Natural Gas | Steamer | MAP | bar: 2015 to 2038
Commercial_College (ID)_New_Food Preparation_Natural Gas_Food Prep Other_MAP | Commercial | College (ID) | New | Food Preparation | Natural Gas | Food Prep Other | MAP | bar: 2015 to 2038
Commercial_College (ID)_New_Miscellaneous_Natural Gas_Pool Heater_MAP | Commercial | College (ID) | New | Miscellaneous | Natural Gas | Pool Heater | MAP | bar: 2015 to 2038
Commercial_College (ID)_New_Miscellaneous_Natural Gas_Miscellaneous_MAP | Commercial | College (ID) | New | Miscellaneous | Natural Gas | Miscellaneous | MAP | bar: 2015 to 2038
Commercial_Health (ID)_Existing_Space Heating_Natural Gas_Furnace_MAP | Commercial | Health (ID) | Existing | Space Heating | Natural Gas | Furnace | MAP | bar: 2015 to 2038
Commercial_Health (ID)_Existing_Space Heating_Natural Gas_Boiler_MAP | Commercial | Health (ID) | Existing | Space Heating | Natural Gas | Boiler | MAP | bar: 2015 to 2038
Commercial_Health (ID)_Existing_Space Heating_Natural Gas_Unit Heater_MAP | Commercial | Health (ID) | Existing | Space Heating | Natural Gas | Unit Heater | MAP | bar: 2015 to 2038
Commercial_Health (ID)_Existing_Water Heating_Natural Gas_Water Heater_MAP | Commercial | Health (ID) | Existing | Water Heating | Natural Gas | Water Heater | MAP | bar: 2015 to 2038
Commercial_Health (ID)_Existing_Food Preparation_Natural Gas_Oven_MAP | Commercial | Health (ID) | Existing | Food Preparation | Natural Gas | Oven | MAP | bar: 2015 to 2038
Commercial_Health (ID)_Existing_Food Preparation_Natural Gas_Conveyor Oven_MAP | Commercial | Health (ID) | Existing | Food Preparation | Natural Gas | Conveyor Oven | MAP | bar: 2015 to 2038
Commercial_Health (ID)_Existing_Food Preparation_Natural Gas_Double Rack Oven_MAP | Commercial | Health (ID) | Existing | Food Preparation | Natural Gas | Double Rack Oven | MAP | bar: 2015 to 2038
Commercial_Health (ID)_Existing_Food Preparation_Natural Gas_Fryer_MAP | Commercial | Health (ID) | Existing | Food Preparation | Natural Gas | Fryer | MAP | bar: 2015 to 2038
Commercial_Health (ID)_Existing_Food Preparation_Natural Gas_Broiler_MAP | Commercial | Health (ID) | Existing | Food Preparation | Natural Gas | Broiler | MAP | bar: 2015 to 2038
Commercial_Health (ID)_Existing_Food Preparation_Natural Gas_Griddle_MAP | Commercial | Health (ID) | Existing | Food Preparation | Natural Gas | Griddle | MAP | bar: 2015 to 2038
Commercial_Health (ID)_Existing_Food Preparation_Natural Gas_Range_MAP | Commercial | Health (ID) | Existing | Food Preparation | Natural Gas | Range | MAP | bar: 2015 to 2038
Commercial_Health (ID)_Existing_Food Preparation_Natural Gas_Steamer_MAP | Commercial | Health (ID) | Existing | Food Preparation | Natural Gas | Steamer | MAP | bar: 2015 to 2038
Commercial_Health (ID)_Existing_Food Preparation_Natural Gas_Food Prep Other_MAP | Commercial | Health (ID) | Existing | Food Preparation | Natural Gas | Food Prep Other | MAP | bar: 2015 to 2038
Commercial_Health (ID)_Existing_Miscellaneous_Natural Gas_Pool Heater_MAP | Commercial | Health (ID) | Existing | Miscellaneous | Natural Gas | Pool Heater | MAP | bar: 2015 to 2038
Commercial_Health (ID)_Existing_Miscellaneous_Natural Gas_Miscellaneous_MAP | Commercial | Health (ID) | Existing | Miscellaneous | Natural Gas | Miscellaneous | MAP | bar: 2015 to 2038
Commercial_Health (ID)_New_Space Heating_Natural Gas_Furnace_MAP | Commercial | Health (ID) | New | Space Heating | Natural Gas | Furnace | MAP | bar: 2015 to 2038
Commercial_Health (ID)_New_Space Heating_Natural Gas_Boiler_MAP | Commercial | Health (ID) | New | Space Heating | Natural Gas | Boiler | MAP | bar: 2015 to 2038
Commercial_Health (ID)_New_Space Heating_Natural Gas_Unit Heater_MAP | Commercial | Health (ID) | New | Space Heating | Natural Gas | Unit Heater | MAP | bar: 2015 to 2038
Commercial_Health (ID)_New_Water Heating_Natural Gas_Water Heater_MAP | Commercial | Health (ID) | New | Water Heating | Natural Gas | Water Heater | MAP | bar: 2015 to 2038
Commercial_Health (ID)_New_Food Preparation_Natural Gas_Oven_MAP | Commercial | Health (ID) | New | Food Preparation | Natural Gas | Oven | MAP | bar: 2015 to 2038
Commercial_Health (ID)_New_Food Preparation_Natural Gas_Conveyor Oven_MAP | Commercial | Health (ID) | New | Food Preparation | Natural Gas | Conveyor Oven | MAP | bar: 2015 to 2038
Commercial_Health (ID)_New_Food Preparation_Natural Gas_Double Rack Oven_MAP | Commercial | Health (ID) | New | Food Preparation | Natural Gas | Double Rack Oven | MAP | bar: 2015 to 2038
Commercial_Health (ID)_New_Food Preparation_Natural Gas_Fryer_MAP | Commercial | Health (ID) | New | Food Preparation | Natural Gas | Fryer | MAP | bar: 2015 to 2038
Commercial_Health (ID)_New_Food Preparation_Natural Gas_Broiler_MAP | Commercial | Health (ID) | New | Food Preparation | Natural Gas | Broiler | MAP | bar: 2015 to 2038
Commercial_Health (ID)_New_Food Preparation_Natural Gas_Griddle_MAP | Commercial | Health (ID) | New | Food Preparation | Natural Gas | Griddle | MAP | bar: 2015 to 2038
Commercial_Health (ID)_New_Food Preparation_Natural Gas_Range_MAP | Commercial | Health (ID) | New | Food Preparation | Natural Gas | Range | MAP | bar: 2015 to 2038
Commercial_Health (ID)_New_Food Preparation_Natural Gas_Steamer_MAP | Commercial | Health (ID) | New | Food Preparation | Natural Gas | Steamer | MAP | bar: 2015 to 2038
Commercial_Health (ID)_New_Food Preparation_Natural Gas_Food Prep Other_MAP | Commercial | Health (ID) | New | Food Preparation | Natural Gas | Food Prep Other | MAP | bar: 2015 to 2038
Commercial_Health (ID)_New_Miscellaneous_Natural Gas_Pool Heater_MAP | Commercial | Health (ID) | New | Miscellaneous | Natural Gas | Pool Heater | MAP | bar: 2015 to 2038
Commercial_Health (ID)_New_Miscellaneous_Natural Gas_Miscellaneous_MAP | Commercial | Health (ID) | New | Miscellaneous | Natural Gas | Miscellaneous | MAP | bar: 2015 to 2038
Commercial_Lodging (ID)_Existing_Space Heating_Natural Gas_Furnace_MAP | Commercial | Lodging (ID) | Existing | Space Heating | Natural Gas | Furnace | MAP | bar: 2015 to 2038
Commercial_Lodging (ID)_Existing_Space Heating_Natural Gas_Boiler_MAP | Commercial | Lodging (ID) | Existing | Space Heating | Natural Gas | Boiler | MAP | bar: 2015 to 2038
Commercial_Lodging (ID)_Existing_Space Heating_Natural Gas_Unit Heater_MAP | Commercial | Lodging (ID) | Existing | Space Heating | Natural Gas | Unit Heater | MAP | bar: 2015 to 2038
Commercial_Lodging (ID)_Existing_Water Heating_Natural Gas_Water Heater_MAP | Commercial | Lodging (ID) | Existing | Water Heating | Natural Gas | Water Heater | MAP | bar: 2015 to 2038
Commercial_Lodging (ID)_Existing_Food Preparation_Natural Gas_Oven_MAP | Commercial | Lodging (ID) | Existing | Food Preparation | Natural Gas | Oven | MAP | bar: 2015 to 2038
Commercial_Lodging (ID)_Existing_Food Preparation_Natural Gas_Conveyor Oven_MAP | Commercial | Lodging (ID) | Existing | Food Preparation | Natural Gas | Conveyor Oven | MAP | bar: 2015 to 2038
Commercial_Lodging (ID)_Existing_Food Preparation_Natural Gas_Double Rack Oven_MAP | Commercial | Lodging (ID) | Existing | Food Preparation | Natural Gas | Double Rack Oven | MAP | bar: 2015 to 2038
Commercial_Lodging (ID)_Existing_Food Preparation_Natural Gas_Fryer_MAP | Commercial | Lodging (ID) | Existing | Food Preparation | Natural Gas | Fryer | MAP | bar: 2015 to 2038
Commercial_Lodging (ID)_Existing_Food Preparation_Natural Gas_Broiler_MAP | Commercial | Lodging (ID) | Existing | Food Preparation | Natural Gas | Broiler | MAP | bar: 2015 to 2038
Commercial_Lodging (ID)_Existing_Food Preparation_Natural Gas_Griddle_MAP | Commercial | Lodging (ID) | Existing | Food Preparation | Natural Gas | Griddle | MAP | bar: 2015 to 2038
Commercial_Lodging (ID)_Existing_Food Preparation_Natural Gas_Range_MAP | Commercial | Lodging (ID) | Existing | Food Preparation | Natural Gas | Range | MAP | bar: 2015 to 2038
Commercial_Lodging (ID)_Existing_Food Preparation_Natural Gas_Steamer_MAP | Commercial | Lodging (ID) | Existing | Food Preparation | Natural Gas | Steamer | MAP | bar: 2015 to 2038
Commercial_Lodging (ID)_Existing_Food Preparation_Natural Gas_Food Prep Other_MAP | Commercial | Lodging (ID) | Existing | Food Preparation | Natural Gas | Food Prep Other | MAP | bar: 2015 to 2038
Commercial_Lodging (ID)_Existing_Miscellaneous_Natural Gas_Pool Heater_MAP | Commercial | Lodging (ID) | Existing | Miscellaneous | Natural Gas | Pool Heater | MAP | bar: 2015 to 2038
Commercial_Lodging (ID)_Existing_Miscellaneous_Natural Gas_Miscellaneous_MAP | Commercial | Lodging (ID) | Existing | Miscellaneous | Natural Gas | Miscellaneous | MAP | bar: 2015 to 2038
Commercial_Lodging (ID)_New_Space Heating_Natural Gas_Furnace_MAP | Commercial | Lodging (ID) | New | Space Heating | Natural Gas | Furnace | MAP | bar: 2015 to 2038
Commercial_Lodging (ID)_New_Space Heating_Natural Gas_Boiler_MAP | Commercial | Lodging (ID) | New | Space Heating | Natural Gas | Boiler | MAP | bar: 2015 to 2038
Commercial_Lodging (ID)_New_Space Heating_Natural Gas_Unit Heater_MAP | Commercial | Lodging (ID) | New | Space Heating | Natural Gas | Unit Heater | MAP | bar: 2015 to 2038
Commercial_Lodging (ID)_New_Water Heating_Natural Gas_Water Heater_MAP | Commercial | Lodging (ID) | New | Water Heating | Natural Gas | Water Heater | MAP | bar: 2015 to 2038
Commercial_Lodging (ID)_New_Food Preparation_Natural Gas_Oven_MAP | Commercial | Lodging (ID) | New | Food Preparation | Natural Gas | Oven | MAP | bar: 2015 to 2038
Commercial_Lodging (ID)_New_Food Preparation_Natural Gas_Conveyor Oven_MAP | Commercial | Lodging (ID) | New | Food Preparation | Natural Gas | Conveyor Oven | MAP | bar: 2015 to 2038
Commercial_Lodging (ID)_New_Food Preparation_Natural Gas_Double Rack Oven_MAP | Commercial | Lodging (ID) | New | Food Preparation | Natural Gas | Double Rack Oven | MAP | bar: 2015 to 2038
Commercial_Lodging (ID)_New_Food Preparation_Natural Gas_Fryer_MAP | Commercial | Lodging (ID) | New | Food Preparation | Natural Gas | Fryer | MAP | bar: 2015 to 2038
Commercial_Lodging (ID)_New_Food Preparation_Natural Gas_Broiler_MAP | Commercial | Lodging (ID) | New | Food Preparation | Natural Gas | Broiler | MAP | bar: 2015 to 2038
Commercial_Lodging (ID)_New_Food Preparation_Natural Gas_Griddle_MAP | Commercial | Lodging (ID) | New | Food Preparation | Natural Gas | Griddle | MAP | bar: 2015 to 2038
Commercial_Lodging (ID)_New_Food Preparation_Natural Gas_Range_MAP | Commercial | Lodging (ID) | New | Food Preparation | Natural Gas | Range | MAP | bar: 2015 to 2038
Commercial_Lodging (ID)_New_Food Preparation_Natural Gas_Steamer_MAP | Commercial | Lodging (ID) | New | Food Preparation | Natural Gas | Steamer | MAP | bar: 2015 to 2038
Commercial_Lodging (ID)_New_Food Preparation_Natural Gas_Food Prep Other_MAP | Commercial | Lodging (ID) | New | Food Preparation | Natural Gas | Food Prep Other | MAP | bar: 2015 to 2038
Commercial_Lodging (ID)_New_Miscellaneous_Natural Gas_Pool Heater_MAP | Commercial | Lodging (ID) | New | Miscellaneous | Natural Gas | Pool Heater | MAP | bar: 2015 to 2038
Commercial_Lodging (ID)_New_Miscellaneous_Natural Gas_Miscellaneous_MAP | Commercial | Lodging (ID) | New | Miscellaneous | Natural Gas | Miscellaneous | MAP | bar: 2015 to 2038
Commercial_Warehouse (ID)_Existing_Space Heating_Natural Gas_Furnace_MAP | Commercial | Warehouse (ID) | Existing | Space Heating | Natural Gas | Furnace | MAP | bar: 2015 to 2038
Commercial_Warehouse (ID)_Existing_Space Heating_Natural Gas_Boiler_MAP | Commercial | Warehouse (ID) | Existing | Space Heating | Natural Gas | Boiler | MAP | bar: 2015 to 2038
Commercial_Warehouse (ID)_Existing_Space Heating_Natural Gas_Unit Heater_MAP | Commercial | Warehouse (ID) | Existing | Space Heating | Natural Gas | Unit Heater | MAP | bar: 2015 to 2038
Commercial_Warehouse (ID)_Existing_Water Heating_Natural Gas_Water Heater_MAP | Commercial | Warehouse (ID) | Existing | Water Heating | Natural Gas | Water Heater | MAP | bar: 2015 to 2038
Commercial_Warehouse (ID)_Existing_Food Preparation_Natural Gas_Oven_MAP | Commercial | Warehouse (ID) | Existing | Food Preparation | Natural Gas | Oven | MAP | bar: 2015 to 2038
Commercial_Warehouse (ID)_Existing_Food Preparation_Natural Gas_Conveyor Oven_MAP | Commercial | Warehouse (ID) | Existing | Food Preparation | Natural Gas | Conveyor Oven | MAP | bar: 2015 to 2038
Commercial_Warehouse (ID)_Existing_Food Preparation_Natural Gas_Double Rack Oven_MAP | Commercial | Warehouse (ID) | Existing | Food Preparation | Natural Gas | Double Rack Oven | MAP | bar: 2015 to 2038
Commercial_Warehouse (ID)_Existing_Food Preparation_Natural Gas_Fryer_MAP | Commercial | Warehouse (ID) | Existing | Food Preparation | Natural Gas | Fryer | MAP | bar: 2015 to 2038
Commercial_Warehouse (ID)_Existing_Food Preparation_Natural Gas_Broiler_MAP | Commercial | Warehouse (ID) | Existing | Food Preparation | Natural Gas | Broiler | MAP | bar: 2015 to 2038
Commercial_Warehouse (ID)_Existing_Food Preparation_Natural Gas_Griddle_MAP | Commercial | Warehouse (ID) | Existing | Food Preparation | Natural Gas | Griddle | MAP | bar: 2015 to 2038
Commercial_Warehouse (ID)_Existing_Food Preparation_Natural Gas_Range_MAP | Commercial | Warehouse (ID) | Existing | Food Preparation | Natural Gas | Range | MAP | bar: 2015 to 2038
Commercial_Warehouse (ID)_Existing_Food Preparation_Natural Gas_Steamer_MAP | Commercial | Warehouse (ID) | Existing | Food Preparation | Natural Gas | Steamer | MAP | bar: 2015 to 2038
Commercial_Warehouse (ID)_Existing_Food Preparation_Natural Gas_Food Prep Other_MAP | Commercial | Warehouse (ID) | Existing | Food Preparation | Natural Gas | Food Prep Other | MAP | bar: 2015 to 2038
Commercial_Warehouse (ID)_Existing_Miscellaneous_Natural Gas_Pool Heater_MAP | Commercial | Warehouse (ID) | Existing | Miscellaneous | Natural Gas | Pool Heater | MAP | bar: 2015 to 2038
Commercial_Warehouse (ID)_Existing_Miscellaneous_Natural Gas_Miscellaneous_MAP | Commercial | Warehouse (ID) | Existing | Miscellaneous | Natural Gas | Miscellaneous | MAP | bar: 2015 to 2038
Commercial_Warehouse (ID)_New_Space Heating_Natural Gas_Furnace_MAP | Commercial | Warehouse (ID) | New | Space Heating | Natural Gas | Furnace | MAP | bar: 2015 to 2038
Commercial_Warehouse (ID)_New_Space Heating_Natural Gas_Boiler_MAP | Commercial | Warehouse (ID) | New | Space Heating | Natural Gas | Boiler | MAP | bar: 2015 to 2038
Commercial_Warehouse (ID)_New_Space Heating_Natural Gas_Unit Heater_MAP | Commercial | Warehouse (ID) | New | Space Heating | Natural Gas | Unit Heater | MAP | bar: 2015 to 2038
Commercial_Warehouse (ID)_New_Water Heating_Natural Gas_Water Heater_MAP | Commercial | Warehouse (ID) | New | Water Heating | Natural Gas | Water Heater | MAP | bar: 2015 to 2038
Commercial_Warehouse (ID)_New_Food Preparation_Natural Gas_Oven_MAP | Commercial | Warehouse (ID) | New | Food Preparation | Natural Gas | Oven | MAP | bar: 2015 to 2038
Commercial_Warehouse (ID)_New_Food Preparation_Natural Gas_Conveyor Oven_MAP | Commercial | Warehouse (ID) | New | Food Preparation | Natural Gas | Conveyor Oven | MAP | bar: 2015 to 2038
Commercial_Warehouse (ID)_New_Food Preparation_Natural Gas_Double Rack Oven_MAP | Commercial | Warehouse (ID) | New | Food Preparation | Natural Gas | Double Rack Oven | MAP | bar: 2015 to 2038
Commercial_Warehouse (ID)_New_Food Preparation_Natural Gas_Fryer_MAP | Commercial | Warehouse (ID) | New | Food Preparation | Natural Gas | Fryer | MAP | bar: 2015 to 2038
Commercial_Warehouse (ID)_New_Food Preparation_Natural Gas_Broiler_MAP | Commercial | Warehouse (ID) | New | Food Preparation | Natural Gas | Broiler | MAP | bar: 2015 to 2038
Commercial_Warehouse (ID)_New_Food Preparation_Natural Gas_Griddle_MAP | Commercial | Warehouse (ID) | New | Food Preparation | Natural Gas | Griddle | MAP | bar: 2015 to 2038
Commercial_Warehouse (ID)_New_Food Preparation_Natural Gas_Range_MAP | Commercial | Warehouse (ID) | New | Food Preparation | Natural Gas | Range | MAP | bar: 2015 to 2038
Commercial_Warehouse (ID)_New_Food Preparation_Natural Gas_Steamer_MAP | Commercial | Warehouse (ID) | New | Food Preparation | Natural Gas | Steamer | MAP | bar: 2015 to 2038
Commercial_Warehouse (ID)_New_Food Preparation_Natural Gas_Food Prep Other_MAP | Commercial | Warehouse (ID) | New | Food Preparation | Natural Gas | Food Prep Other | MAP | bar: 2015 to 2038
Commercial_Warehouse (ID)_New_Miscellaneous_Natural Gas_Pool Heater_MAP | Commercial | Warehouse (ID) | New | Miscellaneous | Natural Gas | Pool Heater | MAP | bar: 2015 to 2038
Commercial_Warehouse (ID)_New_Miscellaneous_Natural Gas_Miscellaneous_MAP | Commercial | Warehouse (ID) | New | Miscellaneous | Natural Gas | Miscellaneous | MAP | bar: 2015 to 2038
Commercial_Miscellaneous (ID)_Existing_Space Heating_Natural Gas_Furnace_MAP | Commercial | Miscellaneous (ID) | Existing | Space Heating | Natural Gas | Furnace | MAP | bar: 2015 to 2038
Commercial_Miscellaneous (ID)_Existing_Space Heating_Natural Gas_Boiler_MAP | Commercial | Miscellaneous (ID) | Existing | Space Heating | Natural Gas | Boiler | MAP | bar: 2015 to 2038
Commercial_Miscellaneous (ID)_Existing_Space Heating_Natural Gas_Unit Heater_MAP | Commercial | Miscellaneous (ID) | Existing | Space Heating | Natural Gas | Unit Heater | MAP | bar: 2015 to 2038
Commercial_Miscellaneous (ID)_Existing_Water Heating_Natural Gas_Water Heater_MAP | Commercial | Miscellaneous (ID) | Existing | Water Heating | Natural Gas | Water Heater | MAP | bar: 2015 to 2038
Commercial_Miscellaneous (ID)_Existing_Food Preparation_Natural Gas_Oven_MAP | Commercial | Miscellaneous (ID) | Existing | Food Preparation | Natural Gas | Oven | MAP | bar: 2015 to 2038
Commercial_Miscellaneous (ID)_Existing_Food Preparation_Natural Gas_Conveyor Oven_MAP | Commercial | Miscellaneous (ID) | Existing | Food Preparation | Natural Gas | Conveyor Oven | MAP | bar: 2015 to 2038
Commercial_Miscellaneous (ID)_Existing_Food Preparation_Natural Gas_Double Rack Oven_MAP | Commercial | Miscellaneous (ID) | Existing | Food Preparation | Natural Gas | Double Rack Oven | MAP | bar: 2015 to 2038
Commercial_Miscellaneous (ID)_Existing_Food Preparation_Natural Gas_Fryer_MAP | Commercial | Miscellaneous (ID) | Existing | Food Preparation | Natural Gas | Fryer | MAP | bar: 2015 to 2038
Commercial_Miscellaneous (ID)_Existing_Food Preparation_Natural Gas_Broiler_MAP | Commercial | Miscellaneous (ID) | Existing | Food Preparation | Natural Gas | Broiler | MAP | bar: 2015 to 2038
Commercial_Miscellaneous (ID)_Existing_Food Preparation_Natural Gas_Griddle_MAP | Commercial | Miscellaneous (ID) | Existing | Food Preparation | Natural Gas | Griddle | MAP | bar: 2015 to 2038
Commercial_Miscellaneous (ID)_Existing_Food Preparation_Natural Gas_Range_MAP | Commercial | Miscellaneous (ID) | Existing | Food Preparation | Natural Gas | Range | MAP | bar: 2015 to 2038
Commercial_Miscellaneous (ID)_Existing_Food Preparation_Natural Gas_Steamer_MAP | Commercial | Miscellaneous (ID) | Existing | Food Preparation | Natural Gas | Steamer | MAP | bar: 2015 to 2038
Commercial_Miscellaneous (ID)_Existing_Food Preparation_Natural Gas_Food Prep Other_MAP | Commercial | Miscellaneous (ID) | Existing | Food Preparation | Natural Gas | Food Prep Other | MAP | bar: 2015 to 2038
Commercial_Miscellaneous (ID)_Existing_Miscellaneous_Natural Gas_Pool Heater_MAP | Commercial | Miscellaneous (ID) | Existing | Miscellaneous | Natural Gas | Pool Heater | MAP | bar: 2015 to 2038
Commercial_Miscellaneous (ID)_Existing_Miscellaneous_Natural Gas_Miscellaneous_MAP | Commercial | Miscellaneous (ID) | Existing | Miscellaneous | Natural Gas | Miscellaneous | MAP | bar: 2015 to 2038
Commercial_Miscellaneous (ID)_New_Space Heating_Natural Gas_Furnace_MAP | Commercial | Miscellaneous (ID) | New | Space Heating | Natural Gas | Furnace | MAP | bar: 2015 to 2038
Commercial_Miscellaneous (ID)_New_Space Heating_Natural Gas_Boiler_MAP | Commercial | Miscellaneous (ID) | New | Space Heating | Natural Gas | Boiler | MAP | bar: 2015 to 2038
Commercial_Miscellaneous (ID)_New_Space Heating_Natural Gas_Unit Heater_MAP | Commercial | Miscellaneous (ID) | New | Space Heating | Natural Gas | Unit Heater | MAP | bar: 2015 to 2038
Commercial_Miscellaneous (ID)_New_Water Heating_Natural Gas_Water Heater_MAP | Commercial | Miscellaneous (ID) | New | Water Heating | Natural Gas | Water Heater | MAP | bar: 2015 to 2038
Commercial_Miscellaneous (ID)_New_Food Preparation_Natural Gas_Oven_MAP | Commercial | Miscellaneous (ID) | New | Food Preparation | Natural Gas | Oven | MAP | bar: 2015 to 2038
Commercial_Miscellaneous (ID)_New_Food Preparation_Natural Gas_Conveyor Oven_MAP | Commercial | Miscellaneous (ID) | New | Food Preparation | Natural Gas | Conveyor Oven | MAP | bar: 2015 to 2038
Commercial_Miscellaneous (ID)_New_Food Preparation_Natural Gas_Double Rack Oven_MAP | Commercial | Miscellaneous (ID) | New | Food Preparation | Natural Gas | Double Rack Oven | MAP | bar: 2015 to 2038
Commercial_Miscellaneous (ID)_New_Food Preparation_Natural Gas_Fryer_MAP | Commercial | Miscellaneous (ID) | New | Food Preparation | Natural Gas | Fryer | MAP | bar: 2015 to 2038
Commercial_Miscellaneous (ID)_New_Food Preparation_Natural Gas_Broiler_MAP | Commercial | Miscellaneous (ID) | New | Food Preparation | Natural Gas | Broiler | MAP | bar: 2015 to 2038
Commercial_Miscellaneous (ID)_New_Food Preparation_Natural Gas_Griddle_MAP | Commercial | Miscellaneous (ID) | New | Food Preparation | Natural Gas | Griddle | MAP | bar: 2015 to 2038
Commercial_Miscellaneous (ID)_New_Food Preparation_Natural Gas_Range_MAP | Commercial | Miscellaneous (ID) | New | Food Preparation | Natural Gas | Range | MAP | bar: 2015 to 2038
Commercial_Miscellaneous (ID)_New_Food Preparation_Natural Gas_Steamer_MAP | Commercial | Miscellaneous (ID) | New | Food Preparation | Natural Gas | Steamer | MAP | bar: 2015 to 2038
Commercial_Miscellaneous (ID)_New_Food Preparation_Natural Gas_Food Prep Other_MAP | Commercial | Miscellaneous (ID) | New | Food Preparation | Natural Gas | Food Prep Other | MAP | bar: 2015 to 2038
Commercial_Miscellaneous (ID)_New_Miscellaneous_Natural Gas_Pool Heater_MAP | Commercial | Miscellaneous (ID) | New | Miscellaneous | Natural Gas | Pool Heater | MAP | bar: 2015 to 2038
Commercial_Miscellaneous (ID)_New_Miscellaneous_Natural Gas_Miscellaneous_MAP | Commercial | Miscellaneous (ID) | New | Miscellaneous | Natural Gas | Miscellaneous | MAP | bar: 2015 to 2038

## Program Costs
Key | Sector | Segment | Vintage | End Use | Fuel | Technology | Incentive Rate | Administrative Adder
Commercial_Office (WA)_Existing_Space Heating_Natural Gas_Furnace | Commercial | Office (WA) | Existing | Space Heating | Natural Gas | Furnace | 22.84% | 20%
Commercial_Office (WA)_Existing_Space Heating_Natural Gas_Boiler | Commercial | Office (WA) | Existing | Space Heating | Natural Gas | Boiler | 22.84% | 20%
Commercial_Office (WA)_Existing_Space Heating_Natural Gas_Unit Heater | Commercial | Office (WA) | Existing | Space Heating | Natural Gas | Unit Heater | 22.84% | 20%
Commercial_Office (WA)_Existing_Water Heating_Natural Gas_Water Heater | Commercial | Office (WA) | Existing | Water Heating | Natural Gas | Water Heater | 28.36% | 20%
Commercial_Office (WA)_Existing_Food Preparation_Natural Gas_Oven | Commercial | Office (WA) | Existing | Food Preparation | Natural Gas | Oven | 39.54% | 20%
Commercial_Office (WA)_Existing_Food Preparation_Natural Gas_Conveyor Oven | Commercial | Office (WA) | Existing | Food Preparation | Natural Gas | Conveyor Oven | 39.54% | 20%
Commercial_Office (WA)_Existing_Food Preparation_Natural Gas_Double Rack Oven | Commercial | Office (WA) | Existing | Food Preparation | Natural Gas | Double Rack Oven | 39.54% | 20%
Commercial_Office (WA)_Existing_Food Preparation_Natural Gas_Fryer | Commercial | Office (WA) | Existing | Food Preparation | Natural Gas | Fryer | 39.54% | 20%
Commercial_Office (WA)_Existing_Food Preparation_Natural Gas_Broiler | Commercial | Office (WA) | Existing | Food Preparation | Natural Gas | Broiler | 39.54% | 20%
Commercial_Office (WA)_Existing_Food Preparation_Natural Gas_Griddle | Commercial | Office (WA) | Existing | Food Preparation | Natural Gas | Griddle | 39.54% | 20%
Commercial_Office (WA)_Existing_Food Preparation_Natural Gas_Range | Commercial | Office (WA) | Existing | Food Preparation | Natural Gas | Range | 39.54% | 20%
Commercial_Office (WA)_Existing_Food Preparation_Natural Gas_Steamer | Commercial | Office (WA) | Existing | Food Preparation | Natural Gas | Steamer | 39.54% | 20%
Commercial_Office (WA)_Existing_Food Preparation_Natural Gas_Food Prep Other | Commercial | Office (WA) | Existing | Food Preparation | Natural Gas | Food Prep Other | 39.54% | 20%
Commercial_Office (WA)_Existing_Miscellaneous_Natural Gas_Pool Heater | Commercial | Office (WA) | Existing | Miscellaneous | Natural Gas | Pool Heater | 28.36% | 20%
Commercial_Office (WA)_Existing_Miscellaneous_Natural Gas_Miscellaneous | Commercial | Office (WA) | Existing | Miscellaneous | Natural Gas | Miscellaneous | 28.36% | 20%
Commercial_Office (WA)_New_Space Heating_Natural Gas_Furnace | Commercial | Office (WA) | New | Space Heating | Natural Gas | Furnace | 22.84% | 20%
Commercial_Office (WA)_New_Space Heating_Natural Gas_Boiler | Commercial | Office (WA) | New | Space Heating | Natural Gas | Boiler | 22.84% | 20%
Commercial_Office (WA)_New_Space Heating_Natural Gas_Unit Heater | Commercial | Office (WA) | New | Space Heating | Natural Gas | Unit Heater | 22.84% | 20%
Commercial_Office (WA)_New_Water Heating_Natural Gas_Water Heater | Commercial | Office (WA) | New | Water Heating | Natural Gas | Water Heater | 28.36% | 20%
Commercial_Office (WA)_New_Food Preparation_Natural Gas_Oven | Commercial | Office (WA) | New | Food Preparation | Natural Gas | Oven | 39.54% | 20%
Commercial_Office (WA)_New_Food Preparation_Natural Gas_Conveyor Oven | Commercial | Office (WA) | New | Food Preparation | Natural Gas | Conveyor Oven | 39.54% | 20%
Commercial_Office (WA)_New_Food Preparation_Natural Gas_Double Rack Oven | Commercial | Office (WA) | New | Food Preparation | Natural Gas | Double Rack Oven | 39.54% | 20%
Commercial_Office (WA)_New_Food Preparation_Natural Gas_Fryer | Commercial | Office (WA) | New | Food Preparation | Natural Gas | Fryer | 39.54% | 20%
Commercial_Office (WA)_New_Food Preparation_Natural Gas_Broiler | Commercial | Office (WA) | New | Food Preparation | Natural Gas | Broiler | 39.54% | 20%
Commercial_Office (WA)_New_Food Preparation_Natural Gas_Griddle | Commercial | Office (WA) | New | Food Preparation | Natural Gas | Griddle | 39.54% | 20%
Commercial_Office (WA)_New_Food Preparation_Natural Gas_Range | Commercial | Office (WA) | New | Food Preparation | Natural Gas | Range | 39.54% | 20%
Commercial_Office (WA)_New_Food Preparation_Natural Gas_Steamer | Commercial | Office (WA) | New | Food Preparation | Natural Gas | Steamer | 39.54% | 20%
Commercial_Office (WA)_New_Food Preparation_Natural Gas_Food Prep Other | Commercial | Office (WA) | New | Food Preparation | Natural Gas | Food Prep Other | 39.54% | 20%
Commercial_Office (WA)_New_Miscellaneous_Natural Gas_Pool Heater | Commercial | Office (WA) | New | Miscellaneous | Natural Gas | Pool Heater | 28.36% | 20%
Commercial_Office (WA)_New_Miscellaneous_Natural Gas_Miscellaneous | Commercial | Office (WA) | New | Miscellaneous | Natural Gas | Miscellaneous | 28.36% | 20%
Commercial_Restaurant (WA)_Existing_Space Heating_Natural Gas_Furnace | Commercial | Restaurant (WA) | Existing | Space Heating | Natural Gas | Furnace | 22.84% | 20%
Commercial_Restaurant (WA)_Existing_Space Heating_Natural Gas_Boiler | Commercial | Restaurant (WA) | Existing | Space Heating | Natural Gas | Boiler | 22.84% | 20%
Commercial_Restaurant (WA)_Existing_Space Heating_Natural Gas_Unit Heater | Commercial | Restaurant (WA) | Existing | Space Heating | Natural Gas | Unit Heater | 22.84% | 20%
Commercial_Restaurant (WA)_Existing_Water Heating_Natural Gas_Water Heater | Commercial | Restaurant (WA) | Existing | Water Heating | Natural Gas | Water Heater | 28.36% | 20%
Commercial_Restaurant (WA)_Existing_Food Preparation_Natural Gas_Oven | Commercial | Restaurant (WA) | Existing | Food Preparation | Natural Gas | Oven | 39.54% | 20%
Commercial_Restaurant (WA)_Existing_Food Preparation_Natural Gas_Conveyor Oven | Commercial | Restaurant (WA) | Existing | Food Preparation | Natural Gas | Conveyor Oven | 39.54% | 20%
Commercial_Restaurant (WA)_Existing_Food Preparation_Natural Gas_Double Rack Oven | Commercial | Restaurant (WA) | Existing | Food Preparation | Natural Gas | Double Rack Oven | 39.54% | 20%
Commercial_Restaurant (WA)_Existing_Food Preparation_Natural Gas_Fryer | Commercial | Restaurant (WA) | Existing | Food Preparation | Natural Gas | Fryer | 39.54% | 20%
Commercial_Restaurant (WA)_Existing_Food Preparation_Natural Gas_Broiler | Commercial | Restaurant (WA) | Existing | Food Preparation | Natural Gas | Broiler | 39.54% | 20%
Commercial_Restaurant (WA)_Existing_Food Preparation_Natural Gas_Griddle | Commercial | Restaurant (WA) | Existing | Food Preparation | Natural Gas | Griddle | 39.54% | 20%
Commercial_Restaurant (WA)_Existing_Food Preparation_Natural Gas_Range | Commercial | Restaurant (WA) | Existing | Food Preparation | Natural Gas | Range | 39.54% | 20%
Commercial_Restaurant (WA)_Existing_Food Preparation_Natural Gas_Steamer | Commercial | Restaurant (WA) | Existing | Food Preparation | Natural Gas | Steamer | 39.54% | 20%
Commercial_Restaurant (WA)_Existing_Food Preparation_Natural Gas_Food Prep Other | Commercial | Restaurant (WA) | Existing | Food Preparation | Natural Gas | Food Prep Other | 39.54% | 20%
Commercial_Restaurant (WA)_Existing_Miscellaneous_Natural Gas_Pool Heater | Commercial | Restaurant (WA) | Existing | Miscellaneous | Natural Gas | Pool Heater | 28.36% | 20%
Commercial_Restaurant (WA)_Existing_Miscellaneous_Natural Gas_Miscellaneous | Commercial | Restaurant (WA) | Existing | Miscellaneous | Natural Gas | Miscellaneous | 28.36% | 20%
Commercial_Restaurant (WA)_New_Space Heating_Natural Gas_Furnace | Commercial | Restaurant (WA) | New | Space Heating | Natural Gas | Furnace | 22.84% | 20%
Commercial_Restaurant (WA)_New_Space Heating_Natural Gas_Boiler | Commercial | Restaurant (WA) | New | Space Heating | Natural Gas | Boiler | 22.84% | 20%
Commercial_Restaurant (WA)_New_Space Heating_Natural Gas_Unit Heater | Commercial | Restaurant (WA) | New | Space Heating | Natural Gas | Unit Heater | 22.84% | 20%
Commercial_Restaurant (WA)_New_Water Heating_Natural Gas_Water Heater | Commercial | Restaurant (WA) | New | Water Heating | Natural Gas | Water Heater | 28.36% | 20%
Commercial_Restaurant (WA)_New_Food Preparation_Natural Gas_Oven | Commercial | Restaurant (WA) | New | Food Preparation | Natural Gas | Oven | 39.54% | 20%
Commercial_Restaurant (WA)_New_Food Preparation_Natural Gas_Conveyor Oven | Commercial | Restaurant (WA) | New | Food Preparation | Natural Gas | Conveyor Oven | 39.54% | 20%
Commercial_Restaurant (WA)_New_Food Preparation_Natural Gas_Double Rack Oven | Commercial | Restaurant (WA) | New | Food Preparation | Natural Gas | Double Rack Oven | 39.54% | 20%
Commercial_Restaurant (WA)_New_Food Preparation_Natural Gas_Fryer | Commercial | Restaurant (WA) | New | Food Preparation | Natural Gas | Fryer | 39.54% | 20%
Commercial_Restaurant (WA)_New_Food Preparation_Natural Gas_Broiler | Commercial | Restaurant (WA) | New | Food Preparation | Natural Gas | Broiler | 39.54% | 20%
Commercial_Restaurant (WA)_New_Food Preparation_Natural Gas_Griddle | Commercial | Restaurant (WA) | New | Food Preparation | Natural Gas | Griddle | 39.54% | 20%
Commercial_Restaurant (WA)_New_Food Preparation_Natural Gas_Range | Commercial | Restaurant (WA) | New | Food Preparation | Natural Gas | Range | 39.54% | 20%
Commercial_Restaurant (WA)_New_Food Preparation_Natural Gas_Steamer | Commercial | Restaurant (WA) | New | Food Preparation | Natural Gas | Steamer | 39.54% | 20%
Commercial_Restaurant (WA)_New_Food Preparation_Natural Gas_Food Prep Other | Commercial | Restaurant (WA) | New | Food Preparation | Natural Gas | Food Prep Other | 39.54% | 20%
Commercial_Restaurant (WA)_New_Miscellaneous_Natural Gas_Pool Heater | Commercial | Restaurant (WA) | New | Miscellaneous | Natural Gas | Pool Heater | 28.36% | 20%
Commercial_Restaurant (WA)_New_Miscellaneous_Natural Gas_Miscellaneous | Commercial | Restaurant (WA) | New | Miscellaneous | Natural Gas | Miscellaneous | 28.36% | 20%
Commercial_Retail (WA)_Existing_Space Heating_Natural Gas_Furnace | Commercial | Retail (WA) | Existing | Space Heating | Natural Gas | Furnace | 22.84% | 20%
Commercial_Retail (WA)_Existing_Space Heating_Natural Gas_Boiler | Commercial | Retail (WA) | Existing | Space Heating | Natural Gas | Boiler | 22.84% | 20%
Commercial_Retail (WA)_Existing_Space Heating_Natural Gas_Unit Heater | Commercial | Retail (WA) | Existing | Space Heating | Natural Gas | Unit Heater | 22.84% | 20%
Commercial_Retail (WA)_Existing_Water Heating_Natural Gas_Water Heater | Commercial | Retail (WA) | Existing | Water Heating | Natural Gas | Water Heater | 28.36% | 20%
Commercial_Retail (WA)_Existing_Food Preparation_Natural Gas_Oven | Commercial | Retail (WA) | Existing | Food Preparation | Natural Gas | Oven | 39.54% | 20%
Commercial_Retail (WA)_Existing_Food Preparation_Natural Gas_Conveyor Oven | Commercial | Retail (WA) | Existing | Food Preparation | Natural Gas | Conveyor Oven | 39.54% | 20%
Commercial_Retail (WA)_Existing_Food Preparation_Natural Gas_Double Rack Oven | Commercial | Retail (WA) | Existing | Food Preparation | Natural Gas | Double Rack Oven | 39.54% | 20%
Commercial_Retail (WA)_Existing_Food Preparation_Natural Gas_Fryer | Commercial | Retail (WA) | Existing | Food Preparation | Natural Gas | Fryer | 39.54% | 20%
Commercial_Retail (WA)_Existing_Food Preparation_Natural Gas_Broiler | Commercial | Retail (WA) | Existing | Food Preparation | Natural Gas | Broiler | 39.54% | 20%
Commercial_Retail (WA)_Existing_Food Preparation_Natural Gas_Griddle | Commercial | Retail (WA) | Existing | Food Preparation | Natural Gas | Griddle | 39.54% | 20%
Commercial_Retail (WA)_Existing_Food Preparation_Natural Gas_Range | Commercial | Retail (WA) | Existing | Food Preparation | Natural Gas | Range | 39.54% | 20%
Commercial_Retail (WA)_Existing_Food Preparation_Natural Gas_Steamer | Commercial | Retail (WA) | Existing | Food Preparation | Natural Gas | Steamer | 39.54% | 20%
Commercial_Retail (WA)_Existing_Food Preparation_Natural Gas_Food Prep Other | Commercial | Retail (WA) | Existing | Food Preparation | Natural Gas | Food Prep Other | 39.54% | 20%
Commercial_Retail (WA)_Existing_Miscellaneous_Natural Gas_Pool Heater | Commercial | Retail (WA) | Existing | Miscellaneous | Natural Gas | Pool Heater | 28.36% | 20%
Commercial_Retail (WA)_Existing_Miscellaneous_Natural Gas_Miscellaneous | Commercial | Retail (WA) | Existing | Miscellaneous | Natural Gas | Miscellaneous | 28.36% | 20%
Commercial_Retail (WA)_New_Space Heating_Natural Gas_Furnace | Commercial | Retail (WA) | New | Space Heating | Natural Gas | Furnace | 22.84% | 20%
Commercial_Retail (WA)_New_Space Heating_Natural Gas_Boiler | Commercial | Retail (WA) | New | Space Heating | Natural Gas | Boiler | 22.84% | 20%
Commercial_Retail (WA)_New_Space Heating_Natural Gas_Unit Heater | Commercial | Retail (WA) | New | Space Heating | Natural Gas | Unit Heater | 22.84% | 20%
Commercial_Retail (WA)_New_Water Heating_Natural Gas_Water Heater | Commercial | Retail (WA) | New | Water Heating | Natural Gas | Water Heater | 28.36% | 20%
Commercial_Retail (WA)_New_Food Preparation_Natural Gas_Oven | Commercial | Retail (WA) | New | Food Preparation | Natural Gas | Oven | 39.54% | 20%
Commercial_Retail (WA)_New_Food Preparation_Natural Gas_Conveyor Oven | Commercial | Retail (WA) | New | Food Preparation | Natural Gas | Conveyor Oven | 39.54% | 20%
Commercial_Retail (WA)_New_Food Preparation_Natural Gas_Double Rack Oven | Commercial | Retail (WA) | New | Food Preparation | Natural Gas | Double Rack Oven | 39.54% | 20%
Commercial_Retail (WA)_New_Food Preparation_Natural Gas_Fryer | Commercial | Retail (WA) | New | Food Preparation | Natural Gas | Fryer | 39.54% | 20%
Commercial_Retail (WA)_New_Food Preparation_Natural Gas_Broiler | Commercial | Retail (WA) | New | Food Preparation | Natural Gas | Broiler | 39.54% | 20%
Commercial_Retail (WA)_New_Food Preparation_Natural Gas_Griddle | Commercial | Retail (WA) | New | Food Preparation | Natural Gas | Griddle | 39.54% | 20%
Commercial_Retail (WA)_New_Food Preparation_Natural Gas_Range | Commercial | Retail (WA) | New | Food Preparation | Natural Gas | Range | 39.54% | 20%
Commercial_Retail (WA)_New_Food Preparation_Natural Gas_Steamer | Commercial | Retail (WA) | New | Food Preparation | Natural Gas | Steamer | 39.54% | 20%
Commercial_Retail (WA)_New_Food Preparation_Natural Gas_Food Prep Other | Commercial | Retail (WA) | New | Food Preparation | Natural Gas | Food Prep Other | 39.54% | 20%
Commercial_Retail (WA)_New_Miscellaneous_Natural Gas_Pool Heater | Commercial | Retail (WA) | New | Miscellaneous | Natural Gas | Pool Heater | 28.36% | 20%
Commercial_Retail (WA)_New_Miscellaneous_Natural Gas_Miscellaneous | Commercial | Retail (WA) | New | Miscellaneous | Natural Gas | Miscellaneous | 28.36% | 20%
Commercial_Grocery (WA)_Existing_Space Heating_Natural Gas_Furnace | Commercial | Grocery (WA) | Existing | Space Heating | Natural Gas | Furnace | 22.84% | 20%
Commercial_Grocery (WA)_Existing_Space Heating_Natural Gas_Boiler | Commercial | Grocery (WA) | Existing | Space Heating | Natural Gas | Boiler | 22.84% | 20%
Commercial_Grocery (WA)_Existing_Space Heating_Natural Gas_Unit Heater | Commercial | Grocery (WA) | Existing | Space Heating | Natural Gas | Unit Heater | 22.84% | 20%
Commercial_Grocery (WA)_Existing_Water Heating_Natural Gas_Water Heater | Commercial | Grocery (WA) | Existing | Water Heating | Natural Gas | Water Heater | 28.36% | 20%
Commercial_Grocery (WA)_Existing_Food Preparation_Natural Gas_Oven | Commercial | Grocery (WA) | Existing | Food Preparation | Natural Gas | Oven | 39.54% | 20%
Commercial_Grocery (WA)_Existing_Food Preparation_Natural Gas_Conveyor Oven | Commercial | Grocery (WA) | Existing | Food Preparation | Natural Gas | Conveyor Oven | 39.54% | 20%
Commercial_Grocery (WA)_Existing_Food Preparation_Natural Gas_Double Rack Oven | Commercial | Grocery (WA) | Existing | Food Preparation | Natural Gas | Double Rack Oven | 39.54% | 20%
Commercial_Grocery (WA)_Existing_Food Preparation_Natural Gas_Fryer | Commercial | Grocery (WA) | Existing | Food Preparation | Natural Gas | Fryer | 39.54% | 20%
Commercial_Grocery (WA)_Existing_Food Preparation_Natural Gas_Broiler | Commercial | Grocery (WA) | Existing | Food Preparation | Natural Gas | Broiler | 39.54% | 20%
Commercial_Grocery (WA)_Existing_Food Preparation_Natural Gas_Griddle | Commercial | Grocery (WA) | Existing | Food Preparation | Natural Gas | Griddle | 39.54% | 20%
Commercial_Grocery (WA)_Existing_Food Preparation_Natural Gas_Range | Commercial | Grocery (WA) | Existing | Food Preparation | Natural Gas | Range | 39.54% | 20%
Commercial_Grocery (WA)_Existing_Food Preparation_Natural Gas_Steamer | Commercial | Grocery (WA) | Existing | Food Preparation | Natural Gas | Steamer | 39.54% | 20%
Commercial_Grocery (WA)_Existing_Food Preparation_Natural Gas_Food Prep Other | Commercial | Grocery (WA) | Existing | Food Preparation | Natural Gas | Food Prep Other | 39.54% | 20%
Commercial_Grocery (WA)_Existing_Miscellaneous_Natural Gas_Pool Heater | Commercial | Grocery (WA) | Existing | Miscellaneous | Natural Gas | Pool Heater | 28.36% | 20%
Commercial_Grocery (WA)_Existing_Miscellaneous_Natural Gas_Miscellaneous | Commercial | Grocery (WA) | Existing | Miscellaneous | Natural Gas | Miscellaneous | 28.36% | 20%
Commercial_Grocery (WA)_New_Space Heating_Natural Gas_Furnace | Commercial | Grocery (WA) | New | Space Heating | Natural Gas | Furnace | 22.84% | 20%
Commercial_Grocery (WA)_New_Space Heating_Natural Gas_Boiler | Commercial | Grocery (WA) | New | Space Heating | Natural Gas | Boiler | 22.84% | 20%
Commercial_Grocery (WA)_New_Space Heating_Natural Gas_Unit Heater | Commercial | Grocery (WA) | New | Space Heating | Natural Gas | Unit Heater | 22.84% | 20%
Commercial_Grocery (WA)_New_Water Heating_Natural Gas_Water Heater | Commercial | Grocery (WA) | New | Water Heating | Natural Gas | Water Heater | 28.36% | 20%
Commercial_Grocery (WA)_New_Food Preparation_Natural Gas_Oven | Commercial | Grocery (WA) | New | Food Preparation | Natural Gas | Oven | 39.54% | 20%
Commercial_Grocery (WA)_New_Food Preparation_Natural Gas_Conveyor Oven | Commercial | Grocery (WA) | New | Food Preparation | Natural Gas | Conveyor Oven | 39.54% | 20%
Commercial_Grocery (WA)_New_Food Preparation_Natural Gas_Double Rack Oven | Commercial | Grocery (WA) | New | Food Preparation | Natural Gas | Double Rack Oven | 39.54% | 20%
Commercial_Grocery (WA)_New_Food Preparation_Natural Gas_Fryer | Commercial | Grocery (WA) | New | Food Preparation | Natural Gas | Fryer | 39.54% | 20%
Commercial_Grocery (WA)_New_Food Preparation_Natural Gas_Broiler | Commercial | Grocery (WA) | New | Food Preparation | Natural Gas | Broiler | 39.54% | 20%
Commercial_Grocery (WA)_New_Food Preparation_Natural Gas_Griddle | Commercial | Grocery (WA) | New | Food Preparation | Natural Gas | Griddle | 39.54% | 20%
Commercial_Grocery (WA)_New_Food Preparation_Natural Gas_Range | Commercial | Grocery (WA) | New | Food Preparation | Natural Gas | Range | 39.54% | 20%
Commercial_Grocery (WA)_New_Food Preparation_Natural Gas_Steamer | Commercial | Grocery (WA) | New | Food Preparation | Natural Gas | Steamer | 39.54% | 20%
Commercial_Grocery (WA)_New_Food Preparation_Natural Gas_Food Prep Other | Commercial | Grocery (WA) | New | Food Preparation | Natural Gas | Food Prep Other | 39.54% | 20%
Commercial_Grocery (WA)_New_Miscellaneous_Natural Gas_Pool Heater | Commercial | Grocery (WA) | New | Miscellaneous | Natural Gas | Pool Heater | 28.36% | 20%
Commercial_Grocery (WA)_New_Miscellaneous_Natural Gas_Miscellaneous | Commercial | Grocery (WA) | New | Miscellaneous | Natural Gas | Miscellaneous | 28.36% | 20%
Commercial_School (WA)_Existing_Space Heating_Natural Gas_Furnace | Commercial | School (WA) | Existing | Space Heating | Natural Gas | Furnace | 22.84% | 20%
Commercial_School (WA)_Existing_Space Heating_Natural Gas_Boiler | Commercial | School (WA) | Existing | Space Heating | Natural Gas | Boiler | 22.84% | 20%
Commercial_School (WA)_Existing_Space Heating_Natural Gas_Unit Heater | Commercial | School (WA) | Existing | Space Heating | Natural Gas | Unit Heater | 22.84% | 20%
Commercial_School (WA)_Existing_Water Heating_Natural Gas_Water Heater | Commercial | School (WA) | Existing | Water Heating | Natural Gas | Water Heater | 28.36% | 20%
Commercial_School (WA)_Existing_Food Preparation_Natural Gas_Oven | Commercial | School (WA) | Existing | Food Preparation | Natural Gas | Oven | 39.54% | 20%
Commercial_School (WA)_Existing_Food Preparation_Natural Gas_Conveyor Oven | Commercial | School (WA) | Existing | Food Preparation | Natural Gas | Conveyor Oven | 39.54% | 20%
Commercial_School (WA)_Existing_Food Preparation_Natural Gas_Double Rack Oven | Commercial | School (WA) | Existing | Food Preparation | Natural Gas | Double Rack Oven | 39.54% | 20%
Commercial_School (WA)_Existing_Food Preparation_Natural Gas_Fryer | Commercial | School (WA) | Existing | Food Preparation | Natural Gas | Fryer | 39.54% | 20%
Commercial_School (WA)_Existing_Food Preparation_Natural Gas_Broiler | Commercial | School (WA) | Existing | Food Preparation | Natural Gas | Broiler | 39.54% | 20%
Commercial_School (WA)_Existing_Food Preparation_Natural Gas_Griddle | Commercial | School (WA) | Existing | Food Preparation | Natural Gas | Griddle | 39.54% | 20%
Commercial_School (WA)_Existing_Food Preparation_Natural Gas_Range | Commercial | School (WA) | Existing | Food Preparation | Natural Gas | Range | 39.54% | 20%
Commercial_School (WA)_Existing_Food Preparation_Natural Gas_Steamer | Commercial | School (WA) | Existing | Food Preparation | Natural Gas | Steamer | 39.54% | 20%
Commercial_School (WA)_Existing_Food Preparation_Natural Gas_Food Prep Other | Commercial | School (WA) | Existing | Food Preparation | Natural Gas | Food Prep Other | 39.54% | 20%
Commercial_School (WA)_Existing_Miscellaneous_Natural Gas_Pool Heater | Commercial | School (WA) | Existing | Miscellaneous | Natural Gas | Pool Heater | 28.36% | 20%
Commercial_School (WA)_Existing_Miscellaneous_Natural Gas_Miscellaneous | Commercial | School (WA) | Existing | Miscellaneous | Natural Gas | Miscellaneous | 28.36% | 20%
Commercial_School (WA)_New_Space Heating_Natural Gas_Furnace | Commercial | School (WA) | New | Space Heating | Natural Gas | Furnace | 22.84% | 20%
Commercial_School (WA)_New_Space Heating_Natural Gas_Boiler | Commercial | School (WA) | New | Space Heating | Natural Gas | Boiler | 22.84% | 20%
Commercial_School (WA)_New_Space Heating_Natural Gas_Unit Heater | Commercial | School (WA) | New | Space Heating | Natural Gas | Unit Heater | 22.84% | 20%
Commercial_School (WA)_New_Water Heating_Natural Gas_Water Heater | Commercial | School (WA) | New | Water Heating | Natural Gas | Water Heater | 28.36% | 20%
Commercial_School (WA)_New_Food Preparation_Natural Gas_Oven | Commercial | School (WA) | New | Food Preparation | Natural Gas | Oven | 39.54% | 20%
Commercial_School (WA)_New_Food Preparation_Natural Gas_Conveyor Oven | Commercial | School (WA) | New | Food Preparation | Natural Gas | Conveyor Oven | 39.54% | 20%
Commercial_School (WA)_New_Food Preparation_Natural Gas_Double Rack Oven | Commercial | School (WA) | New | Food Preparation | Natural Gas | Double Rack Oven | 39.54% | 20%
Commercial_School (WA)_New_Food Preparation_Natural Gas_Fryer | Commercial | School (WA) | New | Food Preparation | Natural Gas | Fryer | 39.54% | 20%
Commercial_School (WA)_New_Food Preparation_Natural Gas_Broiler | Commercial | School (WA) | New | Food Preparation | Natural Gas | Broiler | 39.54% | 20%
Commercial_School (WA)_New_Food Preparation_Natural Gas_Griddle | Commercial | School (WA) | New | Food Preparation | Natural Gas | Griddle | 39.54% | 20%
Commercial_School (WA)_New_Food Preparation_Natural Gas_Range | Commercial | School (WA) | New | Food Preparation | Natural Gas | Range | 39.54% | 20%
Commercial_School (WA)_New_Food Preparation_Natural Gas_Steamer | Commercial | School (WA) | New | Food Preparation | Natural Gas | Steamer | 39.54% | 20%
Commercial_School (WA)_New_Food Preparation_Natural Gas_Food Prep Other | Commercial | School (WA) | New | Food Preparation | Natural Gas | Food Prep Other | 39.54% | 20%
Commercial_School (WA)_New_Miscellaneous_Natural Gas_Pool Heater | Commercial | School (WA) | New | Miscellaneous | Natural Gas | Pool Heater | 28.36% | 20%
Commercial_School (WA)_New_Miscellaneous_Natural Gas_Miscellaneous | Commercial | School (WA) | New | Miscellaneous | Natural Gas | Miscellaneous | 28.36% | 20%
Commercial_College (WA)_Existing_Space Heating_Natural Gas_Furnace | Commercial | College (WA) | Existing | Space Heating | Natural Gas | Furnace | 22.84% | 20%
Commercial_College (WA)_Existing_Space Heating_Natural Gas_Boiler | Commercial | College (WA) | Existing | Space Heating | Natural Gas | Boiler | 22.84% | 20%
Commercial_College (WA)_Existing_Space Heating_Natural Gas_Unit Heater | Commercial | College (WA) | Existing | Space Heating | Natural Gas | Unit Heater | 22.84% | 20%
Commercial_College (WA)_Existing_Water Heating_Natural Gas_Water Heater | Commercial | College (WA) | Existing | Water Heating | Natural Gas | Water Heater | 28.36% | 20%
Commercial_College (WA)_Existing_Food Preparation_Natural Gas_Oven | Commercial | College (WA) | Existing | Food Preparation | Natural Gas | Oven | 39.54% | 20%
Commercial_College (WA)_Existing_Food Preparation_Natural Gas_Conveyor Oven | Commercial | College (WA) | Existing | Food Preparation | Natural Gas | Conveyor Oven | 39.54% | 20%
Commercial_College (WA)_Existing_Food Preparation_Natural Gas_Double Rack Oven | Commercial | College (WA) | Existing | Food Preparation | Natural Gas | Double Rack Oven | 39.54% | 20%
Commercial_College (WA)_Existing_Food Preparation_Natural Gas_Fryer | Commercial | College (WA) | Existing | Food Preparation | Natural Gas | Fryer | 39.54% | 20%
Commercial_College (WA)_Existing_Food Preparation_Natural Gas_Broiler | Commercial | College (WA) | Existing | Food Preparation | Natural Gas | Broiler | 39.54% | 20%
Commercial_College (WA)_Existing_Food Preparation_Natural Gas_Griddle | Commercial | College (WA) | Existing | Food Preparation | Natural Gas | Griddle | 39.54% | 20%
Commercial_College (WA)_Existing_Food Preparation_Natural Gas_Range | Commercial | College (WA) | Existing | Food Preparation | Natural Gas | Range | 39.54% | 20%
Commercial_College (WA)_Existing_Food Preparation_Natural Gas_Steamer | Commercial | College (WA) | Existing | Food Preparation | Natural Gas | Steamer | 39.54% | 20%
Commercial_College (WA)_Existing_Food Preparation_Natural Gas_Food Prep Other | Commercial | College (WA) | Existing | Food Preparation | Natural Gas | Food Prep Other | 39.54% | 20%
Commercial_College (WA)_Existing_Miscellaneous_Natural Gas_Pool Heater | Commercial | College (WA) | Existing | Miscellaneous | Natural Gas | Pool Heater | 28.36% | 20%
Commercial_College (WA)_Existing_Miscellaneous_Natural Gas_Miscellaneous | Commercial | College (WA) | Existing | Miscellaneous | Natural Gas | Miscellaneous | 28.36% | 20%
Commercial_College (WA)_New_Space Heating_Natural Gas_Furnace | Commercial | College (WA) | New | Space Heating | Natural Gas | Furnace | 22.84% | 20%
Commercial_College (WA)_New_Space Heating_Natural Gas_Boiler | Commercial | College (WA) | New | Space Heating | Natural Gas | Boiler | 22.84% | 20%
Commercial_College (WA)_New_Space Heating_Natural Gas_Unit Heater | Commercial | College (WA) | New | Space Heating | Natural Gas | Unit Heater | 22.84% | 20%
Commercial_College (WA)_New_Water Heating_Natural Gas_Water Heater | Commercial | College (WA) | New | Water Heating | Natural Gas | Water Heater | 28.36% | 20%
Commercial_College (WA)_New_Food Preparation_Natural Gas_Oven | Commercial | College (WA) | New | Food Preparation | Natural Gas | Oven | 39.54% | 20%
Commercial_College (WA)_New_Food Preparation_Natural Gas_Conveyor Oven | Commercial | College (WA) | New | Food Preparation | Natural Gas | Conveyor Oven | 39.54% | 20%
Commercial_College (WA)_New_Food Preparation_Natural Gas_Double Rack Oven | Commercial | College (WA) | New | Food Preparation | Natural Gas | Double Rack Oven | 39.54% | 20%
Commercial_College (WA)_New_Food Preparation_Natural Gas_Fryer | Commercial | College (WA) | New | Food Preparation | Natural Gas | Fryer | 39.54% | 20%
Commercial_College (WA)_New_Food Preparation_Natural Gas_Broiler | Commercial | College (WA) | New | Food Preparation | Natural Gas | Broiler | 39.54% | 20%
Commercial_College (WA)_New_Food Preparation_Natural Gas_Griddle | Commercial | College (WA) | New | Food Preparation | Natural Gas | Griddle | 39.54% | 20%
Commercial_College (WA)_New_Food Preparation_Natural Gas_Range | Commercial | College (WA) | New | Food Preparation | Natural Gas | Range | 39.54% | 20%
Commercial_College (WA)_New_Food Preparation_Natural Gas_Steamer | Commercial | College (WA) | New | Food Preparation | Natural Gas | Steamer | 39.54% | 20%
Commercial_College (WA)_New_Food Preparation_Natural Gas_Food Prep Other | Commercial | College (WA) | New | Food Preparation | Natural Gas | Food Prep Other | 39.54% | 20%
Commercial_College (WA)_New_Miscellaneous_Natural Gas_Pool Heater | Commercial | College (WA) | New | Miscellaneous | Natural Gas | Pool Heater | 28.36% | 20%
Commercial_College (WA)_New_Miscellaneous_Natural Gas_Miscellaneous | Commercial | College (WA) | New | Miscellaneous | Natural Gas | Miscellaneous | 28.36% | 20%
Commercial_Health (WA)_Existing_Space Heating_Natural Gas_Furnace | Commercial | Health (WA) | Existing | Space Heating | Natural Gas | Furnace | 22.84% | 20%
Commercial_Health (WA)_Existing_Space Heating_Natural Gas_Boiler | Commercial | Health (WA) | Existing | Space Heating | Natural Gas | Boiler | 22.84% | 20%
Commercial_Health (WA)_Existing_Space Heating_Natural Gas_Unit Heater | Commercial | Health (WA) | Existing | Space Heating | Natural Gas | Unit Heater | 22.84% | 20%
Commercial_Health (WA)_Existing_Water Heating_Natural Gas_Water Heater | Commercial | Health (WA) | Existing | Water Heating | Natural Gas | Water Heater | 28.36% | 20%
Commercial_Health (WA)_Existing_Food Preparation_Natural Gas_Oven | Commercial | Health (WA) | Existing | Food Preparation | Natural Gas | Oven | 39.54% | 20%
Commercial_Health (WA)_Existing_Food Preparation_Natural Gas_Conveyor Oven | Commercial | Health (WA) | Existing | Food Preparation | Natural Gas | Conveyor Oven | 39.54% | 20%
Commercial_Health (WA)_Existing_Food Preparation_Natural Gas_Double Rack Oven | Commercial | Health (WA) | Existing | Food Preparation | Natural Gas | Double Rack Oven | 39.54% | 20%
Commercial_Health (WA)_Existing_Food Preparation_Natural Gas_Fryer | Commercial | Health (WA) | Existing | Food Preparation | Natural Gas | Fryer | 39.54% | 20%
Commercial_Health (WA)_Existing_Food Preparation_Natural Gas_Broiler | Commercial | Health (WA) | Existing | Food Preparation | Natural Gas | Broiler | 39.54% | 20%
Commercial_Health (WA)_Existing_Food Preparation_Natural Gas_Griddle | Commercial | Health (WA) | Existing | Food Preparation | Natural Gas | Griddle | 39.54% | 20%
Commercial_Health (WA)_Existing_Food Preparation_Natural Gas_Range | Commercial | Health (WA) | Existing | Food Preparation | Natural Gas | Range | 39.54% | 20%
Commercial_Health (WA)_Existing_Food Preparation_Natural Gas_Steamer | Commercial | Health (WA) | Existing | Food Preparation | Natural Gas | Steamer | 39.54% | 20%
Commercial_Health (WA)_Existing_Food Preparation_Natural Gas_Food Prep Other | Commercial | Health (WA) | Existing | Food Preparation | Natural Gas | Food Prep Other | 39.54% | 20%
Commercial_Health (WA)_Existing_Miscellaneous_Natural Gas_Pool Heater | Commercial | Health (WA) | Existing | Miscellaneous | Natural Gas | Pool Heater | 28.36% | 20%
Commercial_Health (WA)_Existing_Miscellaneous_Natural Gas_Miscellaneous | Commercial | Health (WA) | Existing | Miscellaneous | Natural Gas | Miscellaneous | 28.36% | 20%
Commercial_Health (WA)_New_Space Heating_Natural Gas_Furnace | Commercial | Health (WA) | New | Space Heating | Natural Gas | Furnace | 22.84% | 20%
Commercial_Health (WA)_New_Space Heating_Natural Gas_Boiler | Commercial | Health (WA) | New | Space Heating | Natural Gas | Boiler | 22.84% | 20%
Commercial_Health (WA)_New_Space Heating_Natural Gas_Unit Heater | Commercial | Health (WA) | New | Space Heating | Natural Gas | Unit Heater | 22.84% | 20%
Commercial_Health (WA)_New_Water Heating_Natural Gas_Water Heater | Commercial | Health (WA) | New | Water Heating | Natural Gas | Water Heater | 28.36% | 20%
Commercial_Health (WA)_New_Food Preparation_Natural Gas_Oven | Commercial | Health (WA) | New | Food Preparation | Natural Gas | Oven | 39.54% | 20%
Commercial_Health (WA)_New_Food Preparation_Natural Gas_Conveyor Oven | Commercial | Health (WA) | New | Food Preparation | Natural Gas | Conveyor Oven | 39.54% | 20%
Commercial_Health (WA)_New_Food Preparation_Natural Gas_Double Rack Oven | Commercial | Health (WA) | New | Food Preparation | Natural Gas | Double Rack Oven | 39.54% | 20%
Commercial_Health (WA)_New_Food Preparation_Natural Gas_Fryer | Commercial | Health (WA) | New | Food Preparation | Natural Gas | Fryer | 39.54% | 20%
Commercial_Health (WA)_New_Food Preparation_Natural Gas_Broiler | Commercial | Health (WA) | New | Food Preparation | Natural Gas | Broiler | 39.54% | 20%
Commercial_Health (WA)_New_Food Preparation_Natural Gas_Griddle | Commercial | Health (WA) | New | Food Preparation | Natural Gas | Griddle | 39.54% | 20%
Commercial_Health (WA)_New_Food Preparation_Natural Gas_Range | Commercial | Health (WA) | New | Food Preparation | Natural Gas | Range | 39.54% | 20%
Commercial_Health (WA)_New_Food Preparation_Natural Gas_Steamer | Commercial | Health (WA) | New | Food Preparation | Natural Gas | Steamer | 39.54% | 20%
Commercial_Health (WA)_New_Food Preparation_Natural Gas_Food Prep Other | Commercial | Health (WA) | New | Food Preparation | Natural Gas | Food Prep Other | 39.54% | 20%
Commercial_Health (WA)_New_Miscellaneous_Natural Gas_Pool Heater | Commercial | Health (WA) | New | Miscellaneous | Natural Gas | Pool Heater | 28.36% | 20%
Commercial_Health (WA)_New_Miscellaneous_Natural Gas_Miscellaneous | Commercial | Health (WA) | New | Miscellaneous | Natural Gas | Miscellaneous | 28.36% | 20%
Commercial_Lodging (WA)_Existing_Space Heating_Natural Gas_Furnace | Commercial | Lodging (WA) | Existing | Space Heating | Natural Gas | Furnace | 22.84% | 20%
Commercial_Lodging (WA)_Existing_Space Heating_Natural Gas_Boiler | Commercial | Lodging (WA) | Existing | Space Heating | Natural Gas | Boiler | 22.84% | 20%
Commercial_Lodging (WA)_Existing_Space Heating_Natural Gas_Unit Heater | Commercial | Lodging (WA) | Existing | Space Heating | Natural Gas | Unit Heater | 22.84% | 20%
Commercial_Lodging (WA)_Existing_Water Heating_Natural Gas_Water Heater | Commercial | Lodging (WA) | Existing | Water Heating | Natural Gas | Water Heater | 28.36% | 20%
Commercial_Lodging (WA)_Existing_Food Preparation_Natural Gas_Oven | Commercial | Lodging (WA) | Existing | Food Preparation | Natural Gas | Oven | 39.54% | 20%
Commercial_Lodging (WA)_Existing_Food Preparation_Natural Gas_Conveyor Oven | Commercial | Lodging (WA) | Existing | Food Preparation | Natural Gas | Conveyor Oven | 39.54% | 20%
Commercial_Lodging (WA)_Existing_Food Preparation_Natural Gas_Double Rack Oven | Commercial | Lodging (WA) | Existing | Food Preparation | Natural Gas | Double Rack Oven | 39.54% | 20%
Commercial_Lodging (WA)_Existing_Food Preparation_Natural Gas_Fryer | Commercial | Lodging (WA) | Existing | Food Preparation | Natural Gas | Fryer | 39.54% | 20%
Commercial_Lodging (WA)_Existing_Food Preparation_Natural Gas_Broiler | Commercial | Lodging (WA) | Existing | Food Preparation | Natural Gas | Broiler | 39.54% | 20%
Commercial_Lodging (WA)_Existing_Food Preparation_Natural Gas_Griddle | Commercial | Lodging (WA) | Existing | Food Preparation | Natural Gas | Griddle | 39.54% | 20%
Commercial_Lodging (WA)_Existing_Food Preparation_Natural Gas_Range | Commercial | Lodging (WA) | Existing | Food Preparation | Natural Gas | Range | 39.54% | 20%
Commercial_Lodging (WA)_Existing_Food Preparation_Natural Gas_Steamer | Commercial | Lodging (WA) | Existing | Food Preparation | Natural Gas | Steamer | 39.54% | 20%
Commercial_Lodging (WA)_Existing_Food Preparation_Natural Gas_Food Prep Other | Commercial | Lodging (WA) | Existing | Food Preparation | Natural Gas | Food Prep Other | 39.54% | 20%
Commercial_Lodging (WA)_Existing_Miscellaneous_Natural Gas_Pool Heater | Commercial | Lodging (WA) | Existing | Miscellaneous | Natural Gas | Pool Heater | 28.36% | 20%
Commercial_Lodging (WA)_Existing_Miscellaneous_Natural Gas_Miscellaneous | Commercial | Lodging (WA) | Existing | Miscellaneous | Natural Gas | Miscellaneous | 28.36% | 20%
Commercial_Lodging (WA)_New_Space Heating_Natural Gas_Furnace | Commercial | Lodging (WA) | New | Space Heating | Natural Gas | Furnace | 22.84% | 20%
Commercial_Lodging (WA)_New_Space Heating_Natural Gas_Boiler | Commercial | Lodging (WA) | New | Space Heating | Natural Gas | Boiler | 22.84% | 20%
Commercial_Lodging (WA)_New_Space Heating_Natural Gas_Unit Heater | Commercial | Lodging (WA) | New | Space Heating | Natural Gas | Unit Heater | 22.84% | 20%
Commercial_Lodging (WA)_New_Water Heating_Natural Gas_Water Heater | Commercial | Lodging (WA) | New | Water Heating | Natural Gas | Water Heater | 28.36% | 20%
Commercial_Lodging (WA)_New_Food Preparation_Natural Gas_Oven | Commercial | Lodging (WA) | New | Food Preparation | Natural Gas | Oven | 39.54% | 20%
Commercial_Lodging (WA)_New_Food Preparation_Natural Gas_Conveyor Oven | Commercial | Lodging (WA) | New | Food Preparation | Natural Gas | Conveyor Oven | 39.54% | 20%
Commercial_Lodging (WA)_New_Food Preparation_Natural Gas_Double Rack Oven | Commercial | Lodging (WA) | New | Food Preparation | Natural Gas | Double Rack Oven | 39.54% | 20%
Commercial_Lodging (WA)_New_Food Preparation_Natural Gas_Fryer | Commercial | Lodging (WA) | New | Food Preparation | Natural Gas | Fryer | 39.54% | 20%
Commercial_Lodging (WA)_New_Food Preparation_Natural Gas_Broiler | Commercial | Lodging (WA) | New | Food Preparation | Natural Gas | Broiler | 39.54% | 20%
Commercial_Lodging (WA)_New_Food Preparation_Natural Gas_Griddle | Commercial | Lodging (WA) | New | Food Preparation | Natural Gas | Griddle | 39.54% | 20%
Commercial_Lodging (WA)_New_Food Preparation_Natural Gas_Range | Commercial | Lodging (WA) | New | Food Preparation | Natural Gas | Range | 39.54% | 20%
Commercial_Lodging (WA)_New_Food Preparation_Natural Gas_Steamer | Commercial | Lodging (WA) | New | Food Preparation | Natural Gas | Steamer | 39.54% | 20%
Commercial_Lodging (WA)_New_Food Preparation_Natural Gas_Food Prep Other | Commercial | Lodging (WA) | New | Food Preparation | Natural Gas | Food Prep Other | 39.54% | 20%
Commercial_Lodging (WA)_New_Miscellaneous_Natural Gas_Pool Heater | Commercial | Lodging (WA) | New | Miscellaneous | Natural Gas | Pool Heater | 28.36% | 20%
Commercial_Lodging (WA)_New_Miscellaneous_Natural Gas_Miscellaneous | Commercial | Lodging (WA) | New | Miscellaneous | Natural Gas | Miscellaneous | 28.36% | 20%
Commercial_Warehouse (WA)_Existing_Space Heating_Natural Gas_Furnace | Commercial | Warehouse (WA) | Existing | Space Heating | Natural Gas | Furnace | 22.84% | 20%
Commercial_Warehouse (WA)_Existing_Space Heating_Natural Gas_Boiler | Commercial | Warehouse (WA) | Existing | Space Heating | Natural Gas | Boiler | 22.84% | 20%
Commercial_Warehouse (WA)_Existing_Space Heating_Natural Gas_Unit Heater | Commercial | Warehouse (WA) | Existing | Space Heating | Natural Gas | Unit Heater | 22.84% | 20%
Commercial_Warehouse (WA)_Existing_Water Heating_Natural Gas_Water Heater | Commercial | Warehouse (WA) | Existing | Water Heating | Natural Gas | Water Heater | 28.36% | 20%
Commercial_Warehouse (WA)_Existing_Food Preparation_Natural Gas_Oven | Commercial | Warehouse (WA) | Existing | Food Preparation | Natural Gas | Oven | 39.54% | 20%
Commercial_Warehouse (WA)_Existing_Food Preparation_Natural Gas_Conveyor Oven | Commercial | Warehouse (WA) | Existing | Food Preparation | Natural Gas | Conveyor Oven | 39.54% | 20%
Commercial_Warehouse (WA)_Existing_Food Preparation_Natural Gas_Double Rack Oven | Commercial | Warehouse (WA) | Existing | Food Preparation | Natural Gas | Double Rack Oven | 39.54% | 20%
Commercial_Warehouse (WA)_Existing_Food Preparation_Natural Gas_Fryer | Commercial | Warehouse (WA) | Existing | Food Preparation | Natural Gas | Fryer | 39.54% | 20%
Commercial_Warehouse (WA)_Existing_Food Preparation_Natural Gas_Broiler | Commercial | Warehouse (WA) | Existing | Food Preparation | Natural Gas | Broiler | 39.54% | 20%
Commercial_Warehouse (WA)_Existing_Food Preparation_Natural Gas_Griddle | Commercial | Warehouse (WA) | Existing | Food Preparation | Natural Gas | Griddle | 39.54% | 20%
Commercial_Warehouse (WA)_Existing_Food Preparation_Natural Gas_Range | Commercial | Warehouse (WA) | Existing | Food Preparation | Natural Gas | Range | 39.54% | 20%
Commercial_Warehouse (WA)_Existing_Food Preparation_Natural Gas_Steamer | Commercial | Warehouse (WA) | Existing | Food Preparation | Natural Gas | Steamer | 39.54% | 20%
Commercial_Warehouse (WA)_Existing_Food Preparation_Natural Gas_Food Prep Other | Commercial | Warehouse (WA) | Existing | Food Preparation | Natural Gas | Food Prep Other | 39.54% | 20%
Commercial_Warehouse (WA)_Existing_Miscellaneous_Natural Gas_Pool Heater | Commercial | Warehouse (WA) | Existing | Miscellaneous | Natural Gas | Pool Heater | 28.36% | 20%
Commercial_Warehouse (WA)_Existing_Miscellaneous_Natural Gas_Miscellaneous | Commercial | Warehouse (WA) | Existing | Miscellaneous | Natural Gas | Miscellaneous | 28.36% | 20%
Commercial_Warehouse (WA)_New_Space Heating_Natural Gas_Furnace | Commercial | Warehouse (WA) | New | Space Heating | Natural Gas | Furnace | 22.84% | 20%
Commercial_Warehouse (WA)_New_Space Heating_Natural Gas_Boiler | Commercial | Warehouse (WA) | New | Space Heating | Natural Gas | Boiler | 22.84% | 20%
Commercial_Warehouse (WA)_New_Space Heating_Natural Gas_Unit Heater | Commercial | Warehouse (WA) | New | Space Heating | Natural Gas | Unit Heater | 22.84% | 20%
Commercial_Warehouse (WA)_New_Water Heating_Natural Gas_Water Heater | Commercial | Warehouse (WA) | New | Water Heating | Natural Gas | Water Heater | 28.36% | 20%
Commercial_Warehouse (WA)_New_Food Preparation_Natural Gas_Oven | Commercial | Warehouse (WA) | New | Food Preparation | Natural Gas | Oven | 39.54% | 20%
Commercial_Warehouse (WA)_New_Food Preparation_Natural Gas_Conveyor Oven | Commercial | Warehouse (WA) | New | Food Preparation | Natural Gas | Conveyor Oven | 39.54% | 20%
Commercial_Warehouse (WA)_New_Food Preparation_Natural Gas_Double Rack Oven | Commercial | Warehouse (WA) | New | Food Preparation | Natural Gas | Double Rack Oven | 39.54% | 20%
Commercial_Warehouse (WA)_New_Food Preparation_Natural Gas_Fryer | Commercial | Warehouse (WA) | New | Food Preparation | Natural Gas | Fryer | 39.54% | 20%
Commercial_Warehouse (WA)_New_Food Preparation_Natural Gas_Broiler | Commercial | Warehouse (WA) | New | Food Preparation | Natural Gas | Broiler | 39.54% | 20%
Commercial_Warehouse (WA)_New_Food Preparation_Natural Gas_Griddle | Commercial | Warehouse (WA) | New | Food Preparation | Natural Gas | Griddle | 39.54% | 20%
Commercial_Warehouse (WA)_New_Food Preparation_Natural Gas_Range | Commercial | Warehouse (WA) | New | Food Preparation | Natural Gas | Range | 39.54% | 20%
Commercial_Warehouse (WA)_New_Food Preparation_Natural Gas_Steamer | Commercial | Warehouse (WA) | New | Food Preparation | Natural Gas | Steamer | 39.54% | 20%
Commercial_Warehouse (WA)_New_Food Preparation_Natural Gas_Food Prep Other | Commercial | Warehouse (WA) | New | Food Preparation | Natural Gas | Food Prep Other | 39.54% | 20%
Commercial_Warehouse (WA)_New_Miscellaneous_Natural Gas_Pool Heater | Commercial | Warehouse (WA) | New | Miscellaneous | Natural Gas | Pool Heater | 28.36% | 20%
Commercial_Warehouse (WA)_New_Miscellaneous_Natural Gas_Miscellaneous | Commercial | Warehouse (WA) | New | Miscellaneous | Natural Gas | Miscellaneous | 28.36% | 20%
Commercial_Miscellaneous (WA)_Existing_Space Heating_Natural Gas_Furnace | Commercial | Miscellaneous (WA) | Existing | Space Heating | Natural Gas | Furnace | 22.84% | 20%
Commercial_Miscellaneous (WA)_Existing_Space Heating_Natural Gas_Boiler | Commercial | Miscellaneous (WA) | Existing | Space Heating | Natural Gas | Boiler | 22.84% | 20%
Commercial_Miscellaneous (WA)_Existing_Space Heating_Natural Gas_Unit Heater | Commercial | Miscellaneous (WA) | Existing | Space Heating | Natural Gas | Unit Heater | 22.84% | 20%
Commercial_Miscellaneous (WA)_Existing_Water Heating_Natural Gas_Water Heater | Commercial | Miscellaneous (WA) | Existing | Water Heating | Natural Gas | Water Heater | 28.36% | 20%
Commercial_Miscellaneous (WA)_Existing_Food Preparation_Natural Gas_Oven | Commercial | Miscellaneous (WA) | Existing | Food Preparation | Natural Gas | Oven | 39.54% | 20%
Commercial_Miscellaneous (WA)_Existing_Food Preparation_Natural Gas_Conveyor Oven | Commercial | Miscellaneous (WA) | Existing | Food Preparation | Natural Gas | Conveyor Oven | 39.54% | 20%
Commercial_Miscellaneous (WA)_Existing_Food Preparation_Natural Gas_Double Rack Oven | Commercial | Miscellaneous (WA) | Existing | Food Preparation | Natural Gas | Double Rack Oven | 39.54% | 20%
Commercial_Miscellaneous (WA)_Existing_Food Preparation_Natural Gas_Fryer | Commercial | Miscellaneous (WA) | Existing | Food Preparation | Natural Gas | Fryer | 39.54% | 20%
Commercial_Miscellaneous (WA)_Existing_Food Preparation_Natural Gas_Broiler | Commercial | Miscellaneous (WA) | Existing | Food Preparation | Natural Gas | Broiler | 39.54% | 20%
Commercial_Miscellaneous (WA)_Existing_Food Preparation_Natural Gas_Griddle | Commercial | Miscellaneous (WA) | Existing | Food Preparation | Natural Gas | Griddle | 39.54% | 20%
Commercial_Miscellaneous (WA)_Existing_Food Preparation_Natural Gas_Range | Commercial | Miscellaneous (WA) | Existing | Food Preparation | Natural Gas | Range | 39.54% | 20%
Commercial_Miscellaneous (WA)_Existing_Food Preparation_Natural Gas_Steamer | Commercial | Miscellaneous (WA) | Existing | Food Preparation | Natural Gas | Steamer | 39.54% | 20%
Commercial_Miscellaneous (WA)_Existing_Food Preparation_Natural Gas_Food Prep Other | Commercial | Miscellaneous (WA) | Existing | Food Preparation | Natural Gas | Food Prep Other | 39.54% | 20%
Commercial_Miscellaneous (WA)_Existing_Miscellaneous_Natural Gas_Pool Heater | Commercial | Miscellaneous (WA) | Existing | Miscellaneous | Natural Gas | Pool Heater | 28.36% | 20%
Commercial_Miscellaneous (WA)_Existing_Miscellaneous_Natural Gas_Miscellaneous | Commercial | Miscellaneous (WA) | Existing | Miscellaneous | Natural Gas | Miscellaneous | 28.36% | 20%
Commercial_Miscellaneous (WA)_New_Space Heating_Natural Gas_Furnace | Commercial | Miscellaneous (WA) | New | Space Heating | Natural Gas | Furnace | 22.84% | 20%
Commercial_Miscellaneous (WA)_New_Space Heating_Natural Gas_Boiler | Commercial | Miscellaneous (WA) | New | Space Heating | Natural Gas | Boiler | 22.84% | 20%
Commercial_Miscellaneous (WA)_New_Space Heating_Natural Gas_Unit Heater | Commercial | Miscellaneous (WA) | New | Space Heating | Natural Gas | Unit Heater | 22.84% | 20%
Commercial_Miscellaneous (WA)_New_Water Heating_Natural Gas_Water Heater | Commercial | Miscellaneous (WA) | New | Water Heating | Natural Gas | Water Heater | 28.36% | 20%
Commercial_Miscellaneous (WA)_New_Food Preparation_Natural Gas_Oven | Commercial | Miscellaneous (WA) | New | Food Preparation | Natural Gas | Oven | 39.54% | 20%
Commercial_Miscellaneous (WA)_New_Food Preparation_Natural Gas_Conveyor Oven | Commercial | Miscellaneous (WA) | New | Food Preparation | Natural Gas | Conveyor Oven | 39.54% | 20%
Commercial_Miscellaneous (WA)_New_Food Preparation_Natural Gas_Double Rack Oven | Commercial | Miscellaneous (WA) | New | Food Preparation | Natural Gas | Double Rack Oven | 39.54% | 20%
Commercial_Miscellaneous (WA)_New_Food Preparation_Natural Gas_Fryer | Commercial | Miscellaneous (WA) | New | Food Preparation | Natural Gas | Fryer | 39.54% | 20%
Commercial_Miscellaneous (WA)_New_Food Preparation_Natural Gas_Broiler | Commercial | Miscellaneous (WA) | New | Food Preparation | Natural Gas | Broiler | 39.54% | 20%
Commercial_Miscellaneous (WA)_New_Food Preparation_Natural Gas_Griddle | Commercial | Miscellaneous (WA) | New | Food Preparation | Natural Gas | Griddle | 39.54% | 20%
Commercial_Miscellaneous (WA)_New_Food Preparation_Natural Gas_Range | Commercial | Miscellaneous (WA) | New | Food Preparation | Natural Gas | Range | 39.54% | 20%
Commercial_Miscellaneous (WA)_New_Food Preparation_Natural Gas_Steamer | Commercial | Miscellaneous (WA) | New | Food Preparation | Natural Gas | Steamer | 39.54% | 20%
Commercial_Miscellaneous (WA)_New_Food Preparation_Natural Gas_Food Prep Other | Commercial | Miscellaneous (WA) | New | Food Preparation | Natural Gas | Food Prep Other | 39.54% | 20%
Commercial_Miscellaneous (WA)_New_Miscellaneous_Natural Gas_Pool Heater | Commercial | Miscellaneous (WA) | New | Miscellaneous | Natural Gas | Pool Heater | 28.36% | 20%
Commercial_Miscellaneous (WA)_New_Miscellaneous_Natural Gas_Miscellaneous | Commercial | Miscellaneous (WA) | New | Miscellaneous | Natural Gas | Miscellaneous | 28.36% | 20%
Commercial_Office (ID)_Existing_Space Heating_Natural Gas_Furnace | Commercial | Office (ID) | Existing | Space Heating | Natural Gas | Furnace | 22.84% | 20%
Commercial_Office (ID)_Existing_Space Heating_Natural Gas_Boiler | Commercial | Office (ID) | Existing | Space Heating | Natural Gas | Boiler | 22.84% | 20%
Commercial_Office (ID)_Existing_Space Heating_Natural Gas_Unit Heater | Commercial | Office (ID) | Existing | Space Heating | Natural Gas | Unit Heater | 22.84% | 20%
Commercial_Office (ID)_Existing_Water Heating_Natural Gas_Water Heater | Commercial | Office (ID) | Existing | Water Heating | Natural Gas | Water Heater | 28.36% | 20%
Commercial_Office (ID)_Existing_Food Preparation_Natural Gas_Oven | Commercial | Office (ID) | Existing | Food Preparation | Natural Gas | Oven | 40.59% | 20%
Commercial_Office (ID)_Existing_Food Preparation_Natural Gas_Conveyor Oven | Commercial | Office (ID) | Existing | Food Preparation | Natural Gas | Conveyor Oven | 40.59% | 20%
Commercial_Office (ID)_Existing_Food Preparation_Natural Gas_Double Rack Oven | Commercial | Office (ID) | Existing | Food Preparation | Natural Gas | Double Rack Oven | 40.59% | 20%
Commercial_Office (ID)_Existing_Food Preparation_Natural Gas_Fryer | Commercial | Office (ID) | Existing | Food Preparation | Natural Gas | Fryer | 40.59% | 20%
Commercial_Office (ID)_Existing_Food Preparation_Natural Gas_Broiler | Commercial | Office (ID) | Existing | Food Preparation | Natural Gas | Broiler | 40.59% | 20%
Commercial_Office (ID)_Existing_Food Preparation_Natural Gas_Griddle | Commercial | Office (ID) | Existing | Food Preparation | Natural Gas | Griddle | 40.59% | 20%
Commercial_Office (ID)_Existing_Food Preparation_Natural Gas_Range | Commercial | Office (ID) | Existing | Food Preparation | Natural Gas | Range | 40.59% | 20%
Commercial_Office (ID)_Existing_Food Preparation_Natural Gas_Steamer | Commercial | Office (ID) | Existing | Food Preparation | Natural Gas | Steamer | 40.59% | 20%
Commercial_Office (ID)_Existing_Food Preparation_Natural Gas_Food Prep Other | Commercial | Office (ID) | Existing | Food Preparation | Natural Gas | Food Prep Other | 40.59% | 20%
Commercial_Office (ID)_Existing_Miscellaneous_Natural Gas_Pool Heater | Commercial | Office (ID) | Existing | Miscellaneous | Natural Gas | Pool Heater | 28.36% | 20%
Commercial_Office (ID)_Existing_Miscellaneous_Natural Gas_Miscellaneous | Commercial | Office (ID) | Existing | Miscellaneous | Natural Gas | Miscellaneous | 28.36% | 20%
Commercial_Office (ID)_New_Space Heating_Natural Gas_Furnace | Commercial | Office (ID) | New | Space Heating | Natural Gas | Furnace | 22.84% | 20%
Commercial_Office (ID)_New_Space Heating_Natural Gas_Boiler | Commercial | Office (ID) | New | Space Heating | Natural Gas | Boiler | 22.84% | 20%
Commercial_Office (ID)_New_Space Heating_Natural Gas_Unit Heater | Commercial | Office (ID) | New | Space Heating | Natural Gas | Unit Heater | 22.84% | 20%
Commercial_Office (ID)_New_Water Heating_Natural Gas_Water Heater | Commercial | Office (ID) | New | Water Heating | Natural Gas | Water Heater | 28.36% | 20%
Commercial_Office (ID)_New_Food Preparation_Natural Gas_Oven | Commercial | Office (ID) | New | Food Preparation | Natural Gas | Oven | 40.59% | 20%
Commercial_Office (ID)_New_Food Preparation_Natural Gas_Conveyor Oven | Commercial | Office (ID) | New | Food Preparation | Natural Gas | Conveyor Oven | 40.59% | 20%
Commercial_Office (ID)_New_Food Preparation_Natural Gas_Double Rack Oven | Commercial | Office (ID) | New | Food Preparation | Natural Gas | Double Rack Oven | 40.59% | 20%
Commercial_Office (ID)_New_Food Preparation_Natural Gas_Fryer | Commercial | Office (ID) | New | Food Preparation | Natural Gas | Fryer | 40.59% | 20%
Commercial_Office (ID)_New_Food Preparation_Natural Gas_Broiler | Commercial | Office (ID) | New | Food Preparation | Natural Gas | Broiler | 40.59% | 20%
Commercial_Office (ID)_New_Food Preparation_Natural Gas_Griddle | Commercial | Office (ID) | New | Food Preparation | Natural Gas | Griddle | 40.59% | 20%
Commercial_Office (ID)_New_Food Preparation_Natural Gas_Range | Commercial | Office (ID) | New | Food Preparation | Natural Gas | Range | 40.59% | 20%
Commercial_Office (ID)_New_Food Preparation_Natural Gas_Steamer | Commercial | Office (ID) | New | Food Preparation | Natural Gas | Steamer | 40.59% | 20%
Commercial_Office (ID)_New_Food Preparation_Natural Gas_Food Prep Other | Commercial | Office (ID) | New | Food Preparation | Natural Gas | Food Prep Other | 40.59% | 20%
Commercial_Office (ID)_New_Miscellaneous_Natural Gas_Pool Heater | Commercial | Office (ID) | New | Miscellaneous | Natural Gas | Pool Heater | 28.36% | 20%
Commercial_Office (ID)_New_Miscellaneous_Natural Gas_Miscellaneous | Commercial | Office (ID) | New | Miscellaneous | Natural Gas | Miscellaneous | 28.36% | 20%
Commercial_Restaurant (ID)_Existing_Space Heating_Natural Gas_Furnace | Commercial | Restaurant (ID) | Existing | Space Heating | Natural Gas | Furnace | 22.84% | 20%
Commercial_Restaurant (ID)_Existing_Space Heating_Natural Gas_Boiler | Commercial | Restaurant (ID) | Existing | Space Heating | Natural Gas | Boiler | 22.84% | 20%
Commercial_Restaurant (ID)_Existing_Space Heating_Natural Gas_Unit Heater | Commercial | Restaurant (ID) | Existing | Space Heating | Natural Gas | Unit Heater | 22.84% | 20%
Commercial_Restaurant (ID)_Existing_Water Heating_Natural Gas_Water Heater | Commercial | Restaurant (ID) | Existing | Water Heating | Natural Gas | Water Heater | 28.36% | 20%
Commercial_Restaurant (ID)_Existing_Food Preparation_Natural Gas_Oven | Commercial | Restaurant (ID) | Existing | Food Preparation | Natural Gas | Oven | 40.59% | 20%
Commercial_Restaurant (ID)_Existing_Food Preparation_Natural Gas_Conveyor Oven | Commercial | Restaurant (ID) | Existing | Food Preparation | Natural Gas | Conveyor Oven | 40.59% | 20%
Commercial_Restaurant (ID)_Existing_Food Preparation_Natural Gas_Double Rack Oven | Commercial | Restaurant (ID) | Existing | Food Preparation | Natural Gas | Double Rack Oven | 40.59% | 20%
Commercial_Restaurant (ID)_Existing_Food Preparation_Natural Gas_Fryer | Commercial | Restaurant (ID) | Existing | Food Preparation | Natural Gas | Fryer | 40.59% | 20%
Commercial_Restaurant (ID)_Existing_Food Preparation_Natural Gas_Broiler | Commercial | Restaurant (ID) | Existing | Food Preparation | Natural Gas | Broiler | 40.59% | 20%
Commercial_Restaurant (ID)_Existing_Food Preparation_Natural Gas_Griddle | Commercial | Restaurant (ID) | Existing | Food Preparation | Natural Gas | Griddle | 40.59% | 20%
Commercial_Restaurant (ID)_Existing_Food Preparation_Natural Gas_Range | Commercial | Restaurant (ID) | Existing | Food Preparation | Natural Gas | Range | 40.59% | 20%
Commercial_Restaurant (ID)_Existing_Food Preparation_Natural Gas_Steamer | Commercial | Restaurant (ID) | Existing | Food Preparation | Natural Gas | Steamer | 40.59% | 20%
Commercial_Restaurant (ID)_Existing_Food Preparation_Natural Gas_Food Prep Other | Commercial | Restaurant (ID) | Existing | Food Preparation | Natural Gas | Food Prep Other | 40.59% | 20%
Commercial_Restaurant (ID)_Existing_Miscellaneous_Natural Gas_Pool Heater | Commercial | Restaurant (ID) | Existing | Miscellaneous | Natural Gas | Pool Heater | 28.36% | 20%
Commercial_Restaurant (ID)_Existing_Miscellaneous_Natural Gas_Miscellaneous | Commercial | Restaurant (ID) | Existing | Miscellaneous | Natural Gas | Miscellaneous | 28.36% | 20%
Commercial_Restaurant (ID)_New_Space Heating_Natural Gas_Furnace | Commercial | Restaurant (ID) | New | Space Heating | Natural Gas | Furnace | 22.84% | 20%
Commercial_Restaurant (ID)_New_Space Heating_Natural Gas_Boiler | Commercial | Restaurant (ID) | New | Space Heating | Natural Gas | Boiler | 22.84% | 20%
Commercial_Restaurant (ID)_New_Space Heating_Natural Gas_Unit Heater | Commercial | Restaurant (ID) | New | Space Heating | Natural Gas | Unit Heater | 22.84% | 20%
Commercial_Restaurant (ID)_New_Water Heating_Natural Gas_Water Heater | Commercial | Restaurant (ID) | New | Water Heating | Natural Gas | Water Heater | 28.36% | 20%
Commercial_Restaurant (ID)_New_Food Preparation_Natural Gas_Oven | Commercial | Restaurant (ID) | New | Food Preparation | Natural Gas | Oven | 40.59% | 20%
Commercial_Restaurant (ID)_New_Food Preparation_Natural Gas_Conveyor Oven | Commercial | Restaurant (ID) | New | Food Preparation | Natural Gas | Conveyor Oven | 40.59% | 20%
Commercial_Restaurant (ID)_New_Food Preparation_Natural Gas_Double Rack Oven | Commercial | Restaurant (ID) | New | Food Preparation | Natural Gas | Double Rack Oven | 40.59% | 20%
Commercial_Restaurant (ID)_New_Food Preparation_Natural Gas_Fryer | Commercial | Restaurant (ID) | New | Food Preparation | Natural Gas | Fryer | 40.59% | 20%
Commercial_Restaurant (ID)_New_Food Preparation_Natural Gas_Broiler | Commercial | Restaurant (ID) | New | Food Preparation | Natural Gas | Broiler | 40.59% | 20%
Commercial_Restaurant (ID)_New_Food Preparation_Natural Gas_Griddle | Commercial | Restaurant (ID) | New | Food Preparation | Natural Gas | Griddle | 40.59% | 20%
Commercial_Restaurant (ID)_New_Food Preparation_Natural Gas_Range | Commercial | Restaurant (ID) | New | Food Preparation | Natural Gas | Range | 40.59% | 20%
Commercial_Restaurant (ID)_New_Food Preparation_Natural Gas_Steamer | Commercial | Restaurant (ID) | New | Food Preparation | Natural Gas | Steamer | 40.59% | 20%
Commercial_Restaurant (ID)_New_Food Preparation_Natural Gas_Food Prep Other | Commercial | Restaurant (ID) | New | Food Preparation | Natural Gas | Food Prep Other | 40.59% | 20%
Commercial_Restaurant (ID)_New_Miscellaneous_Natural Gas_Pool Heater | Commercial | Restaurant (ID) | New | Miscellaneous | Natural Gas | Pool Heater | 28.36% | 20%
Commercial_Restaurant (ID)_New_Miscellaneous_Natural Gas_Miscellaneous | Commercial | Restaurant (ID) | New | Miscellaneous | Natural Gas | Miscellaneous | 28.36% | 20%
Commercial_Retail (ID)_Existing_Space Heating_Natural Gas_Furnace | Commercial | Retail (ID) | Existing | Space Heating | Natural Gas | Furnace | 22.84% | 20%
Commercial_Retail (ID)_Existing_Space Heating_Natural Gas_Boiler | Commercial | Retail (ID) | Existing | Space Heating | Natural Gas | Boiler | 22.84% | 20%
Commercial_Retail (ID)_Existing_Space Heating_Natural Gas_Unit Heater | Commercial | Retail (ID) | Existing | Space Heating | Natural Gas | Unit Heater | 22.84% | 20%
Commercial_Retail (ID)_Existing_Water Heating_Natural Gas_Water Heater | Commercial | Retail (ID) | Existing | Water Heating | Natural Gas | Water Heater | 28.36% | 20%
Commercial_Retail (ID)_Existing_Food Preparation_Natural Gas_Oven | Commercial | Retail (ID) | Existing | Food Preparation | Natural Gas | Oven | 40.59% | 20%
Commercial_Retail (ID)_Existing_Food Preparation_Natural Gas_Conveyor Oven | Commercial | Retail (ID) | Existing | Food Preparation | Natural Gas | Conveyor Oven | 40.59% | 20%
Commercial_Retail (ID)_Existing_Food Preparation_Natural Gas_Double Rack Oven | Commercial | Retail (ID) | Existing | Food Preparation | Natural Gas | Double Rack Oven | 40.59% | 20%
Commercial_Retail (ID)_Existing_Food Preparation_Natural Gas_Fryer | Commercial | Retail (ID) | Existing | Food Preparation | Natural Gas | Fryer | 40.59% | 20%
Commercial_Retail (ID)_Existing_Food Preparation_Natural Gas_Broiler | Commercial | Retail (ID) | Existing | Food Preparation | Natural Gas | Broiler | 40.59% | 20%
Commercial_Retail (ID)_Existing_Food Preparation_Natural Gas_Griddle | Commercial | Retail (ID) | Existing | Food Preparation | Natural Gas | Griddle | 40.59% | 20%
Commercial_Retail (ID)_Existing_Food Preparation_Natural Gas_Range | Commercial | Retail (ID) | Existing | Food Preparation | Natural Gas | Range | 40.59% | 20%
Commercial_Retail (ID)_Existing_Food Preparation_Natural Gas_Steamer | Commercial | Retail (ID) | Existing | Food Preparation | Natural Gas | Steamer | 40.59% | 20%
Commercial_Retail (ID)_Existing_Food Preparation_Natural Gas_Food Prep Other | Commercial | Retail (ID) | Existing | Food Preparation | Natural Gas | Food Prep Other | 40.59% | 20%
Commercial_Retail (ID)_Existing_Miscellaneous_Natural Gas_Pool Heater | Commercial | Retail (ID) | Existing | Miscellaneous | Natural Gas | Pool Heater | 28.36% | 20%
Commercial_Retail (ID)_Existing_Miscellaneous_Natural Gas_Miscellaneous | Commercial | Retail (ID) | Existing | Miscellaneous | Natural Gas | Miscellaneous | 28.36% | 20%
Commercial_Retail (ID)_New_Space Heating_Natural Gas_Furnace | Commercial | Retail (ID) | New | Space Heating | Natural Gas | Furnace | 22.84% | 20%
Commercial_Retail (ID)_New_Space Heating_Natural Gas_Boiler | Commercial | Retail (ID) | New | Space Heating | Natural Gas | Boiler | 22.84% | 20%
Commercial_Retail (ID)_New_Space Heating_Natural Gas_Unit Heater | Commercial | Retail (ID) | New | Space Heating | Natural Gas | Unit Heater | 22.84% | 20%
Commercial_Retail (ID)_New_Water Heating_Natural Gas_Water Heater | Commercial | Retail (ID) | New | Water Heating | Natural Gas | Water Heater | 28.36% | 20%
Commercial_Retail (ID)_New_Food Preparation_Natural Gas_Oven | Commercial | Retail (ID) | New | Food Preparation | Natural Gas | Oven | 40.59% | 20%
Commercial_Retail (ID)_New_Food Preparation_Natural Gas_Conveyor Oven | Commercial | Retail (ID) | New | Food Preparation | Natural Gas | Conveyor Oven | 40.59% | 20%
Commercial_Retail (ID)_New_Food Preparation_Natural Gas_Double Rack Oven | Commercial | Retail (ID) | New | Food Preparation | Natural Gas | Double Rack Oven | 40.59% | 20%
Commercial_Retail (ID)_New_Food Preparation_Natural Gas_Fryer | Commercial | Retail (ID) | New | Food Preparation | Natural Gas | Fryer | 40.59% | 20%
Commercial_Retail (ID)_New_Food Preparation_Natural Gas_Broiler | Commercial | Retail (ID) | New | Food Preparation | Natural Gas | Broiler | 40.59% | 20%
Commercial_Retail (ID)_New_Food Preparation_Natural Gas_Griddle | Commercial | Retail (ID) | New | Food Preparation | Natural Gas | Griddle | 40.59% | 20%
Commercial_Retail (ID)_New_Food Preparation_Natural Gas_Range | Commercial | Retail (ID) | New | Food Preparation | Natural Gas | Range | 40.59% | 20%
Commercial_Retail (ID)_New_Food Preparation_Natural Gas_Steamer | Commercial | Retail (ID) | New | Food Preparation | Natural Gas | Steamer | 40.59% | 20%
Commercial_Retail (ID)_New_Food Preparation_Natural Gas_Food Prep Other | Commercial | Retail (ID) | New | Food Preparation | Natural Gas | Food Prep Other | 40.59% | 20%
Commercial_Retail (ID)_New_Miscellaneous_Natural Gas_Pool Heater | Commercial | Retail (ID) | New | Miscellaneous | Natural Gas | Pool Heater | 28.36% | 20%
Commercial_Retail (ID)_New_Miscellaneous_Natural Gas_Miscellaneous | Commercial | Retail (ID) | New | Miscellaneous | Natural Gas | Miscellaneous | 28.36% | 20%
Commercial_Grocery (ID)_Existing_Space Heating_Natural Gas_Furnace | Commercial | Grocery (ID) | Existing | Space Heating | Natural Gas | Furnace | 22.84% | 20%
Commercial_Grocery (ID)_Existing_Space Heating_Natural Gas_Boiler | Commercial | Grocery (ID) | Existing | Space Heating | Natural Gas | Boiler | 22.84% | 20%
Commercial_Grocery (ID)_Existing_Space Heating_Natural Gas_Unit Heater | Commercial | Grocery (ID) | Existing | Space Heating | Natural Gas | Unit Heater | 22.84% | 20%
Commercial_Grocery (ID)_Existing_Water Heating_Natural Gas_Water Heater | Commercial | Grocery (ID) | Existing | Water Heating | Natural Gas | Water Heater | 28.36% | 20%
Commercial_Grocery (ID)_Existing_Food Preparation_Natural Gas_Oven | Commercial | Grocery (ID) | Existing | Food Preparation | Natural Gas | Oven | 40.59% | 20%
Commercial_Grocery (ID)_Existing_Food Preparation_Natural Gas_Conveyor Oven | Commercial | Grocery (ID) | Existing | Food Preparation | Natural Gas | Conveyor Oven | 40.59% | 20%
Commercial_Grocery (ID)_Existing_Food Preparation_Natural Gas_Double Rack Oven | Commercial | Grocery (ID) | Existing | Food Preparation | Natural Gas | Double Rack Oven | 40.59% | 20%
Commercial_Grocery (ID)_Existing_Food Preparation_Natural Gas_Fryer | Commercial | Grocery (ID) | Existing | Food Preparation | Natural Gas | Fryer | 40.59% | 20%
Commercial_Grocery (ID)_Existing_Food Preparation_Natural Gas_Broiler | Commercial | Grocery (ID) | Existing | Food Preparation | Natural Gas | Broiler | 40.59% | 20%
Commercial_Grocery (ID)_Existing_Food Preparation_Natural Gas_Griddle | Commercial | Grocery (ID) | Existing | Food Preparation | Natural Gas | Griddle | 40.59% | 20%
Commercial_Grocery (ID)_Existing_Food Preparation_Natural Gas_Range | Commercial | Grocery (ID) | Existing | Food Preparation | Natural Gas | Range | 40.59% | 20%
Commercial_Grocery (ID)_Existing_Food Preparation_Natural Gas_Steamer | Commercial | Grocery (ID) | Existing | Food Preparation | Natural Gas | Steamer | 40.59% | 20%
Commercial_Grocery (ID)_Existing_Food Preparation_Natural Gas_Food Prep Other | Commercial | Grocery (ID) | Existing | Food Preparation | Natural Gas | Food Prep Other | 40.59% | 20%
Commercial_Grocery (ID)_Existing_Miscellaneous_Natural Gas_Pool Heater | Commercial | Grocery (ID) | Existing | Miscellaneous | Natural Gas | Pool Heater | 28.36% | 20%
Commercial_Grocery (ID)_Existing_Miscellaneous_Natural Gas_Miscellaneous | Commercial | Grocery (ID) | Existing | Miscellaneous | Natural Gas | Miscellaneous | 28.36% | 20%
Commercial_Grocery (ID)_New_Space Heating_Natural Gas_Furnace | Commercial | Grocery (ID) | New | Space Heating | Natural Gas | Furnace | 22.84% | 20%
Commercial_Grocery (ID)_New_Space Heating_Natural Gas_Boiler | Commercial | Grocery (ID) | New | Space Heating | Natural Gas | Boiler | 22.84% | 20%
Commercial_Grocery (ID)_New_Space Heating_Natural Gas_Unit Heater | Commercial | Grocery (ID) | New | Space Heating | Natural Gas | Unit Heater | 22.84% | 20%
Commercial_Grocery (ID)_New_Water Heating_Natural Gas_Water Heater | Commercial | Grocery (ID) | New | Water Heating | Natural Gas | Water Heater | 28.36% | 20%
Commercial_Grocery (ID)_New_Food Preparation_Natural Gas_Oven | Commercial | Grocery (ID) | New | Food Preparation | Natural Gas | Oven | 40.59% | 20%
Commercial_Grocery (ID)_New_Food Preparation_Natural Gas_Conveyor Oven | Commercial | Grocery (ID) | New | Food Preparation | Natural Gas | Conveyor Oven | 40.59% | 20%
Commercial_Grocery (ID)_New_Food Preparation_Natural Gas_Double Rack Oven | Commercial | Grocery (ID) | New | Food Preparation | Natural Gas | Double Rack Oven | 40.59% | 20%
Commercial_Grocery (ID)_New_Food Preparation_Natural Gas_Fryer | Commercial | Grocery (ID) | New | Food Preparation | Natural Gas | Fryer | 40.59% | 20%
Commercial_Grocery (ID)_New_Food Preparation_Natural Gas_Broiler | Commercial | Grocery (ID) | New | Food Preparation | Natural Gas | Broiler | 40.59% | 20%
Commercial_Grocery (ID)_New_Food Preparation_Natural Gas_Griddle | Commercial | Grocery (ID) | New | Food Preparation | Natural Gas | Griddle | 40.59% | 20%
Commercial_Grocery (ID)_New_Food Preparation_Natural Gas_Range | Commercial | Grocery (ID) | New | Food Preparation | Natural Gas | Range | 40.59% | 20%
Commercial_Grocery (ID)_New_Food Preparation_Natural Gas_Steamer | Commercial | Grocery (ID) | New | Food Preparation | Natural Gas | Steamer | 40.59% | 20%
Commercial_Grocery (ID)_New_Food Preparation_Natural Gas_Food Prep Other | Commercial | Grocery (ID) | New | Food Preparation | Natural Gas | Food Prep Other | 40.59% | 20%
Commercial_Grocery (ID)_New_Miscellaneous_Natural Gas_Pool Heater | Commercial | Grocery (ID) | New | Miscellaneous | Natural Gas | Pool Heater | 28.36% | 20%
Commercial_Grocery (ID)_New_Miscellaneous_Natural Gas_Miscellaneous | Commercial | Grocery (ID) | New | Miscellaneous | Natural Gas | Miscellaneous | 28.36% | 20%
Commercial_School (ID)_Existing_Space Heating_Natural Gas_Furnace | Commercial | School (ID) | Existing | Space Heating | Natural Gas | Furnace | 22.84% | 20%
Commercial_School (ID)_Existing_Space Heating_Natural Gas_Boiler | Commercial | School (ID) | Existing | Space Heating | Natural Gas | Boiler | 22.84% | 20%
Commercial_School (ID)_Existing_Space Heating_Natural Gas_Unit Heater | Commercial | School (ID) | Existing | Space Heating | Natural Gas | Unit Heater | 22.84% | 20%
Commercial_School (ID)_Existing_Water Heating_Natural Gas_Water Heater | Commercial | School (ID) | Existing | Water Heating | Natural Gas | Water Heater | 28.36% | 20%
Commercial_School (ID)_Existing_Food Preparation_Natural Gas_Oven | Commercial | School (ID) | Existing | Food Preparation | Natural Gas | Oven | 40.59% | 20%
Commercial_School (ID)_Existing_Food Preparation_Natural Gas_Conveyor Oven | Commercial | School (ID) | Existing | Food Preparation | Natural Gas | Conveyor Oven | 40.59% | 20%
Commercial_School (ID)_Existing_Food Preparation_Natural Gas_Double Rack Oven | Commercial | School (ID) | Existing | Food Preparation | Natural Gas | Double Rack Oven | 40.59% | 20%
Commercial_School (ID)_Existing_Food Preparation_Natural Gas_Fryer | Commercial | School (ID) | Existing | Food Preparation | Natural Gas | Fryer | 40.59% | 20%
Commercial_School (ID)_Existing_Food Preparation_Natural Gas_Broiler | Commercial | School (ID) | Existing | Food Preparation | Natural Gas | Broiler | 40.59% | 20%
Commercial_School (ID)_Existing_Food Preparation_Natural Gas_Griddle | Commercial | School (ID) | Existing | Food Preparation | Natural Gas | Griddle | 40.59% | 20%
Commercial_School (ID)_Existing_Food Preparation_Natural Gas_Range | Commercial | School (ID) | Existing | Food Preparation | Natural Gas | Range | 40.59% | 20%
Commercial_School (ID)_Existing_Food Preparation_Natural Gas_Steamer | Commercial | School (ID) | Existing | Food Preparation | Natural Gas | Steamer | 40.59% | 20%
Commercial_School (ID)_Existing_Food Preparation_Natural Gas_Food Prep Other | Commercial | School (ID) | Existing | Food Preparation | Natural Gas | Food Prep Other | 40.59% | 20%
Commercial_School (ID)_Existing_Miscellaneous_Natural Gas_Pool Heater | Commercial | School (ID) | Existing | Miscellaneous | Natural Gas | Pool Heater | 28.36% | 20%
Commercial_School (ID)_Existing_Miscellaneous_Natural Gas_Miscellaneous | Commercial | School (ID) | Existing | Miscellaneous | Natural Gas | Miscellaneous | 28.36% | 20%
Commercial_School (ID)_New_Space Heating_Natural Gas_Furnace | Commercial | School (ID) | New | Space Heating | Natural Gas | Furnace | 22.84% | 20%
Commercial_School (ID)_New_Space Heating_Natural Gas_Boiler | Commercial | School (ID) | New | Space Heating | Natural Gas | Boiler | 22.84% | 20%
Commercial_School (ID)_New_Space Heating_Natural Gas_Unit Heater | Commercial | School (ID) | New | Space Heating | Natural Gas | Unit Heater | 22.84% | 20%
Commercial_School (ID)_New_Water Heating_Natural Gas_Water Heater | Commercial | School (ID) | New | Water Heating | Natural Gas | Water Heater | 28.36% | 20%
Commercial_School (ID)_New_Food Preparation_Natural Gas_Oven | Commercial | School (ID) | New | Food Preparation | Natural Gas | Oven | 40.59% | 20%
Commercial_School (ID)_New_Food Preparation_Natural Gas_Conveyor Oven | Commercial | School (ID) | New | Food Preparation | Natural Gas | Conveyor Oven | 40.59% | 20%
Commercial_School (ID)_New_Food Preparation_Natural Gas_Double Rack Oven | Commercial | School (ID) | New | Food Preparation | Natural Gas | Double Rack Oven | 40.59% | 20%
Commercial_School (ID)_New_Food Preparation_Natural Gas_Fryer | Commercial | School (ID) | New | Food Preparation | Natural Gas | Fryer | 40.59% | 20%
Commercial_School (ID)_New_Food Preparation_Natural Gas_Broiler | Commercial | School (ID) | New | Food Preparation | Natural Gas | Broiler | 40.59% | 20%
Commercial_School (ID)_New_Food Preparation_Natural Gas_Griddle | Commercial | School (ID) | New | Food Preparation | Natural Gas | Griddle | 40.59% | 20%
Commercial_School (ID)_New_Food Preparation_Natural Gas_Range | Commercial | School (ID) | New | Food Preparation | Natural Gas | Range | 40.59% | 20%
Commercial_School (ID)_New_Food Preparation_Natural Gas_Steamer | Commercial | School (ID) | New | Food Preparation | Natural Gas | Steamer | 40.59% | 20%
Commercial_School (ID)_New_Food Preparation_Natural Gas_Food Prep Other | Commercial | School (ID) | New | Food Preparation | Natural Gas | Food Prep Other | 40.59% | 20%
Commercial_School (ID)_New_Miscellaneous_Natural Gas_Pool Heater | Commercial | School (ID) | New | Miscellaneous | Natural Gas | Pool Heater | 28.36% | 20%
Commercial_School (ID)_New_Miscellaneous_Natural Gas_Miscellaneous | Commercial | School (ID) | New | Miscellaneous | Natural Gas | Miscellaneous | 28.36% | 20%
Commercial_College (ID)_Existing_Space Heating_Natural Gas_Furnace | Commercial | College (ID) | Existing | Space Heating | Natural Gas | Furnace | 22.84% | 20%
Commercial_College (ID)_Existing_Space Heating_Natural Gas_Boiler | Commercial | College (ID) | Existing | Space Heating | Natural Gas | Boiler | 22.84% | 20%
Commercial_College (ID)_Existing_Space Heating_Natural Gas_Unit Heater | Commercial | College (ID) | Existing | Space Heating | Natural Gas | Unit Heater | 22.84% | 20%
Commercial_College (ID)_Existing_Water Heating_Natural Gas_Water Heater | Commercial | College (ID) | Existing | Water Heating | Natural Gas | Water Heater | 28.36% | 20%
Commercial_College (ID)_Existing_Food Preparation_Natural Gas_Oven | Commercial | College (ID) | Existing | Food Preparation | Natural Gas | Oven | 40.59% | 20%
Commercial_College (ID)_Existing_Food Preparation_Natural Gas_Conveyor Oven | Commercial | College (ID) | Existing | Food Preparation | Natural Gas | Conveyor Oven | 40.59% | 20%
Commercial_College (ID)_Existing_Food Preparation_Natural Gas_Double Rack Oven | Commercial | College (ID) | Existing | Food Preparation | Natural Gas | Double Rack Oven | 40.59% | 20%
Commercial_College (ID)_Existing_Food Preparation_Natural Gas_Fryer | Commercial | College (ID) | Existing | Food Preparation | Natural Gas | Fryer | 40.59% | 20%
Commercial_College (ID)_Existing_Food Preparation_Natural Gas_Broiler | Commercial | College (ID) | Existing | Food Preparation | Natural Gas | Broiler | 40.59% | 20%
Commercial_College (ID)_Existing_Food Preparation_Natural Gas_Griddle | Commercial | College (ID) | Existing | Food Preparation | Natural Gas | Griddle | 40.59% | 20%
Commercial_College (ID)_Existing_Food Preparation_Natural Gas_Range | Commercial | College (ID) | Existing | Food Preparation | Natural Gas | Range | 40.59% | 20%
Commercial_College (ID)_Existing_Food Preparation_Natural Gas_Steamer | Commercial | College (ID) | Existing | Food Preparation | Natural Gas | Steamer | 40.59% | 20%
Commercial_College (ID)_Existing_Food Preparation_Natural Gas_Food Prep Other | Commercial | College (ID) | Existing | Food Preparation | Natural Gas | Food Prep Other | 40.59% | 20%
Commercial_College (ID)_Existing_Miscellaneous_Natural Gas_Pool Heater | Commercial | College (ID) | Existing | Miscellaneous | Natural Gas | Pool Heater | 28.36% | 20%
Commercial_College (ID)_Existing_Miscellaneous_Natural Gas_Miscellaneous | Commercial | College (ID) | Existing | Miscellaneous | Natural Gas | Miscellaneous | 28.36% | 20%
Commercial_College (ID)_New_Space Heating_Natural Gas_Furnace | Commercial | College (ID) | New | Space Heating | Natural Gas | Furnace | 22.84% | 20%
Commercial_College (ID)_New_Space Heating_Natural Gas_Boiler | Commercial | College (ID) | New | Space Heating | Natural Gas | Boiler | 22.84% | 20%
Commercial_College (ID)_New_Space Heating_Natural Gas_Unit Heater | Commercial | College (ID) | New | Space Heating | Natural Gas | Unit Heater | 22.84% | 20%
Commercial_College (ID)_New_Water Heating_Natural Gas_Water Heater | Commercial | College (ID) | New | Water Heating | Natural Gas | Water Heater | 28.36% | 20%
Commercial_College (ID)_New_Food Preparation_Natural Gas_Oven | Commercial | College (ID) | New | Food Preparation | Natural Gas | Oven | 40.59% | 20%
Commercial_College (ID)_New_Food Preparation_Natural Gas_Conveyor Oven | Commercial | College (ID) | New | Food Preparation | Natural Gas | Conveyor Oven | 40.59% | 20%
Commercial_College (ID)_New_Food Preparation_Natural Gas_Double Rack Oven | Commercial | College (ID) | New | Food Preparation | Natural Gas | Double Rack Oven | 40.59% | 20%
Commercial_College (ID)_New_Food Preparation_Natural Gas_Fryer | Commercial | College (ID) | New | Food Preparation | Natural Gas | Fryer | 40.59% | 20%
Commercial_College (ID)_New_Food Preparation_Natural Gas_Broiler | Commercial | College (ID) | New | Food Preparation | Natural Gas | Broiler | 40.59% | 20%
Commercial_College (ID)_New_Food Preparation_Natural Gas_Griddle | Commercial | College (ID) | New | Food Preparation | Natural Gas | Griddle | 40.59% | 20%
Commercial_College (ID)_New_Food Preparation_Natural Gas_Range | Commercial | College (ID) | New | Food Preparation | Natural Gas | Range | 40.59% | 20%
Commercial_College (ID)_New_Food Preparation_Natural Gas_Steamer | Commercial | College (ID) | New | Food Preparation | Natural Gas | Steamer | 40.59% | 20%
Commercial_College (ID)_New_Food Preparation_Natural Gas_Food Prep Other | Commercial | College (ID) | New | Food Preparation | Natural Gas | Food Prep Other | 40.59% | 20%
Commercial_College (ID)_New_Miscellaneous_Natural Gas_Pool Heater | Commercial | College (ID) | New | Miscellaneous | Natural Gas | Pool Heater | 28.36% | 20%
Commercial_College (ID)_New_Miscellaneous_Natural Gas_Miscellaneous | Commercial | College (ID) | New | Miscellaneous | Natural Gas | Miscellaneous | 28.36% | 20%
Commercial_Health (ID)_Existing_Space Heating_Natural Gas_Furnace | Commercial | Health (ID) | Existing | Space Heating | Natural Gas | Furnace | 22.84% | 20%
Commercial_Health (ID)_Existing_Space Heating_Natural Gas_Boiler | Commercial | Health (ID) | Existing | Space Heating | Natural Gas | Boiler | 22.84% | 20%
Commercial_Health (ID)_Existing_Space Heating_Natural Gas_Unit Heater | Commercial | Health (ID) | Existing | Space Heating | Natural Gas | Unit Heater | 22.84% | 20%
Commercial_Health (ID)_Existing_Water Heating_Natural Gas_Water Heater | Commercial | Health (ID) | Existing | Water Heating | Natural Gas | Water Heater | 28.36% | 20%
Commercial_Health (ID)_Existing_Food Preparation_Natural Gas_Oven | Commercial | Health (ID) | Existing | Food Preparation | Natural Gas | Oven | 40.59% | 20%
Commercial_Health (ID)_Existing_Food Preparation_Natural Gas_Conveyor Oven | Commercial | Health (ID) | Existing | Food Preparation | Natural Gas | Conveyor Oven | 40.59% | 20%
Commercial_Health (ID)_Existing_Food Preparation_Natural Gas_Double Rack Oven | Commercial | Health (ID) | Existing | Food Preparation | Natural Gas | Double Rack Oven | 40.59% | 20%
Commercial_Health (ID)_Existing_Food Preparation_Natural Gas_Fryer | Commercial | Health (ID) | Existing | Food Preparation | Natural Gas | Fryer | 40.59% | 20%
Commercial_Health (ID)_Existing_Food Preparation_Natural Gas_Broiler | Commercial | Health (ID) | Existing | Food Preparation | Natural Gas | Broiler | 40.59% | 20%
Commercial_Health (ID)_Existing_Food Preparation_Natural Gas_Griddle | Commercial | Health (ID) | Existing | Food Preparation | Natural Gas | Griddle | 40.59% | 20%
Commercial_Health (ID)_Existing_Food Preparation_Natural Gas_Range | Commercial | Health (ID) | Existing | Food Preparation | Natural Gas | Range | 40.59% | 20%
Commercial_Health (ID)_Existing_Food Preparation_Natural Gas_Steamer | Commercial | Health (ID) | Existing | Food Preparation | Natural Gas | Steamer | 40.59% | 20%
Commercial_Health (ID)_Existing_Food Preparation_Natural Gas_Food Prep Other | Commercial | Health (ID) | Existing | Food Preparation | Natural Gas | Food Prep Other | 40.59% | 20%
Commercial_Health (ID)_Existing_Miscellaneous_Natural Gas_Pool Heater | Commercial | Health (ID) | Existing | Miscellaneous | Natural Gas | Pool Heater | 28.36% | 20%
Commercial_Health (ID)_Existing_Miscellaneous_Natural Gas_Miscellaneous | Commercial | Health (ID) | Existing | Miscellaneous | Natural Gas | Miscellaneous | 28.36% | 20%
Commercial_Health (ID)_New_Space Heating_Natural Gas_Furnace | Commercial | Health (ID) | New | Space Heating | Natural Gas | Furnace | 22.84% | 20%
Commercial_Health (ID)_New_Space Heating_Natural Gas_Boiler | Commercial | Health (ID) | New | Space Heating | Natural Gas | Boiler | 22.84% | 20%
Commercial_Health (ID)_New_Space Heating_Natural Gas_Unit Heater | Commercial | Health (ID) | New | Space Heating | Natural Gas | Unit Heater | 22.84% | 20%
Commercial_Health (ID)_New_Water Heating_Natural Gas_Water Heater | Commercial | Health (ID) | New | Water Heating | Natural Gas | Water Heater | 28.36% | 20%
Commercial_Health (ID)_New_Food Preparation_Natural Gas_Oven | Commercial | Health (ID) | New | Food Preparation | Natural Gas | Oven | 40.59% | 20%
Commercial_Health (ID)_New_Food Preparation_Natural Gas_Conveyor Oven | Commercial | Health (ID) | New | Food Preparation | Natural Gas | Conveyor Oven | 40.59% | 20%
Commercial_Health (ID)_New_Food Preparation_Natural Gas_Double Rack Oven | Commercial | Health (ID) | New | Food Preparation | Natural Gas | Double Rack Oven | 40.59% | 20%
Commercial_Health (ID)_New_Food Preparation_Natural Gas_Fryer | Commercial | Health (ID) | New | Food Preparation | Natural Gas | Fryer | 40.59% | 20%
Commercial_Health (ID)_New_Food Preparation_Natural Gas_Broiler | Commercial | Health (ID) | New | Food Preparation | Natural Gas | Broiler | 40.59% | 20%
Commercial_Health (ID)_New_Food Preparation_Natural Gas_Griddle | Commercial | Health (ID) | New | Food Preparation | Natural Gas | Griddle | 40.59% | 20%
Commercial_Health (ID)_New_Food Preparation_Natural Gas_Range | Commercial | Health (ID) | New | Food Preparation | Natural Gas | Range | 40.59% | 20%
Commercial_Health (ID)_New_Food Preparation_Natural Gas_Steamer | Commercial | Health (ID) | New | Food Preparation | Natural Gas | Steamer | 40.59% | 20%
Commercial_Health (ID)_New_Food Preparation_Natural Gas_Food Prep Other | Commercial | Health (ID) | New | Food Preparation | Natural Gas | Food Prep Other | 40.59% | 20%
Commercial_Health (ID)_New_Miscellaneous_Natural Gas_Pool Heater | Commercial | Health (ID) | New | Miscellaneous | Natural Gas | Pool Heater | 28.36% | 20%
Commercial_Health (ID)_New_Miscellaneous_Natural Gas_Miscellaneous | Commercial | Health (ID) | New | Miscellaneous | Natural Gas | Miscellaneous | 28.36% | 20%
Commercial_Lodging (ID)_Existing_Space Heating_Natural Gas_Furnace | Commercial | Lodging (ID) | Existing | Space Heating | Natural Gas | Furnace | 22.84% | 20%
Commercial_Lodging (ID)_Existing_Space Heating_Natural Gas_Boiler | Commercial | Lodging (ID) | Existing | Space Heating | Natural Gas | Boiler | 22.84% | 20%
Commercial_Lodging (ID)_Existing_Space Heating_Natural Gas_Unit Heater | Commercial | Lodging (ID) | Existing | Space Heating | Natural Gas | Unit Heater | 22.84% | 20%
Commercial_Lodging (ID)_Existing_Water Heating_Natural Gas_Water Heater | Commercial | Lodging (ID) | Existing | Water Heating | Natural Gas | Water Heater | 28.36% | 20%
Commercial_Lodging (ID)_Existing_Food Preparation_Natural Gas_Oven | Commercial | Lodging (ID) | Existing | Food Preparation | Natural Gas | Oven | 40.59% | 20%
Commercial_Lodging (ID)_Existing_Food Preparation_Natural Gas_Conveyor Oven | Commercial | Lodging (ID) | Existing | Food Preparation | Natural Gas | Conveyor Oven | 40.59% | 20%
Commercial_Lodging (ID)_Existing_Food Preparation_Natural Gas_Double Rack Oven | Commercial | Lodging (ID) | Existing | Food Preparation | Natural Gas | Double Rack Oven | 40.59% | 20%
Commercial_Lodging (ID)_Existing_Food Preparation_Natural Gas_Fryer | Commercial | Lodging (ID) | Existing | Food Preparation | Natural Gas | Fryer | 40.59% | 20%
Commercial_Lodging (ID)_Existing_Food Preparation_Natural Gas_Broiler | Commercial | Lodging (ID) | Existing | Food Preparation | Natural Gas | Broiler | 40.59% | 20%
Commercial_Lodging (ID)_Existing_Food Preparation_Natural Gas_Griddle | Commercial | Lodging (ID) | Existing | Food Preparation | Natural Gas | Griddle | 40.59% | 20%
Commercial_Lodging (ID)_Existing_Food Preparation_Natural Gas_Range | Commercial | Lodging (ID) | Existing | Food Preparation | Natural Gas | Range | 40.59% | 20%
Commercial_Lodging (ID)_Existing_Food Preparation_Natural Gas_Steamer | Commercial | Lodging (ID) | Existing | Food Preparation | Natural Gas | Steamer | 40.59% | 20%
Commercial_Lodging (ID)_Existing_Food Preparation_Natural Gas_Food Prep Other | Commercial | Lodging (ID) | Existing | Food Preparation | Natural Gas | Food Prep Other | 40.59% | 20%
Commercial_Lodging (ID)_Existing_Miscellaneous_Natural Gas_Pool Heater | Commercial | Lodging (ID) | Existing | Miscellaneous | Natural Gas | Pool Heater | 28.36% | 20%
Commercial_Lodging (ID)_Existing_Miscellaneous_Natural Gas_Miscellaneous | Commercial | Lodging (ID) | Existing | Miscellaneous | Natural Gas | Miscellaneous | 28.36% | 20%
Commercial_Lodging (ID)_New_Space Heating_Natural Gas_Furnace | Commercial | Lodging (ID) | New | Space Heating | Natural Gas | Furnace | 22.84% | 20%
Commercial_Lodging (ID)_New_Space Heating_Natural Gas_Boiler | Commercial | Lodging (ID) | New | Space Heating | Natural Gas | Boiler | 22.84% | 20%
Commercial_Lodging (ID)_New_Space Heating_Natural Gas_Unit Heater | Commercial | Lodging (ID) | New | Space Heating | Natural Gas | Unit Heater | 22.84% | 20%
Commercial_Lodging (ID)_New_Water Heating_Natural Gas_Water Heater | Commercial | Lodging (ID) | New | Water Heating | Natural Gas | Water Heater | 28.36% | 20%
Commercial_Lodging (ID)_New_Food Preparation_Natural Gas_Oven | Commercial | Lodging (ID) | New | Food Preparation | Natural Gas | Oven | 40.59% | 20%
Commercial_Lodging (ID)_New_Food Preparation_Natural Gas_Conveyor Oven | Commercial | Lodging (ID) | New | Food Preparation | Natural Gas | Conveyor Oven | 40.59% | 20%
Commercial_Lodging (ID)_New_Food Preparation_Natural Gas_Double Rack Oven | Commercial | Lodging (ID) | New | Food Preparation | Natural Gas | Double Rack Oven | 40.59% | 20%
Commercial_Lodging (ID)_New_Food Preparation_Natural Gas_Fryer | Commercial | Lodging (ID) | New | Food Preparation | Natural Gas | Fryer | 40.59% | 20%
Commercial_Lodging (ID)_New_Food Preparation_Natural Gas_Broiler | Commercial | Lodging (ID) | New | Food Preparation | Natural Gas | Broiler | 40.59% | 20%
Commercial_Lodging (ID)_New_Food Preparation_Natural Gas_Griddle | Commercial | Lodging (ID) | New | Food Preparation | Natural Gas | Griddle | 40.59% | 20%
Commercial_Lodging (ID)_New_Food Preparation_Natural Gas_Range | Commercial | Lodging (ID) | New | Food Preparation | Natural Gas | Range | 40.59% | 20%
Commercial_Lodging (ID)_New_Food Preparation_Natural Gas_Steamer | Commercial | Lodging (ID) | New | Food Preparation | Natural Gas | Steamer | 40.59% | 20%
Commercial_Lodging (ID)_New_Food Preparation_Natural Gas_Food Prep Other | Commercial | Lodging (ID) | New | Food Preparation | Natural Gas | Food Prep Other | 40.59% | 20%
Commercial_Lodging (ID)_New_Miscellaneous_Natural Gas_Pool Heater | Commercial | Lodging (ID) | New | Miscellaneous | Natural Gas | Pool Heater | 28.36% | 20%
Commercial_Lodging (ID)_New_Miscellaneous_Natural Gas_Miscellaneous | Commercial | Lodging (ID) | New | Miscellaneous | Natural Gas | Miscellaneous | 28.36% | 20%
Commercial_Warehouse (ID)_Existing_Space Heating_Natural Gas_Furnace | Commercial | Warehouse (ID) | Existing | Space Heating | Natural Gas | Furnace | 22.84% | 20%
Commercial_Warehouse (ID)_Existing_Space Heating_Natural Gas_Boiler | Commercial | Warehouse (ID) | Existing | Space Heating | Natural Gas | Boiler | 22.84% | 20%
Commercial_Warehouse (ID)_Existing_Space Heating_Natural Gas_Unit Heater | Commercial | Warehouse (ID) | Existing | Space Heating | Natural Gas | Unit Heater | 22.84% | 20%
Commercial_Warehouse (ID)_Existing_Water Heating_Natural Gas_Water Heater | Commercial | Warehouse (ID) | Existing | Water Heating | Natural Gas | Water Heater | 28.36% | 20%
Commercial_Warehouse (ID)_Existing_Food Preparation_Natural Gas_Oven | Commercial | Warehouse (ID) | Existing | Food Preparation | Natural Gas | Oven | 40.59% | 20%
Commercial_Warehouse (ID)_Existing_Food Preparation_Natural Gas_Conveyor Oven | Commercial | Warehouse (ID) | Existing | Food Preparation | Natural Gas | Conveyor Oven | 40.59% | 20%
Commercial_Warehouse (ID)_Existing_Food Preparation_Natural Gas_Double Rack Oven | Commercial | Warehouse (ID) | Existing | Food Preparation | Natural Gas | Double Rack Oven | 40.59% | 20%
Commercial_Warehouse (ID)_Existing_Food Preparation_Natural Gas_Fryer | Commercial | Warehouse (ID) | Existing | Food Preparation | Natural Gas | Fryer | 40.59% | 20%
Commercial_Warehouse (ID)_Existing_Food Preparation_Natural Gas_Broiler | Commercial | Warehouse (ID) | Existing | Food Preparation | Natural Gas | Broiler | 40.59% | 20%
Commercial_Warehouse (ID)_Existing_Food Preparation_Natural Gas_Griddle | Commercial | Warehouse (ID) | Existing | Food Preparation | Natural Gas | Griddle | 40.59% | 20%
Commercial_Warehouse (ID)_Existing_Food Preparation_Natural Gas_Range | Commercial | Warehouse (ID) | Existing | Food Preparation | Natural Gas | Range | 40.59% | 20%
Commercial_Warehouse (ID)_Existing_Food Preparation_Natural Gas_Steamer | Commercial | Warehouse (ID) | Existing | Food Preparation | Natural Gas | Steamer | 40.59% | 20%
Commercial_Warehouse (ID)_Existing_Food Preparation_Natural Gas_Food Prep Other | Commercial | Warehouse (ID) | Existing | Food Preparation | Natural Gas | Food Prep Other | 40.59% | 20%
Commercial_Warehouse (ID)_Existing_Miscellaneous_Natural Gas_Pool Heater | Commercial | Warehouse (ID) | Existing | Miscellaneous | Natural Gas | Pool Heater | 28.36% | 20%
Commercial_Warehouse (ID)_Existing_Miscellaneous_Natural Gas_Miscellaneous | Commercial | Warehouse (ID) | Existing | Miscellaneous | Natural Gas | Miscellaneous | 28.36% | 20%
Commercial_Warehouse (ID)_New_Space Heating_Natural Gas_Furnace | Commercial | Warehouse (ID) | New | Space Heating | Natural Gas | Furnace | 22.84% | 20%
Commercial_Warehouse (ID)_New_Space Heating_Natural Gas_Boiler | Commercial | Warehouse (ID) | New | Space Heating | Natural Gas | Boiler | 22.84% | 20%
Commercial_Warehouse (ID)_New_Space Heating_Natural Gas_Unit Heater | Commercial | Warehouse (ID) | New | Space Heating | Natural Gas | Unit Heater | 22.84% | 20%
Commercial_Warehouse (ID)_New_Water Heating_Natural Gas_Water Heater | Commercial | Warehouse (ID) | New | Water Heating | Natural Gas | Water Heater | 28.36% | 20%
Commercial_Warehouse (ID)_New_Food Preparation_Natural Gas_Oven | Commercial | Warehouse (ID) | New | Food Preparation | Natural Gas | Oven | 40.59% | 20%
Commercial_Warehouse (ID)_New_Food Preparation_Natural Gas_Conveyor Oven | Commercial | Warehouse (ID) | New | Food Preparation | Natural Gas | Conveyor Oven | 40.59% | 20%
Commercial_Warehouse (ID)_New_Food Preparation_Natural Gas_Double Rack Oven | Commercial | Warehouse (ID) | New | Food Preparation | Natural Gas | Double Rack Oven | 40.59% | 20%
Commercial_Warehouse (ID)_New_Food Preparation_Natural Gas_Fryer | Commercial | Warehouse (ID) | New | Food Preparation | Natural Gas | Fryer | 40.59% | 20%
Commercial_Warehouse (ID)_New_Food Preparation_Natural Gas_Broiler | Commercial | Warehouse (ID) | New | Food Preparation | Natural Gas | Broiler | 40.59% | 20%
Commercial_Warehouse (ID)_New_Food Preparation_Natural Gas_Griddle | Commercial | Warehouse (ID) | New | Food Preparation | Natural Gas | Griddle | 40.59% | 20%
Commercial_Warehouse (ID)_New_Food Preparation_Natural Gas_Range | Commercial | Warehouse (ID) | New | Food Preparation | Natural Gas | Range | 40.59% | 20%
Commercial_Warehouse (ID)_New_Food Preparation_Natural Gas_Steamer | Commercial | Warehouse (ID) | New | Food Preparation | Natural Gas | Steamer | 40.59% | 20%
Commercial_Warehouse (ID)_New_Food Preparation_Natural Gas_Food Prep Other | Commercial | Warehouse (ID) | New | Food Preparation | Natural Gas | Food Prep Other | 40.59% | 20%
Commercial_Warehouse (ID)_New_Miscellaneous_Natural Gas_Pool Heater | Commercial | Warehouse (ID) | New | Miscellaneous | Natural Gas | Pool Heater | 28.36% | 20%
Commercial_Warehouse (ID)_New_Miscellaneous_Natural Gas_Miscellaneous | Commercial | Warehouse (ID) | New | Miscellaneous | Natural Gas | Miscellaneous | 28.36% | 20%
Commercial_Miscellaneous (ID)_Existing_Space Heating_Natural Gas_Furnace | Commercial | Miscellaneous (ID) | Existing | Space Heating | Natural Gas | Furnace | 22.84% | 20%
Commercial_Miscellaneous (ID)_Existing_Space Heating_Natural Gas_Boiler | Commercial | Miscellaneous (ID) | Existing | Space Heating | Natural Gas | Boiler | 22.84% | 20%
Commercial_Miscellaneous (ID)_Existing_Space Heating_Natural Gas_Unit Heater | Commercial | Miscellaneous (ID) | Existing | Space Heating | Natural Gas | Unit Heater | 22.84% | 20%
Commercial_Miscellaneous (ID)_Existing_Water Heating_Natural Gas_Water Heater | Commercial | Miscellaneous (ID) | Existing | Water Heating | Natural Gas | Water Heater | 28.36% | 20%
Commercial_Miscellaneous (ID)_Existing_Food Preparation_Natural Gas_Oven | Commercial | Miscellaneous (ID) | Existing | Food Preparation | Natural Gas | Oven | 40.59% | 20%
Commercial_Miscellaneous (ID)_Existing_Food Preparation_Natural Gas_Conveyor Oven | Commercial | Miscellaneous (ID) | Existing | Food Preparation | Natural Gas | Conveyor Oven | 40.59% | 20%
Commercial_Miscellaneous (ID)_Existing_Food Preparation_Natural Gas_Double Rack Oven | Commercial | Miscellaneous (ID) | Existing | Food Preparation | Natural Gas | Double Rack Oven | 40.59% | 20%
Commercial_Miscellaneous (ID)_Existing_Food Preparation_Natural Gas_Fryer | Commercial | Miscellaneous (ID) | Existing | Food Preparation | Natural Gas | Fryer | 40.59% | 20%
Commercial_Miscellaneous (ID)_Existing_Food Preparation_Natural Gas_Broiler | Commercial | Miscellaneous (ID) | Existing | Food Preparation | Natural Gas | Broiler | 40.59% | 20%
Commercial_Miscellaneous (ID)_Existing_Food Preparation_Natural Gas_Griddle | Commercial | Miscellaneous (ID) | Existing | Food Preparation | Natural Gas | Griddle | 40.59% | 20%
Commercial_Miscellaneous (ID)_Existing_Food Preparation_Natural Gas_Range | Commercial | Miscellaneous (ID) | Existing | Food Preparation | Natural Gas | Range | 40.59% | 20%
Commercial_Miscellaneous (ID)_Existing_Food Preparation_Natural Gas_Steamer | Commercial | Miscellaneous (ID) | Existing | Food Preparation | Natural Gas | Steamer | 40.59% | 20%
Commercial_Miscellaneous (ID)_Existing_Food Preparation_Natural Gas_Food Prep Other | Commercial | Miscellaneous (ID) | Existing | Food Preparation | Natural Gas | Food Prep Other | 40.59% | 20%
Commercial_Miscellaneous (ID)_Existing_Miscellaneous_Natural Gas_Pool Heater | Commercial | Miscellaneous (ID) | Existing | Miscellaneous | Natural Gas | Pool Heater | 28.36% | 20%
Commercial_Miscellaneous (ID)_Existing_Miscellaneous_Natural Gas_Miscellaneous | Commercial | Miscellaneous (ID) | Existing | Miscellaneous | Natural Gas | Miscellaneous | 28.36% | 20%
Commercial_Miscellaneous (ID)_New_Space Heating_Natural Gas_Furnace | Commercial | Miscellaneous (ID) | New | Space Heating | Natural Gas | Furnace | 22.84% | 20%
Commercial_Miscellaneous (ID)_New_Space Heating_Natural Gas_Boiler | Commercial | Miscellaneous (ID) | New | Space Heating | Natural Gas | Boiler | 22.84% | 20%
Commercial_Miscellaneous (ID)_New_Space Heating_Natural Gas_Unit Heater | Commercial | Miscellaneous (ID) | New | Space Heating | Natural Gas | Unit Heater | 22.84% | 20%
Commercial_Miscellaneous (ID)_New_Water Heating_Natural Gas_Water Heater | Commercial | Miscellaneous (ID) | New | Water Heating | Natural Gas | Water Heater | 28.36% | 20%
Commercial_Miscellaneous (ID)_New_Food Preparation_Natural Gas_Oven | Commercial | Miscellaneous (ID) | New | Food Preparation | Natural Gas | Oven | 40.59% | 20%
Commercial_Miscellaneous (ID)_New_Food Preparation_Natural Gas_Conveyor Oven | Commercial | Miscellaneous (ID) | New | Food Preparation | Natural Gas | Conveyor Oven | 40.59% | 20%
Commercial_Miscellaneous (ID)_New_Food Preparation_Natural Gas_Double Rack Oven | Commercial | Miscellaneous (ID) | New | Food Preparation | Natural Gas | Double Rack Oven | 40.59% | 20%
Commercial_Miscellaneous (ID)_New_Food Preparation_Natural Gas_Fryer | Commercial | Miscellaneous (ID) | New | Food Preparation | Natural Gas | Fryer | 40.59% | 20%
Commercial_Miscellaneous (ID)_New_Food Preparation_Natural Gas_Broiler | Commercial | Miscellaneous (ID) | New | Food Preparation | Natural Gas | Broiler | 40.59% | 20%
Commercial_Miscellaneous (ID)_New_Food Preparation_Natural Gas_Griddle | Commercial | Miscellaneous (ID) | New | Food Preparation | Natural Gas | Griddle | 40.59% | 20%
Commercial_Miscellaneous (ID)_New_Food Preparation_Natural Gas_Range | Commercial | Miscellaneous (ID) | New | Food Preparation | Natural Gas | Range | 40.59% | 20%
Commercial_Miscellaneous (ID)_New_Food Preparation_Natural Gas_Steamer | Commercial | Miscellaneous (ID) | New | Food Preparation | Natural Gas | Steamer | 40.59% | 20%
Commercial_Miscellaneous (ID)_New_Food Preparation_Natural Gas_Food Prep Other | Commercial | Miscellaneous (ID) | New | Food Preparation | Natural Gas | Food Prep Other | 40.59% | 20%
Commercial_Miscellaneous (ID)_New_Miscellaneous_Natural Gas_Pool Heater | Commercial | Miscellaneous (ID) | New | Miscellaneous | Natural Gas | Pool Heater | 28.36% | 20%
Commercial_Miscellaneous (ID)_New_Miscellaneous_Natural Gas_Miscellaneous | Commercial | Miscellaneous (ID) | New | Miscellaneous | Natural Gas | Miscellaneous | 28.36% | 20%

## Building Systems (hidden)
Key | Sector | Segment | Vintage | System | Label | Conversion Cost | Applicability | Base Year Saturation | Growth Rate | First Year On Market | Last Year On Market | Use Logit Model | Allow Purchase Share Growth | Allow Purchase Share Decline

## System Data (hidden)
Key | Sector | Segment | Vintage | System | Label | Component | System Enduse | System Fuel | System Technology | Enduse Required

## Sys Program Costs (hidden)
Key | Sector | Segment | Vintage | System | Label | Incentive Rate | Administrative Adder

## System Potential Factors (hidden)
Key | Sector | Segment | System | Label | Type | 2013 | 2014 | 2015 | 2016 | 2017 | 2018 | 2019 | 2020 | 2021 | 2022 | 2023 | 2024 | 2025 | 2026 | 2027 | 2028 | 2029 | 2030 | 2031 | 2032 | 2033 | 2034 | 2035

## System Purchase Shares (hidden)
Key | Sector | Segment | Vintage | System | Label | Potential | 2013 | 2014 | 2015 | 2016 | 2017 | 2018 | 2019 | 2020 | 2021 | 2022 | 2023 | 2024 | 2025 | 2026 | 2027 | 2028 | 2029 | 2030 | 2031 | 2032 | 2033 | 2034 | 2035
Note on H1: kwalter: Must input base year shares

## Special Market Def
Market | End Use | Fuel | Technology
All | Space Heating | Natural Gas | *
All | Water Heating | Natural Gas | *
All | Food Preparation | Natural Gas | *
All | Miscellaneous | Natural Gas | *
Market | Space Heating | Natural Gas | *
Market | Water Heating | Natural Gas | *
Market | Food Preparation | Natural Gas | *
Market | Miscellaneous | Natural Gas | *
|  |  |  | Existing | Space Heating | Natural Gas | All
|  |  |  | Existing | Water Heating | Natural Gas | All
|  |  |  | Existing | Food Preparation | Natural Gas | All
|  |  |  | Existing | Miscellaneous | Natural Gas | All
|  |  |  | New | Space Heating | Natural Gas | All
|  |  |  | New | Water Heating | Natural Gas | All
|  |  |  | New | Food Preparation | Natural Gas | All
|  |  |  | New | Miscellaneous | Natural Gas | All
Method
1. Define special markets on this tab. Listing individual technologies is only necessary when not all are included
2. For each sector/segment/vintage:
2a. VBA parses each Special market line and builds an array of references to the baseline technologies that are appropriate
2b. VBA steps through the defined array and adds together all technologies in the list using the Engine tab as a worksheet tracking the running total.
3. VBA checks to see if this is a "Market" special market and overrides the Units with the market size if needed
4. Output to special markets tab

## Sheet2 (hidden)
Field | Sector | Market | Segment | Vintage | End Use | Fuel
F1 | Residential | All | Single Family - Elec | Existing | Cooling | Electric
F2 | Residential | All | Single Family - Elec | Existing | Cooling | Electric
F3 | Residential | All | Single Family - Elec | Existing | Cooling | Electric
F4 | Residential | All | Single Family - Elec | Existing | Cooling | Electric
F1 | Residential | All | Single Family - Elec | Existing | Space Heating | Electric
F2 | Residential | All | Single Family - Elec | Existing | Space Heating | Electric
F3 | Residential | All | Single Family - Elec | Existing | Space Heating | Electric
F4 | Residential | All | Single Family - Elec | Existing | Space Heating | Electric
F1 | Residential | All | Single Family - Elec | Existing | Water Heating | Electric
F2 | Residential | All | Single Family - Elec | Existing | Water Heating | Electric
F3 | Residential | All | Single Family - Elec | Existing | Water Heating | Electric
F4 | Residential | All | Single Family - Elec | Existing | Water Heating | Electric
F1 | Residential | All | Single Family - Elec | Existing | Interior Lighting | Electric
F2 | Residential | All | Single Family - Elec | Existing | Interior Lighting | Electric
F3 | Residential | All | Single Family - Elec | Existing | Interior Lighting | Electric
F4 | Residential | All | Single Family - Elec | Existing | Interior Lighting | Electric
F1 | Residential | All | Single Family - Elec | Existing | Exterior Lighting | Electric
F2 | Residential | All | Single Family - Elec | Existing | Exterior Lighting | Electric
F3 | Residential | All | Single Family - Elec | Existing | Exterior Lighting | Electric
F4 | Residential | All | Single Family - Elec | Existing | Exterior Lighting | Electric
F1 | Residential | All | Single Family - Elec | Existing | Appliances | Electric
F2 | Residential | All | Single Family - Elec | Existing | Appliances | Electric
F3 | Residential | All | Single Family - Elec | Existing | Appliances | Electric
F4 | Residential | All | Single Family - Elec | Existing | Appliances | Electric
F1 | Residential | All | Single Family - Elec | Existing | Electronics | Electric
F2 | Residential | All | Single Family - Elec | Existing | Electronics | Electric
F3 | Residential | All | Single Family - Elec | Existing | Electronics | Electric
F4 | Residential | All | Single Family - Elec | Existing | Electronics | Electric
F1 | Residential | All | Single Family - Elec | Existing | Miscellaneous | Electric
F2 | Residential | All | Single Family - Elec | Existing | Miscellaneous | Electric
F3 | Residential | All | Single Family - Elec | Existing | Miscellaneous | Electric
F4 | Residential | All | Single Family - Elec | Existing | Miscellaneous | Electric
F1 | Residential | All | Single Family - Elec | Existing | Generation | Electric
F2 | Residential | All | Single Family - Elec | Existing | Generation | Electric
F3 | Residential | All | Single Family - Elec | Existing | Generation | Electric
F4 | Residential | All | Single Family - Elec | Existing | Generation | Electric
F1 | Residential | All | Single Family - Elec | Existing | Space Heating | Natural Gas
F2 | Residential | All | Single Family - Elec | Existing | Space Heating | Natural Gas
F3 | Residential | All | Single Family - Elec | Existing | Space Heating | Natural Gas
F4 | Residential | All | Single Family - Elec | Existing | Space Heating | Natural Gas
F1 | Residential | All | Single Family - Elec | Existing | Water Heating | Natural Gas
F2 | Residential | All | Single Family - Elec | Existing | Water Heating | Natural Gas
F3 | Residential | All | Single Family - Elec | Existing | Water Heating | Natural Gas
F4 | Residential | All | Single Family - Elec | Existing | Water Heating | Natural Gas
F1 | Residential | All | Single Family - Elec | Existing | Appliances | Natural Gas
F2 | Residential | All | Single Family - Elec | Existing | Appliances | Natural Gas
F3 | Residential | All | Single Family - Elec | Existing | Appliances | Natural Gas
F4 | Residential | All | Single Family - Elec | Existing | Appliances | Natural Gas
F1 | Residential | All | Single Family - Elec | Existing | Miscellaneous | Natural Gas
F2 | Residential | All | Single Family - Elec | Existing | Miscellaneous | Natural Gas
F3 | Residential | All | Single Family - Elec | Existing | Miscellaneous | Natural Gas
F4 | Residential | All | Single Family - Elec | Existing | Miscellaneous | Natural Gas
F1 | Residential | Market | Single Family - Elec | Existing | Cooling | Electric
F2 | Residential | Market | Single Family - Elec | Existing | Cooling | Electric
F3 | Residential | Market | Single Family - Elec | Existing | Cooling | Electric
F4 | Residential | Market | Single Family - Elec | Existing | Cooling | Electric
F1 | Residential | Market | Single Family - Elec | Existing | Space Heating | Electric
F2 | Residential | Market | Single Family - Elec | Existing | Space Heating | Electric
F3 | Residential | Market | Single Family - Elec | Existing | Space Heating | Electric
F4 | Residential | Market | Single Family - Elec | Existing | Space Heating | Electric
F1 | Residential | Market | Single Family - Elec | Existing | Water Heating | Electric
F2 | Residential | Market | Single Family - Elec | Existing | Water Heating | Electric
F3 | Residential | Market | Single Family - Elec | Existing | Water Heating | Electric
F4 | Residential | Market | Single Family - Elec | Existing | Water Heating | Electric
F1 | Residential | Market | Single Family - Elec | Existing | Interior Lighting | Electric
F2 | Residential | Market | Single Family - Elec | Existing | Interior Lighting | Electric
F3 | Residential | Market | Single Family - Elec | Existing | Interior Lighting | Electric
F4 | Residential | Market | Single Family - Elec | Existing | Interior Lighting | Electric
F1 | Residential | Market | Single Family - Elec | Existing | Exterior Lighting | Electric
F2 | Residential | Market | Single Family - Elec | Existing | Exterior Lighting | Electric
F3 | Residential | Market | Single Family - Elec | Existing | Exterior Lighting | Electric
F4 | Residential | Market | Single Family - Elec | Existing | Exterior Lighting | Electric
F1 | Residential | Market | Single Family - Elec | Existing | Appliances | Electric
F2 | Residential | Market | Single Family - Elec | Existing | Appliances | Electric
F3 | Residential | Market | Single Family - Elec | Existing | Appliances | Electric
F4 | Residential | Market | Single Family - Elec | Existing | Appliances | Electric
F1 | Residential | Market | Single Family - Elec | Existing | Electronics | Electric
F2 | Residential | Market | Single Family - Elec | Existing | Electronics | Electric
F3 | Residential | Market | Single Family - Elec | Existing | Electronics | Electric
F4 | Residential | Market | Single Family - Elec | Existing | Electronics | Electric
F1 | Residential | Market | Single Family - Elec | Existing | Miscellaneous | Electric
F2 | Residential | Market | Single Family - Elec | Existing | Miscellaneous | Electric
F3 | Residential | Market | Single Family - Elec | Existing | Miscellaneous | Electric
F4 | Residential | Market | Single Family - Elec | Existing | Miscellaneous | Electric
F1 | Residential | Market | Single Family - Elec | Existing | Generation | Electric
F2 | Residential | Market | Single Family - Elec | Existing | Generation | Electric
F3 | Residential | Market | Single Family - Elec | Existing | Generation | Electric
F4 | Residential | Market | Single Family - Elec | Existing | Generation | Electric
F1 | Residential | Market | Single Family - Elec | Existing | Space Heating | Natural Gas
F2 | Residential | Market | Single Family - Elec | Existing | Space Heating | Natural Gas
F3 | Residential | Market | Single Family - Elec | Existing | Space Heating | Natural Gas
F4 | Residential | Market | Single Family - Elec | Existing | Space Heating | Natural Gas
F1 | Residential | Market | Single Family - Elec | Existing | Water Heating | Natural Gas
F2 | Residential | Market | Single Family - Elec | Existing | Water Heating | Natural Gas
F3 | Residential | Market | Single Family - Elec | Existing | Water Heating | Natural Gas
F4 | Residential | Market | Single Family - Elec | Existing | Water Heating | Natural Gas
F1 | Residential | Market | Single Family - Elec | Existing | Appliances | Natural Gas
F2 | Residential | Market | Single Family - Elec | Existing | Appliances | Natural Gas
F3 | Residential | Market | Single Family - Elec | Existing | Appliances | Natural Gas
F4 | Residential | Market | Single Family - Elec | Existing | Appliances | Natural Gas
F1 | Residential | Market | Single Family - Elec | Existing | Miscellaneous | Natural Gas
F2 | Residential | Market | Single Family - Elec | Existing | Miscellaneous | Natural Gas
F3 | Residential | Market | Single Family - Elec | Existing | Miscellaneous | Natural Gas
F4 | Residential | Market | Single Family - Elec | Existing | Miscellaneous | Natural Gas
F1 | Residential | Central System | Single Family - Elec | Existing | Cooling | Electric
F2 | Residential | Central System | Single Family - Elec | Existing | Cooling | Electric
F3 | Residential | Central System | Single Family - Elec | Existing | Cooling | Electric
F4 | Residential | Central System | Single Family - Elec | Existing | Cooling | Electric
F1 | Residential | Central System | Single Family - Elec | Existing | Space Heating | Electric
F2 | Residential | Central System | Single Family - Elec | Existing | Space Heating | Electric
F3 | Residential | Central System | Single Family - Elec | Existing | Space Heating | Electric
F4 | Residential | Central System | Single Family - Elec | Existing | Space Heating | Electric
F1 | Residential | Central System | Single Family - Elec | Existing | Space Heating | Natural Gas
F2 | Residential | Central System | Single Family - Elec | Existing | Space Heating | Natural Gas
F3 | Residential | Central System | Single Family - Elec | Existing | Space Heating | Natural Gas
F4 | Residential | Central System | Single Family - Elec | Existing | Space Heating | Natural Gas
F1 | Residential | Resistance | Single Family - Elec | Existing | Cooling | Electric
F2 | Residential | Resistance | Single Family - Elec | Existing | Cooling | Electric
F3 | Residential | Resistance | Single Family - Elec | Existing | Cooling | Electric
F4 | Residential | Resistance | Single Family - Elec | Existing | Cooling | Electric
F1 | Residential | Resistance | Single Family - Elec | Existing | Space Heating | Electric
F2 | Residential | Resistance | Single Family - Elec | Existing | Space Heating | Electric
F3 | Residential | Resistance | Single Family - Elec | Existing | Space Heating | Electric
F4 | Residential | Resistance | Single Family - Elec | Existing | Space Heating | Electric
F1 | Residential | Heat Pump | Single Family - Elec | Existing | Cooling | Electric
F2 | Residential | Heat Pump | Single Family - Elec | Existing | Cooling | Electric
F3 | Residential | Heat Pump | Single Family - Elec | Existing | Cooling | Electric
F4 | Residential | Heat Pump | Single Family - Elec | Existing | Cooling | Electric
F1 | Residential | Heat Pump | Single Family - Elec | Existing | Space Heating | Electric
F2 | Residential | Heat Pump | Single Family - Elec | Existing | Space Heating | Electric
F3 | Residential | Heat Pump | Single Family - Elec | Existing | Space Heating | Electric
F4 | Residential | Heat Pump | Single Family - Elec | Existing | Space Heating | Electric
F1 | Residential | All | Single Family - Elec | New | Cooling | Electric
F2 | Residential | All | Single Family - Elec | New | Cooling | Electric
F3 | Residential | All | Single Family - Elec | New | Cooling | Electric
F4 | Residential | All | Single Family - Elec | New | Cooling | Electric
F1 | Residential | All | Single Family - Elec | New | Space Heating | Electric
F2 | Residential | All | Single Family - Elec | New | Space Heating | Electric
F3 | Residential | All | Single Family - Elec | New | Space Heating | Electric
F4 | Residential | All | Single Family - Elec | New | Space Heating | Electric
F1 | Residential | All | Single Family - Elec | New | Water Heating | Electric
F2 | Residential | All | Single Family - Elec | New | Water Heating | Electric
F3 | Residential | All | Single Family - Elec | New | Water Heating | Electric
F4 | Residential | All | Single Family - Elec | New | Water Heating | Electric
F1 | Residential | All | Single Family - Elec | New | Interior Lighting | Electric
F2 | Residential | All | Single Family - Elec | New | Interior Lighting | Electric
F3 | Residential | All | Single Family - Elec | New | Interior Lighting | Electric
F4 | Residential | All | Single Family - Elec | New | Interior Lighting | Electric
F1 | Residential | All | Single Family - Elec | New | Exterior Lighting | Electric
F2 | Residential | All | Single Family - Elec | New | Exterior Lighting | Electric
F3 | Residential | All | Single Family - Elec | New | Exterior Lighting | Electric
F4 | Residential | All | Single Family - Elec | New | Exterior Lighting | Electric
F1 | Residential | All | Single Family - Elec | New | Appliances | Electric
F2 | Residential | All | Single Family - Elec | New | Appliances | Electric
F3 | Residential | All | Single Family - Elec | New | Appliances | Electric
F4 | Residential | All | Single Family - Elec | New | Appliances | Electric
F1 | Residential | All | Single Family - Elec | New | Electronics | Electric
F2 | Residential | All | Single Family - Elec | New | Electronics | Electric
F3 | Residential | All | Single Family - Elec | New | Electronics | Electric
F4 | Residential | All | Single Family - Elec | New | Electronics | Electric
F1 | Residential | All | Single Family - Elec | New | Miscellaneous | Electric
F2 | Residential | All | Single Family - Elec | New | Miscellaneous | Electric
F3 | Residential | All | Single Family - Elec | New | Miscellaneous | Electric
F4 | Residential | All | Single Family - Elec | New | Miscellaneous | Electric
F1 | Residential | All | Single Family - Elec | New | Generation | Electric
F2 | Residential | All | Single Family - Elec | New | Generation | Electric
F3 | Residential | All | Single Family - Elec | New | Generation | Electric
F4 | Residential | All | Single Family - Elec | New | Generation | Electric
F1 | Residential | All | Single Family - Elec | New | Space Heating | Natural Gas
F2 | Residential | All | Single Family - Elec | New | Space Heating | Natural Gas
F3 | Residential | All | Single Family - Elec | New | Space Heating | Natural Gas
F4 | Residential | All | Single Family - Elec | New | Space Heating | Natural Gas
F1 | Residential | All | Single Family - Elec | New | Water Heating | Natural Gas
F2 | Residential | All | Single Family - Elec | New | Water Heating | Natural Gas
F3 | Residential | All | Single Family - Elec | New | Water Heating | Natural Gas
F4 | Residential | All | Single Family - Elec | New | Water Heating | Natural Gas
F1 | Residential | All | Single Family - Elec | New | Appliances | Natural Gas
F2 | Residential | All | Single Family - Elec | New | Appliances | Natural Gas
F3 | Residential | All | Single Family - Elec | New | Appliances | Natural Gas
F4 | Residential | All | Single Family - Elec | New | Appliances | Natural Gas
F1 | Residential | All | Single Family - Elec | New | Miscellaneous | Natural Gas
F2 | Residential | All | Single Family - Elec | New | Miscellaneous | Natural Gas
F3 | Residential | All | Single Family - Elec | New | Miscellaneous | Natural Gas
F4 | Residential | All | Single Family - Elec | New | Miscellaneous | Natural Gas
F1 | Residential | Market | Single Family - Elec | New | Cooling | Electric
F2 | Residential | Market | Single Family - Elec | New | Cooling | Electric
F3 | Residential | Market | Single Family - Elec | New | Cooling | Electric
F4 | Residential | Market | Single Family - Elec | New | Cooling | Electric
F1 | Residential | Market | Single Family - Elec | New | Space Heating | Electric
F2 | Residential | Market | Single Family - Elec | New | Space Heating | Electric
F3 | Residential | Market | Single Family - Elec | New | Space Heating | Electric
F4 | Residential | Market | Single Family - Elec | New | Space Heating | Electric
F1 | Residential | Market | Single Family - Elec | New | Water Heating | Electric
F2 | Residential | Market | Single Family - Elec | New | Water Heating | Electric
F3 | Residential | Market | Single Family - Elec | New | Water Heating | Electric
F4 | Residential | Market | Single Family - Elec | New | Water Heating | Electric
F1 | Residential | Market | Single Family - Elec | New | Interior Lighting | Electric
F2 | Residential | Market | Single Family - Elec | New | Interior Lighting | Electric
F3 | Residential | Market | Single Family - Elec | New | Interior Lighting | Electric
F4 | Residential | Market | Single Family - Elec | New | Interior Lighting | Electric
F1 | Residential | Market | Single Family - Elec | New | Exterior Lighting | Electric
F2 | Residential | Market | Single Family - Elec | New | Exterior Lighting | Electric
F3 | Residential | Market | Single Family - Elec | New | Exterior Lighting | Electric
F4 | Residential | Market | Single Family - Elec | New | Exterior Lighting | Electric
F1 | Residential | Market | Single Family - Elec | New | Appliances | Electric
F2 | Residential | Market | Single Family - Elec | New | Appliances | Electric
F3 | Residential | Market | Single Family - Elec | New | Appliances | Electric
F4 | Residential | Market | Single Family - Elec | New | Appliances | Electric
F1 | Residential | Market | Single Family - Elec | New | Electronics | Electric
F2 | Residential | Market | Single Family - Elec | New | Electronics | Electric
F3 | Residential | Market | Single Family - Elec | New | Electronics | Electric
F4 | Residential | Market | Single Family - Elec | New | Electronics | Electric
F1 | Residential | Market | Single Family - Elec | New | Miscellaneous | Electric
F2 | Residential | Market | Single Family - Elec | New | Miscellaneous | Electric
F3 | Residential | Market | Single Family - Elec | New | Miscellaneous | Electric
F4 | Residential | Market | Single Family - Elec | New | Miscellaneous | Electric
F1 | Residential | Market | Single Family - Elec | New | Generation | Electric
F2 | Residential | Market | Single Family - Elec | New | Generation | Electric
F3 | Residential | Market | Single Family - Elec | New | Generation | Electric
F4 | Residential | Market | Single Family - Elec | New | Generation | Electric
F1 | Residential | Market | Single Family - Elec | New | Space Heating | Natural Gas
F2 | Residential | Market | Single Family - Elec | New | Space Heating | Natural Gas
F3 | Residential | Market | Single Family - Elec | New | Space Heating | Natural Gas
F4 | Residential | Market | Single Family - Elec | New | Space Heating | Natural Gas
F1 | Residential | Market | Single Family - Elec | New | Water Heating | Natural Gas
F2 | Residential | Market | Single Family - Elec | New | Water Heating | Natural Gas
F3 | Residential | Market | Single Family - Elec | New | Water Heating | Natural Gas
F4 | Residential | Market | Single Family - Elec | New | Water Heating | Natural Gas
F1 | Residential | Market | Single Family - Elec | New | Appliances | Natural Gas
F2 | Residential | Market | Single Family - Elec | New | Appliances | Natural Gas
F3 | Residential | Market | Single Family - Elec | New | Appliances | Natural Gas
F4 | Residential | Market | Single Family - Elec | New | Appliances | Natural Gas
F1 | Residential | Market | Single Family - Elec | New | Miscellaneous | Natural Gas
F2 | Residential | Market | Single Family - Elec | New | Miscellaneous | Natural Gas
F3 | Residential | Market | Single Family - Elec | New | Miscellaneous | Natural Gas
F4 | Residential | Market | Single Family - Elec | New | Miscellaneous | Natural Gas
F1 | Residential | Central System | Single Family - Elec | New | Cooling | Electric
F2 | Residential | Central System | Single Family - Elec | New | Cooling | Electric
F3 | Residential | Central System | Single Family - Elec | New | Cooling | Electric
F4 | Residential | Central System | Single Family - Elec | New | Cooling | Electric
F1 | Residential | Central System | Single Family - Elec | New | Space Heating | Electric
F2 | Residential | Central System | Single Family - Elec | New | Space Heating | Electric
F3 | Residential | Central System | Single Family - Elec | New | Space Heating | Electric
F4 | Residential | Central System | Single Family - Elec | New | Space Heating | Electric
F1 | Residential | Central System | Single Family - Elec | New | Space Heating | Natural Gas
F2 | Residential | Central System | Single Family - Elec | New | Space Heating | Natural Gas
F3 | Residential | Central System | Single Family - Elec | New | Space Heating | Natural Gas
F4 | Residential | Central System | Single Family - Elec | New | Space Heating | Natural Gas
F1 | Residential | Resistance | Single Family - Elec | New | Cooling | Electric
F2 | Residential | Resistance | Single Family - Elec | New | Cooling | Electric
F3 | Residential | Resistance | Single Family - Elec | New | Cooling | Electric
F4 | Residential | Resistance | Single Family - Elec | New | Cooling | Electric
F1 | Residential | Resistance | Single Family - Elec | New | Space Heating | Electric
F2 | Residential | Resistance | Single Family - Elec | New | Space Heating | Electric
F3 | Residential | Resistance | Single Family - Elec | New | Space Heating | Electric
F4 | Residential | Resistance | Single Family - Elec | New | Space Heating | Electric
F1 | Residential | Heat Pump | Single Family - Elec | New | Cooling | Electric
F2 | Residential | Heat Pump | Single Family - Elec | New | Cooling | Electric
F3 | Residential | Heat Pump | Single Family - Elec | New | Cooling | Electric
F4 | Residential | Heat Pump | Single Family - Elec | New | Cooling | Electric
F1 | Residential | Heat Pump | Single Family - Elec | New | Space Heating | Electric
F2 | Residential | Heat Pump | Single Family - Elec | New | Space Heating | Electric
F3 | Residential | Heat Pump | Single Family - Elec | New | Space Heating | Electric
F4 | Residential | Heat Pump | Single Family - Elec | New | Space Heating | Electric
F1 | Residential | All | Single Family - LI - Elec | Existing | Cooling | Electric
F2 | Residential | All | Single Family - LI - Elec | Existing | Cooling | Electric
F3 | Residential | All | Single Family - LI - Elec | Existing | Cooling | Electric
F4 | Residential | All | Single Family - LI - Elec | Existing | Cooling | Electric
F1 | Residential | All | Single Family - LI - Elec | Existing | Space Heating | Electric
F2 | Residential | All | Single Family - LI - Elec | Existing | Space Heating | Electric
F3 | Residential | All | Single Family - LI - Elec | Existing | Space Heating | Electric
F4 | Residential | All | Single Family - LI - Elec | Existing | Space Heating | Electric
F1 | Residential | All | Single Family - LI - Elec | Existing | Water Heating | Electric
F2 | Residential | All | Single Family - LI - Elec | Existing | Water Heating | Electric
F3 | Residential | All | Single Family - LI - Elec | Existing | Water Heating | Electric
F4 | Residential | All | Single Family - LI - Elec | Existing | Water Heating | Electric
F1 | Residential | All | Single Family - LI - Elec | Existing | Interior Lighting | Electric
F2 | Residential | All | Single Family - LI - Elec | Existing | Interior Lighting | Electric
F3 | Residential | All | Single Family - LI - Elec | Existing | Interior Lighting | Electric
F4 | Residential | All | Single Family - LI - Elec | Existing | Interior Lighting | Electric
F1 | Residential | All | Single Family - LI - Elec | Existing | Exterior Lighting | Electric
F2 | Residential | All | Single Family - LI - Elec | Existing | Exterior Lighting | Electric
F3 | Residential | All | Single Family - LI - Elec | Existing | Exterior Lighting | Electric
F4 | Residential | All | Single Family - LI - Elec | Existing | Exterior Lighting | Electric
F1 | Residential | All | Single Family - LI - Elec | Existing | Appliances | Electric
F2 | Residential | All | Single Family - LI - Elec | Existing | Appliances | Electric
F3 | Residential | All | Single Family - LI - Elec | Existing | Appliances | Electric
F4 | Residential | All | Single Family - LI - Elec | Existing | Appliances | Electric
F1 | Residential | All | Single Family - LI - Elec | Existing | Electronics | Electric
F2 | Residential | All | Single Family - LI - Elec | Existing | Electronics | Electric
F3 | Residential | All | Single Family - LI - Elec | Existing | Electronics | Electric
F4 | Residential | All | Single Family - LI - Elec | Existing | Electronics | Electric
F1 | Residential | All | Single Family - LI - Elec | Existing | Miscellaneous | Electric
F2 | Residential | All | Single Family - LI - Elec | Existing | Miscellaneous | Electric
F3 | Residential | All | Single Family - LI - Elec | Existing | Miscellaneous | Electric
F4 | Residential | All | Single Family - LI - Elec | Existing | Miscellaneous | Electric
F1 | Residential | All | Single Family - LI - Elec | Existing | Generation | Electric
F2 | Residential | All | Single Family - LI - Elec | Existing | Generation | Electric
F3 | Residential | All | Single Family - LI - Elec | Existing | Generation | Electric
F4 | Residential | All | Single Family - LI - Elec | Existing | Generation | Electric
F1 | Residential | All | Single Family - LI - Elec | Existing | Space Heating | Natural Gas
F2 | Residential | All | Single Family - LI - Elec | Existing | Space Heating | Natural Gas
F3 | Residential | All | Single Family - LI - Elec | Existing | Space Heating | Natural Gas
F4 | Residential | All | Single Family - LI - Elec | Existing | Space Heating | Natural Gas
F1 | Residential | All | Single Family - LI - Elec | Existing | Water Heating | Natural Gas
F2 | Residential | All | Single Family - LI - Elec | Existing | Water Heating | Natural Gas
F3 | Residential | All | Single Family - LI - Elec | Existing | Water Heating | Natural Gas
F4 | Residential | All | Single Family - LI - Elec | Existing | Water Heating | Natural Gas
F1 | Residential | All | Single Family - LI - Elec | Existing | Appliances | Natural Gas
F2 | Residential | All | Single Family - LI - Elec | Existing | Appliances | Natural Gas
F3 | Residential | All | Single Family - LI - Elec | Existing | Appliances | Natural Gas
F4 | Residential | All | Single Family - LI - Elec | Existing | Appliances | Natural Gas
F1 | Residential | All | Single Family - LI - Elec | Existing | Miscellaneous | Natural Gas
F2 | Residential | All | Single Family - LI - Elec | Existing | Miscellaneous | Natural Gas
F3 | Residential | All | Single Family - LI - Elec | Existing | Miscellaneous | Natural Gas
F4 | Residential | All | Single Family - LI - Elec | Existing | Miscellaneous | Natural Gas
F1 | Residential | Market | Single Family - LI - Elec | Existing | Cooling | Electric
F2 | Residential | Market | Single Family - LI - Elec | Existing | Cooling | Electric
F3 | Residential | Market | Single Family - LI - Elec | Existing | Cooling | Electric
F4 | Residential | Market | Single Family - LI - Elec | Existing | Cooling | Electric
F1 | Residential | Market | Single Family - LI - Elec | Existing | Space Heating | Electric
F2 | Residential | Market | Single Family - LI - Elec | Existing | Space Heating | Electric
F3 | Residential | Market | Single Family - LI - Elec | Existing | Space Heating | Electric
F4 | Residential | Market | Single Family - LI - Elec | Existing | Space Heating | Electric
F1 | Residential | Market | Single Family - LI - Elec | Existing | Water Heating | Electric
F2 | Residential | Market | Single Family - LI - Elec | Existing | Water Heating | Electric
F3 | Residential | Market | Single Family - LI - Elec | Existing | Water Heating | Electric
F4 | Residential | Market | Single Family - LI - Elec | Existing | Water Heating | Electric
F1 | Residential | Market | Single Family - LI - Elec | Existing | Interior Lighting | Electric
F2 | Residential | Market | Single Family - LI - Elec | Existing | Interior Lighting | Electric
F3 | Residential | Market | Single Family - LI - Elec | Existing | Interior Lighting | Electric
F4 | Residential | Market | Single Family - LI - Elec | Existing | Interior Lighting | Electric
F1 | Residential | Market | Single Family - LI - Elec | Existing | Exterior Lighting | Electric
F2 | Residential | Market | Single Family - LI - Elec | Existing | Exterior Lighting | Electric
F3 | Residential | Market | Single Family - LI - Elec | Existing | Exterior Lighting | Electric
F4 | Residential | Market | Single Family - LI - Elec | Existing | Exterior Lighting | Electric
F1 | Residential | Market | Single Family - LI - Elec | Existing | Appliances | Electric
F2 | Residential | Market | Single Family - LI - Elec | Existing | Appliances | Electric
F3 | Residential | Market | Single Family - LI - Elec | Existing | Appliances | Electric
F4 | Residential | Market | Single Family - LI - Elec | Existing | Appliances | Electric
F1 | Residential | Market | Single Family - LI - Elec | Existing | Electronics | Electric
F2 | Residential | Market | Single Family - LI - Elec | Existing | Electronics | Electric
F3 | Residential | Market | Single Family - LI - Elec | Existing | Electronics | Electric
F4 | Residential | Market | Single Family - LI - Elec | Existing | Electronics | Electric
F1 | Residential | Market | Single Family - LI - Elec | Existing | Miscellaneous | Electric
F2 | Residential | Market | Single Family - LI - Elec | Existing | Miscellaneous | Electric
F3 | Residential | Market | Single Family - LI - Elec | Existing | Miscellaneous | Electric
F4 | Residential | Market | Single Family - LI - Elec | Existing | Miscellaneous | Electric
F1 | Residential | Market | Single Family - LI - Elec | Existing | Generation | Electric
F2 | Residential | Market | Single Family - LI - Elec | Existing | Generation | Electric
F3 | Residential | Market | Single Family - LI - Elec | Existing | Generation | Electric
F4 | Residential | Market | Single Family - LI - Elec | Existing | Generation | Electric
F1 | Residential | Market | Single Family - LI - Elec | Existing | Space Heating | Natural Gas
F2 | Residential | Market | Single Family - LI - Elec | Existing | Space Heating | Natural Gas
F3 | Residential | Market | Single Family - LI - Elec | Existing | Space Heating | Natural Gas
F4 | Residential | Market | Single Family - LI - Elec | Existing | Space Heating | Natural Gas
F1 | Residential | Market | Single Family - LI - Elec | Existing | Water Heating | Natural Gas
F2 | Residential | Market | Single Family - LI - Elec | Existing | Water Heating | Natural Gas
F3 | Residential | Market | Single Family - LI - Elec | Existing | Water Heating | Natural Gas
F4 | Residential | Market | Single Family - LI - Elec | Existing | Water Heating | Natural Gas
F1 | Residential | Market | Single Family - LI - Elec | Existing | Appliances | Natural Gas
F2 | Residential | Market | Single Family - LI - Elec | Existing | Appliances | Natural Gas
F3 | Residential | Market | Single Family - LI - Elec | Existing | Appliances | Natural Gas
F4 | Residential | Market | Single Family - LI - Elec | Existing | Appliances | Natural Gas
F1 | Residential | Market | Single Family - LI - Elec | Existing | Miscellaneous | Natural Gas
F2 | Residential | Market | Single Family - LI - Elec | Existing | Miscellaneous | Natural Gas
F3 | Residential | Market | Single Family - LI - Elec | Existing | Miscellaneous | Natural Gas
F4 | Residential | Market | Single Family - LI - Elec | Existing | Miscellaneous | Natural Gas
F1 | Residential | Central System | Single Family - LI - Elec | Existing | Cooling | Electric
F2 | Residential | Central System | Single Family - LI - Elec | Existing | Cooling | Electric
F3 | Residential | Central System | Single Family - LI - Elec | Existing | Cooling | Electric
F4 | Residential | Central System | Single Family - LI - Elec | Existing | Cooling | Electric
F1 | Residential | Central System | Single Family - LI - Elec | Existing | Space Heating | Electric
F2 | Residential | Central System | Single Family - LI - Elec | Existing | Space Heating | Electric
F3 | Residential | Central System | Single Family - LI - Elec | Existing | Space Heating | Electric
F4 | Residential | Central System | Single Family - LI - Elec | Existing | Space Heating | Electric
F1 | Residential | Central System | Single Family - LI - Elec | Existing | Space Heating | Natural Gas
F2 | Residential | Central System | Single Family - LI - Elec | Existing | Space Heating | Natural Gas
F3 | Residential | Central System | Single Family - LI - Elec | Existing | Space Heating | Natural Gas
F4 | Residential | Central System | Single Family - LI - Elec | Existing | Space Heating | Natural Gas
F1 | Residential | Resistance | Single Family - LI - Elec | Existing | Cooling | Electric
F2 | Residential | Resistance | Single Family - LI - Elec | Existing | Cooling | Electric
F3 | Residential | Resistance | Single Family - LI - Elec | Existing | Cooling | Electric
F4 | Residential | Resistance | Single Family - LI - Elec | Existing | Cooling | Electric
F1 | Residential | Resistance | Single Family - LI - Elec | Existing | Space Heating | Electric
F2 | Residential | Resistance | Single Family - LI - Elec | Existing | Space Heating | Electric
F3 | Residential | Resistance | Single Family - LI - Elec | Existing | Space Heating | Electric
F4 | Residential | Resistance | Single Family - LI - Elec | Existing | Space Heating | Electric
F1 | Residential | Heat Pump | Single Family - LI - Elec | Existing | Cooling | Electric
F2 | Residential | Heat Pump | Single Family - LI - Elec | Existing | Cooling | Electric
F3 | Residential | Heat Pump | Single Family - LI - Elec | Existing | Cooling | Electric
F4 | Residential | Heat Pump | Single Family - LI - Elec | Existing | Cooling | Electric
F1 | Residential | Heat Pump | Single Family - LI - Elec | Existing | Space Heating | Electric
F2 | Residential | Heat Pump | Single Family - LI - Elec | Existing | Space Heating | Electric
F3 | Residential | Heat Pump | Single Family - LI - Elec | Existing | Space Heating | Electric
F4 | Residential | Heat Pump | Single Family - LI - Elec | Existing | Space Heating | Electric
F1 | Residential | All | Single Family - LI - Elec | New | Cooling | Electric
F2 | Residential | All | Single Family - LI - Elec | New | Cooling | Electric
F3 | Residential | All | Single Family - LI - Elec | New | Cooling | Electric
F4 | Residential | All | Single Family - LI - Elec | New | Cooling | Electric
F1 | Residential | All | Single Family - LI - Elec | New | Space Heating | Electric
F2 | Residential | All | Single Family - LI - Elec | New | Space Heating | Electric
F3 | Residential | All | Single Family - LI - Elec | New | Space Heating | Electric
F4 | Residential | All | Single Family - LI - Elec | New | Space Heating | Electric
F1 | Residential | All | Single Family - LI - Elec | New | Water Heating | Electric
F2 | Residential | All | Single Family - LI - Elec | New | Water Heating | Electric
F3 | Residential | All | Single Family - LI - Elec | New | Water Heating | Electric
F4 | Residential | All | Single Family - LI - Elec | New | Water Heating | Electric
F1 | Residential | All | Single Family - LI - Elec | New | Interior Lighting | Electric
F2 | Residential | All | Single Family - LI - Elec | New | Interior Lighting | Electric
F3 | Residential | All | Single Family - LI - Elec | New | Interior Lighting | Electric
F4 | Residential | All | Single Family - LI - Elec | New | Interior Lighting | Electric
F1 | Residential | All | Single Family - LI - Elec | New | Exterior Lighting | Electric
F2 | Residential | All | Single Family - LI - Elec | New | Exterior Lighting | Electric
F3 | Residential | All | Single Family - LI - Elec | New | Exterior Lighting | Electric
F4 | Residential | All | Single Family - LI - Elec | New | Exterior Lighting | Electric
F1 | Residential | All | Single Family - LI - Elec | New | Appliances | Electric
F2 | Residential | All | Single Family - LI - Elec | New | Appliances | Electric
F3 | Residential | All | Single Family - LI - Elec | New | Appliances | Electric
F4 | Residential | All | Single Family - LI - Elec | New | Appliances | Electric
F1 | Residential | All | Single Family - LI - Elec | New | Electronics | Electric
F2 | Residential | All | Single Family - LI - Elec | New | Electronics | Electric
F3 | Residential | All | Single Family - LI - Elec | New | Electronics | Electric
F4 | Residential | All | Single Family - LI - Elec | New | Electronics | Electric
F1 | Residential | All | Single Family - LI - Elec | New | Miscellaneous | Electric
F2 | Residential | All | Single Family - LI - Elec | New | Miscellaneous | Electric
F3 | Residential | All | Single Family - LI - Elec | New | Miscellaneous | Electric
F4 | Residential | All | Single Family - LI - Elec | New | Miscellaneous | Electric
F1 | Residential | All | Single Family - LI - Elec | New | Generation | Electric
F2 | Residential | All | Single Family - LI - Elec | New | Generation | Electric
F3 | Residential | All | Single Family - LI - Elec | New | Generation | Electric
F4 | Residential | All | Single Family - LI - Elec | New | Generation | Electric
F1 | Residential | All | Single Family - LI - Elec | New | Space Heating | Natural Gas
F2 | Residential | All | Single Family - LI - Elec | New | Space Heating | Natural Gas
F3 | Residential | All | Single Family - LI - Elec | New | Space Heating | Natural Gas
F4 | Residential | All | Single Family - LI - Elec | New | Space Heating | Natural Gas
F1 | Residential | All | Single Family - LI - Elec | New | Water Heating | Natural Gas
F2 | Residential | All | Single Family - LI - Elec | New | Water Heating | Natural Gas
F3 | Residential | All | Single Family - LI - Elec | New | Water Heating | Natural Gas
F4 | Residential | All | Single Family - LI - Elec | New | Water Heating | Natural Gas
F1 | Residential | All | Single Family - LI - Elec | New | Appliances | Natural Gas
F2 | Residential | All | Single Family - LI - Elec | New | Appliances | Natural Gas
F3 | Residential | All | Single Family - LI - Elec | New | Appliances | Natural Gas
F4 | Residential | All | Single Family - LI - Elec | New | Appliances | Natural Gas
F1 | Residential | All | Single Family - LI - Elec | New | Miscellaneous | Natural Gas
F2 | Residential | All | Single Family - LI - Elec | New | Miscellaneous | Natural Gas
F3 | Residential | All | Single Family - LI - Elec | New | Miscellaneous | Natural Gas
F4 | Residential | All | Single Family - LI - Elec | New | Miscellaneous | Natural Gas
F1 | Residential | Market | Single Family - LI - Elec | New | Cooling | Electric
F2 | Residential | Market | Single Family - LI - Elec | New | Cooling | Electric
F3 | Residential | Market | Single Family - LI - Elec | New | Cooling | Electric
F4 | Residential | Market | Single Family - LI - Elec | New | Cooling | Electric
F1 | Residential | Market | Single Family - LI - Elec | New | Space Heating | Electric
F2 | Residential | Market | Single Family - LI - Elec | New | Space Heating | Electric
F3 | Residential | Market | Single Family - LI - Elec | New | Space Heating | Electric
F4 | Residential | Market | Single Family - LI - Elec | New | Space Heating | Electric
F1 | Residential | Market | Single Family - LI - Elec | New | Water Heating | Electric
F2 | Residential | Market | Single Family - LI - Elec | New | Water Heating | Electric
F3 | Residential | Market | Single Family - LI - Elec | New | Water Heating | Electric
F4 | Residential | Market | Single Family - LI - Elec | New | Water Heating | Electric
F1 | Residential | Market | Single Family - LI - Elec | New | Interior Lighting | Electric
F2 | Residential | Market | Single Family - LI - Elec | New | Interior Lighting | Electric
F3 | Residential | Market | Single Family - LI - Elec | New | Interior Lighting | Electric
F4 | Residential | Market | Single Family - LI - Elec | New | Interior Lighting | Electric
F1 | Residential | Market | Single Family - LI - Elec | New | Exterior Lighting | Electric
F2 | Residential | Market | Single Family - LI - Elec | New | Exterior Lighting | Electric
F3 | Residential | Market | Single Family - LI - Elec | New | Exterior Lighting | Electric
F4 | Residential | Market | Single Family - LI - Elec | New | Exterior Lighting | Electric
F1 | Residential | Market | Single Family - LI - Elec | New | Appliances | Electric
F2 | Residential | Market | Single Family - LI - Elec | New | Appliances | Electric
F3 | Residential | Market | Single Family - LI - Elec | New | Appliances | Electric
F4 | Residential | Market | Single Family - LI - Elec | New | Appliances | Electric
F1 | Residential | Market | Single Family - LI - Elec | New | Electronics | Electric
F2 | Residential | Market | Single Family - LI - Elec | New | Electronics | Electric
F3 | Residential | Market | Single Family - LI - Elec | New | Electronics | Electric
F4 | Residential | Market | Single Family - LI - Elec | New | Electronics | Electric
F1 | Residential | Market | Single Family - LI - Elec | New | Miscellaneous | Electric
F2 | Residential | Market | Single Family - LI - Elec | New | Miscellaneous | Electric
F3 | Residential | Market | Single Family - LI - Elec | New | Miscellaneous | Electric
F4 | Residential | Market | Single Family - LI - Elec | New | Miscellaneous | Electric
F1 | Residential | Market | Single Family - LI - Elec | New | Generation | Electric
F2 | Residential | Market | Single Family - LI - Elec | New | Generation | Electric
F3 | Residential | Market | Single Family - LI - Elec | New | Generation | Electric
F4 | Residential | Market | Single Family - LI - Elec | New | Generation | Electric
F1 | Residential | Market | Single Family - LI - Elec | New | Space Heating | Natural Gas
F2 | Residential | Market | Single Family - LI - Elec | New | Space Heating | Natural Gas
F3 | Residential | Market | Single Family - LI - Elec | New | Space Heating | Natural Gas
F4 | Residential | Market | Single Family - LI - Elec | New | Space Heating | Natural Gas
F1 | Residential | Market | Single Family - LI - Elec | New | Water Heating | Natural Gas
F2 | Residential | Market | Single Family - LI - Elec | New | Water Heating | Natural Gas
F3 | Residential | Market | Single Family - LI - Elec | New | Water Heating | Natural Gas
F4 | Residential | Market | Single Family - LI - Elec | New | Water Heating | Natural Gas
F1 | Residential | Market | Single Family - LI - Elec | New | Appliances | Natural Gas
F2 | Residential | Market | Single Family - LI - Elec | New | Appliances | Natural Gas
F3 | Residential | Market | Single Family - LI - Elec | New | Appliances | Natural Gas
F4 | Residential | Market | Single Family - LI - Elec | New | Appliances | Natural Gas
F1 | Residential | Market | Single Family - LI - Elec | New | Miscellaneous | Natural Gas
F2 | Residential | Market | Single Family - LI - Elec | New | Miscellaneous | Natural Gas
F3 | Residential | Market | Single Family - LI - Elec | New | Miscellaneous | Natural Gas
F4 | Residential | Market | Single Family - LI - Elec | New | Miscellaneous | Natural Gas
F1 | Residential | Central System | Single Family - LI - Elec | New | Cooling | Electric
F2 | Residential | Central System | Single Family - LI - Elec | New | Cooling | Electric
F3 | Residential | Central System | Single Family - LI - Elec | New | Cooling | Electric
F4 | Residential | Central System | Single Family - LI - Elec | New | Cooling | Electric
F1 | Residential | Central System | Single Family - LI - Elec | New | Space Heating | Electric
F2 | Residential | Central System | Single Family - LI - Elec | New | Space Heating | Electric
F3 | Residential | Central System | Single Family - LI - Elec | New | Space Heating | Electric
F4 | Residential | Central System | Single Family - LI - Elec | New | Space Heating | Electric
F1 | Residential | Central System | Single Family - LI - Elec | New | Space Heating | Natural Gas
F2 | Residential | Central System | Single Family - LI - Elec | New | Space Heating | Natural Gas
F3 | Residential | Central System | Single Family - LI - Elec | New | Space Heating | Natural Gas
F4 | Residential | Central System | Single Family - LI - Elec | New | Space Heating | Natural Gas
F1 | Residential | Resistance | Single Family - LI - Elec | New | Cooling | Electric
F2 | Residential | Resistance | Single Family - LI - Elec | New | Cooling | Electric
F3 | Residential | Resistance | Single Family - LI - Elec | New | Cooling | Electric
F4 | Residential | Resistance | Single Family - LI - Elec | New | Cooling | Electric
F1 | Residential | Resistance | Single Family - LI - Elec | New | Space Heating | Electric
F2 | Residential | Resistance | Single Family - LI - Elec | New | Space Heating | Electric
F3 | Residential | Resistance | Single Family - LI - Elec | New | Space Heating | Electric
F4 | Residential | Resistance | Single Family - LI - Elec | New | Space Heating | Electric
F1 | Residential | Heat Pump | Single Family - LI - Elec | New | Cooling | Electric
F2 | Residential | Heat Pump | Single Family - LI - Elec | New | Cooling | Electric
F3 | Residential | Heat Pump | Single Family - LI - Elec | New | Cooling | Electric
F4 | Residential | Heat Pump | Single Family - LI - Elec | New | Cooling | Electric
F1 | Residential | Heat Pump | Single Family - LI - Elec | New | Space Heating | Electric
F2 | Residential | Heat Pump | Single Family - LI - Elec | New | Space Heating | Electric
F3 | Residential | Heat Pump | Single Family - LI - Elec | New | Space Heating | Electric
F4 | Residential | Heat Pump | Single Family - LI - Elec | New | Space Heating | Electric
F1 | Residential | All | Multifamily - Elec | Existing | Cooling | Electric
F2 | Residential | All | Multifamily - Elec | Existing | Cooling | Electric
F3 | Residential | All | Multifamily - Elec | Existing | Cooling | Electric
F4 | Residential | All | Multifamily - Elec | Existing | Cooling | Electric
F1 | Residential | All | Multifamily - Elec | Existing | Space Heating | Electric
F2 | Residential | All | Multifamily - Elec | Existing | Space Heating | Electric
F3 | Residential | All | Multifamily - Elec | Existing | Space Heating | Electric
F4 | Residential | All | Multifamily - Elec | Existing | Space Heating | Electric
F1 | Residential | All | Multifamily - Elec | Existing | Water Heating | Electric
F2 | Residential | All | Multifamily - Elec | Existing | Water Heating | Electric
F3 | Residential | All | Multifamily - Elec | Existing | Water Heating | Electric
F4 | Residential | All | Multifamily - Elec | Existing | Water Heating | Electric
F1 | Residential | All | Multifamily - Elec | Existing | Interior Lighting | Electric
F2 | Residential | All | Multifamily - Elec | Existing | Interior Lighting | Electric
F3 | Residential | All | Multifamily - Elec | Existing | Interior Lighting | Electric
F4 | Residential | All | Multifamily - Elec | Existing | Interior Lighting | Electric
F1 | Residential | All | Multifamily - Elec | Existing | Exterior Lighting | Electric
F2 | Residential | All | Multifamily - Elec | Existing | Exterior Lighting | Electric
F3 | Residential | All | Multifamily - Elec | Existing | Exterior Lighting | Electric
F4 | Residential | All | Multifamily - Elec | Existing | Exterior Lighting | Electric
F1 | Residential | All | Multifamily - Elec | Existing | Appliances | Electric
F2 | Residential | All | Multifamily - Elec | Existing | Appliances | Electric
F3 | Residential | All | Multifamily - Elec | Existing | Appliances | Electric
F4 | Residential | All | Multifamily - Elec | Existing | Appliances | Electric
F1 | Residential | All | Multifamily - Elec | Existing | Electronics | Electric
F2 | Residential | All | Multifamily - Elec | Existing | Electronics | Electric
F3 | Residential | All | Multifamily - Elec | Existing | Electronics | Electric
F4 | Residential | All | Multifamily - Elec | Existing | Electronics | Electric
F1 | Residential | All | Multifamily - Elec | Existing | Miscellaneous | Electric
F2 | Residential | All | Multifamily - Elec | Existing | Miscellaneous | Electric
F3 | Residential | All | Multifamily - Elec | Existing | Miscellaneous | Electric
F4 | Residential | All | Multifamily - Elec | Existing | Miscellaneous | Electric
F1 | Residential | All | Multifamily - Elec | Existing | Generation | Electric
F2 | Residential | All | Multifamily - Elec | Existing | Generation | Electric
F3 | Residential | All | Multifamily - Elec | Existing | Generation | Electric
F4 | Residential | All | Multifamily - Elec | Existing | Generation | Electric
F1 | Residential | All | Multifamily - Elec | Existing | Space Heating | Natural Gas
F2 | Residential | All | Multifamily - Elec | Existing | Space Heating | Natural Gas
F3 | Residential | All | Multifamily - Elec | Existing | Space Heating | Natural Gas
F4 | Residential | All | Multifamily - Elec | Existing | Space Heating | Natural Gas
F1 | Residential | All | Multifamily - Elec | Existing | Water Heating | Natural Gas
F2 | Residential | All | Multifamily - Elec | Existing | Water Heating | Natural Gas
F3 | Residential | All | Multifamily - Elec | Existing | Water Heating | Natural Gas
F4 | Residential | All | Multifamily - Elec | Existing | Water Heating | Natural Gas
F1 | Residential | All | Multifamily - Elec | Existing | Appliances | Natural Gas
F2 | Residential | All | Multifamily - Elec | Existing | Appliances | Natural Gas
F3 | Residential | All | Multifamily - Elec | Existing | Appliances | Natural Gas
F4 | Residential | All | Multifamily - Elec | Existing | Appliances | Natural Gas
F1 | Residential | All | Multifamily - Elec | Existing | Miscellaneous | Natural Gas
F2 | Residential | All | Multifamily - Elec | Existing | Miscellaneous | Natural Gas
F3 | Residential | All | Multifamily - Elec | Existing | Miscellaneous | Natural Gas
F4 | Residential | All | Multifamily - Elec | Existing | Miscellaneous | Natural Gas
F1 | Residential | Market | Multifamily - Elec | Existing | Cooling | Electric
F2 | Residential | Market | Multifamily - Elec | Existing | Cooling | Electric
F3 | Residential | Market | Multifamily - Elec | Existing | Cooling | Electric
F4 | Residential | Market | Multifamily - Elec | Existing | Cooling | Electric
F1 | Residential | Market | Multifamily - Elec | Existing | Space Heating | Electric
F2 | Residential | Market | Multifamily - Elec | Existing | Space Heating | Electric
F3 | Residential | Market | Multifamily - Elec | Existing | Space Heating | Electric
F4 | Residential | Market | Multifamily - Elec | Existing | Space Heating | Electric
F1 | Residential | Market | Multifamily - Elec | Existing | Water Heating | Electric
F2 | Residential | Market | Multifamily - Elec | Existing | Water Heating | Electric
F3 | Residential | Market | Multifamily - Elec | Existing | Water Heating | Electric
F4 | Residential | Market | Multifamily - Elec | Existing | Water Heating | Electric
F1 | Residential | Market | Multifamily - Elec | Existing | Interior Lighting | Electric
F2 | Residential | Market | Multifamily - Elec | Existing | Interior Lighting | Electric
F3 | Residential | Market | Multifamily - Elec | Existing | Interior Lighting | Electric
F4 | Residential | Market | Multifamily - Elec | Existing | Interior Lighting | Electric
F1 | Residential | Market | Multifamily - Elec | Existing | Exterior Lighting | Electric
F2 | Residential | Market | Multifamily - Elec | Existing | Exterior Lighting | Electric
F3 | Residential | Market | Multifamily - Elec | Existing | Exterior Lighting | Electric
F4 | Residential | Market | Multifamily - Elec | Existing | Exterior Lighting | Electric
F1 | Residential | Market | Multifamily - Elec | Existing | Appliances | Electric
F2 | Residential | Market | Multifamily - Elec | Existing | Appliances | Electric
F3 | Residential | Market | Multifamily - Elec | Existing | Appliances | Electric
F4 | Residential | Market | Multifamily - Elec | Existing | Appliances | Electric
F1 | Residential | Market | Multifamily - Elec | Existing | Electronics | Electric
F2 | Residential | Market | Multifamily - Elec | Existing | Electronics | Electric
F3 | Residential | Market | Multifamily - Elec | Existing | Electronics | Electric
F4 | Residential | Market | Multifamily - Elec | Existing | Electronics | Electric
F1 | Residential | Market | Multifamily - Elec | Existing | Miscellaneous | Electric
F2 | Residential | Market | Multifamily - Elec | Existing | Miscellaneous | Electric
F3 | Residential | Market | Multifamily - Elec | Existing | Miscellaneous | Electric
F4 | Residential | Market | Multifamily - Elec | Existing | Miscellaneous | Electric
F1 | Residential | Market | Multifamily - Elec | Existing | Generation | Electric
F2 | Residential | Market | Multifamily - Elec | Existing | Generation | Electric
F3 | Residential | Market | Multifamily - Elec | Existing | Generation | Electric
F4 | Residential | Market | Multifamily - Elec | Existing | Generation | Electric
F1 | Residential | Market | Multifamily - Elec | Existing | Space Heating | Natural Gas
F2 | Residential | Market | Multifamily - Elec | Existing | Space Heating | Natural Gas
F3 | Residential | Market | Multifamily - Elec | Existing | Space Heating | Natural Gas
F4 | Residential | Market | Multifamily - Elec | Existing | Space Heating | Natural Gas
F1 | Residential | Market | Multifamily - Elec | Existing | Water Heating | Natural Gas
F2 | Residential | Market | Multifamily - Elec | Existing | Water Heating | Natural Gas
F3 | Residential | Market | Multifamily - Elec | Existing | Water Heating | Natural Gas
F4 | Residential | Market | Multifamily - Elec | Existing | Water Heating | Natural Gas
F1 | Residential | Market | Multifamily - Elec | Existing | Appliances | Natural Gas
F2 | Residential | Market | Multifamily - Elec | Existing | Appliances | Natural Gas
F3 | Residential | Market | Multifamily - Elec | Existing | Appliances | Natural Gas
F4 | Residential | Market | Multifamily - Elec | Existing | Appliances | Natural Gas
F1 | Residential | Market | Multifamily - Elec | Existing | Miscellaneous | Natural Gas
F2 | Residential | Market | Multifamily - Elec | Existing | Miscellaneous | Natural Gas
F3 | Residential | Market | Multifamily - Elec | Existing | Miscellaneous | Natural Gas
F4 | Residential | Market | Multifamily - Elec | Existing | Miscellaneous | Natural Gas
F1 | Residential | Central System | Multifamily - Elec | Existing | Cooling | Electric
F2 | Residential | Central System | Multifamily - Elec | Existing | Cooling | Electric
F3 | Residential | Central System | Multifamily - Elec | Existing | Cooling | Electric
F4 | Residential | Central System | Multifamily - Elec | Existing | Cooling | Electric
F1 | Residential | Central System | Multifamily - Elec | Existing | Space Heating | Electric
F2 | Residential | Central System | Multifamily - Elec | Existing | Space Heating | Electric
F3 | Residential | Central System | Multifamily - Elec | Existing | Space Heating | Electric
F4 | Residential | Central System | Multifamily - Elec | Existing | Space Heating | Electric
F1 | Residential | Central System | Multifamily - Elec | Existing | Space Heating | Natural Gas
F2 | Residential | Central System | Multifamily - Elec | Existing | Space Heating | Natural Gas
F3 | Residential | Central System | Multifamily - Elec | Existing | Space Heating | Natural Gas
F4 | Residential | Central System | Multifamily - Elec | Existing | Space Heating | Natural Gas
F1 | Residential | Resistance | Multifamily - Elec | Existing | Cooling | Electric
F2 | Residential | Resistance | Multifamily - Elec | Existing | Cooling | Electric
F3 | Residential | Resistance | Multifamily - Elec | Existing | Cooling | Electric
F4 | Residential | Resistance | Multifamily - Elec | Existing | Cooling | Electric
F1 | Residential | Resistance | Multifamily - Elec | Existing | Space Heating | Electric
F2 | Residential | Resistance | Multifamily - Elec | Existing | Space Heating | Electric
F3 | Residential | Resistance | Multifamily - Elec | Existing | Space Heating | Electric
F4 | Residential | Resistance | Multifamily - Elec | Existing | Space Heating | Electric
F1 | Residential | Heat Pump | Multifamily - Elec | Existing | Cooling | Electric
F2 | Residential | Heat Pump | Multifamily - Elec | Existing | Cooling | Electric
F3 | Residential | Heat Pump | Multifamily - Elec | Existing | Cooling | Electric
F4 | Residential | Heat Pump | Multifamily - Elec | Existing | Cooling | Electric
F1 | Residential | Heat Pump | Multifamily - Elec | Existing | Space Heating | Electric
F2 | Residential | Heat Pump | Multifamily - Elec | Existing | Space Heating | Electric
F3 | Residential | Heat Pump | Multifamily - Elec | Existing | Space Heating | Electric
F4 | Residential | Heat Pump | Multifamily - Elec | Existing | Space Heating | Electric
F1 | Residential | All | Multifamily - Elec | New | Cooling | Electric
F2 | Residential | All | Multifamily - Elec | New | Cooling | Electric
F3 | Residential | All | Multifamily - Elec | New | Cooling | Electric
F4 | Residential | All | Multifamily - Elec | New | Cooling | Electric
F1 | Residential | All | Multifamily - Elec | New | Space Heating | Electric
F2 | Residential | All | Multifamily - Elec | New | Space Heating | Electric
F3 | Residential | All | Multifamily - Elec | New | Space Heating | Electric
F4 | Residential | All | Multifamily - Elec | New | Space Heating | Electric
F1 | Residential | All | Multifamily - Elec | New | Water Heating | Electric
F2 | Residential | All | Multifamily - Elec | New | Water Heating | Electric
F3 | Residential | All | Multifamily - Elec | New | Water Heating | Electric
F4 | Residential | All | Multifamily - Elec | New | Water Heating | Electric
F1 | Residential | All | Multifamily - Elec | New | Interior Lighting | Electric
F2 | Residential | All | Multifamily - Elec | New | Interior Lighting | Electric
F3 | Residential | All | Multifamily - Elec | New | Interior Lighting | Electric
F4 | Residential | All | Multifamily - Elec | New | Interior Lighting | Electric
F1 | Residential | All | Multifamily - Elec | New | Exterior Lighting | Electric
F2 | Residential | All | Multifamily - Elec | New | Exterior Lighting | Electric
F3 | Residential | All | Multifamily - Elec | New | Exterior Lighting | Electric
F4 | Residential | All | Multifamily - Elec | New | Exterior Lighting | Electric
F1 | Residential | All | Multifamily - Elec | New | Appliances | Electric
F2 | Residential | All | Multifamily - Elec | New | Appliances | Electric
F3 | Residential | All | Multifamily - Elec | New | Appliances | Electric
F4 | Residential | All | Multifamily - Elec | New | Appliances | Electric
F1 | Residential | All | Multifamily - Elec | New | Electronics | Electric
F2 | Residential | All | Multifamily - Elec | New | Electronics | Electric
F3 | Residential | All | Multifamily - Elec | New | Electronics | Electric
F4 | Residential | All | Multifamily - Elec | New | Electronics | Electric
F1 | Residential | All | Multifamily - Elec | New | Miscellaneous | Electric
F2 | Residential | All | Multifamily - Elec | New | Miscellaneous | Electric
F3 | Residential | All | Multifamily - Elec | New | Miscellaneous | Electric
F4 | Residential | All | Multifamily - Elec | New | Miscellaneous | Electric
F1 | Residential | All | Multifamily - Elec | New | Generation | Electric
F2 | Residential | All | Multifamily - Elec | New | Generation | Electric
F3 | Residential | All | Multifamily - Elec | New | Generation | Electric
F4 | Residential | All | Multifamily - Elec | New | Generation | Electric
F1 | Residential | All | Multifamily - Elec | New | Space Heating | Natural Gas
F2 | Residential | All | Multifamily - Elec | New | Space Heating | Natural Gas
F3 | Residential | All | Multifamily - Elec | New | Space Heating | Natural Gas
F4 | Residential | All | Multifamily - Elec | New | Space Heating | Natural Gas
F1 | Residential | All | Multifamily - Elec | New | Water Heating | Natural Gas
F2 | Residential | All | Multifamily - Elec | New | Water Heating | Natural Gas
F3 | Residential | All | Multifamily - Elec | New | Water Heating | Natural Gas
F4 | Residential | All | Multifamily - Elec | New | Water Heating | Natural Gas
F1 | Residential | All | Multifamily - Elec | New | Appliances | Natural Gas
F2 | Residential | All | Multifamily - Elec | New | Appliances | Natural Gas
F3 | Residential | All | Multifamily - Elec | New | Appliances | Natural Gas
F4 | Residential | All | Multifamily - Elec | New | Appliances | Natural Gas
F1 | Residential | All | Multifamily - Elec | New | Miscellaneous | Natural Gas
F2 | Residential | All | Multifamily - Elec | New | Miscellaneous | Natural Gas
F3 | Residential | All | Multifamily - Elec | New | Miscellaneous | Natural Gas
F4 | Residential | All | Multifamily - Elec | New | Miscellaneous | Natural Gas
F1 | Residential | Market | Multifamily - Elec | New | Cooling | Electric
F2 | Residential | Market | Multifamily - Elec | New | Cooling | Electric
F3 | Residential | Market | Multifamily - Elec | New | Cooling | Electric
F4 | Residential | Market | Multifamily - Elec | New | Cooling | Electric
F1 | Residential | Market | Multifamily - Elec | New | Space Heating | Electric
F2 | Residential | Market | Multifamily - Elec | New | Space Heating | Electric
F3 | Residential | Market | Multifamily - Elec | New | Space Heating | Electric
F4 | Residential | Market | Multifamily - Elec | New | Space Heating | Electric
F1 | Residential | Market | Multifamily - Elec | New | Water Heating | Electric
F2 | Residential | Market | Multifamily - Elec | New | Water Heating | Electric
F3 | Residential | Market | Multifamily - Elec | New | Water Heating | Electric
F4 | Residential | Market | Multifamily - Elec | New | Water Heating | Electric
F1 | Residential | Market | Multifamily - Elec | New | Interior Lighting | Electric
F2 | Residential | Market | Multifamily - Elec | New | Interior Lighting | Electric
F3 | Residential | Market | Multifamily - Elec | New | Interior Lighting | Electric
F4 | Residential | Market | Multifamily - Elec | New | Interior Lighting | Electric
F1 | Residential | Market | Multifamily - Elec | New | Exterior Lighting | Electric
F2 | Residential | Market | Multifamily - Elec | New | Exterior Lighting | Electric
F3 | Residential | Market | Multifamily - Elec | New | Exterior Lighting | Electric
F4 | Residential | Market | Multifamily - Elec | New | Exterior Lighting | Electric
F1 | Residential | Market | Multifamily - Elec | New | Appliances | Electric
F2 | Residential | Market | Multifamily - Elec | New | Appliances | Electric
F3 | Residential | Market | Multifamily - Elec | New | Appliances | Electric
F4 | Residential | Market | Multifamily - Elec | New | Appliances | Electric
F1 | Residential | Market | Multifamily - Elec | New | Electronics | Electric
F2 | Residential | Market | Multifamily - Elec | New | Electronics | Electric
F3 | Residential | Market | Multifamily - Elec | New | Electronics | Electric
F4 | Residential | Market | Multifamily - Elec | New | Electronics | Electric
F1 | Residential | Market | Multifamily - Elec | New | Miscellaneous | Electric
F2 | Residential | Market | Multifamily - Elec | New | Miscellaneous | Electric
F3 | Residential | Market | Multifamily - Elec | New | Miscellaneous | Electric
F4 | Residential | Market | Multifamily - Elec | New | Miscellaneous | Electric
F1 | Residential | Market | Multifamily - Elec | New | Generation | Electric
F2 | Residential | Market | Multifamily - Elec | New | Generation | Electric
F3 | Residential | Market | Multifamily - Elec | New | Generation | Electric
F4 | Residential | Market | Multifamily - Elec | New | Generation | Electric
F1 | Residential | Market | Multifamily - Elec | New | Space Heating | Natural Gas
F2 | Residential | Market | Multifamily - Elec | New | Space Heating | Natural Gas
F3 | Residential | Market | Multifamily - Elec | New | Space Heating | Natural Gas
F4 | Residential | Market | Multifamily - Elec | New | Space Heating | Natural Gas
F1 | Residential | Market | Multifamily - Elec | New | Water Heating | Natural Gas
F2 | Residential | Market | Multifamily - Elec | New | Water Heating | Natural Gas
F3 | Residential | Market | Multifamily - Elec | New | Water Heating | Natural Gas
F4 | Residential | Market | Multifamily - Elec | New | Water Heating | Natural Gas
F1 | Residential | Market | Multifamily - Elec | New | Appliances | Natural Gas
F2 | Residential | Market | Multifamily - Elec | New | Appliances | Natural Gas
F3 | Residential | Market | Multifamily - Elec | New | Appliances | Natural Gas
F4 | Residential | Market | Multifamily - Elec | New | Appliances | Natural Gas
F1 | Residential | Market | Multifamily - Elec | New | Miscellaneous | Natural Gas
F2 | Residential | Market | Multifamily - Elec | New | Miscellaneous | Natural Gas
F3 | Residential | Market | Multifamily - Elec | New | Miscellaneous | Natural Gas
F4 | Residential | Market | Multifamily - Elec | New | Miscellaneous | Natural Gas
F1 | Residential | Central System | Multifamily - Elec | New | Cooling | Electric
F2 | Residential | Central System | Multifamily - Elec | New | Cooling | Electric
F3 | Residential | Central System | Multifamily - Elec | New | Cooling | Electric
F4 | Residential | Central System | Multifamily - Elec | New | Cooling | Electric
F1 | Residential | Central System | Multifamily - Elec | New | Space Heating | Electric
F2 | Residential | Central System | Multifamily - Elec | New | Space Heating | Electric
F3 | Residential | Central System | Multifamily - Elec | New | Space Heating | Electric
F4 | Residential | Central System | Multifamily - Elec | New | Space Heating | Electric
F1 | Residential | Central System | Multifamily - Elec | New | Space Heating | Natural Gas
F2 | Residential | Central System | Multifamily - Elec | New | Space Heating | Natural Gas
F3 | Residential | Central System | Multifamily - Elec | New | Space Heating | Natural Gas
F4 | Residential | Central System | Multifamily - Elec | New | Space Heating | Natural Gas
F1 | Residential | Resistance | Multifamily - Elec | New | Cooling | Electric
F2 | Residential | Resistance | Multifamily - Elec | New | Cooling | Electric
F3 | Residential | Resistance | Multifamily - Elec | New | Cooling | Electric
F4 | Residential | Resistance | Multifamily - Elec | New | Cooling | Electric
F1 | Residential | Resistance | Multifamily - Elec | New | Space Heating | Electric
F2 | Residential | Resistance | Multifamily - Elec | New | Space Heating | Electric
F3 | Residential | Resistance | Multifamily - Elec | New | Space Heating | Electric
F4 | Residential | Resistance | Multifamily - Elec | New | Space Heating | Electric
F1 | Residential | Heat Pump | Multifamily - Elec | New | Cooling | Electric
F2 | Residential | Heat Pump | Multifamily - Elec | New | Cooling | Electric
F3 | Residential | Heat Pump | Multifamily - Elec | New | Cooling | Electric
F4 | Residential | Heat Pump | Multifamily - Elec | New | Cooling | Electric
F1 | Residential | Heat Pump | Multifamily - Elec | New | Space Heating | Electric
F2 | Residential | Heat Pump | Multifamily - Elec | New | Space Heating | Electric
F3 | Residential | Heat Pump | Multifamily - Elec | New | Space Heating | Electric
F4 | Residential | Heat Pump | Multifamily - Elec | New | Space Heating | Electric
F1 | Residential | All | Multifamily - LI - Elec | Existing | Cooling | Electric
F2 | Residential | All | Multifamily - LI - Elec | Existing | Cooling | Electric
F3 | Residential | All | Multifamily - LI - Elec | Existing | Cooling | Electric
F4 | Residential | All | Multifamily - LI - Elec | Existing | Cooling | Electric
F1 | Residential | All | Multifamily - LI - Elec | Existing | Space Heating | Electric
F2 | Residential | All | Multifamily - LI - Elec | Existing | Space Heating | Electric
F3 | Residential | All | Multifamily - LI - Elec | Existing | Space Heating | Electric
F4 | Residential | All | Multifamily - LI - Elec | Existing | Space Heating | Electric
F1 | Residential | All | Multifamily - LI - Elec | Existing | Water Heating | Electric
F2 | Residential | All | Multifamily - LI - Elec | Existing | Water Heating | Electric
F3 | Residential | All | Multifamily - LI - Elec | Existing | Water Heating | Electric
F4 | Residential | All | Multifamily - LI - Elec | Existing | Water Heating | Electric
F1 | Residential | All | Multifamily - LI - Elec | Existing | Interior Lighting | Electric
F2 | Residential | All | Multifamily - LI - Elec | Existing | Interior Lighting | Electric
F3 | Residential | All | Multifamily - LI - Elec | Existing | Interior Lighting | Electric
F4 | Residential | All | Multifamily - LI - Elec | Existing | Interior Lighting | Electric
F1 | Residential | All | Multifamily - LI - Elec | Existing | Exterior Lighting | Electric
F2 | Residential | All | Multifamily - LI - Elec | Existing | Exterior Lighting | Electric
F3 | Residential | All | Multifamily - LI - Elec | Existing | Exterior Lighting | Electric
F4 | Residential | All | Multifamily - LI - Elec | Existing | Exterior Lighting | Electric
F1 | Residential | All | Multifamily - LI - Elec | Existing | Appliances | Electric
F2 | Residential | All | Multifamily - LI - Elec | Existing | Appliances | Electric
F3 | Residential | All | Multifamily - LI - Elec | Existing | Appliances | Electric
F4 | Residential | All | Multifamily - LI - Elec | Existing | Appliances | Electric
F1 | Residential | All | Multifamily - LI - Elec | Existing | Electronics | Electric
F2 | Residential | All | Multifamily - LI - Elec | Existing | Electronics | Electric
F3 | Residential | All | Multifamily - LI - Elec | Existing | Electronics | Electric
F4 | Residential | All | Multifamily - LI - Elec | Existing | Electronics | Electric
F1 | Residential | All | Multifamily - LI - Elec | Existing | Miscellaneous | Electric
F2 | Residential | All | Multifamily - LI - Elec | Existing | Miscellaneous | Electric
F3 | Residential | All | Multifamily - LI - Elec | Existing | Miscellaneous | Electric
F4 | Residential | All | Multifamily - LI - Elec | Existing | Miscellaneous | Electric
F1 | Residential | All | Multifamily - LI - Elec | Existing | Generation | Electric
F2 | Residential | All | Multifamily - LI - Elec | Existing | Generation | Electric
F3 | Residential | All | Multifamily - LI - Elec | Existing | Generation | Electric
F4 | Residential | All | Multifamily - LI - Elec | Existing | Generation | Electric
F1 | Residential | All | Multifamily - LI - Elec | Existing | Space Heating | Natural Gas
F2 | Residential | All | Multifamily - LI - Elec | Existing | Space Heating | Natural Gas
F3 | Residential | All | Multifamily - LI - Elec | Existing | Space Heating | Natural Gas
F4 | Residential | All | Multifamily - LI - Elec | Existing | Space Heating | Natural Gas
F1 | Residential | All | Multifamily - LI - Elec | Existing | Water Heating | Natural Gas
F2 | Residential | All | Multifamily - LI - Elec | Existing | Water Heating | Natural Gas
F3 | Residential | All | Multifamily - LI - Elec | Existing | Water Heating | Natural Gas
F4 | Residential | All | Multifamily - LI - Elec | Existing | Water Heating | Natural Gas
F1 | Residential | All | Multifamily - LI - Elec | Existing | Appliances | Natural Gas
F2 | Residential | All | Multifamily - LI - Elec | Existing | Appliances | Natural Gas
F3 | Residential | All | Multifamily - LI - Elec | Existing | Appliances | Natural Gas
F4 | Residential | All | Multifamily - LI - Elec | Existing | Appliances | Natural Gas
F1 | Residential | All | Multifamily - LI - Elec | Existing | Miscellaneous | Natural Gas
F2 | Residential | All | Multifamily - LI - Elec | Existing | Miscellaneous | Natural Gas
F3 | Residential | All | Multifamily - LI - Elec | Existing | Miscellaneous | Natural Gas
F4 | Residential | All | Multifamily - LI - Elec | Existing | Miscellaneous | Natural Gas
F1 | Residential | Market | Multifamily - LI - Elec | Existing | Cooling | Electric
F2 | Residential | Market | Multifamily - LI - Elec | Existing | Cooling | Electric
F3 | Residential | Market | Multifamily - LI - Elec | Existing | Cooling | Electric
F4 | Residential | Market | Multifamily - LI - Elec | Existing | Cooling | Electric
F1 | Residential | Market | Multifamily - LI - Elec | Existing | Space Heating | Electric
F2 | Residential | Market | Multifamily - LI - Elec | Existing | Space Heating | Electric
F3 | Residential | Market | Multifamily - LI - Elec | Existing | Space Heating | Electric
F4 | Residential | Market | Multifamily - LI - Elec | Existing | Space Heating | Electric
F1 | Residential | Market | Multifamily - LI - Elec | Existing | Water Heating | Electric
F2 | Residential | Market | Multifamily - LI - Elec | Existing | Water Heating | Electric
F3 | Residential | Market | Multifamily - LI - Elec | Existing | Water Heating | Electric
F4 | Residential | Market | Multifamily - LI - Elec | Existing | Water Heating | Electric
F1 | Residential | Market | Multifamily - LI - Elec | Existing | Interior Lighting | Electric
F2 | Residential | Market | Multifamily - LI - Elec | Existing | Interior Lighting | Electric
F3 | Residential | Market | Multifamily - LI - Elec | Existing | Interior Lighting | Electric
F4 | Residential | Market | Multifamily - LI - Elec | Existing | Interior Lighting | Electric
F1 | Residential | Market | Multifamily - LI - Elec | Existing | Exterior Lighting | Electric
F2 | Residential | Market | Multifamily - LI - Elec | Existing | Exterior Lighting | Electric
F3 | Residential | Market | Multifamily - LI - Elec | Existing | Exterior Lighting | Electric
F4 | Residential | Market | Multifamily - LI - Elec | Existing | Exterior Lighting | Electric
F1 | Residential | Market | Multifamily - LI - Elec | Existing | Appliances | Electric
F2 | Residential | Market | Multifamily - LI - Elec | Existing | Appliances | Electric
F3 | Residential | Market | Multifamily - LI - Elec | Existing | Appliances | Electric
F4 | Residential | Market | Multifamily - LI - Elec | Existing | Appliances | Electric
F1 | Residential | Market | Multifamily - LI - Elec | Existing | Electronics | Electric
F2 | Residential | Market | Multifamily - LI - Elec | Existing | Electronics | Electric
F3 | Residential | Market | Multifamily - LI - Elec | Existing | Electronics | Electric
F4 | Residential | Market | Multifamily - LI - Elec | Existing | Electronics | Electric
F1 | Residential | Market | Multifamily - LI - Elec | Existing | Miscellaneous | Electric
F2 | Residential | Market | Multifamily - LI - Elec | Existing | Miscellaneous | Electric
F3 | Residential | Market | Multifamily - LI - Elec | Existing | Miscellaneous | Electric
F4 | Residential | Market | Multifamily - LI - Elec | Existing | Miscellaneous | Electric
F1 | Residential | Market | Multifamily - LI - Elec | Existing | Generation | Electric
F2 | Residential | Market | Multifamily - LI - Elec | Existing | Generation | Electric
F3 | Residential | Market | Multifamily - LI - Elec | Existing | Generation | Electric
F4 | Residential | Market | Multifamily - LI - Elec | Existing | Generation | Electric
F1 | Residential | Market | Multifamily - LI - Elec | Existing | Space Heating | Natural Gas
F2 | Residential | Market | Multifamily - LI - Elec | Existing | Space Heating | Natural Gas
F3 | Residential | Market | Multifamily - LI - Elec | Existing | Space Heating | Natural Gas
F4 | Residential | Market | Multifamily - LI - Elec | Existing | Space Heating | Natural Gas
F1 | Residential | Market | Multifamily - LI - Elec | Existing | Water Heating | Natural Gas
F2 | Residential | Market | Multifamily - LI - Elec | Existing | Water Heating | Natural Gas
F3 | Residential | Market | Multifamily - LI - Elec | Existing | Water Heating | Natural Gas
F4 | Residential | Market | Multifamily - LI - Elec | Existing | Water Heating | Natural Gas
F1 | Residential | Market | Multifamily - LI - Elec | Existing | Appliances | Natural Gas
F2 | Residential | Market | Multifamily - LI - Elec | Existing | Appliances | Natural Gas
F3 | Residential | Market | Multifamily - LI - Elec | Existing | Appliances | Natural Gas
F4 | Residential | Market | Multifamily - LI - Elec | Existing | Appliances | Natural Gas
F1 | Residential | Market | Multifamily - LI - Elec | Existing | Miscellaneous | Natural Gas
F2 | Residential | Market | Multifamily - LI - Elec | Existing | Miscellaneous | Natural Gas
F3 | Residential | Market | Multifamily - LI - Elec | Existing | Miscellaneous | Natural Gas
F4 | Residential | Market | Multifamily - LI - Elec | Existing | Miscellaneous | Natural Gas
F1 | Residential | Central System | Multifamily - LI - Elec | Existing | Cooling | Electric
F2 | Residential | Central System | Multifamily - LI - Elec | Existing | Cooling | Electric
F3 | Residential | Central System | Multifamily - LI - Elec | Existing | Cooling | Electric
F4 | Residential | Central System | Multifamily - LI - Elec | Existing | Cooling | Electric
F1 | Residential | Central System | Multifamily - LI - Elec | Existing | Space Heating | Electric
F2 | Residential | Central System | Multifamily - LI - Elec | Existing | Space Heating | Electric
F3 | Residential | Central System | Multifamily - LI - Elec | Existing | Space Heating | Electric
F4 | Residential | Central System | Multifamily - LI - Elec | Existing | Space Heating | Electric
F1 | Residential | Central System | Multifamily - LI - Elec | Existing | Space Heating | Natural Gas
F2 | Residential | Central System | Multifamily - LI - Elec | Existing | Space Heating | Natural Gas
F3 | Residential | Central System | Multifamily - LI - Elec | Existing | Space Heating | Natural Gas
F4 | Residential | Central System | Multifamily - LI - Elec | Existing | Space Heating | Natural Gas
F1 | Residential | Resistance | Multifamily - LI - Elec | Existing | Cooling | Electric
F2 | Residential | Resistance | Multifamily - LI - Elec | Existing | Cooling | Electric
F3 | Residential | Resistance | Multifamily - LI - Elec | Existing | Cooling | Electric
F4 | Residential | Resistance | Multifamily - LI - Elec | Existing | Cooling | Electric
F1 | Residential | Resistance | Multifamily - LI - Elec | Existing | Space Heating | Electric
F2 | Residential | Resistance | Multifamily - LI - Elec | Existing | Space Heating | Electric
F3 | Residential | Resistance | Multifamily - LI - Elec | Existing | Space Heating | Electric
F4 | Residential | Resistance | Multifamily - LI - Elec | Existing | Space Heating | Electric
F1 | Residential | Heat Pump | Multifamily - LI - Elec | Existing | Cooling | Electric
F2 | Residential | Heat Pump | Multifamily - LI - Elec | Existing | Cooling | Electric
F3 | Residential | Heat Pump | Multifamily - LI - Elec | Existing | Cooling | Electric
F4 | Residential | Heat Pump | Multifamily - LI - Elec | Existing | Cooling | Electric
F1 | Residential | Heat Pump | Multifamily - LI - Elec | Existing | Space Heating | Electric
F2 | Residential | Heat Pump | Multifamily - LI - Elec | Existing | Space Heating | Electric
F3 | Residential | Heat Pump | Multifamily - LI - Elec | Existing | Space Heating | Electric
F4 | Residential | Heat Pump | Multifamily - LI - Elec | Existing | Space Heating | Electric
F1 | Residential | All | Multifamily - LI - Elec | New | Cooling | Electric
F2 | Residential | All | Multifamily - LI - Elec | New | Cooling | Electric
F3 | Residential | All | Multifamily - LI - Elec | New | Cooling | Electric
F4 | Residential | All | Multifamily - LI - Elec | New | Cooling | Electric
F1 | Residential | All | Multifamily - LI - Elec | New | Space Heating | Electric
F2 | Residential | All | Multifamily - LI - Elec | New | Space Heating | Electric
F3 | Residential | All | Multifamily - LI - Elec | New | Space Heating | Electric
F4 | Residential | All | Multifamily - LI - Elec | New | Space Heating | Electric
F1 | Residential | All | Multifamily - LI - Elec | New | Water Heating | Electric
F2 | Residential | All | Multifamily - LI - Elec | New | Water Heating | Electric
F3 | Residential | All | Multifamily - LI - Elec | New | Water Heating | Electric
F4 | Residential | All | Multifamily - LI - Elec | New | Water Heating | Electric
F1 | Residential | All | Multifamily - LI - Elec | New | Interior Lighting | Electric
F2 | Residential | All | Multifamily - LI - Elec | New | Interior Lighting | Electric
F3 | Residential | All | Multifamily - LI - Elec | New | Interior Lighting | Electric
F4 | Residential | All | Multifamily - LI - Elec | New | Interior Lighting | Electric
F1 | Residential | All | Multifamily - LI - Elec | New | Exterior Lighting | Electric
F2 | Residential | All | Multifamily - LI - Elec | New | Exterior Lighting | Electric
F3 | Residential | All | Multifamily - LI - Elec | New | Exterior Lighting | Electric
F4 | Residential | All | Multifamily - LI - Elec | New | Exterior Lighting | Electric
F1 | Residential | All | Multifamily - LI - Elec | New | Appliances | Electric
F2 | Residential | All | Multifamily - LI - Elec | New | Appliances | Electric
F3 | Residential | All | Multifamily - LI - Elec | New | Appliances | Electric
F4 | Residential | All | Multifamily - LI - Elec | New | Appliances | Electric
F1 | Residential | All | Multifamily - LI - Elec | New | Electronics | Electric
F2 | Residential | All | Multifamily - LI - Elec | New | Electronics | Electric
F3 | Residential | All | Multifamily - LI - Elec | New | Electronics | Electric
F4 | Residential | All | Multifamily - LI - Elec | New | Electronics | Electric
F1 | Residential | All | Multifamily - LI - Elec | New | Miscellaneous | Electric
F2 | Residential | All | Multifamily - LI - Elec | New | Miscellaneous | Electric
F3 | Residential | All | Multifamily - LI - Elec | New | Miscellaneous | Electric
F4 | Residential | All | Multifamily - LI - Elec | New | Miscellaneous | Electric
F1 | Residential | All | Multifamily - LI - Elec | New | Generation | Electric
F2 | Residential | All | Multifamily - LI - Elec | New | Generation | Electric
F3 | Residential | All | Multifamily - LI - Elec | New | Generation | Electric
F4 | Residential | All | Multifamily - LI - Elec | New | Generation | Electric
F1 | Residential | All | Multifamily - LI - Elec | New | Space Heating | Natural Gas
F2 | Residential | All | Multifamily - LI - Elec | New | Space Heating | Natural Gas
F3 | Residential | All | Multifamily - LI - Elec | New | Space Heating | Natural Gas
F4 | Residential | All | Multifamily - LI - Elec | New | Space Heating | Natural Gas
F1 | Residential | All | Multifamily - LI - Elec | New | Water Heating | Natural Gas
F2 | Residential | All | Multifamily - LI - Elec | New | Water Heating | Natural Gas
F3 | Residential | All | Multifamily - LI - Elec | New | Water Heating | Natural Gas
F4 | Residential | All | Multifamily - LI - Elec | New | Water Heating | Natural Gas
F1 | Residential | All | Multifamily - LI - Elec | New | Appliances | Natural Gas
F2 | Residential | All | Multifamily - LI - Elec | New | Appliances | Natural Gas
F3 | Residential | All | Multifamily - LI - Elec | New | Appliances | Natural Gas
F4 | Residential | All | Multifamily - LI - Elec | New | Appliances | Natural Gas
F1 | Residential | All | Multifamily - LI - Elec | New | Miscellaneous | Natural Gas
F2 | Residential | All | Multifamily - LI - Elec | New | Miscellaneous | Natural Gas
F3 | Residential | All | Multifamily - LI - Elec | New | Miscellaneous | Natural Gas
F4 | Residential | All | Multifamily - LI - Elec | New | Miscellaneous | Natural Gas
F1 | Residential | Market | Multifamily - LI - Elec | New | Cooling | Electric
F2 | Residential | Market | Multifamily - LI - Elec | New | Cooling | Electric
F3 | Residential | Market | Multifamily - LI - Elec | New | Cooling | Electric
F4 | Residential | Market | Multifamily - LI - Elec | New | Cooling | Electric
F1 | Residential | Market | Multifamily - LI - Elec | New | Space Heating | Electric
F2 | Residential | Market | Multifamily - LI - Elec | New | Space Heating | Electric
F3 | Residential | Market | Multifamily - LI - Elec | New | Space Heating | Electric
F4 | Residential | Market | Multifamily - LI - Elec | New | Space Heating | Electric
F1 | Residential | Market | Multifamily - LI - Elec | New | Water Heating | Electric
F2 | Residential | Market | Multifamily - LI - Elec | New | Water Heating | Electric
F3 | Residential | Market | Multifamily - LI - Elec | New | Water Heating | Electric
F4 | Residential | Market | Multifamily - LI - Elec | New | Water Heating | Electric
F1 | Residential | Market | Multifamily - LI - Elec | New | Interior Lighting | Electric
F2 | Residential | Market | Multifamily - LI - Elec | New | Interior Lighting | Electric
F3 | Residential | Market | Multifamily - LI - Elec | New | Interior Lighting | Electric
F4 | Residential | Market | Multifamily - LI - Elec | New | Interior Lighting | Electric
F1 | Residential | Market | Multifamily - LI - Elec | New | Exterior Lighting | Electric
F2 | Residential | Market | Multifamily - LI - Elec | New | Exterior Lighting | Electric
F3 | Residential | Market | Multifamily - LI - Elec | New | Exterior Lighting | Electric
F4 | Residential | Market | Multifamily - LI - Elec | New | Exterior Lighting | Electric
F1 | Residential | Market | Multifamily - LI - Elec | New | Appliances | Electric
F2 | Residential | Market | Multifamily - LI - Elec | New | Appliances | Electric
F3 | Residential | Market | Multifamily - LI - Elec | New | Appliances | Electric
F4 | Residential | Market | Multifamily - LI - Elec | New | Appliances | Electric
F1 | Residential | Market | Multifamily - LI - Elec | New | Electronics | Electric
F2 | Residential | Market | Multifamily - LI - Elec | New | Electronics | Electric
F3 | Residential | Market | Multifamily - LI - Elec | New | Electronics | Electric
F4 | Residential | Market | Multifamily - LI - Elec | New | Electronics | Electric
F1 | Residential | Market | Multifamily - LI - Elec | New | Miscellaneous | Electric
F2 | Residential | Market | Multifamily - LI - Elec | New | Miscellaneous | Electric
F3 | Residential | Market | Multifamily - LI - Elec | New | Miscellaneous | Electric
F4 | Residential | Market | Multifamily - LI - Elec | New | Miscellaneous | Electric
F1 | Residential | Market | Multifamily - LI - Elec | New | Generation | Electric
F2 | Residential | Market | Multifamily - LI - Elec | New | Generation | Electric
F3 | Residential | Market | Multifamily - LI - Elec | New | Generation | Electric
F4 | Residential | Market | Multifamily - LI - Elec | New | Generation | Electric
F1 | Residential | Market | Multifamily - LI - Elec | New | Space Heating | Natural Gas
F2 | Residential | Market | Multifamily - LI - Elec | New | Space Heating | Natural Gas
F3 | Residential | Market | Multifamily - LI - Elec | New | Space Heating | Natural Gas
F4 | Residential | Market | Multifamily - LI - Elec | New | Space Heating | Natural Gas
F1 | Residential | Market | Multifamily - LI - Elec | New | Water Heating | Natural Gas
F2 | Residential | Market | Multifamily - LI - Elec | New | Water Heating | Natural Gas
F3 | Residential | Market | Multifamily - LI - Elec | New | Water Heating | Natural Gas
F4 | Residential | Market | Multifamily - LI - Elec | New | Water Heating | Natural Gas
F1 | Residential | Market | Multifamily - LI - Elec | New | Appliances | Natural Gas
F2 | Residential | Market | Multifamily - LI - Elec | New | Appliances | Natural Gas
F3 | Residential | Market | Multifamily - LI - Elec | New | Appliances | Natural Gas
F4 | Residential | Market | Multifamily - LI - Elec | New | Appliances | Natural Gas
F1 | Residential | Market | Multifamily - LI - Elec | New | Miscellaneous | Natural Gas
F2 | Residential | Market | Multifamily - LI - Elec | New | Miscellaneous | Natural Gas
F3 | Residential | Market | Multifamily - LI - Elec | New | Miscellaneous | Natural Gas
F4 | Residential | Market | Multifamily - LI - Elec | New | Miscellaneous | Natural Gas
F1 | Residential | Central System | Multifamily - LI - Elec | New | Cooling | Electric
F2 | Residential | Central System | Multifamily - LI - Elec | New | Cooling | Electric
F3 | Residential | Central System | Multifamily - LI - Elec | New | Cooling | Electric
F4 | Residential | Central System | Multifamily - LI - Elec | New | Cooling | Electric
F1 | Residential | Central System | Multifamily - LI - Elec | New | Space Heating | Electric
F2 | Residential | Central System | Multifamily - LI - Elec | New | Space Heating | Electric
F3 | Residential | Central System | Multifamily - LI - Elec | New | Space Heating | Electric
F4 | Residential | Central System | Multifamily - LI - Elec | New | Space Heating | Electric
F1 | Residential | Central System | Multifamily - LI - Elec | New | Space Heating | Natural Gas
F2 | Residential | Central System | Multifamily - LI - Elec | New | Space Heating | Natural Gas
F3 | Residential | Central System | Multifamily - LI - Elec | New | Space Heating | Natural Gas
F4 | Residential | Central System | Multifamily - LI - Elec | New | Space Heating | Natural Gas
F1 | Residential | Resistance | Multifamily - LI - Elec | New | Cooling | Electric
F2 | Residential | Resistance | Multifamily - LI - Elec | New | Cooling | Electric
F3 | Residential | Resistance | Multifamily - LI - Elec | New | Cooling | Electric
F4 | Residential | Resistance | Multifamily - LI - Elec | New | Cooling | Electric
F1 | Residential | Resistance | Multifamily - LI - Elec | New | Space Heating | Electric
F2 | Residential | Resistance | Multifamily - LI - Elec | New | Space Heating | Electric
F3 | Residential | Resistance | Multifamily - LI - Elec | New | Space Heating | Electric
F4 | Residential | Resistance | Multifamily - LI - Elec | New | Space Heating | Electric
F1 | Residential | Heat Pump | Multifamily - LI - Elec | New | Cooling | Electric
F2 | Residential | Heat Pump | Multifamily - LI - Elec | New | Cooling | Electric
F3 | Residential | Heat Pump | Multifamily - LI - Elec | New | Cooling | Electric
F4 | Residential | Heat Pump | Multifamily - LI - Elec | New | Cooling | Electric
F1 | Residential | Heat Pump | Multifamily - LI - Elec | New | Space Heating | Electric
F2 | Residential | Heat Pump | Multifamily - LI - Elec | New | Space Heating | Electric
F3 | Residential | Heat Pump | Multifamily - LI - Elec | New | Space Heating | Electric
F4 | Residential | Heat Pump | Multifamily - LI - Elec | New | Space Heating | Electric
F1 | Residential | All | Single Family - Gas | Existing | Cooling | Electric
F2 | Residential | All | Single Family - Gas | Existing | Cooling | Electric
F3 | Residential | All | Single Family - Gas | Existing | Cooling | Electric
F4 | Residential | All | Single Family - Gas | Existing | Cooling | Electric
F1 | Residential | All | Single Family - Gas | Existing | Space Heating | Electric
F2 | Residential | All | Single Family - Gas | Existing | Space Heating | Electric
F3 | Residential | All | Single Family - Gas | Existing | Space Heating | Electric
F4 | Residential | All | Single Family - Gas | Existing | Space Heating | Electric
F1 | Residential | All | Single Family - Gas | Existing | Water Heating | Electric
F2 | Residential | All | Single Family - Gas | Existing | Water Heating | Electric
F3 | Residential | All | Single Family - Gas | Existing | Water Heating | Electric
F4 | Residential | All | Single Family - Gas | Existing | Water Heating | Electric
F1 | Residential | All | Single Family - Gas | Existing | Interior Lighting | Electric
F2 | Residential | All | Single Family - Gas | Existing | Interior Lighting | Electric
F3 | Residential | All | Single Family - Gas | Existing | Interior Lighting | Electric
F4 | Residential | All | Single Family - Gas | Existing | Interior Lighting | Electric
F1 | Residential | All | Single Family - Gas | Existing | Exterior Lighting | Electric
F2 | Residential | All | Single Family - Gas | Existing | Exterior Lighting | Electric
F3 | Residential | All | Single Family - Gas | Existing | Exterior Lighting | Electric
F4 | Residential | All | Single Family - Gas | Existing | Exterior Lighting | Electric
F1 | Residential | All | Single Family - Gas | Existing | Appliances | Electric
F2 | Residential | All | Single Family - Gas | Existing | Appliances | Electric
F3 | Residential | All | Single Family - Gas | Existing | Appliances | Electric
F4 | Residential | All | Single Family - Gas | Existing | Appliances | Electric
F1 | Residential | All | Single Family - Gas | Existing | Electronics | Electric
F2 | Residential | All | Single Family - Gas | Existing | Electronics | Electric
F3 | Residential | All | Single Family - Gas | Existing | Electronics | Electric
F4 | Residential | All | Single Family - Gas | Existing | Electronics | Electric
F1 | Residential | All | Single Family - Gas | Existing | Miscellaneous | Electric
F2 | Residential | All | Single Family - Gas | Existing | Miscellaneous | Electric
F3 | Residential | All | Single Family - Gas | Existing | Miscellaneous | Electric
F4 | Residential | All | Single Family - Gas | Existing | Miscellaneous | Electric
F1 | Residential | All | Single Family - Gas | Existing | Generation | Electric
F2 | Residential | All | Single Family - Gas | Existing | Generation | Electric
F3 | Residential | All | Single Family - Gas | Existing | Generation | Electric
F4 | Residential | All | Single Family - Gas | Existing | Generation | Electric
F1 | Residential | All | Single Family - Gas | Existing | Space Heating | Natural Gas
F2 | Residential | All | Single Family - Gas | Existing | Space Heating | Natural Gas
F3 | Residential | All | Single Family - Gas | Existing | Space Heating | Natural Gas
F4 | Residential | All | Single Family - Gas | Existing | Space Heating | Natural Gas
F1 | Residential | All | Single Family - Gas | Existing | Water Heating | Natural Gas
F2 | Residential | All | Single Family - Gas | Existing | Water Heating | Natural Gas
F3 | Residential | All | Single Family - Gas | Existing | Water Heating | Natural Gas
F4 | Residential | All | Single Family - Gas | Existing | Water Heating | Natural Gas
F1 | Residential | All | Single Family - Gas | Existing | Appliances | Natural Gas
F2 | Residential | All | Single Family - Gas | Existing | Appliances | Natural Gas
F3 | Residential | All | Single Family - Gas | Existing | Appliances | Natural Gas
F4 | Residential | All | Single Family - Gas | Existing | Appliances | Natural Gas
F1 | Residential | All | Single Family - Gas | Existing | Miscellaneous | Natural Gas
F2 | Residential | All | Single Family - Gas | Existing | Miscellaneous | Natural Gas
F3 | Residential | All | Single Family - Gas | Existing | Miscellaneous | Natural Gas
F4 | Residential | All | Single Family - Gas | Existing | Miscellaneous | Natural Gas
F1 | Residential | Market | Single Family - Gas | Existing | Cooling | Electric
F2 | Residential | Market | Single Family - Gas | Existing | Cooling | Electric
F3 | Residential | Market | Single Family - Gas | Existing | Cooling | Electric
F4 | Residential | Market | Single Family - Gas | Existing | Cooling | Electric
F1 | Residential | Market | Single Family - Gas | Existing | Space Heating | Electric
F2 | Residential | Market | Single Family - Gas | Existing | Space Heating | Electric
F3 | Residential | Market | Single Family - Gas | Existing | Space Heating | Electric
F4 | Residential | Market | Single Family - Gas | Existing | Space Heating | Electric
F1 | Residential | Market | Single Family - Gas | Existing | Water Heating | Electric
F2 | Residential | Market | Single Family - Gas | Existing | Water Heating | Electric
F3 | Residential | Market | Single Family - Gas | Existing | Water Heating | Electric
F4 | Residential | Market | Single Family - Gas | Existing | Water Heating | Electric
F1 | Residential | Market | Single Family - Gas | Existing | Interior Lighting | Electric
F2 | Residential | Market | Single Family - Gas | Existing | Interior Lighting | Electric
F3 | Residential | Market | Single Family - Gas | Existing | Interior Lighting | Electric
F4 | Residential | Market | Single Family - Gas | Existing | Interior Lighting | Electric
F1 | Residential | Market | Single Family - Gas | Existing | Exterior Lighting | Electric
F2 | Residential | Market | Single Family - Gas | Existing | Exterior Lighting | Electric
F3 | Residential | Market | Single Family - Gas | Existing | Exterior Lighting | Electric
F4 | Residential | Market | Single Family - Gas | Existing | Exterior Lighting | Electric
F1 | Residential | Market | Single Family - Gas | Existing | Appliances | Electric
F2 | Residential | Market | Single Family - Gas | Existing | Appliances | Electric
F3 | Residential | Market | Single Family - Gas | Existing | Appliances | Electric
F4 | Residential | Market | Single Family - Gas | Existing | Appliances | Electric
F1 | Residential | Market | Single Family - Gas | Existing | Electronics | Electric
F2 | Residential | Market | Single Family - Gas | Existing | Electronics | Electric
F3 | Residential | Market | Single Family - Gas | Existing | Electronics | Electric
F4 | Residential | Market | Single Family - Gas | Existing | Electronics | Electric
F1 | Residential | Market | Single Family - Gas | Existing | Miscellaneous | Electric
F2 | Residential | Market | Single Family - Gas | Existing | Miscellaneous | Electric
F3 | Residential | Market | Single Family - Gas | Existing | Miscellaneous | Electric
F4 | Residential | Market | Single Family - Gas | Existing | Miscellaneous | Electric
F1 | Residential | Market | Single Family - Gas | Existing | Generation | Electric
F2 | Residential | Market | Single Family - Gas | Existing | Generation | Electric
F3 | Residential | Market | Single Family - Gas | Existing | Generation | Electric
F4 | Residential | Market | Single Family - Gas | Existing | Generation | Electric
F1 | Residential | Market | Single Family - Gas | Existing | Space Heating | Natural Gas
F2 | Residential | Market | Single Family - Gas | Existing | Space Heating | Natural Gas
F3 | Residential | Market | Single Family - Gas | Existing | Space Heating | Natural Gas
F4 | Residential | Market | Single Family - Gas | Existing | Space Heating | Natural Gas
F1 | Residential | Market | Single Family - Gas | Existing | Water Heating | Natural Gas
F2 | Residential | Market | Single Family - Gas | Existing | Water Heating | Natural Gas
F3 | Residential | Market | Single Family - Gas | Existing | Water Heating | Natural Gas
F4 | Residential | Market | Single Family - Gas | Existing | Water Heating | Natural Gas
F1 | Residential | Market | Single Family - Gas | Existing | Appliances | Natural Gas
F2 | Residential | Market | Single Family - Gas | Existing | Appliances | Natural Gas
F3 | Residential | Market | Single Family - Gas | Existing | Appliances | Natural Gas
F4 | Residential | Market | Single Family - Gas | Existing | Appliances | Natural Gas
F1 | Residential | Market | Single Family - Gas | Existing | Miscellaneous | Natural Gas
F2 | Residential | Market | Single Family - Gas | Existing | Miscellaneous | Natural Gas
F3 | Residential | Market | Single Family - Gas | Existing | Miscellaneous | Natural Gas
F4 | Residential | Market | Single Family - Gas | Existing | Miscellaneous | Natural Gas
F1 | Residential | Central System | Single Family - Gas | Existing | Cooling | Electric
F2 | Residential | Central System | Single Family - Gas | Existing | Cooling | Electric
F3 | Residential | Central System | Single Family - Gas | Existing | Cooling | Electric
F4 | Residential | Central System | Single Family - Gas | Existing | Cooling | Electric
F1 | Residential | Central System | Single Family - Gas | Existing | Space Heating | Electric
F2 | Residential | Central System | Single Family - Gas | Existing | Space Heating | Electric
F3 | Residential | Central System | Single Family - Gas | Existing | Space Heating | Electric
F4 | Residential | Central System | Single Family - Gas | Existing | Space Heating | Electric
F1 | Residential | Central System | Single Family - Gas | Existing | Space Heating | Natural Gas
F2 | Residential | Central System | Single Family - Gas | Existing | Space Heating | Natural Gas
F3 | Residential | Central System | Single Family - Gas | Existing | Space Heating | Natural Gas
F4 | Residential | Central System | Single Family - Gas | Existing | Space Heating | Natural Gas
F1 | Residential | Resistance | Single Family - Gas | Existing | Cooling | Electric
F2 | Residential | Resistance | Single Family - Gas | Existing | Cooling | Electric
F3 | Residential | Resistance | Single Family - Gas | Existing | Cooling | Electric
F4 | Residential | Resistance | Single Family - Gas | Existing | Cooling | Electric
F1 | Residential | Resistance | Single Family - Gas | Existing | Space Heating | Electric
F2 | Residential | Resistance | Single Family - Gas | Existing | Space Heating | Electric
F3 | Residential | Resistance | Single Family - Gas | Existing | Space Heating | Electric
F4 | Residential | Resistance | Single Family - Gas | Existing | Space Heating | Electric
F1 | Residential | Heat Pump | Single Family - Gas | Existing | Cooling | Electric
F2 | Residential | Heat Pump | Single Family - Gas | Existing | Cooling | Electric
F3 | Residential | Heat Pump | Single Family - Gas | Existing | Cooling | Electric
F4 | Residential | Heat Pump | Single Family - Gas | Existing | Cooling | Electric
F1 | Residential | Heat Pump | Single Family - Gas | Existing | Space Heating | Electric
F2 | Residential | Heat Pump | Single Family - Gas | Existing | Space Heating | Electric
F3 | Residential | Heat Pump | Single Family - Gas | Existing | Space Heating | Electric
F4 | Residential | Heat Pump | Single Family - Gas | Existing | Space Heating | Electric
F1 | Residential | All | Single Family - Gas | New | Cooling | Electric
F2 | Residential | All | Single Family - Gas | New | Cooling | Electric
F3 | Residential | All | Single Family - Gas | New | Cooling | Electric
F4 | Residential | All | Single Family - Gas | New | Cooling | Electric
F1 | Residential | All | Single Family - Gas | New | Space Heating | Electric
F2 | Residential | All | Single Family - Gas | New | Space Heating | Electric
F3 | Residential | All | Single Family - Gas | New | Space Heating | Electric
F4 | Residential | All | Single Family - Gas | New | Space Heating | Electric
F1 | Residential | All | Single Family - Gas | New | Water Heating | Electric
F2 | Residential | All | Single Family - Gas | New | Water Heating | Electric
F3 | Residential | All | Single Family - Gas | New | Water Heating | Electric
F4 | Residential | All | Single Family - Gas | New | Water Heating | Electric
F1 | Residential | All | Single Family - Gas | New | Interior Lighting | Electric
F2 | Residential | All | Single Family - Gas | New | Interior Lighting | Electric
F3 | Residential | All | Single Family - Gas | New | Interior Lighting | Electric
F4 | Residential | All | Single Family - Gas | New | Interior Lighting | Electric
F1 | Residential | All | Single Family - Gas | New | Exterior Lighting | Electric
F2 | Residential | All | Single Family - Gas | New | Exterior Lighting | Electric
F3 | Residential | All | Single Family - Gas | New | Exterior Lighting | Electric
F4 | Residential | All | Single Family - Gas | New | Exterior Lighting | Electric
F1 | Residential | All | Single Family - Gas | New | Appliances | Electric
F2 | Residential | All | Single Family - Gas | New | Appliances | Electric
F3 | Residential | All | Single Family - Gas | New | Appliances | Electric
F4 | Residential | All | Single Family - Gas | New | Appliances | Electric
F1 | Residential | All | Single Family - Gas | New | Electronics | Electric
F2 | Residential | All | Single Family - Gas | New | Electronics | Electric
F3 | Residential | All | Single Family - Gas | New | Electronics | Electric
F4 | Residential | All | Single Family - Gas | New | Electronics | Electric
F1 | Residential | All | Single Family - Gas | New | Miscellaneous | Electric
F2 | Residential | All | Single Family - Gas | New | Miscellaneous | Electric
F3 | Residential | All | Single Family - Gas | New | Miscellaneous | Electric
F4 | Residential | All | Single Family - Gas | New | Miscellaneous | Electric
F1 | Residential | All | Single Family - Gas | New | Generation | Electric
F2 | Residential | All | Single Family - Gas | New | Generation | Electric
F3 | Residential | All | Single Family - Gas | New | Generation | Electric
F4 | Residential | All | Single Family - Gas | New | Generation | Electric
F1 | Residential | All | Single Family - Gas | New | Space Heating | Natural Gas
F2 | Residential | All | Single Family - Gas | New | Space Heating | Natural Gas
F3 | Residential | All | Single Family - Gas | New | Space Heating | Natural Gas
F4 | Residential | All | Single Family - Gas | New | Space Heating | Natural Gas
F1 | Residential | All | Single Family - Gas | New | Water Heating | Natural Gas
F2 | Residential | All | Single Family - Gas | New | Water Heating | Natural Gas
F3 | Residential | All | Single Family - Gas | New | Water Heating | Natural Gas
F4 | Residential | All | Single Family - Gas | New | Water Heating | Natural Gas
F1 | Residential | All | Single Family - Gas | New | Appliances | Natural Gas
F2 | Residential | All | Single Family - Gas | New | Appliances | Natural Gas
F3 | Residential | All | Single Family - Gas | New | Appliances | Natural Gas
F4 | Residential | All | Single Family - Gas | New | Appliances | Natural Gas
F1 | Residential | All | Single Family - Gas | New | Miscellaneous | Natural Gas
F2 | Residential | All | Single Family - Gas | New | Miscellaneous | Natural Gas
F3 | Residential | All | Single Family - Gas | New | Miscellaneous | Natural Gas
F4 | Residential | All | Single Family - Gas | New | Miscellaneous | Natural Gas
F1 | Residential | Market | Single Family - Gas | New | Cooling | Electric
F2 | Residential | Market | Single Family - Gas | New | Cooling | Electric
F3 | Residential | Market | Single Family - Gas | New | Cooling | Electric
F4 | Residential | Market | Single Family - Gas | New | Cooling | Electric
F1 | Residential | Market | Single Family - Gas | New | Space Heating | Electric
F2 | Residential | Market | Single Family - Gas | New | Space Heating | Electric
F3 | Residential | Market | Single Family - Gas | New | Space Heating | Electric
F4 | Residential | Market | Single Family - Gas | New | Space Heating | Electric
F1 | Residential | Market | Single Family - Gas | New | Water Heating | Electric
F2 | Residential | Market | Single Family - Gas | New | Water Heating | Electric
F3 | Residential | Market | Single Family - Gas | New | Water Heating | Electric
F4 | Residential | Market | Single Family - Gas | New | Water Heating | Electric
F1 | Residential | Market | Single Family - Gas | New | Interior Lighting | Electric
F2 | Residential | Market | Single Family - Gas | New | Interior Lighting | Electric
F3 | Residential | Market | Single Family - Gas | New | Interior Lighting | Electric
F4 | Residential | Market | Single Family - Gas | New | Interior Lighting | Electric
F1 | Residential | Market | Single Family - Gas | New | Exterior Lighting | Electric
F2 | Residential | Market | Single Family - Gas | New | Exterior Lighting | Electric
F3 | Residential | Market | Single Family - Gas | New | Exterior Lighting | Electric
F4 | Residential | Market | Single Family - Gas | New | Exterior Lighting | Electric
F1 | Residential | Market | Single Family - Gas | New | Appliances | Electric
F2 | Residential | Market | Single Family - Gas | New | Appliances | Electric
F3 | Residential | Market | Single Family - Gas | New | Appliances | Electric
F4 | Residential | Market | Single Family - Gas | New | Appliances | Electric
F1 | Residential | Market | Single Family - Gas | New | Electronics | Electric
F2 | Residential | Market | Single Family - Gas | New | Electronics | Electric
F3 | Residential | Market | Single Family - Gas | New | Electronics | Electric
F4 | Residential | Market | Single Family - Gas | New | Electronics | Electric
F1 | Residential | Market | Single Family - Gas | New | Miscellaneous | Electric
F2 | Residential | Market | Single Family - Gas | New | Miscellaneous | Electric
F3 | Residential | Market | Single Family - Gas | New | Miscellaneous | Electric
F4 | Residential | Market | Single Family - Gas | New | Miscellaneous | Electric
F1 | Residential | Market | Single Family - Gas | New | Generation | Electric
F2 | Residential | Market | Single Family - Gas | New | Generation | Electric
F3 | Residential | Market | Single Family - Gas | New | Generation | Electric
F4 | Residential | Market | Single Family - Gas | New | Generation | Electric
F1 | Residential | Market | Single Family - Gas | New | Space Heating | Natural Gas
F2 | Residential | Market | Single Family - Gas | New | Space Heating | Natural Gas
F3 | Residential | Market | Single Family - Gas | New | Space Heating | Natural Gas
F4 | Residential | Market | Single Family - Gas | New | Space Heating | Natural Gas
F1 | Residential | Market | Single Family - Gas | New | Water Heating | Natural Gas
F2 | Residential | Market | Single Family - Gas | New | Water Heating | Natural Gas
F3 | Residential | Market | Single Family - Gas | New | Water Heating | Natural Gas
F4 | Residential | Market | Single Family - Gas | New | Water Heating | Natural Gas
F1 | Residential | Market | Single Family - Gas | New | Appliances | Natural Gas
F2 | Residential | Market | Single Family - Gas | New | Appliances | Natural Gas
F3 | Residential | Market | Single Family - Gas | New | Appliances | Natural Gas
F4 | Residential | Market | Single Family - Gas | New | Appliances | Natural Gas
F1 | Residential | Market | Single Family - Gas | New | Miscellaneous | Natural Gas
F2 | Residential | Market | Single Family - Gas | New | Miscellaneous | Natural Gas
F3 | Residential | Market | Single Family - Gas | New | Miscellaneous | Natural Gas
F4 | Residential | Market | Single Family - Gas | New | Miscellaneous | Natural Gas
F1 | Residential | Central System | Single Family - Gas | New | Cooling | Electric
F2 | Residential | Central System | Single Family - Gas | New | Cooling | Electric
F3 | Residential | Central System | Single Family - Gas | New | Cooling | Electric
F4 | Residential | Central System | Single Family - Gas | New | Cooling | Electric
F1 | Residential | Central System | Single Family - Gas | New | Space Heating | Electric
F2 | Residential | Central System | Single Family - Gas | New | Space Heating | Electric
F3 | Residential | Central System | Single Family - Gas | New | Space Heating | Electric
F4 | Residential | Central System | Single Family - Gas | New | Space Heating | Electric
F1 | Residential | Central System | Single Family - Gas | New | Space Heating | Natural Gas
F2 | Residential | Central System | Single Family - Gas | New | Space Heating | Natural Gas
F3 | Residential | Central System | Single Family - Gas | New | Space Heating | Natural Gas
F4 | Residential | Central System | Single Family - Gas | New | Space Heating | Natural Gas
F1 | Residential | Resistance | Single Family - Gas | New | Cooling | Electric
F2 | Residential | Resistance | Single Family - Gas | New | Cooling | Electric
F3 | Residential | Resistance | Single Family - Gas | New | Cooling | Electric
F4 | Residential | Resistance | Single Family - Gas | New | Cooling | Electric
F1 | Residential | Resistance | Single Family - Gas | New | Space Heating | Electric
F2 | Residential | Resistance | Single Family - Gas | New | Space Heating | Electric
F3 | Residential | Resistance | Single Family - Gas | New | Space Heating | Electric
F4 | Residential | Resistance | Single Family - Gas | New | Space Heating | Electric
F1 | Residential | Heat Pump | Single Family - Gas | New | Cooling | Electric
F2 | Residential | Heat Pump | Single Family - Gas | New | Cooling | Electric
F3 | Residential | Heat Pump | Single Family - Gas | New | Cooling | Electric
F4 | Residential | Heat Pump | Single Family - Gas | New | Cooling | Electric
F1 | Residential | Heat Pump | Single Family - Gas | New | Space Heating | Electric
F2 | Residential | Heat Pump | Single Family - Gas | New | Space Heating | Electric
F3 | Residential | Heat Pump | Single Family - Gas | New | Space Heating | Electric
F4 | Residential | Heat Pump | Single Family - Gas | New | Space Heating | Electric
F1 | Residential | All | Single Family - LI - Gas | Existing | Cooling | Electric
F2 | Residential | All | Single Family - LI - Gas | Existing | Cooling | Electric
F3 | Residential | All | Single Family - LI - Gas | Existing | Cooling | Electric
F4 | Residential | All | Single Family - LI - Gas | Existing | Cooling | Electric
F1 | Residential | All | Single Family - LI - Gas | Existing | Space Heating | Electric
F2 | Residential | All | Single Family - LI - Gas | Existing | Space Heating | Electric
F3 | Residential | All | Single Family - LI - Gas | Existing | Space Heating | Electric
F4 | Residential | All | Single Family - LI - Gas | Existing | Space Heating | Electric
F1 | Residential | All | Single Family - LI - Gas | Existing | Water Heating | Electric
F2 | Residential | All | Single Family - LI - Gas | Existing | Water Heating | Electric
F3 | Residential | All | Single Family - LI - Gas | Existing | Water Heating | Electric
F4 | Residential | All | Single Family - LI - Gas | Existing | Water Heating | Electric
F1 | Residential | All | Single Family - LI - Gas | Existing | Interior Lighting | Electric
F2 | Residential | All | Single Family - LI - Gas | Existing | Interior Lighting | Electric
F3 | Residential | All | Single Family - LI - Gas | Existing | Interior Lighting | Electric
F4 | Residential | All | Single Family - LI - Gas | Existing | Interior Lighting | Electric
F1 | Residential | All | Single Family - LI - Gas | Existing | Exterior Lighting | Electric
F2 | Residential | All | Single Family - LI - Gas | Existing | Exterior Lighting | Electric
F3 | Residential | All | Single Family - LI - Gas | Existing | Exterior Lighting | Electric
F4 | Residential | All | Single Family - LI - Gas | Existing | Exterior Lighting | Electric
F1 | Residential | All | Single Family - LI - Gas | Existing | Appliances | Electric
F2 | Residential | All | Single Family - LI - Gas | Existing | Appliances | Electric
F3 | Residential | All | Single Family - LI - Gas | Existing | Appliances | Electric
F4 | Residential | All | Single Family - LI - Gas | Existing | Appliances | Electric
F1 | Residential | All | Single Family - LI - Gas | Existing | Electronics | Electric
F2 | Residential | All | Single Family - LI - Gas | Existing | Electronics | Electric
F3 | Residential | All | Single Family - LI - Gas | Existing | Electronics | Electric
F4 | Residential | All | Single Family - LI - Gas | Existing | Electronics | Electric
F1 | Residential | All | Single Family - LI - Gas | Existing | Miscellaneous | Electric
F2 | Residential | All | Single Family - LI - Gas | Existing | Miscellaneous | Electric
F3 | Residential | All | Single Family - LI - Gas | Existing | Miscellaneous | Electric
F4 | Residential | All | Single Family - LI - Gas | Existing | Miscellaneous | Electric
F1 | Residential | All | Single Family - LI - Gas | Existing | Generation | Electric
F2 | Residential | All | Single Family - LI - Gas | Existing | Generation | Electric
F3 | Residential | All | Single Family - LI - Gas | Existing | Generation | Electric
F4 | Residential | All | Single Family - LI - Gas | Existing | Generation | Electric
F1 | Residential | All | Single Family - LI - Gas | Existing | Space Heating | Natural Gas
F2 | Residential | All | Single Family - LI - Gas | Existing | Space Heating | Natural Gas
F3 | Residential | All | Single Family - LI - Gas | Existing | Space Heating | Natural Gas
F4 | Residential | All | Single Family - LI - Gas | Existing | Space Heating | Natural Gas
F1 | Residential | All | Single Family - LI - Gas | Existing | Water Heating | Natural Gas
F2 | Residential | All | Single Family - LI - Gas | Existing | Water Heating | Natural Gas
F3 | Residential | All | Single Family - LI - Gas | Existing | Water Heating | Natural Gas
F4 | Residential | All | Single Family - LI - Gas | Existing | Water Heating | Natural Gas
F1 | Residential | All | Single Family - LI - Gas | Existing | Appliances | Natural Gas
F2 | Residential | All | Single Family - LI - Gas | Existing | Appliances | Natural Gas
F3 | Residential | All | Single Family - LI - Gas | Existing | Appliances | Natural Gas
F4 | Residential | All | Single Family - LI - Gas | Existing | Appliances | Natural Gas
F1 | Residential | All | Single Family - LI - Gas | Existing | Miscellaneous | Natural Gas
F2 | Residential | All | Single Family - LI - Gas | Existing | Miscellaneous | Natural Gas
F3 | Residential | All | Single Family - LI - Gas | Existing | Miscellaneous | Natural Gas
F4 | Residential | All | Single Family - LI - Gas | Existing | Miscellaneous | Natural Gas
F1 | Residential | Market | Single Family - LI - Gas | Existing | Cooling | Electric
F2 | Residential | Market | Single Family - LI - Gas | Existing | Cooling | Electric
F3 | Residential | Market | Single Family - LI - Gas | Existing | Cooling | Electric
F4 | Residential | Market | Single Family - LI - Gas | Existing | Cooling | Electric
F1 | Residential | Market | Single Family - LI - Gas | Existing | Space Heating | Electric
F2 | Residential | Market | Single Family - LI - Gas | Existing | Space Heating | Electric
F3 | Residential | Market | Single Family - LI - Gas | Existing | Space Heating | Electric
F4 | Residential | Market | Single Family - LI - Gas | Existing | Space Heating | Electric
F1 | Residential | Market | Single Family - LI - Gas | Existing | Water Heating | Electric
F2 | Residential | Market | Single Family - LI - Gas | Existing | Water Heating | Electric
F3 | Residential | Market | Single Family - LI - Gas | Existing | Water Heating | Electric
F4 | Residential | Market | Single Family - LI - Gas | Existing | Water Heating | Electric
F1 | Residential | Market | Single Family - LI - Gas | Existing | Interior Lighting | Electric
F2 | Residential | Market | Single Family - LI - Gas | Existing | Interior Lighting | Electric
F3 | Residential | Market | Single Family - LI - Gas | Existing | Interior Lighting | Electric
F4 | Residential | Market | Single Family - LI - Gas | Existing | Interior Lighting | Electric
F1 | Residential | Market | Single Family - LI - Gas | Existing | Exterior Lighting | Electric
F2 | Residential | Market | Single Family - LI - Gas | Existing | Exterior Lighting | Electric
F3 | Residential | Market | Single Family - LI - Gas | Existing | Exterior Lighting | Electric
F4 | Residential | Market | Single Family - LI - Gas | Existing | Exterior Lighting | Electric
F1 | Residential | Market | Single Family - LI - Gas | Existing | Appliances | Electric
F2 | Residential | Market | Single Family - LI - Gas | Existing | Appliances | Electric
F3 | Residential | Market | Single Family - LI - Gas | Existing | Appliances | Electric
F4 | Residential | Market | Single Family - LI - Gas | Existing | Appliances | Electric
F1 | Residential | Market | Single Family - LI - Gas | Existing | Electronics | Electric
F2 | Residential | Market | Single Family - LI - Gas | Existing | Electronics | Electric
F3 | Residential | Market | Single Family - LI - Gas | Existing | Electronics | Electric
F4 | Residential | Market | Single Family - LI - Gas | Existing | Electronics | Electric
F1 | Residential | Market | Single Family - LI - Gas | Existing | Miscellaneous | Electric
F2 | Residential | Market | Single Family - LI - Gas | Existing | Miscellaneous | Electric
F3 | Residential | Market | Single Family - LI - Gas | Existing | Miscellaneous | Electric
F4 | Residential | Market | Single Family - LI - Gas | Existing | Miscellaneous | Electric
F1 | Residential | Market | Single Family - LI - Gas | Existing | Generation | Electric
F2 | Residential | Market | Single Family - LI - Gas | Existing | Generation | Electric
F3 | Residential | Market | Single Family - LI - Gas | Existing | Generation | Electric
F4 | Residential | Market | Single Family - LI - Gas | Existing | Generation | Electric
F1 | Residential | Market | Single Family - LI - Gas | Existing | Space Heating | Natural Gas
F2 | Residential | Market | Single Family - LI - Gas | Existing | Space Heating | Natural Gas
F3 | Residential | Market | Single Family - LI - Gas | Existing | Space Heating | Natural Gas
F4 | Residential | Market | Single Family - LI - Gas | Existing | Space Heating | Natural Gas
F1 | Residential | Market | Single Family - LI - Gas | Existing | Water Heating | Natural Gas
F2 | Residential | Market | Single Family - LI - Gas | Existing | Water Heating | Natural Gas
F3 | Residential | Market | Single Family - LI - Gas | Existing | Water Heating | Natural Gas
F4 | Residential | Market | Single Family - LI - Gas | Existing | Water Heating | Natural Gas
F1 | Residential | Market | Single Family - LI - Gas | Existing | Appliances | Natural Gas
F2 | Residential | Market | Single Family - LI - Gas | Existing | Appliances | Natural Gas
F3 | Residential | Market | Single Family - LI - Gas | Existing | Appliances | Natural Gas
F4 | Residential | Market | Single Family - LI - Gas | Existing | Appliances | Natural Gas
F1 | Residential | Market | Single Family - LI - Gas | Existing | Miscellaneous | Natural Gas
F2 | Residential | Market | Single Family - LI - Gas | Existing | Miscellaneous | Natural Gas
F3 | Residential | Market | Single Family - LI - Gas | Existing | Miscellaneous | Natural Gas
F4 | Residential | Market | Single Family - LI - Gas | Existing | Miscellaneous | Natural Gas
F1 | Residential | Central System | Single Family - LI - Gas | Existing | Cooling | Electric
F2 | Residential | Central System | Single Family - LI - Gas | Existing | Cooling | Electric
F3 | Residential | Central System | Single Family - LI - Gas | Existing | Cooling | Electric
F4 | Residential | Central System | Single Family - LI - Gas | Existing | Cooling | Electric
F1 | Residential | Central System | Single Family - LI - Gas | Existing | Space Heating | Electric
F2 | Residential | Central System | Single Family - LI - Gas | Existing | Space Heating | Electric
F3 | Residential | Central System | Single Family - LI - Gas | Existing | Space Heating | Electric
F4 | Residential | Central System | Single Family - LI - Gas | Existing | Space Heating | Electric
F1 | Residential | Central System | Single Family - LI - Gas | Existing | Space Heating | Natural Gas
F2 | Residential | Central System | Single Family - LI - Gas | Existing | Space Heating | Natural Gas
F3 | Residential | Central System | Single Family - LI - Gas | Existing | Space Heating | Natural Gas
F4 | Residential | Central System | Single Family - LI - Gas | Existing | Space Heating | Natural Gas
F1 | Residential | Resistance | Single Family - LI - Gas | Existing | Cooling | Electric
F2 | Residential | Resistance | Single Family - LI - Gas | Existing | Cooling | Electric
F3 | Residential | Resistance | Single Family - LI - Gas | Existing | Cooling | Electric
F4 | Residential | Resistance | Single Family - LI - Gas | Existing | Cooling | Electric
F1 | Residential | Resistance | Single Family - LI - Gas | Existing | Space Heating | Electric
F2 | Residential | Resistance | Single Family - LI - Gas | Existing | Space Heating | Electric
F3 | Residential | Resistance | Single Family - LI - Gas | Existing | Space Heating | Electric
F4 | Residential | Resistance | Single Family - LI - Gas | Existing | Space Heating | Electric
F1 | Residential | Heat Pump | Single Family - LI - Gas | Existing | Cooling | Electric
F2 | Residential | Heat Pump | Single Family - LI - Gas | Existing | Cooling | Electric
F3 | Residential | Heat Pump | Single Family - LI - Gas | Existing | Cooling | Electric
F4 | Residential | Heat Pump | Single Family - LI - Gas | Existing | Cooling | Electric
F1 | Residential | Heat Pump | Single Family - LI - Gas | Existing | Space Heating | Electric
F2 | Residential | Heat Pump | Single Family - LI - Gas | Existing | Space Heating | Electric
F3 | Residential | Heat Pump | Single Family - LI - Gas | Existing | Space Heating | Electric
F4 | Residential | Heat Pump | Single Family - LI - Gas | Existing | Space Heating | Electric
F1 | Residential | All | Single Family - LI - Gas | New | Cooling | Electric
F2 | Residential | All | Single Family - LI - Gas | New | Cooling | Electric
F3 | Residential | All | Single Family - LI - Gas | New | Cooling | Electric
F4 | Residential | All | Single Family - LI - Gas | New | Cooling | Electric
F1 | Residential | All | Single Family - LI - Gas | New | Space Heating | Electric
F2 | Residential | All | Single Family - LI - Gas | New | Space Heating | Electric
F3 | Residential | All | Single Family - LI - Gas | New | Space Heating | Electric
F4 | Residential | All | Single Family - LI - Gas | New | Space Heating | Electric
F1 | Residential | All | Single Family - LI - Gas | New | Water Heating | Electric
F2 | Residential | All | Single Family - LI - Gas | New | Water Heating | Electric
F3 | Residential | All | Single Family - LI - Gas | New | Water Heating | Electric
F4 | Residential | All | Single Family - LI - Gas | New | Water Heating | Electric
F1 | Residential | All | Single Family - LI - Gas | New | Interior Lighting | Electric
F2 | Residential | All | Single Family - LI - Gas | New | Interior Lighting | Electric
F3 | Residential | All | Single Family - LI - Gas | New | Interior Lighting | Electric
F4 | Residential | All | Single Family - LI - Gas | New | Interior Lighting | Electric
F1 | Residential | All | Single Family - LI - Gas | New | Exterior Lighting | Electric
F2 | Residential | All | Single Family - LI - Gas | New | Exterior Lighting | Electric
F3 | Residential | All | Single Family - LI - Gas | New | Exterior Lighting | Electric
F4 | Residential | All | Single Family - LI - Gas | New | Exterior Lighting | Electric
F1 | Residential | All | Single Family - LI - Gas | New | Appliances | Electric
F2 | Residential | All | Single Family - LI - Gas | New | Appliances | Electric
F3 | Residential | All | Single Family - LI - Gas | New | Appliances | Electric
F4 | Residential | All | Single Family - LI - Gas | New | Appliances | Electric
F1 | Residential | All | Single Family - LI - Gas | New | Electronics | Electric
F2 | Residential | All | Single Family - LI - Gas | New | Electronics | Electric
F3 | Residential | All | Single Family - LI - Gas | New | Electronics | Electric
F4 | Residential | All | Single Family - LI - Gas | New | Electronics | Electric
F1 | Residential | All | Single Family - LI - Gas | New | Miscellaneous | Electric
F2 | Residential | All | Single Family - LI - Gas | New | Miscellaneous | Electric
F3 | Residential | All | Single Family - LI - Gas | New | Miscellaneous | Electric
F4 | Residential | All | Single Family - LI - Gas | New | Miscellaneous | Electric
F1 | Residential | All | Single Family - LI - Gas | New | Generation | Electric
F2 | Residential | All | Single Family - LI - Gas | New | Generation | Electric
F3 | Residential | All | Single Family - LI - Gas | New | Generation | Electric
F4 | Residential | All | Single Family - LI - Gas | New | Generation | Electric
F1 | Residential | All | Single Family - LI - Gas | New | Space Heating | Natural Gas
F2 | Residential | All | Single Family - LI - Gas | New | Space Heating | Natural Gas
F3 | Residential | All | Single Family - LI - Gas | New | Space Heating | Natural Gas
F4 | Residential | All | Single Family - LI - Gas | New | Space Heating | Natural Gas
F1 | Residential | All | Single Family - LI - Gas | New | Water Heating | Natural Gas
F2 | Residential | All | Single Family - LI - Gas | New | Water Heating | Natural Gas
F3 | Residential | All | Single Family - LI - Gas | New | Water Heating | Natural Gas
F4 | Residential | All | Single Family - LI - Gas | New | Water Heating | Natural Gas
F1 | Residential | All | Single Family - LI - Gas | New | Appliances | Natural Gas
F2 | Residential | All | Single Family - LI - Gas | New | Appliances | Natural Gas
F3 | Residential | All | Single Family - LI - Gas | New | Appliances | Natural Gas
F4 | Residential | All | Single Family - LI - Gas | New | Appliances | Natural Gas
F1 | Residential | All | Single Family - LI - Gas | New | Miscellaneous | Natural Gas
F2 | Residential | All | Single Family - LI - Gas | New | Miscellaneous | Natural Gas
F3 | Residential | All | Single Family - LI - Gas | New | Miscellaneous | Natural Gas
F4 | Residential | All | Single Family - LI - Gas | New | Miscellaneous | Natural Gas
F1 | Residential | Market | Single Family - LI - Gas | New | Cooling | Electric
F2 | Residential | Market | Single Family - LI - Gas | New | Cooling | Electric
F3 | Residential | Market | Single Family - LI - Gas | New | Cooling | Electric
F4 | Residential | Market | Single Family - LI - Gas | New | Cooling | Electric
F1 | Residential | Market | Single Family - LI - Gas | New | Space Heating | Electric
F2 | Residential | Market | Single Family - LI - Gas | New | Space Heating | Electric
F3 | Residential | Market | Single Family - LI - Gas | New | Space Heating | Electric
F4 | Residential | Market | Single Family - LI - Gas | New | Space Heating | Electric
F1 | Residential | Market | Single Family - LI - Gas | New | Water Heating | Electric
F2 | Residential | Market | Single Family - LI - Gas | New | Water Heating | Electric
F3 | Residential | Market | Single Family - LI - Gas | New | Water Heating | Electric
F4 | Residential | Market | Single Family - LI - Gas | New | Water Heating | Electric
F1 | Residential | Market | Single Family - LI - Gas | New | Interior Lighting | Electric
F2 | Residential | Market | Single Family - LI - Gas | New | Interior Lighting | Electric
F3 | Residential | Market | Single Family - LI - Gas | New | Interior Lighting | Electric
F4 | Residential | Market | Single Family - LI - Gas | New | Interior Lighting | Electric
F1 | Residential | Market | Single Family - LI - Gas | New | Exterior Lighting | Electric
F2 | Residential | Market | Single Family - LI - Gas | New | Exterior Lighting | Electric
F3 | Residential | Market | Single Family - LI - Gas | New | Exterior Lighting | Electric
F4 | Residential | Market | Single Family - LI - Gas | New | Exterior Lighting | Electric
F1 | Residential | Market | Single Family - LI - Gas | New | Appliances | Electric
F2 | Residential | Market | Single Family - LI - Gas | New | Appliances | Electric
F3 | Residential | Market | Single Family - LI - Gas | New | Appliances | Electric
F4 | Residential | Market | Single Family - LI - Gas | New | Appliances | Electric
F1 | Residential | Market | Single Family - LI - Gas | New | Electronics | Electric
F2 | Residential | Market | Single Family - LI - Gas | New | Electronics | Electric
F3 | Residential | Market | Single Family - LI - Gas | New | Electronics | Electric
F4 | Residential | Market | Single Family - LI - Gas | New | Electronics | Electric
F1 | Residential | Market | Single Family - LI - Gas | New | Miscellaneous | Electric
F2 | Residential | Market | Single Family - LI - Gas | New | Miscellaneous | Electric
F3 | Residential | Market | Single Family - LI - Gas | New | Miscellaneous | Electric
F4 | Residential | Market | Single Family - LI - Gas | New | Miscellaneous | Electric
F1 | Residential | Market | Single Family - LI - Gas | New | Generation | Electric
F2 | Residential | Market | Single Family - LI - Gas | New | Generation | Electric
F3 | Residential | Market | Single Family - LI - Gas | New | Generation | Electric
F4 | Residential | Market | Single Family - LI - Gas | New | Generation | Electric
F1 | Residential | Market | Single Family - LI - Gas | New | Space Heating | Natural Gas
F2 | Residential | Market | Single Family - LI - Gas | New | Space Heating | Natural Gas
F3 | Residential | Market | Single Family - LI - Gas | New | Space Heating | Natural Gas
F4 | Residential | Market | Single Family - LI - Gas | New | Space Heating | Natural Gas
F1 | Residential | Market | Single Family - LI - Gas | New | Water Heating | Natural Gas
F2 | Residential | Market | Single Family - LI - Gas | New | Water Heating | Natural Gas
F3 | Residential | Market | Single Family - LI - Gas | New | Water Heating | Natural Gas
F4 | Residential | Market | Single Family - LI - Gas | New | Water Heating | Natural Gas
F1 | Residential | Market | Single Family - LI - Gas | New | Appliances | Natural Gas
F2 | Residential | Market | Single Family - LI - Gas | New | Appliances | Natural Gas
F3 | Residential | Market | Single Family - LI - Gas | New | Appliances | Natural Gas
F4 | Residential | Market | Single Family - LI - Gas | New | Appliances | Natural Gas
F1 | Residential | Market | Single Family - LI - Gas | New | Miscellaneous | Natural Gas
F2 | Residential | Market | Single Family - LI - Gas | New | Miscellaneous | Natural Gas
F3 | Residential | Market | Single Family - LI - Gas | New | Miscellaneous | Natural Gas
F4 | Residential | Market | Single Family - LI - Gas | New | Miscellaneous | Natural Gas
F1 | Residential | Central System | Single Family - LI - Gas | New | Cooling | Electric
F2 | Residential | Central System | Single Family - LI - Gas | New | Cooling | Electric
F3 | Residential | Central System | Single Family - LI - Gas | New | Cooling | Electric
F4 | Residential | Central System | Single Family - LI - Gas | New | Cooling | Electric
F1 | Residential | Central System | Single Family - LI - Gas | New | Space Heating | Electric
F2 | Residential | Central System | Single Family - LI - Gas | New | Space Heating | Electric
F3 | Residential | Central System | Single Family - LI - Gas | New | Space Heating | Electric
F4 | Residential | Central System | Single Family - LI - Gas | New | Space Heating | Electric
F1 | Residential | Central System | Single Family - LI - Gas | New | Space Heating | Natural Gas
F2 | Residential | Central System | Single Family - LI - Gas | New | Space Heating | Natural Gas
F3 | Residential | Central System | Single Family - LI - Gas | New | Space Heating | Natural Gas
F4 | Residential | Central System | Single Family - LI - Gas | New | Space Heating | Natural Gas
F1 | Residential | Resistance | Single Family - LI - Gas | New | Cooling | Electric
F2 | Residential | Resistance | Single Family - LI - Gas | New | Cooling | Electric
F3 | Residential | Resistance | Single Family - LI - Gas | New | Cooling | Electric
F4 | Residential | Resistance | Single Family - LI - Gas | New | Cooling | Electric
F1 | Residential | Resistance | Single Family - LI - Gas | New | Space Heating | Electric
F2 | Residential | Resistance | Single Family - LI - Gas | New | Space Heating | Electric
F3 | Residential | Resistance | Single Family - LI - Gas | New | Space Heating | Electric
F4 | Residential | Resistance | Single Family - LI - Gas | New | Space Heating | Electric
F1 | Residential | Heat Pump | Single Family - LI - Gas | New | Cooling | Electric
F2 | Residential | Heat Pump | Single Family - LI - Gas | New | Cooling | Electric
F3 | Residential | Heat Pump | Single Family - LI - Gas | New | Cooling | Electric
F4 | Residential | Heat Pump | Single Family - LI - Gas | New | Cooling | Electric
F1 | Residential | Heat Pump | Single Family - LI - Gas | New | Space Heating | Electric
F2 | Residential | Heat Pump | Single Family - LI - Gas | New | Space Heating | Electric
F3 | Residential | Heat Pump | Single Family - LI - Gas | New | Space Heating | Electric
F4 | Residential | Heat Pump | Single Family - LI - Gas | New | Space Heating | Electric
F1 | Residential | All | Multifamily - Gas | Existing | Cooling | Electric
F2 | Residential | All | Multifamily - Gas | Existing | Cooling | Electric
F3 | Residential | All | Multifamily - Gas | Existing | Cooling | Electric
F4 | Residential | All | Multifamily - Gas | Existing | Cooling | Electric
F1 | Residential | All | Multifamily - Gas | Existing | Space Heating | Electric
F2 | Residential | All | Multifamily - Gas | Existing | Space Heating | Electric
F3 | Residential | All | Multifamily - Gas | Existing | Space Heating | Electric
F4 | Residential | All | Multifamily - Gas | Existing | Space Heating | Electric
F1 | Residential | All | Multifamily - Gas | Existing | Water Heating | Electric
F2 | Residential | All | Multifamily - Gas | Existing | Water Heating | Electric
F3 | Residential | All | Multifamily - Gas | Existing | Water Heating | Electric
F4 | Residential | All | Multifamily - Gas | Existing | Water Heating | Electric
F1 | Residential | All | Multifamily - Gas | Existing | Interior Lighting | Electric
F2 | Residential | All | Multifamily - Gas | Existing | Interior Lighting | Electric
F3 | Residential | All | Multifamily - Gas | Existing | Interior Lighting | Electric
F4 | Residential | All | Multifamily - Gas | Existing | Interior Lighting | Electric
F1 | Residential | All | Multifamily - Gas | Existing | Exterior Lighting | Electric
F2 | Residential | All | Multifamily - Gas | Existing | Exterior Lighting | Electric
F3 | Residential | All | Multifamily - Gas | Existing | Exterior Lighting | Electric
F4 | Residential | All | Multifamily - Gas | Existing | Exterior Lighting | Electric
F1 | Residential | All | Multifamily - Gas | Existing | Appliances | Electric
F2 | Residential | All | Multifamily - Gas | Existing | Appliances | Electric
F3 | Residential | All | Multifamily - Gas | Existing | Appliances | Electric
F4 | Residential | All | Multifamily - Gas | Existing | Appliances | Electric
F1 | Residential | All | Multifamily - Gas | Existing | Electronics | Electric
F2 | Residential | All | Multifamily - Gas | Existing | Electronics | Electric
F3 | Residential | All | Multifamily - Gas | Existing | Electronics | Electric
F4 | Residential | All | Multifamily - Gas | Existing | Electronics | Electric
F1 | Residential | All | Multifamily - Gas | Existing | Miscellaneous | Electric
F2 | Residential | All | Multifamily - Gas | Existing | Miscellaneous | Electric
F3 | Residential | All | Multifamily - Gas | Existing | Miscellaneous | Electric
F4 | Residential | All | Multifamily - Gas | Existing | Miscellaneous | Electric
F1 | Residential | All | Multifamily - Gas | Existing | Generation | Electric
F2 | Residential | All | Multifamily - Gas | Existing | Generation | Electric
F3 | Residential | All | Multifamily - Gas | Existing | Generation | Electric
F4 | Residential | All | Multifamily - Gas | Existing | Generation | Electric
F1 | Residential | All | Multifamily - Gas | Existing | Space Heating | Natural Gas
F2 | Residential | All | Multifamily - Gas | Existing | Space Heating | Natural Gas
F3 | Residential | All | Multifamily - Gas | Existing | Space Heating | Natural Gas
F4 | Residential | All | Multifamily - Gas | Existing | Space Heating | Natural Gas
F1 | Residential | All | Multifamily - Gas | Existing | Water Heating | Natural Gas
F2 | Residential | All | Multifamily - Gas | Existing | Water Heating | Natural Gas
F3 | Residential | All | Multifamily - Gas | Existing | Water Heating | Natural Gas
F4 | Residential | All | Multifamily - Gas | Existing | Water Heating | Natural Gas
F1 | Residential | All | Multifamily - Gas | Existing | Appliances | Natural Gas
F2 | Residential | All | Multifamily - Gas | Existing | Appliances | Natural Gas
F3 | Residential | All | Multifamily - Gas | Existing | Appliances | Natural Gas
F4 | Residential | All | Multifamily - Gas | Existing | Appliances | Natural Gas
F1 | Residential | All | Multifamily - Gas | Existing | Miscellaneous | Natural Gas
F2 | Residential | All | Multifamily - Gas | Existing | Miscellaneous | Natural Gas
F3 | Residential | All | Multifamily - Gas | Existing | Miscellaneous | Natural Gas
F4 | Residential | All | Multifamily - Gas | Existing | Miscellaneous | Natural Gas
F1 | Residential | Market | Multifamily - Gas | Existing | Cooling | Electric
F2 | Residential | Market | Multifamily - Gas | Existing | Cooling | Electric
F3 | Residential | Market | Multifamily - Gas | Existing | Cooling | Electric
F4 | Residential | Market | Multifamily - Gas | Existing | Cooling | Electric
F1 | Residential | Market | Multifamily - Gas | Existing | Space Heating | Electric
F2 | Residential | Market | Multifamily - Gas | Existing | Space Heating | Electric
F3 | Residential | Market | Multifamily - Gas | Existing | Space Heating | Electric
F4 | Residential | Market | Multifamily - Gas | Existing | Space Heating | Electric
F1 | Residential | Market | Multifamily - Gas | Existing | Water Heating | Electric
F2 | Residential | Market | Multifamily - Gas | Existing | Water Heating | Electric
F3 | Residential | Market | Multifamily - Gas | Existing | Water Heating | Electric
F4 | Residential | Market | Multifamily - Gas | Existing | Water Heating | Electric
F1 | Residential | Market | Multifamily - Gas | Existing | Interior Lighting | Electric
F2 | Residential | Market | Multifamily - Gas | Existing | Interior Lighting | Electric
F3 | Residential | Market | Multifamily - Gas | Existing | Interior Lighting | Electric
F4 | Residential | Market | Multifamily - Gas | Existing | Interior Lighting | Electric
F1 | Residential | Market | Multifamily - Gas | Existing | Exterior Lighting | Electric
F2 | Residential | Market | Multifamily - Gas | Existing | Exterior Lighting | Electric
F3 | Residential | Market | Multifamily - Gas | Existing | Exterior Lighting | Electric
F4 | Residential | Market | Multifamily - Gas | Existing | Exterior Lighting | Electric
F1 | Residential | Market | Multifamily - Gas | Existing | Appliances | Electric
F2 | Residential | Market | Multifamily - Gas | Existing | Appliances | Electric
F3 | Residential | Market | Multifamily - Gas | Existing | Appliances | Electric
F4 | Residential | Market | Multifamily - Gas | Existing | Appliances | Electric
F1 | Residential | Market | Multifamily - Gas | Existing | Electronics | Electric
F2 | Residential | Market | Multifamily - Gas | Existing | Electronics | Electric
F3 | Residential | Market | Multifamily - Gas | Existing | Electronics | Electric
F4 | Residential | Market | Multifamily - Gas | Existing | Electronics | Electric
F1 | Residential | Market | Multifamily - Gas | Existing | Miscellaneous | Electric
F2 | Residential | Market | Multifamily - Gas | Existing | Miscellaneous | Electric
F3 | Residential | Market | Multifamily - Gas | Existing | Miscellaneous | Electric
F4 | Residential | Market | Multifamily - Gas | Existing | Miscellaneous | Electric
F1 | Residential | Market | Multifamily - Gas | Existing | Generation | Electric
F2 | Residential | Market | Multifamily - Gas | Existing | Generation | Electric
F3 | Residential | Market | Multifamily - Gas | Existing | Generation | Electric
F4 | Residential | Market | Multifamily - Gas | Existing | Generation | Electric
F1 | Residential | Market | Multifamily - Gas | Existing | Space Heating | Natural Gas
F2 | Residential | Market | Multifamily - Gas | Existing | Space Heating | Natural Gas
F3 | Residential | Market | Multifamily - Gas | Existing | Space Heating | Natural Gas
F4 | Residential | Market | Multifamily - Gas | Existing | Space Heating | Natural Gas
F1 | Residential | Market | Multifamily - Gas | Existing | Water Heating | Natural Gas
F2 | Residential | Market | Multifamily - Gas | Existing | Water Heating | Natural Gas
F3 | Residential | Market | Multifamily - Gas | Existing | Water Heating | Natural Gas
F4 | Residential | Market | Multifamily - Gas | Existing | Water Heating | Natural Gas
F1 | Residential | Market | Multifamily - Gas | Existing | Appliances | Natural Gas
F2 | Residential | Market | Multifamily - Gas | Existing | Appliances | Natural Gas
F3 | Residential | Market | Multifamily - Gas | Existing | Appliances | Natural Gas
F4 | Residential | Market | Multifamily - Gas | Existing | Appliances | Natural Gas
F1 | Residential | Market | Multifamily - Gas | Existing | Miscellaneous | Natural Gas
F2 | Residential | Market | Multifamily - Gas | Existing | Miscellaneous | Natural Gas
F3 | Residential | Market | Multifamily - Gas | Existing | Miscellaneous | Natural Gas
F4 | Residential | Market | Multifamily - Gas | Existing | Miscellaneous | Natural Gas
F1 | Residential | Central System | Multifamily - Gas | Existing | Cooling | Electric
F2 | Residential | Central System | Multifamily - Gas | Existing | Cooling | Electric
F3 | Residential | Central System | Multifamily - Gas | Existing | Cooling | Electric
F4 | Residential | Central System | Multifamily - Gas | Existing | Cooling | Electric
F1 | Residential | Central System | Multifamily - Gas | Existing | Space Heating | Electric
F2 | Residential | Central System | Multifamily - Gas | Existing | Space Heating | Electric
F3 | Residential | Central System | Multifamily - Gas | Existing | Space Heating | Electric
F4 | Residential | Central System | Multifamily - Gas | Existing | Space Heating | Electric
F1 | Residential | Central System | Multifamily - Gas | Existing | Space Heating | Natural Gas
F2 | Residential | Central System | Multifamily - Gas | Existing | Space Heating | Natural Gas
F3 | Residential | Central System | Multifamily - Gas | Existing | Space Heating | Natural Gas
F4 | Residential | Central System | Multifamily - Gas | Existing | Space Heating | Natural Gas
F1 | Residential | Resistance | Multifamily - Gas | Existing | Cooling | Electric
F2 | Residential | Resistance | Multifamily - Gas | Existing | Cooling | Electric
F3 | Residential | Resistance | Multifamily - Gas | Existing | Cooling | Electric
F4 | Residential | Resistance | Multifamily - Gas | Existing | Cooling | Electric
F1 | Residential | Resistance | Multifamily - Gas | Existing | Space Heating | Electric
F2 | Residential | Resistance | Multifamily - Gas | Existing | Space Heating | Electric
F3 | Residential | Resistance | Multifamily - Gas | Existing | Space Heating | Electric
F4 | Residential | Resistance | Multifamily - Gas | Existing | Space Heating | Electric
F1 | Residential | Heat Pump | Multifamily - Gas | Existing | Cooling | Electric
F2 | Residential | Heat Pump | Multifamily - Gas | Existing | Cooling | Electric
F3 | Residential | Heat Pump | Multifamily - Gas | Existing | Cooling | Electric
F4 | Residential | Heat Pump | Multifamily - Gas | Existing | Cooling | Electric
F1 | Residential | Heat Pump | Multifamily - Gas | Existing | Space Heating | Electric
F2 | Residential | Heat Pump | Multifamily - Gas | Existing | Space Heating | Electric
F3 | Residential | Heat Pump | Multifamily - Gas | Existing | Space Heating | Electric
F4 | Residential | Heat Pump | Multifamily - Gas | Existing | Space Heating | Electric
F1 | Residential | All | Multifamily - Gas | New | Cooling | Electric
F2 | Residential | All | Multifamily - Gas | New | Cooling | Electric
F3 | Residential | All | Multifamily - Gas | New | Cooling | Electric
F4 | Residential | All | Multifamily - Gas | New | Cooling | Electric
F1 | Residential | All | Multifamily - Gas | New | Space Heating | Electric
F2 | Residential | All | Multifamily - Gas | New | Space Heating | Electric
F3 | Residential | All | Multifamily - Gas | New | Space Heating | Electric
F4 | Residential | All | Multifamily - Gas | New | Space Heating | Electric
F1 | Residential | All | Multifamily - Gas | New | Water Heating | Electric
F2 | Residential | All | Multifamily - Gas | New | Water Heating | Electric
F3 | Residential | All | Multifamily - Gas | New | Water Heating | Electric
F4 | Residential | All | Multifamily - Gas | New | Water Heating | Electric
F1 | Residential | All | Multifamily - Gas | New | Interior Lighting | Electric
F2 | Residential | All | Multifamily - Gas | New | Interior Lighting | Electric
F3 | Residential | All | Multifamily - Gas | New | Interior Lighting | Electric
F4 | Residential | All | Multifamily - Gas | New | Interior Lighting | Electric
F1 | Residential | All | Multifamily - Gas | New | Exterior Lighting | Electric
F2 | Residential | All | Multifamily - Gas | New | Exterior Lighting | Electric
F3 | Residential | All | Multifamily - Gas | New | Exterior Lighting | Electric
F4 | Residential | All | Multifamily - Gas | New | Exterior Lighting | Electric
F1 | Residential | All | Multifamily - Gas | New | Appliances | Electric
F2 | Residential | All | Multifamily - Gas | New | Appliances | Electric
F3 | Residential | All | Multifamily - Gas | New | Appliances | Electric
F4 | Residential | All | Multifamily - Gas | New | Appliances | Electric
F1 | Residential | All | Multifamily - Gas | New | Electronics | Electric
F2 | Residential | All | Multifamily - Gas | New | Electronics | Electric
F3 | Residential | All | Multifamily - Gas | New | Electronics | Electric
F4 | Residential | All | Multifamily - Gas | New | Electronics | Electric
F1 | Residential | All | Multifamily - Gas | New | Miscellaneous | Electric
F2 | Residential | All | Multifamily - Gas | New | Miscellaneous | Electric
F3 | Residential | All | Multifamily - Gas | New | Miscellaneous | Electric
F4 | Residential | All | Multifamily - Gas | New | Miscellaneous | Electric
F1 | Residential | All | Multifamily - Gas | New | Generation | Electric
F2 | Residential | All | Multifamily - Gas | New | Generation | Electric
F3 | Residential | All | Multifamily - Gas | New | Generation | Electric
F4 | Residential | All | Multifamily - Gas | New | Generation | Electric
F1 | Residential | All | Multifamily - Gas | New | Space Heating | Natural Gas
F2 | Residential | All | Multifamily - Gas | New | Space Heating | Natural Gas
F3 | Residential | All | Multifamily - Gas | New | Space Heating | Natural Gas
F4 | Residential | All | Multifamily - Gas | New | Space Heating | Natural Gas
F1 | Residential | All | Multifamily - Gas | New | Water Heating | Natural Gas
F2 | Residential | All | Multifamily - Gas | New | Water Heating | Natural Gas
F3 | Residential | All | Multifamily - Gas | New | Water Heating | Natural Gas
F4 | Residential | All | Multifamily - Gas | New | Water Heating | Natural Gas
F1 | Residential | All | Multifamily - Gas | New | Appliances | Natural Gas
F2 | Residential | All | Multifamily - Gas | New | Appliances | Natural Gas
F3 | Residential | All | Multifamily - Gas | New | Appliances | Natural Gas
F4 | Residential | All | Multifamily - Gas | New | Appliances | Natural Gas
F1 | Residential | All | Multifamily - Gas | New | Miscellaneous | Natural Gas
F2 | Residential | All | Multifamily - Gas | New | Miscellaneous | Natural Gas
F3 | Residential | All | Multifamily - Gas | New | Miscellaneous | Natural Gas
F4 | Residential | All | Multifamily - Gas | New | Miscellaneous | Natural Gas
F1 | Residential | Market | Multifamily - Gas | New | Cooling | Electric
F2 | Residential | Market | Multifamily - Gas | New | Cooling | Electric
F3 | Residential | Market | Multifamily - Gas | New | Cooling | Electric
F4 | Residential | Market | Multifamily - Gas | New | Cooling | Electric
F1 | Residential | Market | Multifamily - Gas | New | Space Heating | Electric
F2 | Residential | Market | Multifamily - Gas | New | Space Heating | Electric
F3 | Residential | Market | Multifamily - Gas | New | Space Heating | Electric
F4 | Residential | Market | Multifamily - Gas | New | Space Heating | Electric
F1 | Residential | Market | Multifamily - Gas | New | Water Heating | Electric
F2 | Residential | Market | Multifamily - Gas | New | Water Heating | Electric
F3 | Residential | Market | Multifamily - Gas | New | Water Heating | Electric
F4 | Residential | Market | Multifamily - Gas | New | Water Heating | Electric
F1 | Residential | Market | Multifamily - Gas | New | Interior Lighting | Electric
F2 | Residential | Market | Multifamily - Gas | New | Interior Lighting | Electric
F3 | Residential | Market | Multifamily - Gas | New | Interior Lighting | Electric
F4 | Residential | Market | Multifamily - Gas | New | Interior Lighting | Electric
F1 | Residential | Market | Multifamily - Gas | New | Exterior Lighting | Electric
F2 | Residential | Market | Multifamily - Gas | New | Exterior Lighting | Electric
F3 | Residential | Market | Multifamily - Gas | New | Exterior Lighting | Electric
F4 | Residential | Market | Multifamily - Gas | New | Exterior Lighting | Electric
F1 | Residential | Market | Multifamily - Gas | New | Appliances | Electric
F2 | Residential | Market | Multifamily - Gas | New | Appliances | Electric
F3 | Residential | Market | Multifamily - Gas | New | Appliances | Electric
F4 | Residential | Market | Multifamily - Gas | New | Appliances | Electric
F1 | Residential | Market | Multifamily - Gas | New | Electronics | Electric
F2 | Residential | Market | Multifamily - Gas | New | Electronics | Electric
F3 | Residential | Market | Multifamily - Gas | New | Electronics | Electric
F4 | Residential | Market | Multifamily - Gas | New | Electronics | Electric
F1 | Residential | Market | Multifamily - Gas | New | Miscellaneous | Electric
F2 | Residential | Market | Multifamily - Gas | New | Miscellaneous | Electric
F3 | Residential | Market | Multifamily - Gas | New | Miscellaneous | Electric
F4 | Residential | Market | Multifamily - Gas | New | Miscellaneous | Electric
F1 | Residential | Market | Multifamily - Gas | New | Generation | Electric
F2 | Residential | Market | Multifamily - Gas | New | Generation | Electric
F3 | Residential | Market | Multifamily - Gas | New | Generation | Electric
F4 | Residential | Market | Multifamily - Gas | New | Generation | Electric
F1 | Residential | Market | Multifamily - Gas | New | Space Heating | Natural Gas
F2 | Residential | Market | Multifamily - Gas | New | Space Heating | Natural Gas
F3 | Residential | Market | Multifamily - Gas | New | Space Heating | Natural Gas
F4 | Residential | Market | Multifamily - Gas | New | Space Heating | Natural Gas
F1 | Residential | Market | Multifamily - Gas | New | Water Heating | Natural Gas
F2 | Residential | Market | Multifamily - Gas | New | Water Heating | Natural Gas
F3 | Residential | Market | Multifamily - Gas | New | Water Heating | Natural Gas
F4 | Residential | Market | Multifamily - Gas | New | Water Heating | Natural Gas
F1 | Residential | Market | Multifamily - Gas | New | Appliances | Natural Gas
F2 | Residential | Market | Multifamily - Gas | New | Appliances | Natural Gas
F3 | Residential | Market | Multifamily - Gas | New | Appliances | Natural Gas
F4 | Residential | Market | Multifamily - Gas | New | Appliances | Natural Gas
F1 | Residential | Market | Multifamily - Gas | New | Miscellaneous | Natural Gas
F2 | Residential | Market | Multifamily - Gas | New | Miscellaneous | Natural Gas
F3 | Residential | Market | Multifamily - Gas | New | Miscellaneous | Natural Gas
F4 | Residential | Market | Multifamily - Gas | New | Miscellaneous | Natural Gas
F1 | Residential | Central System | Multifamily - Gas | New | Cooling | Electric
F2 | Residential | Central System | Multifamily - Gas | New | Cooling | Electric
F3 | Residential | Central System | Multifamily - Gas | New | Cooling | Electric
F4 | Residential | Central System | Multifamily - Gas | New | Cooling | Electric
F1 | Residential | Central System | Multifamily - Gas | New | Space Heating | Electric
F2 | Residential | Central System | Multifamily - Gas | New | Space Heating | Electric
F3 | Residential | Central System | Multifamily - Gas | New | Space Heating | Electric
F4 | Residential | Central System | Multifamily - Gas | New | Space Heating | Electric
F1 | Residential | Central System | Multifamily - Gas | New | Space Heating | Natural Gas
F2 | Residential | Central System | Multifamily - Gas | New | Space Heating | Natural Gas
F3 | Residential | Central System | Multifamily - Gas | New | Space Heating | Natural Gas
F4 | Residential | Central System | Multifamily - Gas | New | Space Heating | Natural Gas
F1 | Residential | Resistance | Multifamily - Gas | New | Cooling | Electric
F2 | Residential | Resistance | Multifamily - Gas | New | Cooling | Electric
F3 | Residential | Resistance | Multifamily - Gas | New | Cooling | Electric
F4 | Residential | Resistance | Multifamily - Gas | New | Cooling | Electric
F1 | Residential | Resistance | Multifamily - Gas | New | Space Heating | Electric
F2 | Residential | Resistance | Multifamily - Gas | New | Space Heating | Electric
F3 | Residential | Resistance | Multifamily - Gas | New | Space Heating | Electric
F4 | Residential | Resistance | Multifamily - Gas | New | Space Heating | Electric
F1 | Residential | Heat Pump | Multifamily - Gas | New | Cooling | Electric
F2 | Residential | Heat Pump | Multifamily - Gas | New | Cooling | Electric
F3 | Residential | Heat Pump | Multifamily - Gas | New | Cooling | Electric
F4 | Residential | Heat Pump | Multifamily - Gas | New | Cooling | Electric
F1 | Residential | Heat Pump | Multifamily - Gas | New | Space Heating | Electric
F2 | Residential | Heat Pump | Multifamily - Gas | New | Space Heating | Electric
F3 | Residential | Heat Pump | Multifamily - Gas | New | Space Heating | Electric
F4 | Residential | Heat Pump | Multifamily - Gas | New | Space Heating | Electric
F1 | Residential | All | Multifamily - LI - Gas | Existing | Cooling | Electric
F2 | Residential | All | Multifamily - LI - Gas | Existing | Cooling | Electric
F3 | Residential | All | Multifamily - LI - Gas | Existing | Cooling | Electric
F4 | Residential | All | Multifamily - LI - Gas | Existing | Cooling | Electric
F1 | Residential | All | Multifamily - LI - Gas | Existing | Space Heating | Electric
F2 | Residential | All | Multifamily - LI - Gas | Existing | Space Heating | Electric
F3 | Residential | All | Multifamily - LI - Gas | Existing | Space Heating | Electric
F4 | Residential | All | Multifamily - LI - Gas | Existing | Space Heating | Electric
F1 | Residential | All | Multifamily - LI - Gas | Existing | Water Heating | Electric
F2 | Residential | All | Multifamily - LI - Gas | Existing | Water Heating | Electric
F3 | Residential | All | Multifamily - LI - Gas | Existing | Water Heating | Electric
F4 | Residential | All | Multifamily - LI - Gas | Existing | Water Heating | Electric
F1 | Residential | All | Multifamily - LI - Gas | Existing | Interior Lighting | Electric
F2 | Residential | All | Multifamily - LI - Gas | Existing | Interior Lighting | Electric
F3 | Residential | All | Multifamily - LI - Gas | Existing | Interior Lighting | Electric
F4 | Residential | All | Multifamily - LI - Gas | Existing | Interior Lighting | Electric
F1 | Residential | All | Multifamily - LI - Gas | Existing | Exterior Lighting | Electric
F2 | Residential | All | Multifamily - LI - Gas | Existing | Exterior Lighting | Electric
F3 | Residential | All | Multifamily - LI - Gas | Existing | Exterior Lighting | Electric
F4 | Residential | All | Multifamily - LI - Gas | Existing | Exterior Lighting | Electric
F1 | Residential | All | Multifamily - LI - Gas | Existing | Appliances | Electric
F2 | Residential | All | Multifamily - LI - Gas | Existing | Appliances | Electric
F3 | Residential | All | Multifamily - LI - Gas | Existing | Appliances | Electric
F4 | Residential | All | Multifamily - LI - Gas | Existing | Appliances | Electric
F1 | Residential | All | Multifamily - LI - Gas | Existing | Electronics | Electric
F2 | Residential | All | Multifamily - LI - Gas | Existing | Electronics | Electric
F3 | Residential | All | Multifamily - LI - Gas | Existing | Electronics | Electric
F4 | Residential | All | Multifamily - LI - Gas | Existing | Electronics | Electric
F1 | Residential | All | Multifamily - LI - Gas | Existing | Miscellaneous | Electric
F2 | Residential | All | Multifamily - LI - Gas | Existing | Miscellaneous | Electric
F3 | Residential | All | Multifamily - LI - Gas | Existing | Miscellaneous | Electric
F4 | Residential | All | Multifamily - LI - Gas | Existing | Miscellaneous | Electric
F1 | Residential | All | Multifamily - LI - Gas | Existing | Generation | Electric
F2 | Residential | All | Multifamily - LI - Gas | Existing | Generation | Electric
F3 | Residential | All | Multifamily - LI - Gas | Existing | Generation | Electric
F4 | Residential | All | Multifamily - LI - Gas | Existing | Generation | Electric
F1 | Residential | All | Multifamily - LI - Gas | Existing | Space Heating | Natural Gas
F2 | Residential | All | Multifamily - LI - Gas | Existing | Space Heating | Natural Gas
F3 | Residential | All | Multifamily - LI - Gas | Existing | Space Heating | Natural Gas
F4 | Residential | All | Multifamily - LI - Gas | Existing | Space Heating | Natural Gas
F1 | Residential | All | Multifamily - LI - Gas | Existing | Water Heating | Natural Gas
F2 | Residential | All | Multifamily - LI - Gas | Existing | Water Heating | Natural Gas
F3 | Residential | All | Multifamily - LI - Gas | Existing | Water Heating | Natural Gas
F4 | Residential | All | Multifamily - LI - Gas | Existing | Water Heating | Natural Gas
F1 | Residential | All | Multifamily - LI - Gas | Existing | Appliances | Natural Gas
F2 | Residential | All | Multifamily - LI - Gas | Existing | Appliances | Natural Gas
F3 | Residential | All | Multifamily - LI - Gas | Existing | Appliances | Natural Gas
F4 | Residential | All | Multifamily - LI - Gas | Existing | Appliances | Natural Gas
F1 | Residential | All | Multifamily - LI - Gas | Existing | Miscellaneous | Natural Gas
F2 | Residential | All | Multifamily - LI - Gas | Existing | Miscellaneous | Natural Gas
F3 | Residential | All | Multifamily - LI - Gas | Existing | Miscellaneous | Natural Gas
F4 | Residential | All | Multifamily - LI - Gas | Existing | Miscellaneous | Natural Gas
F1 | Residential | Market | Multifamily - LI - Gas | Existing | Cooling | Electric
F2 | Residential | Market | Multifamily - LI - Gas | Existing | Cooling | Electric
F3 | Residential | Market | Multifamily - LI - Gas | Existing | Cooling | Electric
F4 | Residential | Market | Multifamily - LI - Gas | Existing | Cooling | Electric
F1 | Residential | Market | Multifamily - LI - Gas | Existing | Space Heating | Electric
F2 | Residential | Market | Multifamily - LI - Gas | Existing | Space Heating | Electric
F3 | Residential | Market | Multifamily - LI - Gas | Existing | Space Heating | Electric
F4 | Residential | Market | Multifamily - LI - Gas | Existing | Space Heating | Electric
F1 | Residential | Market | Multifamily - LI - Gas | Existing | Water Heating | Electric
F2 | Residential | Market | Multifamily - LI - Gas | Existing | Water Heating | Electric
F3 | Residential | Market | Multifamily - LI - Gas | Existing | Water Heating | Electric
F4 | Residential | Market | Multifamily - LI - Gas | Existing | Water Heating | Electric
F1 | Residential | Market | Multifamily - LI - Gas | Existing | Interior Lighting | Electric
F2 | Residential | Market | Multifamily - LI - Gas | Existing | Interior Lighting | Electric
F3 | Residential | Market | Multifamily - LI - Gas | Existing | Interior Lighting | Electric
F4 | Residential | Market | Multifamily - LI - Gas | Existing | Interior Lighting | Electric
F1 | Residential | Market | Multifamily - LI - Gas | Existing | Exterior Lighting | Electric
F2 | Residential | Market | Multifamily - LI - Gas | Existing | Exterior Lighting | Electric
F3 | Residential | Market | Multifamily - LI - Gas | Existing | Exterior Lighting | Electric
F4 | Residential | Market | Multifamily - LI - Gas | Existing | Exterior Lighting | Electric
F1 | Residential | Market | Multifamily - LI - Gas | Existing | Appliances | Electric
F2 | Residential | Market | Multifamily - LI - Gas | Existing | Appliances | Electric
F3 | Residential | Market | Multifamily - LI - Gas | Existing | Appliances | Electric
F4 | Residential | Market | Multifamily - LI - Gas | Existing | Appliances | Electric
F1 | Residential | Market | Multifamily - LI - Gas | Existing | Electronics | Electric
F2 | Residential | Market | Multifamily - LI - Gas | Existing | Electronics | Electric
F3 | Residential | Market | Multifamily - LI - Gas | Existing | Electronics | Electric
F4 | Residential | Market | Multifamily - LI - Gas | Existing | Electronics | Electric
F1 | Residential | Market | Multifamily - LI - Gas | Existing | Miscellaneous | Electric
F2 | Residential | Market | Multifamily - LI - Gas | Existing | Miscellaneous | Electric
F3 | Residential | Market | Multifamily - LI - Gas | Existing | Miscellaneous | Electric
F4 | Residential | Market | Multifamily - LI - Gas | Existing | Miscellaneous | Electric
F1 | Residential | Market | Multifamily - LI - Gas | Existing | Generation | Electric
F2 | Residential | Market | Multifamily - LI - Gas | Existing | Generation | Electric
F3 | Residential | Market | Multifamily - LI - Gas | Existing | Generation | Electric
F4 | Residential | Market | Multifamily - LI - Gas | Existing | Generation | Electric
F1 | Residential | Market | Multifamily - LI - Gas | Existing | Space Heating | Natural Gas
F2 | Residential | Market | Multifamily - LI - Gas | Existing | Space Heating | Natural Gas
F3 | Residential | Market | Multifamily - LI - Gas | Existing | Space Heating | Natural Gas
F4 | Residential | Market | Multifamily - LI - Gas | Existing | Space Heating | Natural Gas
F1 | Residential | Market | Multifamily - LI - Gas | Existing | Water Heating | Natural Gas
F2 | Residential | Market | Multifamily - LI - Gas | Existing | Water Heating | Natural Gas
F3 | Residential | Market | Multifamily - LI - Gas | Existing | Water Heating | Natural Gas
F4 | Residential | Market | Multifamily - LI - Gas | Existing | Water Heating | Natural Gas
F1 | Residential | Market | Multifamily - LI - Gas | Existing | Appliances | Natural Gas
F2 | Residential | Market | Multifamily - LI - Gas | Existing | Appliances | Natural Gas
F3 | Residential | Market | Multifamily - LI - Gas | Existing | Appliances | Natural Gas
F4 | Residential | Market | Multifamily - LI - Gas | Existing | Appliances | Natural Gas
F1 | Residential | Market | Multifamily - LI - Gas | Existing | Miscellaneous | Natural Gas
F2 | Residential | Market | Multifamily - LI - Gas | Existing | Miscellaneous | Natural Gas
F3 | Residential | Market | Multifamily - LI - Gas | Existing | Miscellaneous | Natural Gas
F4 | Residential | Market | Multifamily - LI - Gas | Existing | Miscellaneous | Natural Gas
F1 | Residential | Central System | Multifamily - LI - Gas | Existing | Cooling | Electric
F2 | Residential | Central System | Multifamily - LI - Gas | Existing | Cooling | Electric
F3 | Residential | Central System | Multifamily - LI - Gas | Existing | Cooling | Electric
F4 | Residential | Central System | Multifamily - LI - Gas | Existing | Cooling | Electric
F1 | Residential | Central System | Multifamily - LI - Gas | Existing | Space Heating | Electric
F2 | Residential | Central System | Multifamily - LI - Gas | Existing | Space Heating | Electric
F3 | Residential | Central System | Multifamily - LI - Gas | Existing | Space Heating | Electric
F4 | Residential | Central System | Multifamily - LI - Gas | Existing | Space Heating | Electric
F1 | Residential | Central System | Multifamily - LI - Gas | Existing | Space Heating | Natural Gas
F2 | Residential | Central System | Multifamily - LI - Gas | Existing | Space Heating | Natural Gas
F3 | Residential | Central System | Multifamily - LI - Gas | Existing | Space Heating | Natural Gas
F4 | Residential | Central System | Multifamily - LI - Gas | Existing | Space Heating | Natural Gas
F1 | Residential | Resistance | Multifamily - LI - Gas | Existing | Cooling | Electric
F2 | Residential | Resistance | Multifamily - LI - Gas | Existing | Cooling | Electric
F3 | Residential | Resistance | Multifamily - LI - Gas | Existing | Cooling | Electric
F4 | Residential | Resistance | Multifamily - LI - Gas | Existing | Cooling | Electric
F1 | Residential | Resistance | Multifamily - LI - Gas | Existing | Space Heating | Electric
F2 | Residential | Resistance | Multifamily - LI - Gas | Existing | Space Heating | Electric
F3 | Residential | Resistance | Multifamily - LI - Gas | Existing | Space Heating | Electric
F4 | Residential | Resistance | Multifamily - LI - Gas | Existing | Space Heating | Electric
F1 | Residential | Heat Pump | Multifamily - LI - Gas | Existing | Cooling | Electric
F2 | Residential | Heat Pump | Multifamily - LI - Gas | Existing | Cooling | Electric
F3 | Residential | Heat Pump | Multifamily - LI - Gas | Existing | Cooling | Electric
F4 | Residential | Heat Pump | Multifamily - LI - Gas | Existing | Cooling | Electric
F1 | Residential | Heat Pump | Multifamily - LI - Gas | Existing | Space Heating | Electric
F2 | Residential | Heat Pump | Multifamily - LI - Gas | Existing | Space Heating | Electric
F3 | Residential | Heat Pump | Multifamily - LI - Gas | Existing | Space Heating | Electric
F4 | Residential | Heat Pump | Multifamily - LI - Gas | Existing | Space Heating | Electric
F1 | Residential | All | Multifamily - LI - Gas | New | Cooling | Electric
F2 | Residential | All | Multifamily - LI - Gas | New | Cooling | Electric
F3 | Residential | All | Multifamily - LI - Gas | New | Cooling | Electric
F4 | Residential | All | Multifamily - LI - Gas | New | Cooling | Electric
F1 | Residential | All | Multifamily - LI - Gas | New | Space Heating | Electric
F2 | Residential | All | Multifamily - LI - Gas | New | Space Heating | Electric
F3 | Residential | All | Multifamily - LI - Gas | New | Space Heating | Electric
F4 | Residential | All | Multifamily - LI - Gas | New | Space Heating | Electric
F1 | Residential | All | Multifamily - LI - Gas | New | Water Heating | Electric
F2 | Residential | All | Multifamily - LI - Gas | New | Water Heating | Electric
F3 | Residential | All | Multifamily - LI - Gas | New | Water Heating | Electric
F4 | Residential | All | Multifamily - LI - Gas | New | Water Heating | Electric
F1 | Residential | All | Multifamily - LI - Gas | New | Interior Lighting | Electric
F2 | Residential | All | Multifamily - LI - Gas | New | Interior Lighting | Electric
F3 | Residential | All | Multifamily - LI - Gas | New | Interior Lighting | Electric
F4 | Residential | All | Multifamily - LI - Gas | New | Interior Lighting | Electric
F1 | Residential | All | Multifamily - LI - Gas | New | Exterior Lighting | Electric
F2 | Residential | All | Multifamily - LI - Gas | New | Exterior Lighting | Electric
F3 | Residential | All | Multifamily - LI - Gas | New | Exterior Lighting | Electric
F4 | Residential | All | Multifamily - LI - Gas | New | Exterior Lighting | Electric
F1 | Residential | All | Multifamily - LI - Gas | New | Appliances | Electric
F2 | Residential | All | Multifamily - LI - Gas | New | Appliances | Electric
F3 | Residential | All | Multifamily - LI - Gas | New | Appliances | Electric
F4 | Residential | All | Multifamily - LI - Gas | New | Appliances | Electric
F1 | Residential | All | Multifamily - LI - Gas | New | Electronics | Electric
F2 | Residential | All | Multifamily - LI - Gas | New | Electronics | Electric
F3 | Residential | All | Multifamily - LI - Gas | New | Electronics | Electric
F4 | Residential | All | Multifamily - LI - Gas | New | Electronics | Electric
F1 | Residential | All | Multifamily - LI - Gas | New | Miscellaneous | Electric
F2 | Residential | All | Multifamily - LI - Gas | New | Miscellaneous | Electric
F3 | Residential | All | Multifamily - LI - Gas | New | Miscellaneous | Electric
F4 | Residential | All | Multifamily - LI - Gas | New | Miscellaneous | Electric
F1 | Residential | All | Multifamily - LI - Gas | New | Generation | Electric
F2 | Residential | All | Multifamily - LI - Gas | New | Generation | Electric
F3 | Residential | All | Multifamily - LI - Gas | New | Generation | Electric
F4 | Residential | All | Multifamily - LI - Gas | New | Generation | Electric
F1 | Residential | All | Multifamily - LI - Gas | New | Space Heating | Natural Gas
F2 | Residential | All | Multifamily - LI - Gas | New | Space Heating | Natural Gas
F3 | Residential | All | Multifamily - LI - Gas | New | Space Heating | Natural Gas
F4 | Residential | All | Multifamily - LI - Gas | New | Space Heating | Natural Gas
F1 | Residential | All | Multifamily - LI - Gas | New | Water Heating | Natural Gas
F2 | Residential | All | Multifamily - LI - Gas | New | Water Heating | Natural Gas
F3 | Residential | All | Multifamily - LI - Gas | New | Water Heating | Natural Gas
F4 | Residential | All | Multifamily - LI - Gas | New | Water Heating | Natural Gas
F1 | Residential | All | Multifamily - LI - Gas | New | Appliances | Natural Gas
F2 | Residential | All | Multifamily - LI - Gas | New | Appliances | Natural Gas
F3 | Residential | All | Multifamily - LI - Gas | New | Appliances | Natural Gas
F4 | Residential | All | Multifamily - LI - Gas | New | Appliances | Natural Gas
F1 | Residential | All | Multifamily - LI - Gas | New | Miscellaneous | Natural Gas
F2 | Residential | All | Multifamily - LI - Gas | New | Miscellaneous | Natural Gas
F3 | Residential | All | Multifamily - LI - Gas | New | Miscellaneous | Natural Gas
F4 | Residential | All | Multifamily - LI - Gas | New | Miscellaneous | Natural Gas
F1 | Residential | Market | Multifamily - LI - Gas | New | Cooling | Electric
F2 | Residential | Market | Multifamily - LI - Gas | New | Cooling | Electric
F3 | Residential | Market | Multifamily - LI - Gas | New | Cooling | Electric
F4 | Residential | Market | Multifamily - LI - Gas | New | Cooling | Electric
F1 | Residential | Market | Multifamily - LI - Gas | New | Space Heating | Electric
F2 | Residential | Market | Multifamily - LI - Gas | New | Space Heating | Electric
F3 | Residential | Market | Multifamily - LI - Gas | New | Space Heating | Electric
F4 | Residential | Market | Multifamily - LI - Gas | New | Space Heating | Electric
F1 | Residential | Market | Multifamily - LI - Gas | New | Water Heating | Electric
F2 | Residential | Market | Multifamily - LI - Gas | New | Water Heating | Electric
F3 | Residential | Market | Multifamily - LI - Gas | New | Water Heating | Electric
F4 | Residential | Market | Multifamily - LI - Gas | New | Water Heating | Electric
F1 | Residential | Market | Multifamily - LI - Gas | New | Interior Lighting | Electric
F2 | Residential | Market | Multifamily - LI - Gas | New | Interior Lighting | Electric
F3 | Residential | Market | Multifamily - LI - Gas | New | Interior Lighting | Electric
F4 | Residential | Market | Multifamily - LI - Gas | New | Interior Lighting | Electric
F1 | Residential | Market | Multifamily - LI - Gas | New | Exterior Lighting | Electric
F2 | Residential | Market | Multifamily - LI - Gas | New | Exterior Lighting | Electric
F3 | Residential | Market | Multifamily - LI - Gas | New | Exterior Lighting | Electric
F4 | Residential | Market | Multifamily - LI - Gas | New | Exterior Lighting | Electric
F1 | Residential | Market | Multifamily - LI - Gas | New | Appliances | Electric
F2 | Residential | Market | Multifamily - LI - Gas | New | Appliances | Electric
F3 | Residential | Market | Multifamily - LI - Gas | New | Appliances | Electric
F4 | Residential | Market | Multifamily - LI - Gas | New | Appliances | Electric
F1 | Residential | Market | Multifamily - LI - Gas | New | Electronics | Electric
F2 | Residential | Market | Multifamily - LI - Gas | New | Electronics | Electric
F3 | Residential | Market | Multifamily - LI - Gas | New | Electronics | Electric
F4 | Residential | Market | Multifamily - LI - Gas | New | Electronics | Electric
F1 | Residential | Market | Multifamily - LI - Gas | New | Miscellaneous | Electric
F2 | Residential | Market | Multifamily - LI - Gas | New | Miscellaneous | Electric
F3 | Residential | Market | Multifamily - LI - Gas | New | Miscellaneous | Electric
F4 | Residential | Market | Multifamily - LI - Gas | New | Miscellaneous | Electric
F1 | Residential | Market | Multifamily - LI - Gas | New | Generation | Electric
F2 | Residential | Market | Multifamily - LI - Gas | New | Generation | Electric
F3 | Residential | Market | Multifamily - LI - Gas | New | Generation | Electric
F4 | Residential | Market | Multifamily - LI - Gas | New | Generation | Electric
F1 | Residential | Market | Multifamily - LI - Gas | New | Space Heating | Natural Gas
F2 | Residential | Market | Multifamily - LI - Gas | New | Space Heating | Natural Gas
F3 | Residential | Market | Multifamily - LI - Gas | New | Space Heating | Natural Gas
F4 | Residential | Market | Multifamily - LI - Gas | New | Space Heating | Natural Gas
F1 | Residential | Market | Multifamily - LI - Gas | New | Water Heating | Natural Gas
F2 | Residential | Market | Multifamily - LI - Gas | New | Water Heating | Natural Gas
F3 | Residential | Market | Multifamily - LI - Gas | New | Water Heating | Natural Gas
F4 | Residential | Market | Multifamily - LI - Gas | New | Water Heating | Natural Gas
F1 | Residential | Market | Multifamily - LI - Gas | New | Appliances | Natural Gas
F2 | Residential | Market | Multifamily - LI - Gas | New | Appliances | Natural Gas
F3 | Residential | Market | Multifamily - LI - Gas | New | Appliances | Natural Gas
F4 | Residential | Market | Multifamily - LI - Gas | New | Appliances | Natural Gas
F1 | Residential | Market | Multifamily - LI - Gas | New | Miscellaneous | Natural Gas
F2 | Residential | Market | Multifamily - LI - Gas | New | Miscellaneous | Natural Gas
F3 | Residential | Market | Multifamily - LI - Gas | New | Miscellaneous | Natural Gas
F4 | Residential | Market | Multifamily - LI - Gas | New | Miscellaneous | Natural Gas
F1 | Residential | Central System | Multifamily - LI - Gas | New | Cooling | Electric
F2 | Residential | Central System | Multifamily - LI - Gas | New | Cooling | Electric
F3 | Residential | Central System | Multifamily - LI - Gas | New | Cooling | Electric
F4 | Residential | Central System | Multifamily - LI - Gas | New | Cooling | Electric
F1 | Residential | Central System | Multifamily - LI - Gas | New | Space Heating | Electric
F2 | Residential | Central System | Multifamily - LI - Gas | New | Space Heating | Electric
F3 | Residential | Central System | Multifamily - LI - Gas | New | Space Heating | Electric
F4 | Residential | Central System | Multifamily - LI - Gas | New | Space Heating | Electric
F1 | Residential | Central System | Multifamily - LI - Gas | New | Space Heating | Natural Gas
F2 | Residential | Central System | Multifamily - LI - Gas | New | Space Heating | Natural Gas
F3 | Residential | Central System | Multifamily - LI - Gas | New | Space Heating | Natural Gas
F4 | Residential | Central System | Multifamily - LI - Gas | New | Space Heating | Natural Gas
F1 | Residential | Resistance | Multifamily - LI - Gas | New | Cooling | Electric
F2 | Residential | Resistance | Multifamily - LI - Gas | New | Cooling | Electric
F3 | Residential | Resistance | Multifamily - LI - Gas | New | Cooling | Electric
F4 | Residential | Resistance | Multifamily - LI - Gas | New | Cooling | Electric
F1 | Residential | Resistance | Multifamily - LI - Gas | New | Space Heating | Electric
F2 | Residential | Resistance | Multifamily - LI - Gas | New | Space Heating | Electric
F3 | Residential | Resistance | Multifamily - LI - Gas | New | Space Heating | Electric
F4 | Residential | Resistance | Multifamily - LI - Gas | New | Space Heating | Electric
F1 | Residential | Heat Pump | Multifamily - LI - Gas | New | Cooling | Electric
F2 | Residential | Heat Pump | Multifamily - LI - Gas | New | Cooling | Electric
F3 | Residential | Heat Pump | Multifamily - LI - Gas | New | Cooling | Electric
F4 | Residential | Heat Pump | Multifamily - LI - Gas | New | Cooling | Electric
F1 | Residential | Heat Pump | Multifamily - LI - Gas | New | Space Heating | Electric
F2 | Residential | Heat Pump | Multifamily - LI - Gas | New | Space Heating | Electric
F3 | Residential | Heat Pump | Multifamily - LI - Gas | New | Space Heating | Electric
F4 | Residential | Heat Pump | Multifamily - LI - Gas | New | Space Heating | Electric
F1 | Residential | All | Single Family - Dual | Existing | Cooling | Electric
F2 | Residential | All | Single Family - Dual | Existing | Cooling | Electric
F3 | Residential | All | Single Family - Dual | Existing | Cooling | Electric
F4 | Residential | All | Single Family - Dual | Existing | Cooling | Electric
F1 | Residential | All | Single Family - Dual | Existing | Space Heating | Electric
F2 | Residential | All | Single Family - Dual | Existing | Space Heating | Electric
F3 | Residential | All | Single Family - Dual | Existing | Space Heating | Electric
F4 | Residential | All | Single Family - Dual | Existing | Space Heating | Electric
F1 | Residential | All | Single Family - Dual | Existing | Water Heating | Electric
F2 | Residential | All | Single Family - Dual | Existing | Water Heating | Electric
F3 | Residential | All | Single Family - Dual | Existing | Water Heating | Electric
F4 | Residential | All | Single Family - Dual | Existing | Water Heating | Electric
F1 | Residential | All | Single Family - Dual | Existing | Interior Lighting | Electric
F2 | Residential | All | Single Family - Dual | Existing | Interior Lighting | Electric
F3 | Residential | All | Single Family - Dual | Existing | Interior Lighting | Electric
F4 | Residential | All | Single Family - Dual | Existing | Interior Lighting | Electric
F1 | Residential | All | Single Family - Dual | Existing | Exterior Lighting | Electric
F2 | Residential | All | Single Family - Dual | Existing | Exterior Lighting | Electric
F3 | Residential | All | Single Family - Dual | Existing | Exterior Lighting | Electric
F4 | Residential | All | Single Family - Dual | Existing | Exterior Lighting | Electric
F1 | Residential | All | Single Family - Dual | Existing | Appliances | Electric
F2 | Residential | All | Single Family - Dual | Existing | Appliances | Electric
F3 | Residential | All | Single Family - Dual | Existing | Appliances | Electric
F4 | Residential | All | Single Family - Dual | Existing | Appliances | Electric
F1 | Residential | All | Single Family - Dual | Existing | Electronics | Electric
F2 | Residential | All | Single Family - Dual | Existing | Electronics | Electric
F3 | Residential | All | Single Family - Dual | Existing | Electronics | Electric
F4 | Residential | All | Single Family - Dual | Existing | Electronics | Electric
F1 | Residential | All | Single Family - Dual | Existing | Miscellaneous | Electric
F2 | Residential | All | Single Family - Dual | Existing | Miscellaneous | Electric
F3 | Residential | All | Single Family - Dual | Existing | Miscellaneous | Electric
F4 | Residential | All | Single Family - Dual | Existing | Miscellaneous | Electric
F1 | Residential | All | Single Family - Dual | Existing | Generation | Electric
F2 | Residential | All | Single Family - Dual | Existing | Generation | Electric
F3 | Residential | All | Single Family - Dual | Existing | Generation | Electric
F4 | Residential | All | Single Family - Dual | Existing | Generation | Electric
F1 | Residential | All | Single Family - Dual | Existing | Space Heating | Natural Gas
F2 | Residential | All | Single Family - Dual | Existing | Space Heating | Natural Gas
F3 | Residential | All | Single Family - Dual | Existing | Space Heating | Natural Gas
F4 | Residential | All | Single Family - Dual | Existing | Space Heating | Natural Gas
F1 | Residential | All | Single Family - Dual | Existing | Water Heating | Natural Gas
F2 | Residential | All | Single Family - Dual | Existing | Water Heating | Natural Gas
F3 | Residential | All | Single Family - Dual | Existing | Water Heating | Natural Gas
F4 | Residential | All | Single Family - Dual | Existing | Water Heating | Natural Gas
F1 | Residential | All | Single Family - Dual | Existing | Appliances | Natural Gas
F2 | Residential | All | Single Family - Dual | Existing | Appliances | Natural Gas
F3 | Residential | All | Single Family - Dual | Existing | Appliances | Natural Gas
F4 | Residential | All | Single Family - Dual | Existing | Appliances | Natural Gas
F1 | Residential | All | Single Family - Dual | Existing | Miscellaneous | Natural Gas
F2 | Residential | All | Single Family - Dual | Existing | Miscellaneous | Natural Gas
F3 | Residential | All | Single Family - Dual | Existing | Miscellaneous | Natural Gas
F4 | Residential | All | Single Family - Dual | Existing | Miscellaneous | Natural Gas
F1 | Residential | Market | Single Family - Dual | Existing | Cooling | Electric
F2 | Residential | Market | Single Family - Dual | Existing | Cooling | Electric
F3 | Residential | Market | Single Family - Dual | Existing | Cooling | Electric
F4 | Residential | Market | Single Family - Dual | Existing | Cooling | Electric
F1 | Residential | Market | Single Family - Dual | Existing | Space Heating | Electric
F2 | Residential | Market | Single Family - Dual | Existing | Space Heating | Electric
F3 | Residential | Market | Single Family - Dual | Existing | Space Heating | Electric
F4 | Residential | Market | Single Family - Dual | Existing | Space Heating | Electric
F1 | Residential | Market | Single Family - Dual | Existing | Water Heating | Electric
F2 | Residential | Market | Single Family - Dual | Existing | Water Heating | Electric
F3 | Residential | Market | Single Family - Dual | Existing | Water Heating | Electric
F4 | Residential | Market | Single Family - Dual | Existing | Water Heating | Electric
F1 | Residential | Market | Single Family - Dual | Existing | Interior Lighting | Electric
F2 | Residential | Market | Single Family - Dual | Existing | Interior Lighting | Electric
F3 | Residential | Market | Single Family - Dual | Existing | Interior Lighting | Electric
F4 | Residential | Market | Single Family - Dual | Existing | Interior Lighting | Electric
F1 | Residential | Market | Single Family - Dual | Existing | Exterior Lighting | Electric
F2 | Residential | Market | Single Family - Dual | Existing | Exterior Lighting | Electric
F3 | Residential | Market | Single Family - Dual | Existing | Exterior Lighting | Electric
F4 | Residential | Market | Single Family - Dual | Existing | Exterior Lighting | Electric
F1 | Residential | Market | Single Family - Dual | Existing | Appliances | Electric
F2 | Residential | Market | Single Family - Dual | Existing | Appliances | Electric
F3 | Residential | Market | Single Family - Dual | Existing | Appliances | Electric
F4 | Residential | Market | Single Family - Dual | Existing | Appliances | Electric
F1 | Residential | Market | Single Family - Dual | Existing | Electronics | Electric
F2 | Residential | Market | Single Family - Dual | Existing | Electronics | Electric
F3 | Residential | Market | Single Family - Dual | Existing | Electronics | Electric
F4 | Residential | Market | Single Family - Dual | Existing | Electronics | Electric
F1 | Residential | Market | Single Family - Dual | Existing | Miscellaneous | Electric
F2 | Residential | Market | Single Family - Dual | Existing | Miscellaneous | Electric
F3 | Residential | Market | Single Family - Dual | Existing | Miscellaneous | Electric
F4 | Residential | Market | Single Family - Dual | Existing | Miscellaneous | Electric
F1 | Residential | Market | Single Family - Dual | Existing | Generation | Electric
F2 | Residential | Market | Single Family - Dual | Existing | Generation | Electric
F3 | Residential | Market | Single Family - Dual | Existing | Generation | Electric
F4 | Residential | Market | Single Family - Dual | Existing | Generation | Electric
F1 | Residential | Market | Single Family - Dual | Existing | Space Heating | Natural Gas
F2 | Residential | Market | Single Family - Dual | Existing | Space Heating | Natural Gas
F3 | Residential | Market | Single Family - Dual | Existing | Space Heating | Natural Gas
F4 | Residential | Market | Single Family - Dual | Existing | Space Heating | Natural Gas
F1 | Residential | Market | Single Family - Dual | Existing | Water Heating | Natural Gas
F2 | Residential | Market | Single Family - Dual | Existing | Water Heating | Natural Gas
F3 | Residential | Market | Single Family - Dual | Existing | Water Heating | Natural Gas
F4 | Residential | Market | Single Family - Dual | Existing | Water Heating | Natural Gas
F1 | Residential | Market | Single Family - Dual | Existing | Appliances | Natural Gas
F2 | Residential | Market | Single Family - Dual | Existing | Appliances | Natural Gas
F3 | Residential | Market | Single Family - Dual | Existing | Appliances | Natural Gas
F4 | Residential | Market | Single Family - Dual | Existing | Appliances | Natural Gas
F1 | Residential | Market | Single Family - Dual | Existing | Miscellaneous | Natural Gas
F2 | Residential | Market | Single Family - Dual | Existing | Miscellaneous | Natural Gas
F3 | Residential | Market | Single Family - Dual | Existing | Miscellaneous | Natural Gas
F4 | Residential | Market | Single Family - Dual | Existing | Miscellaneous | Natural Gas
F1 | Residential | Central System | Single Family - Dual | Existing | Cooling | Electric
F2 | Residential | Central System | Single Family - Dual | Existing | Cooling | Electric
F3 | Residential | Central System | Single Family - Dual | Existing | Cooling | Electric
F4 | Residential | Central System | Single Family - Dual | Existing | Cooling | Electric
F1 | Residential | Central System | Single Family - Dual | Existing | Space Heating | Electric
F2 | Residential | Central System | Single Family - Dual | Existing | Space Heating | Electric
F3 | Residential | Central System | Single Family - Dual | Existing | Space Heating | Electric
F4 | Residential | Central System | Single Family - Dual | Existing | Space Heating | Electric
F1 | Residential | Central System | Single Family - Dual | Existing | Space Heating | Natural Gas
F2 | Residential | Central System | Single Family - Dual | Existing | Space Heating | Natural Gas
F3 | Residential | Central System | Single Family - Dual | Existing | Space Heating | Natural Gas
F4 | Residential | Central System | Single Family - Dual | Existing | Space Heating | Natural Gas
F1 | Residential | Resistance | Single Family - Dual | Existing | Cooling | Electric
F2 | Residential | Resistance | Single Family - Dual | Existing | Cooling | Electric
F3 | Residential | Resistance | Single Family - Dual | Existing | Cooling | Electric
F4 | Residential | Resistance | Single Family - Dual | Existing | Cooling | Electric
F1 | Residential | Resistance | Single Family - Dual | Existing | Space Heating | Electric
F2 | Residential | Resistance | Single Family - Dual | Existing | Space Heating | Electric
F3 | Residential | Resistance | Single Family - Dual | Existing | Space Heating | Electric
F4 | Residential | Resistance | Single Family - Dual | Existing | Space Heating | Electric
F1 | Residential | Heat Pump | Single Family - Dual | Existing | Cooling | Electric
F2 | Residential | Heat Pump | Single Family - Dual | Existing | Cooling | Electric
F3 | Residential | Heat Pump | Single Family - Dual | Existing | Cooling | Electric
F4 | Residential | Heat Pump | Single Family - Dual | Existing | Cooling | Electric
F1 | Residential | Heat Pump | Single Family - Dual | Existing | Space Heating | Electric
F2 | Residential | Heat Pump | Single Family - Dual | Existing | Space Heating | Electric
F3 | Residential | Heat Pump | Single Family - Dual | Existing | Space Heating | Electric
F4 | Residential | Heat Pump | Single Family - Dual | Existing | Space Heating | Electric
F1 | Residential | All | Single Family - Dual | New | Cooling | Electric
F2 | Residential | All | Single Family - Dual | New | Cooling | Electric
F3 | Residential | All | Single Family - Dual | New | Cooling | Electric
F4 | Residential | All | Single Family - Dual | New | Cooling | Electric
F1 | Residential | All | Single Family - Dual | New | Space Heating | Electric
F2 | Residential | All | Single Family - Dual | New | Space Heating | Electric
F3 | Residential | All | Single Family - Dual | New | Space Heating | Electric
F4 | Residential | All | Single Family - Dual | New | Space Heating | Electric
F1 | Residential | All | Single Family - Dual | New | Water Heating | Electric
F2 | Residential | All | Single Family - Dual | New | Water Heating | Electric
F3 | Residential | All | Single Family - Dual | New | Water Heating | Electric
F4 | Residential | All | Single Family - Dual | New | Water Heating | Electric
F1 | Residential | All | Single Family - Dual | New | Interior Lighting | Electric
F2 | Residential | All | Single Family - Dual | New | Interior Lighting | Electric
F3 | Residential | All | Single Family - Dual | New | Interior Lighting | Electric
F4 | Residential | All | Single Family - Dual | New | Interior Lighting | Electric
F1 | Residential | All | Single Family - Dual | New | Exterior Lighting | Electric
F2 | Residential | All | Single Family - Dual | New | Exterior Lighting | Electric
F3 | Residential | All | Single Family - Dual | New | Exterior Lighting | Electric
F4 | Residential | All | Single Family - Dual | New | Exterior Lighting | Electric
F1 | Residential | All | Single Family - Dual | New | Appliances | Electric
F2 | Residential | All | Single Family - Dual | New | Appliances | Electric
F3 | Residential | All | Single Family - Dual | New | Appliances | Electric
F4 | Residential | All | Single Family - Dual | New | Appliances | Electric
F1 | Residential | All | Single Family - Dual | New | Electronics | Electric
F2 | Residential | All | Single Family - Dual | New | Electronics | Electric
F3 | Residential | All | Single Family - Dual | New | Electronics | Electric
F4 | Residential | All | Single Family - Dual | New | Electronics | Electric
F1 | Residential | All | Single Family - Dual | New | Miscellaneous | Electric
F2 | Residential | All | Single Family - Dual | New | Miscellaneous | Electric
F3 | Residential | All | Single Family - Dual | New | Miscellaneous | Electric
F4 | Residential | All | Single Family - Dual | New | Miscellaneous | Electric
F1 | Residential | All | Single Family - Dual | New | Generation | Electric
F2 | Residential | All | Single Family - Dual | New | Generation | Electric
F3 | Residential | All | Single Family - Dual | New | Generation | Electric
F4 | Residential | All | Single Family - Dual | New | Generation | Electric
F1 | Residential | All | Single Family - Dual | New | Space Heating | Natural Gas
F2 | Residential | All | Single Family - Dual | New | Space Heating | Natural Gas
F3 | Residential | All | Single Family - Dual | New | Space Heating | Natural Gas
F4 | Residential | All | Single Family - Dual | New | Space Heating | Natural Gas
F1 | Residential | All | Single Family - Dual | New | Water Heating | Natural Gas
F2 | Residential | All | Single Family - Dual | New | Water Heating | Natural Gas
F3 | Residential | All | Single Family - Dual | New | Water Heating | Natural Gas
F4 | Residential | All | Single Family - Dual | New | Water Heating | Natural Gas
F1 | Residential | All | Single Family - Dual | New | Appliances | Natural Gas
F2 | Residential | All | Single Family - Dual | New | Appliances | Natural Gas
F3 | Residential | All | Single Family - Dual | New | Appliances | Natural Gas
F4 | Residential | All | Single Family - Dual | New | Appliances | Natural Gas
F1 | Residential | All | Single Family - Dual | New | Miscellaneous | Natural Gas
F2 | Residential | All | Single Family - Dual | New | Miscellaneous | Natural Gas
F3 | Residential | All | Single Family - Dual | New | Miscellaneous | Natural Gas
F4 | Residential | All | Single Family - Dual | New | Miscellaneous | Natural Gas
F1 | Residential | Market | Single Family - Dual | New | Cooling | Electric
F2 | Residential | Market | Single Family - Dual | New | Cooling | Electric
F3 | Residential | Market | Single Family - Dual | New | Cooling | Electric
F4 | Residential | Market | Single Family - Dual | New | Cooling | Electric
F1 | Residential | Market | Single Family - Dual | New | Space Heating | Electric
F2 | Residential | Market | Single Family - Dual | New | Space Heating | Electric
F3 | Residential | Market | Single Family - Dual | New | Space Heating | Electric
F4 | Residential | Market | Single Family - Dual | New | Space Heating | Electric
F1 | Residential | Market | Single Family - Dual | New | Water Heating | Electric
F2 | Residential | Market | Single Family - Dual | New | Water Heating | Electric
F3 | Residential | Market | Single Family - Dual | New | Water Heating | Electric
F4 | Residential | Market | Single Family - Dual | New | Water Heating | Electric
F1 | Residential | Market | Single Family - Dual | New | Interior Lighting | Electric
F2 | Residential | Market | Single Family - Dual | New | Interior Lighting | Electric
F3 | Residential | Market | Single Family - Dual | New | Interior Lighting | Electric
F4 | Residential | Market | Single Family - Dual | New | Interior Lighting | Electric
F1 | Residential | Market | Single Family - Dual | New | Exterior Lighting | Electric
F2 | Residential | Market | Single Family - Dual | New | Exterior Lighting | Electric
F3 | Residential | Market | Single Family - Dual | New | Exterior Lighting | Electric
F4 | Residential | Market | Single Family - Dual | New | Exterior Lighting | Electric
F1 | Residential | Market | Single Family - Dual | New | Appliances | Electric
F2 | Residential | Market | Single Family - Dual | New | Appliances | Electric
F3 | Residential | Market | Single Family - Dual | New | Appliances | Electric
F4 | Residential | Market | Single Family - Dual | New | Appliances | Electric
F1 | Residential | Market | Single Family - Dual | New | Electronics | Electric
F2 | Residential | Market | Single Family - Dual | New | Electronics | Electric
F3 | Residential | Market | Single Family - Dual | New | Electronics | Electric
F4 | Residential | Market | Single Family - Dual | New | Electronics | Electric
F1 | Residential | Market | Single Family - Dual | New | Miscellaneous | Electric
F2 | Residential | Market | Single Family - Dual | New | Miscellaneous | Electric
F3 | Residential | Market | Single Family - Dual | New | Miscellaneous | Electric
F4 | Residential | Market | Single Family - Dual | New | Miscellaneous | Electric
F1 | Residential | Market | Single Family - Dual | New | Generation | Electric
F2 | Residential | Market | Single Family - Dual | New | Generation | Electric
F3 | Residential | Market | Single Family - Dual | New | Generation | Electric
F4 | Residential | Market | Single Family - Dual | New | Generation | Electric
F1 | Residential | Market | Single Family - Dual | New | Space Heating | Natural Gas
F2 | Residential | Market | Single Family - Dual | New | Space Heating | Natural Gas
F3 | Residential | Market | Single Family - Dual | New | Space Heating | Natural Gas
F4 | Residential | Market | Single Family - Dual | New | Space Heating | Natural Gas
F1 | Residential | Market | Single Family - Dual | New | Water Heating | Natural Gas
F2 | Residential | Market | Single Family - Dual | New | Water Heating | Natural Gas
F3 | Residential | Market | Single Family - Dual | New | Water Heating | Natural Gas
F4 | Residential | Market | Single Family - Dual | New | Water Heating | Natural Gas
F1 | Residential | Market | Single Family - Dual | New | Appliances | Natural Gas
F2 | Residential | Market | Single Family - Dual | New | Appliances | Natural Gas
F3 | Residential | Market | Single Family - Dual | New | Appliances | Natural Gas
F4 | Residential | Market | Single Family - Dual | New | Appliances | Natural Gas
F1 | Residential | Market | Single Family - Dual | New | Miscellaneous | Natural Gas
F2 | Residential | Market | Single Family - Dual | New | Miscellaneous | Natural Gas
F3 | Residential | Market | Single Family - Dual | New | Miscellaneous | Natural Gas
F4 | Residential | Market | Single Family - Dual | New | Miscellaneous | Natural Gas
F1 | Residential | Central System | Single Family - Dual | New | Cooling | Electric
F2 | Residential | Central System | Single Family - Dual | New | Cooling | Electric
F3 | Residential | Central System | Single Family - Dual | New | Cooling | Electric
F4 | Residential | Central System | Single Family - Dual | New | Cooling | Electric
F1 | Residential | Central System | Single Family - Dual | New | Space Heating | Electric
F2 | Residential | Central System | Single Family - Dual | New | Space Heating | Electric
F3 | Residential | Central System | Single Family - Dual | New | Space Heating | Electric
F4 | Residential | Central System | Single Family - Dual | New | Space Heating | Electric
F1 | Residential | Central System | Single Family - Dual | New | Space Heating | Natural Gas
F2 | Residential | Central System | Single Family - Dual | New | Space Heating | Natural Gas
F3 | Residential | Central System | Single Family - Dual | New | Space Heating | Natural Gas
F4 | Residential | Central System | Single Family - Dual | New | Space Heating | Natural Gas
F1 | Residential | Resistance | Single Family - Dual | New | Cooling | Electric
F2 | Residential | Resistance | Single Family - Dual | New | Cooling | Electric
F3 | Residential | Resistance | Single Family - Dual | New | Cooling | Electric
F4 | Residential | Resistance | Single Family - Dual | New | Cooling | Electric
F1 | Residential | Resistance | Single Family - Dual | New | Space Heating | Electric
F2 | Residential | Resistance | Single Family - Dual | New | Space Heating | Electric
F3 | Residential | Resistance | Single Family - Dual | New | Space Heating | Electric
F4 | Residential | Resistance | Single Family - Dual | New | Space Heating | Electric
F1 | Residential | Heat Pump | Single Family - Dual | New | Cooling | Electric
F2 | Residential | Heat Pump | Single Family - Dual | New | Cooling | Electric
F3 | Residential | Heat Pump | Single Family - Dual | New | Cooling | Electric
F4 | Residential | Heat Pump | Single Family - Dual | New | Cooling | Electric
F1 | Residential | Heat Pump | Single Family - Dual | New | Space Heating | Electric
F2 | Residential | Heat Pump | Single Family - Dual | New | Space Heating | Electric
F3 | Residential | Heat Pump | Single Family - Dual | New | Space Heating | Electric
F4 | Residential | Heat Pump | Single Family - Dual | New | Space Heating | Electric
F1 | Residential | All | Single Family - LI - Dual | Existing | Cooling | Electric
F2 | Residential | All | Single Family - LI - Dual | Existing | Cooling | Electric
F3 | Residential | All | Single Family - LI - Dual | Existing | Cooling | Electric
F4 | Residential | All | Single Family - LI - Dual | Existing | Cooling | Electric
F1 | Residential | All | Single Family - LI - Dual | Existing | Space Heating | Electric
F2 | Residential | All | Single Family - LI - Dual | Existing | Space Heating | Electric
F3 | Residential | All | Single Family - LI - Dual | Existing | Space Heating | Electric
F4 | Residential | All | Single Family - LI - Dual | Existing | Space Heating | Electric
F1 | Residential | All | Single Family - LI - Dual | Existing | Water Heating | Electric
F2 | Residential | All | Single Family - LI - Dual | Existing | Water Heating | Electric
F3 | Residential | All | Single Family - LI - Dual | Existing | Water Heating | Electric
F4 | Residential | All | Single Family - LI - Dual | Existing | Water Heating | Electric
F1 | Residential | All | Single Family - LI - Dual | Existing | Interior Lighting | Electric
F2 | Residential | All | Single Family - LI - Dual | Existing | Interior Lighting | Electric
F3 | Residential | All | Single Family - LI - Dual | Existing | Interior Lighting | Electric
F4 | Residential | All | Single Family - LI - Dual | Existing | Interior Lighting | Electric
F1 | Residential | All | Single Family - LI - Dual | Existing | Exterior Lighting | Electric
F2 | Residential | All | Single Family - LI - Dual | Existing | Exterior Lighting | Electric
F3 | Residential | All | Single Family - LI - Dual | Existing | Exterior Lighting | Electric
F4 | Residential | All | Single Family - LI - Dual | Existing | Exterior Lighting | Electric
F1 | Residential | All | Single Family - LI - Dual | Existing | Appliances | Electric
F2 | Residential | All | Single Family - LI - Dual | Existing | Appliances | Electric
F3 | Residential | All | Single Family - LI - Dual | Existing | Appliances | Electric
F4 | Residential | All | Single Family - LI - Dual | Existing | Appliances | Electric
F1 | Residential | All | Single Family - LI - Dual | Existing | Electronics | Electric
F2 | Residential | All | Single Family - LI - Dual | Existing | Electronics | Electric
F3 | Residential | All | Single Family - LI - Dual | Existing | Electronics | Electric
F4 | Residential | All | Single Family - LI - Dual | Existing | Electronics | Electric
F1 | Residential | All | Single Family - LI - Dual | Existing | Miscellaneous | Electric
F2 | Residential | All | Single Family - LI - Dual | Existing | Miscellaneous | Electric
F3 | Residential | All | Single Family - LI - Dual | Existing | Miscellaneous | Electric
F4 | Residential | All | Single Family - LI - Dual | Existing | Miscellaneous | Electric
F1 | Residential | All | Single Family - LI - Dual | Existing | Generation | Electric
F2 | Residential | All | Single Family - LI - Dual | Existing | Generation | Electric
F3 | Residential | All | Single Family - LI - Dual | Existing | Generation | Electric
F4 | Residential | All | Single Family - LI - Dual | Existing | Generation | Electric
F1 | Residential | All | Single Family - LI - Dual | Existing | Space Heating | Natural Gas
F2 | Residential | All | Single Family - LI - Dual | Existing | Space Heating | Natural Gas
F3 | Residential | All | Single Family - LI - Dual | Existing | Space Heating | Natural Gas
F4 | Residential | All | Single Family - LI - Dual | Existing | Space Heating | Natural Gas
F1 | Residential | All | Single Family - LI - Dual | Existing | Water Heating | Natural Gas
F2 | Residential | All | Single Family - LI - Dual | Existing | Water Heating | Natural Gas
F3 | Residential | All | Single Family - LI - Dual | Existing | Water Heating | Natural Gas
F4 | Residential | All | Single Family - LI - Dual | Existing | Water Heating | Natural Gas
F1 | Residential | All | Single Family - LI - Dual | Existing | Appliances | Natural Gas
F2 | Residential | All | Single Family - LI - Dual | Existing | Appliances | Natural Gas
F3 | Residential | All | Single Family - LI - Dual | Existing | Appliances | Natural Gas
F4 | Residential | All | Single Family - LI - Dual | Existing | Appliances | Natural Gas
F1 | Residential | All | Single Family - LI - Dual | Existing | Miscellaneous | Natural Gas
F2 | Residential | All | Single Family - LI - Dual | Existing | Miscellaneous | Natural Gas
F3 | Residential | All | Single Family - LI - Dual | Existing | Miscellaneous | Natural Gas
F4 | Residential | All | Single Family - LI - Dual | Existing | Miscellaneous | Natural Gas
F1 | Residential | Market | Single Family - LI - Dual | Existing | Cooling | Electric
F2 | Residential | Market | Single Family - LI - Dual | Existing | Cooling | Electric
F3 | Residential | Market | Single Family - LI - Dual | Existing | Cooling | Electric
F4 | Residential | Market | Single Family - LI - Dual | Existing | Cooling | Electric
F1 | Residential | Market | Single Family - LI - Dual | Existing | Space Heating | Electric
F2 | Residential | Market | Single Family - LI - Dual | Existing | Space Heating | Electric
F3 | Residential | Market | Single Family - LI - Dual | Existing | Space Heating | Electric
F4 | Residential | Market | Single Family - LI - Dual | Existing | Space Heating | Electric
F1 | Residential | Market | Single Family - LI - Dual | Existing | Water Heating | Electric
F2 | Residential | Market | Single Family - LI - Dual | Existing | Water Heating | Electric
F3 | Residential | Market | Single Family - LI - Dual | Existing | Water Heating | Electric
F4 | Residential | Market | Single Family - LI - Dual | Existing | Water Heating | Electric
F1 | Residential | Market | Single Family - LI - Dual | Existing | Interior Lighting | Electric
F2 | Residential | Market | Single Family - LI - Dual | Existing | Interior Lighting | Electric
F3 | Residential | Market | Single Family - LI - Dual | Existing | Interior Lighting | Electric
F4 | Residential | Market | Single Family - LI - Dual | Existing | Interior Lighting | Electric
F1 | Residential | Market | Single Family - LI - Dual | Existing | Exterior Lighting | Electric
F2 | Residential | Market | Single Family - LI - Dual | Existing | Exterior Lighting | Electric
F3 | Residential | Market | Single Family - LI - Dual | Existing | Exterior Lighting | Electric
F4 | Residential | Market | Single Family - LI - Dual | Existing | Exterior Lighting | Electric
F1 | Residential | Market | Single Family - LI - Dual | Existing | Appliances | Electric
F2 | Residential | Market | Single Family - LI - Dual | Existing | Appliances | Electric
F3 | Residential | Market | Single Family - LI - Dual | Existing | Appliances | Electric
F4 | Residential | Market | Single Family - LI - Dual | Existing | Appliances | Electric
F1 | Residential | Market | Single Family - LI - Dual | Existing | Electronics | Electric
F2 | Residential | Market | Single Family - LI - Dual | Existing | Electronics | Electric
F3 | Residential | Market | Single Family - LI - Dual | Existing | Electronics | Electric
F4 | Residential | Market | Single Family - LI - Dual | Existing | Electronics | Electric
F1 | Residential | Market | Single Family - LI - Dual | Existing | Miscellaneous | Electric
F2 | Residential | Market | Single Family - LI - Dual | Existing | Miscellaneous | Electric
F3 | Residential | Market | Single Family - LI - Dual | Existing | Miscellaneous | Electric
F4 | Residential | Market | Single Family - LI - Dual | Existing | Miscellaneous | Electric
F1 | Residential | Market | Single Family - LI - Dual | Existing | Generation | Electric
F2 | Residential | Market | Single Family - LI - Dual | Existing | Generation | Electric
F3 | Residential | Market | Single Family - LI - Dual | Existing | Generation | Electric
F4 | Residential | Market | Single Family - LI - Dual | Existing | Generation | Electric
F1 | Residential | Market | Single Family - LI - Dual | Existing | Space Heating | Natural Gas
F2 | Residential | Market | Single Family - LI - Dual | Existing | Space Heating | Natural Gas
F3 | Residential | Market | Single Family - LI - Dual | Existing | Space Heating | Natural Gas
F4 | Residential | Market | Single Family - LI - Dual | Existing | Space Heating | Natural Gas
F1 | Residential | Market | Single Family - LI - Dual | Existing | Water Heating | Natural Gas
F2 | Residential | Market | Single Family - LI - Dual | Existing | Water Heating | Natural Gas
F3 | Residential | Market | Single Family - LI - Dual | Existing | Water Heating | Natural Gas
F4 | Residential | Market | Single Family - LI - Dual | Existing | Water Heating | Natural Gas
F1 | Residential | Market | Single Family - LI - Dual | Existing | Appliances | Natural Gas
F2 | Residential | Market | Single Family - LI - Dual | Existing | Appliances | Natural Gas
F3 | Residential | Market | Single Family - LI - Dual | Existing | Appliances | Natural Gas
F4 | Residential | Market | Single Family - LI - Dual | Existing | Appliances | Natural Gas
F1 | Residential | Market | Single Family - LI - Dual | Existing | Miscellaneous | Natural Gas
F2 | Residential | Market | Single Family - LI - Dual | Existing | Miscellaneous | Natural Gas
F3 | Residential | Market | Single Family - LI - Dual | Existing | Miscellaneous | Natural Gas
F4 | Residential | Market | Single Family - LI - Dual | Existing | Miscellaneous | Natural Gas
F1 | Residential | Central System | Single Family - LI - Dual | Existing | Cooling | Electric
F2 | Residential | Central System | Single Family - LI - Dual | Existing | Cooling | Electric
F3 | Residential | Central System | Single Family - LI - Dual | Existing | Cooling | Electric
F4 | Residential | Central System | Single Family - LI - Dual | Existing | Cooling | Electric
F1 | Residential | Central System | Single Family - LI - Dual | Existing | Space Heating | Electric
F2 | Residential | Central System | Single Family - LI - Dual | Existing | Space Heating | Electric
F3 | Residential | Central System | Single Family - LI - Dual | Existing | Space Heating | Electric
F4 | Residential | Central System | Single Family - LI - Dual | Existing | Space Heating | Electric
F1 | Residential | Central System | Single Family - LI - Dual | Existing | Space Heating | Natural Gas
F2 | Residential | Central System | Single Family - LI - Dual | Existing | Space Heating | Natural Gas
F3 | Residential | Central System | Single Family - LI - Dual | Existing | Space Heating | Natural Gas
F4 | Residential | Central System | Single Family - LI - Dual | Existing | Space Heating | Natural Gas
F1 | Residential | Resistance | Single Family - LI - Dual | Existing | Cooling | Electric
F2 | Residential | Resistance | Single Family - LI - Dual | Existing | Cooling | Electric
F3 | Residential | Resistance | Single Family - LI - Dual | Existing | Cooling | Electric
F4 | Residential | Resistance | Single Family - LI - Dual | Existing | Cooling | Electric
F1 | Residential | Resistance | Single Family - LI - Dual | Existing | Space Heating | Electric
F2 | Residential | Resistance | Single Family - LI - Dual | Existing | Space Heating | Electric
F3 | Residential | Resistance | Single Family - LI - Dual | Existing | Space Heating | Electric
F4 | Residential | Resistance | Single Family - LI - Dual | Existing | Space Heating | Electric
F1 | Residential | Heat Pump | Single Family - LI - Dual | Existing | Cooling | Electric
F2 | Residential | Heat Pump | Single Family - LI - Dual | Existing | Cooling | Electric
F3 | Residential | Heat Pump | Single Family - LI - Dual | Existing | Cooling | Electric
F4 | Residential | Heat Pump | Single Family - LI - Dual | Existing | Cooling | Electric
F1 | Residential | Heat Pump | Single Family - LI - Dual | Existing | Space Heating | Electric
F2 | Residential | Heat Pump | Single Family - LI - Dual | Existing | Space Heating | Electric
F3 | Residential | Heat Pump | Single Family - LI - Dual | Existing | Space Heating | Electric
F4 | Residential | Heat Pump | Single Family - LI - Dual | Existing | Space Heating | Electric
F1 | Residential | All | Single Family - LI - Dual | New | Cooling | Electric
F2 | Residential | All | Single Family - LI - Dual | New | Cooling | Electric
F3 | Residential | All | Single Family - LI - Dual | New | Cooling | Electric
F4 | Residential | All | Single Family - LI - Dual | New | Cooling | Electric
F1 | Residential | All | Single Family - LI - Dual | New | Space Heating | Electric
F2 | Residential | All | Single Family - LI - Dual | New | Space Heating | Electric
F3 | Residential | All | Single Family - LI - Dual | New | Space Heating | Electric
F4 | Residential | All | Single Family - LI - Dual | New | Space Heating | Electric
F1 | Residential | All | Single Family - LI - Dual | New | Water Heating | Electric
F2 | Residential | All | Single Family - LI - Dual | New | Water Heating | Electric
F3 | Residential | All | Single Family - LI - Dual | New | Water Heating | Electric
F4 | Residential | All | Single Family - LI - Dual | New | Water Heating | Electric
F1 | Residential | All | Single Family - LI - Dual | New | Interior Lighting | Electric
F2 | Residential | All | Single Family - LI - Dual | New | Interior Lighting | Electric
F3 | Residential | All | Single Family - LI - Dual | New | Interior Lighting | Electric
F4 | Residential | All | Single Family - LI - Dual | New | Interior Lighting | Electric
F1 | Residential | All | Single Family - LI - Dual | New | Exterior Lighting | Electric
F2 | Residential | All | Single Family - LI - Dual | New | Exterior Lighting | Electric
F3 | Residential | All | Single Family - LI - Dual | New | Exterior Lighting | Electric
F4 | Residential | All | Single Family - LI - Dual | New | Exterior Lighting | Electric
F1 | Residential | All | Single Family - LI - Dual | New | Appliances | Electric
F2 | Residential | All | Single Family - LI - Dual | New | Appliances | Electric
F3 | Residential | All | Single Family - LI - Dual | New | Appliances | Electric
F4 | Residential | All | Single Family - LI - Dual | New | Appliances | Electric
F1 | Residential | All | Single Family - LI - Dual | New | Electronics | Electric
F2 | Residential | All | Single Family - LI - Dual | New | Electronics | Electric
F3 | Residential | All | Single Family - LI - Dual | New | Electronics | Electric
F4 | Residential | All | Single Family - LI - Dual | New | Electronics | Electric
F1 | Residential | All | Single Family - LI - Dual | New | Miscellaneous | Electric
F2 | Residential | All | Single Family - LI - Dual | New | Miscellaneous | Electric
F3 | Residential | All | Single Family - LI - Dual | New | Miscellaneous | Electric
F4 | Residential | All | Single Family - LI - Dual | New | Miscellaneous | Electric
F1 | Residential | All | Single Family - LI - Dual | New | Generation | Electric
F2 | Residential | All | Single Family - LI - Dual | New | Generation | Electric
F3 | Residential | All | Single Family - LI - Dual | New | Generation | Electric
F4 | Residential | All | Single Family - LI - Dual | New | Generation | Electric
F1 | Residential | All | Single Family - LI - Dual | New | Space Heating | Natural Gas
F2 | Residential | All | Single Family - LI - Dual | New | Space Heating | Natural Gas
F3 | Residential | All | Single Family - LI - Dual | New | Space Heating | Natural Gas
F4 | Residential | All | Single Family - LI - Dual | New | Space Heating | Natural Gas
F1 | Residential | All | Single Family - LI - Dual | New | Water Heating | Natural Gas
F2 | Residential | All | Single Family - LI - Dual | New | Water Heating | Natural Gas
F3 | Residential | All | Single Family - LI - Dual | New | Water Heating | Natural Gas
F4 | Residential | All | Single Family - LI - Dual | New | Water Heating | Natural Gas
F1 | Residential | All | Single Family - LI - Dual | New | Appliances | Natural Gas
F2 | Residential | All | Single Family - LI - Dual | New | Appliances | Natural Gas
F3 | Residential | All | Single Family - LI - Dual | New | Appliances | Natural Gas
F4 | Residential | All | Single Family - LI - Dual | New | Appliances | Natural Gas
F1 | Residential | All | Single Family - LI - Dual | New | Miscellaneous | Natural Gas
F2 | Residential | All | Single Family - LI - Dual | New | Miscellaneous | Natural Gas
F3 | Residential | All | Single Family - LI - Dual | New | Miscellaneous | Natural Gas
F4 | Residential | All | Single Family - LI - Dual | New | Miscellaneous | Natural Gas
F1 | Residential | Market | Single Family - LI - Dual | New | Cooling | Electric
F2 | Residential | Market | Single Family - LI - Dual | New | Cooling | Electric
F3 | Residential | Market | Single Family - LI - Dual | New | Cooling | Electric
F4 | Residential | Market | Single Family - LI - Dual | New | Cooling | Electric
F1 | Residential | Market | Single Family - LI - Dual | New | Space Heating | Electric
F2 | Residential | Market | Single Family - LI - Dual | New | Space Heating | Electric
F3 | Residential | Market | Single Family - LI - Dual | New | Space Heating | Electric
F4 | Residential | Market | Single Family - LI - Dual | New | Space Heating | Electric
F1 | Residential | Market | Single Family - LI - Dual | New | Water Heating | Electric
F2 | Residential | Market | Single Family - LI - Dual | New | Water Heating | Electric
F3 | Residential | Market | Single Family - LI - Dual | New | Water Heating | Electric
F4 | Residential | Market | Single Family - LI - Dual | New | Water Heating | Electric
F1 | Residential | Market | Single Family - LI - Dual | New | Interior Lighting | Electric
F2 | Residential | Market | Single Family - LI - Dual | New | Interior Lighting | Electric
F3 | Residential | Market | Single Family - LI - Dual | New | Interior Lighting | Electric
F4 | Residential | Market | Single Family - LI - Dual | New | Interior Lighting | Electric
F1 | Residential | Market | Single Family - LI - Dual | New | Exterior Lighting | Electric
F2 | Residential | Market | Single Family - LI - Dual | New | Exterior Lighting | Electric
F3 | Residential | Market | Single Family - LI - Dual | New | Exterior Lighting | Electric
F4 | Residential | Market | Single Family - LI - Dual | New | Exterior Lighting | Electric
F1 | Residential | Market | Single Family - LI - Dual | New | Appliances | Electric
F2 | Residential | Market | Single Family - LI - Dual | New | Appliances | Electric
F3 | Residential | Market | Single Family - LI - Dual | New | Appliances | Electric
F4 | Residential | Market | Single Family - LI - Dual | New | Appliances | Electric
F1 | Residential | Market | Single Family - LI - Dual | New | Electronics | Electric
F2 | Residential | Market | Single Family - LI - Dual | New | Electronics | Electric
F3 | Residential | Market | Single Family - LI - Dual | New | Electronics | Electric
F4 | Residential | Market | Single Family - LI - Dual | New | Electronics | Electric
F1 | Residential | Market | Single Family - LI - Dual | New | Miscellaneous | Electric
F2 | Residential | Market | Single Family - LI - Dual | New | Miscellaneous | Electric
F3 | Residential | Market | Single Family - LI - Dual | New | Miscellaneous | Electric
F4 | Residential | Market | Single Family - LI - Dual | New | Miscellaneous | Electric
F1 | Residential | Market | Single Family - LI - Dual | New | Generation | Electric
F2 | Residential | Market | Single Family - LI - Dual | New | Generation | Electric
F3 | Residential | Market | Single Family - LI - Dual | New | Generation | Electric
F4 | Residential | Market | Single Family - LI - Dual | New | Generation | Electric
F1 | Residential | Market | Single Family - LI - Dual | New | Space Heating | Natural Gas
F2 | Residential | Market | Single Family - LI - Dual | New | Space Heating | Natural Gas
F3 | Residential | Market | Single Family - LI - Dual | New | Space Heating | Natural Gas
F4 | Residential | Market | Single Family - LI - Dual | New | Space Heating | Natural Gas
F1 | Residential | Market | Single Family - LI - Dual | New | Water Heating | Natural Gas
F2 | Residential | Market | Single Family - LI - Dual | New | Water Heating | Natural Gas
F3 | Residential | Market | Single Family - LI - Dual | New | Water Heating | Natural Gas
F4 | Residential | Market | Single Family - LI - Dual | New | Water Heating | Natural Gas
F1 | Residential | Market | Single Family - LI - Dual | New | Appliances | Natural Gas
F2 | Residential | Market | Single Family - LI - Dual | New | Appliances | Natural Gas
F3 | Residential | Market | Single Family - LI - Dual | New | Appliances | Natural Gas
F4 | Residential | Market | Single Family - LI - Dual | New | Appliances | Natural Gas
F1 | Residential | Market | Single Family - LI - Dual | New | Miscellaneous | Natural Gas
F2 | Residential | Market | Single Family - LI - Dual | New | Miscellaneous | Natural Gas
F3 | Residential | Market | Single Family - LI - Dual | New | Miscellaneous | Natural Gas
F4 | Residential | Market | Single Family - LI - Dual | New | Miscellaneous | Natural Gas
F1 | Residential | Central System | Single Family - LI - Dual | New | Cooling | Electric
F2 | Residential | Central System | Single Family - LI - Dual | New | Cooling | Electric
F3 | Residential | Central System | Single Family - LI - Dual | New | Cooling | Electric
F4 | Residential | Central System | Single Family - LI - Dual | New | Cooling | Electric
F1 | Residential | Central System | Single Family - LI - Dual | New | Space Heating | Electric
F2 | Residential | Central System | Single Family - LI - Dual | New | Space Heating | Electric
F3 | Residential | Central System | Single Family - LI - Dual | New | Space Heating | Electric
F4 | Residential | Central System | Single Family - LI - Dual | New | Space Heating | Electric
F1 | Residential | Central System | Single Family - LI - Dual | New | Space Heating | Natural Gas
F2 | Residential | Central System | Single Family - LI - Dual | New | Space Heating | Natural Gas
F3 | Residential | Central System | Single Family - LI - Dual | New | Space Heating | Natural Gas
F4 | Residential | Central System | Single Family - LI - Dual | New | Space Heating | Natural Gas
F1 | Residential | Resistance | Single Family - LI - Dual | New | Cooling | Electric
F2 | Residential | Resistance | Single Family - LI - Dual | New | Cooling | Electric
F3 | Residential | Resistance | Single Family - LI - Dual | New | Cooling | Electric
F4 | Residential | Resistance | Single Family - LI - Dual | New | Cooling | Electric
F1 | Residential | Resistance | Single Family - LI - Dual | New | Space Heating | Electric
F2 | Residential | Resistance | Single Family - LI - Dual | New | Space Heating | Electric
F3 | Residential | Resistance | Single Family - LI - Dual | New | Space Heating | Electric
F4 | Residential | Resistance | Single Family - LI - Dual | New | Space Heating | Electric
F1 | Residential | Heat Pump | Single Family - LI - Dual | New | Cooling | Electric
F2 | Residential | Heat Pump | Single Family - LI - Dual | New | Cooling | Electric
F3 | Residential | Heat Pump | Single Family - LI - Dual | New | Cooling | Electric
F4 | Residential | Heat Pump | Single Family - LI - Dual | New | Cooling | Electric
F1 | Residential | Heat Pump | Single Family - LI - Dual | New | Space Heating | Electric
F2 | Residential | Heat Pump | Single Family - LI - Dual | New | Space Heating | Electric
F3 | Residential | Heat Pump | Single Family - LI - Dual | New | Space Heating | Electric
F4 | Residential | Heat Pump | Single Family - LI - Dual | New | Space Heating | Electric
F1 | Residential | All | Multifamily - Dual | Existing | Cooling | Electric
F2 | Residential | All | Multifamily - Dual | Existing | Cooling | Electric
F3 | Residential | All | Multifamily - Dual | Existing | Cooling | Electric
F4 | Residential | All | Multifamily - Dual | Existing | Cooling | Electric
F1 | Residential | All | Multifamily - Dual | Existing | Space Heating | Electric
F2 | Residential | All | Multifamily - Dual | Existing | Space Heating | Electric
F3 | Residential | All | Multifamily - Dual | Existing | Space Heating | Electric
F4 | Residential | All | Multifamily - Dual | Existing | Space Heating | Electric
F1 | Residential | All | Multifamily - Dual | Existing | Water Heating | Electric
F2 | Residential | All | Multifamily - Dual | Existing | Water Heating | Electric
F3 | Residential | All | Multifamily - Dual | Existing | Water Heating | Electric
F4 | Residential | All | Multifamily - Dual | Existing | Water Heating | Electric
F1 | Residential | All | Multifamily - Dual | Existing | Interior Lighting | Electric
F2 | Residential | All | Multifamily - Dual | Existing | Interior Lighting | Electric
F3 | Residential | All | Multifamily - Dual | Existing | Interior Lighting | Electric
F4 | Residential | All | Multifamily - Dual | Existing | Interior Lighting | Electric
F1 | Residential | All | Multifamily - Dual | Existing | Exterior Lighting | Electric
F2 | Residential | All | Multifamily - Dual | Existing | Exterior Lighting | Electric
F3 | Residential | All | Multifamily - Dual | Existing | Exterior Lighting | Electric
F4 | Residential | All | Multifamily - Dual | Existing | Exterior Lighting | Electric
F1 | Residential | All | Multifamily - Dual | Existing | Appliances | Electric
F2 | Residential | All | Multifamily - Dual | Existing | Appliances | Electric
F3 | Residential | All | Multifamily - Dual | Existing | Appliances | Electric
F4 | Residential | All | Multifamily - Dual | Existing | Appliances | Electric
F1 | Residential | All | Multifamily - Dual | Existing | Electronics | Electric
F2 | Residential | All | Multifamily - Dual | Existing | Electronics | Electric
F3 | Residential | All | Multifamily - Dual | Existing | Electronics | Electric
F4 | Residential | All | Multifamily - Dual | Existing | Electronics | Electric
F1 | Residential | All | Multifamily - Dual | Existing | Miscellaneous | Electric
F2 | Residential | All | Multifamily - Dual | Existing | Miscellaneous | Electric
F3 | Residential | All | Multifamily - Dual | Existing | Miscellaneous | Electric
F4 | Residential | All | Multifamily - Dual | Existing | Miscellaneous | Electric
F1 | Residential | All | Multifamily - Dual | Existing | Generation | Electric
F2 | Residential | All | Multifamily - Dual | Existing | Generation | Electric
F3 | Residential | All | Multifamily - Dual | Existing | Generation | Electric
F4 | Residential | All | Multifamily - Dual | Existing | Generation | Electric
F1 | Residential | All | Multifamily - Dual | Existing | Space Heating | Natural Gas
F2 | Residential | All | Multifamily - Dual | Existing | Space Heating | Natural Gas
F3 | Residential | All | Multifamily - Dual | Existing | Space Heating | Natural Gas
F4 | Residential | All | Multifamily - Dual | Existing | Space Heating | Natural Gas
F1 | Residential | All | Multifamily - Dual | Existing | Water Heating | Natural Gas
F2 | Residential | All | Multifamily - Dual | Existing | Water Heating | Natural Gas
F3 | Residential | All | Multifamily - Dual | Existing | Water Heating | Natural Gas
F4 | Residential | All | Multifamily - Dual | Existing | Water Heating | Natural Gas
F1 | Residential | All | Multifamily - Dual | Existing | Appliances | Natural Gas
F2 | Residential | All | Multifamily - Dual | Existing | Appliances | Natural Gas
F3 | Residential | All | Multifamily - Dual | Existing | Appliances | Natural Gas
F4 | Residential | All | Multifamily - Dual | Existing | Appliances | Natural Gas
F1 | Residential | All | Multifamily - Dual | Existing | Miscellaneous | Natural Gas
F2 | Residential | All | Multifamily - Dual | Existing | Miscellaneous | Natural Gas
F3 | Residential | All | Multifamily - Dual | Existing | Miscellaneous | Natural Gas
F4 | Residential | All | Multifamily - Dual | Existing | Miscellaneous | Natural Gas
F1 | Residential | Market | Multifamily - Dual | Existing | Cooling | Electric
F2 | Residential | Market | Multifamily - Dual | Existing | Cooling | Electric
F3 | Residential | Market | Multifamily - Dual | Existing | Cooling | Electric
F4 | Residential | Market | Multifamily - Dual | Existing | Cooling | Electric
F1 | Residential | Market | Multifamily - Dual | Existing | Space Heating | Electric
F2 | Residential | Market | Multifamily - Dual | Existing | Space Heating | Electric
F3 | Residential | Market | Multifamily - Dual | Existing | Space Heating | Electric
F4 | Residential | Market | Multifamily - Dual | Existing | Space Heating | Electric
F1 | Residential | Market | Multifamily - Dual | Existing | Water Heating | Electric
F2 | Residential | Market | Multifamily - Dual | Existing | Water Heating | Electric
F3 | Residential | Market | Multifamily - Dual | Existing | Water Heating | Electric
F4 | Residential | Market | Multifamily - Dual | Existing | Water Heating | Electric
F1 | Residential | Market | Multifamily - Dual | Existing | Interior Lighting | Electric
F2 | Residential | Market | Multifamily - Dual | Existing | Interior Lighting | Electric
F3 | Residential | Market | Multifamily - Dual | Existing | Interior Lighting | Electric
F4 | Residential | Market | Multifamily - Dual | Existing | Interior Lighting | Electric
F1 | Residential | Market | Multifamily - Dual | Existing | Exterior Lighting | Electric
F2 | Residential | Market | Multifamily - Dual | Existing | Exterior Lighting | Electric
F3 | Residential | Market | Multifamily - Dual | Existing | Exterior Lighting | Electric
F4 | Residential | Market | Multifamily - Dual | Existing | Exterior Lighting | Electric
F1 | Residential | Market | Multifamily - Dual | Existing | Appliances | Electric
F2 | Residential | Market | Multifamily - Dual | Existing | Appliances | Electric
F3 | Residential | Market | Multifamily - Dual | Existing | Appliances | Electric
F4 | Residential | Market | Multifamily - Dual | Existing | Appliances | Electric
F1 | Residential | Market | Multifamily - Dual | Existing | Electronics | Electric
F2 | Residential | Market | Multifamily - Dual | Existing | Electronics | Electric
F3 | Residential | Market | Multifamily - Dual | Existing | Electronics | Electric
F4 | Residential | Market | Multifamily - Dual | Existing | Electronics | Electric
F1 | Residential | Market | Multifamily - Dual | Existing | Miscellaneous | Electric
F2 | Residential | Market | Multifamily - Dual | Existing | Miscellaneous | Electric
F3 | Residential | Market | Multifamily - Dual | Existing | Miscellaneous | Electric
F4 | Residential | Market | Multifamily - Dual | Existing | Miscellaneous | Electric
F1 | Residential | Market | Multifamily - Dual | Existing | Generation | Electric
F2 | Residential | Market | Multifamily - Dual | Existing | Generation | Electric
F3 | Residential | Market | Multifamily - Dual | Existing | Generation | Electric
F4 | Residential | Market | Multifamily - Dual | Existing | Generation | Electric
F1 | Residential | Market | Multifamily - Dual | Existing | Space Heating | Natural Gas
F2 | Residential | Market | Multifamily - Dual | Existing | Space Heating | Natural Gas
F3 | Residential | Market | Multifamily - Dual | Existing | Space Heating | Natural Gas
F4 | Residential | Market | Multifamily - Dual | Existing | Space Heating | Natural Gas
F1 | Residential | Market | Multifamily - Dual | Existing | Water Heating | Natural Gas
F2 | Residential | Market | Multifamily - Dual | Existing | Water Heating | Natural Gas
F3 | Residential | Market | Multifamily - Dual | Existing | Water Heating | Natural Gas
F4 | Residential | Market | Multifamily - Dual | Existing | Water Heating | Natural Gas
F1 | Residential | Market | Multifamily - Dual | Existing | Appliances | Natural Gas
F2 | Residential | Market | Multifamily - Dual | Existing | Appliances | Natural Gas
F3 | Residential | Market | Multifamily - Dual | Existing | Appliances | Natural Gas
F4 | Residential | Market | Multifamily - Dual | Existing | Appliances | Natural Gas
F1 | Residential | Market | Multifamily - Dual | Existing | Miscellaneous | Natural Gas
F2 | Residential | Market | Multifamily - Dual | Existing | Miscellaneous | Natural Gas
F3 | Residential | Market | Multifamily - Dual | Existing | Miscellaneous | Natural Gas
F4 | Residential | Market | Multifamily - Dual | Existing | Miscellaneous | Natural Gas
F1 | Residential | Central System | Multifamily - Dual | Existing | Cooling | Electric
F2 | Residential | Central System | Multifamily - Dual | Existing | Cooling | Electric
F3 | Residential | Central System | Multifamily - Dual | Existing | Cooling | Electric
F4 | Residential | Central System | Multifamily - Dual | Existing | Cooling | Electric
F1 | Residential | Central System | Multifamily - Dual | Existing | Space Heating | Electric
F2 | Residential | Central System | Multifamily - Dual | Existing | Space Heating | Electric
F3 | Residential | Central System | Multifamily - Dual | Existing | Space Heating | Electric
F4 | Residential | Central System | Multifamily - Dual | Existing | Space Heating | Electric
F1 | Residential | Central System | Multifamily - Dual | Existing | Space Heating | Natural Gas
F2 | Residential | Central System | Multifamily - Dual | Existing | Space Heating | Natural Gas
F3 | Residential | Central System | Multifamily - Dual | Existing | Space Heating | Natural Gas
F4 | Residential | Central System | Multifamily - Dual | Existing | Space Heating | Natural Gas
F1 | Residential | Resistance | Multifamily - Dual | Existing | Cooling | Electric
F2 | Residential | Resistance | Multifamily - Dual | Existing | Cooling | Electric
F3 | Residential | Resistance | Multifamily - Dual | Existing | Cooling | Electric
F4 | Residential | Resistance | Multifamily - Dual | Existing | Cooling | Electric
F1 | Residential | Resistance | Multifamily - Dual | Existing | Space Heating | Electric
F2 | Residential | Resistance | Multifamily - Dual | Existing | Space Heating | Electric
F3 | Residential | Resistance | Multifamily - Dual | Existing | Space Heating | Electric
F4 | Residential | Resistance | Multifamily - Dual | Existing | Space Heating | Electric
F1 | Residential | Heat Pump | Multifamily - Dual | Existing | Cooling | Electric
F2 | Residential | Heat Pump | Multifamily - Dual | Existing | Cooling | Electric
F3 | Residential | Heat Pump | Multifamily - Dual | Existing | Cooling | Electric
F4 | Residential | Heat Pump | Multifamily - Dual | Existing | Cooling | Electric
F1 | Residential | Heat Pump | Multifamily - Dual | Existing | Space Heating | Electric
F2 | Residential | Heat Pump | Multifamily - Dual | Existing | Space Heating | Electric
F3 | Residential | Heat Pump | Multifamily - Dual | Existing | Space Heating | Electric
F4 | Residential | Heat Pump | Multifamily - Dual | Existing | Space Heating | Electric
F1 | Residential | All | Multifamily - Dual | New | Cooling | Electric
F2 | Residential | All | Multifamily - Dual | New | Cooling | Electric
F3 | Residential | All | Multifamily - Dual | New | Cooling | Electric
F4 | Residential | All | Multifamily - Dual | New | Cooling | Electric
F1 | Residential | All | Multifamily - Dual | New | Space Heating | Electric
F2 | Residential | All | Multifamily - Dual | New | Space Heating | Electric
F3 | Residential | All | Multifamily - Dual | New | Space Heating | Electric
F4 | Residential | All | Multifamily - Dual | New | Space Heating | Electric
F1 | Residential | All | Multifamily - Dual | New | Water Heating | Electric
F2 | Residential | All | Multifamily - Dual | New | Water Heating | Electric
F3 | Residential | All | Multifamily - Dual | New | Water Heating | Electric
F4 | Residential | All | Multifamily - Dual | New | Water Heating | Electric
F1 | Residential | All | Multifamily - Dual | New | Interior Lighting | Electric
F2 | Residential | All | Multifamily - Dual | New | Interior Lighting | Electric
F3 | Residential | All | Multifamily - Dual | New | Interior Lighting | Electric
F4 | Residential | All | Multifamily - Dual | New | Interior Lighting | Electric
F1 | Residential | All | Multifamily - Dual | New | Exterior Lighting | Electric
F2 | Residential | All | Multifamily - Dual | New | Exterior Lighting | Electric
F3 | Residential | All | Multifamily - Dual | New | Exterior Lighting | Electric
F4 | Residential | All | Multifamily - Dual | New | Exterior Lighting | Electric
F1 | Residential | All | Multifamily - Dual | New | Appliances | Electric
F2 | Residential | All | Multifamily - Dual | New | Appliances | Electric
F3 | Residential | All | Multifamily - Dual | New | Appliances | Electric
F4 | Residential | All | Multifamily - Dual | New | Appliances | Electric
F1 | Residential | All | Multifamily - Dual | New | Electronics | Electric
F2 | Residential | All | Multifamily - Dual | New | Electronics | Electric
F3 | Residential | All | Multifamily - Dual | New | Electronics | Electric
F4 | Residential | All | Multifamily - Dual | New | Electronics | Electric
F1 | Residential | All | Multifamily - Dual | New | Miscellaneous | Electric
F2 | Residential | All | Multifamily - Dual | New | Miscellaneous | Electric
F3 | Residential | All | Multifamily - Dual | New | Miscellaneous | Electric
F4 | Residential | All | Multifamily - Dual | New | Miscellaneous | Electric
F1 | Residential | All | Multifamily - Dual | New | Generation | Electric
F2 | Residential | All | Multifamily - Dual | New | Generation | Electric
F3 | Residential | All | Multifamily - Dual | New | Generation | Electric
F4 | Residential | All | Multifamily - Dual | New | Generation | Electric
F1 | Residential | All | Multifamily - Dual | New | Space Heating | Natural Gas
F2 | Residential | All | Multifamily - Dual | New | Space Heating | Natural Gas
F3 | Residential | All | Multifamily - Dual | New | Space Heating | Natural Gas
F4 | Residential | All | Multifamily - Dual | New | Space Heating | Natural Gas
F1 | Residential | All | Multifamily - Dual | New | Water Heating | Natural Gas
F2 | Residential | All | Multifamily - Dual | New | Water Heating | Natural Gas
F3 | Residential | All | Multifamily - Dual | New | Water Heating | Natural Gas
F4 | Residential | All | Multifamily - Dual | New | Water Heating | Natural Gas
F1 | Residential | All | Multifamily - Dual | New | Appliances | Natural Gas
F2 | Residential | All | Multifamily - Dual | New | Appliances | Natural Gas
F3 | Residential | All | Multifamily - Dual | New | Appliances | Natural Gas
F4 | Residential | All | Multifamily - Dual | New | Appliances | Natural Gas
F1 | Residential | All | Multifamily - Dual | New | Miscellaneous | Natural Gas
F2 | Residential | All | Multifamily - Dual | New | Miscellaneous | Natural Gas
F3 | Residential | All | Multifamily - Dual | New | Miscellaneous | Natural Gas
F4 | Residential | All | Multifamily - Dual | New | Miscellaneous | Natural Gas
F1 | Residential | Market | Multifamily - Dual | New | Cooling | Electric
F2 | Residential | Market | Multifamily - Dual | New | Cooling | Electric
F3 | Residential | Market | Multifamily - Dual | New | Cooling | Electric
F4 | Residential | Market | Multifamily - Dual | New | Cooling | Electric
F1 | Residential | Market | Multifamily - Dual | New | Space Heating | Electric
F2 | Residential | Market | Multifamily - Dual | New | Space Heating | Electric
F3 | Residential | Market | Multifamily - Dual | New | Space Heating | Electric
F4 | Residential | Market | Multifamily - Dual | New | Space Heating | Electric
F1 | Residential | Market | Multifamily - Dual | New | Water Heating | Electric
F2 | Residential | Market | Multifamily - Dual | New | Water Heating | Electric
F3 | Residential | Market | Multifamily - Dual | New | Water Heating | Electric
F4 | Residential | Market | Multifamily - Dual | New | Water Heating | Electric
F1 | Residential | Market | Multifamily - Dual | New | Interior Lighting | Electric
F2 | Residential | Market | Multifamily - Dual | New | Interior Lighting | Electric
F3 | Residential | Market | Multifamily - Dual | New | Interior Lighting | Electric
F4 | Residential | Market | Multifamily - Dual | New | Interior Lighting | Electric
F1 | Residential | Market | Multifamily - Dual | New | Exterior Lighting | Electric
F2 | Residential | Market | Multifamily - Dual | New | Exterior Lighting | Electric
F3 | Residential | Market | Multifamily - Dual | New | Exterior Lighting | Electric
F4 | Residential | Market | Multifamily - Dual | New | Exterior Lighting | Electric
F1 | Residential | Market | Multifamily - Dual | New | Appliances | Electric
F2 | Residential | Market | Multifamily - Dual | New | Appliances | Electric
F3 | Residential | Market | Multifamily - Dual | New | Appliances | Electric
F4 | Residential | Market | Multifamily - Dual | New | Appliances | Electric
F1 | Residential | Market | Multifamily - Dual | New | Electronics | Electric
F2 | Residential | Market | Multifamily - Dual | New | Electronics | Electric
F3 | Residential | Market | Multifamily - Dual | New | Electronics | Electric
F4 | Residential | Market | Multifamily - Dual | New | Electronics | Electric
F1 | Residential | Market | Multifamily - Dual | New | Miscellaneous | Electric
F2 | Residential | Market | Multifamily - Dual | New | Miscellaneous | Electric
F3 | Residential | Market | Multifamily - Dual | New | Miscellaneous | Electric
F4 | Residential | Market | Multifamily - Dual | New | Miscellaneous | Electric
F1 | Residential | Market | Multifamily - Dual | New | Generation | Electric
F2 | Residential | Market | Multifamily - Dual | New | Generation | Electric
F3 | Residential | Market | Multifamily - Dual | New | Generation | Electric
F4 | Residential | Market | Multifamily - Dual | New | Generation | Electric
F1 | Residential | Market | Multifamily - Dual | New | Space Heating | Natural Gas
F2 | Residential | Market | Multifamily - Dual | New | Space Heating | Natural Gas
F3 | Residential | Market | Multifamily - Dual | New | Space Heating | Natural Gas
F4 | Residential | Market | Multifamily - Dual | New | Space Heating | Natural Gas
F1 | Residential | Market | Multifamily - Dual | New | Water Heating | Natural Gas
F2 | Residential | Market | Multifamily - Dual | New | Water Heating | Natural Gas
F3 | Residential | Market | Multifamily - Dual | New | Water Heating | Natural Gas
F4 | Residential | Market | Multifamily - Dual | New | Water Heating | Natural Gas
F1 | Residential | Market | Multifamily - Dual | New | Appliances | Natural Gas
F2 | Residential | Market | Multifamily - Dual | New | Appliances | Natural Gas
F3 | Residential | Market | Multifamily - Dual | New | Appliances | Natural Gas
F4 | Residential | Market | Multifamily - Dual | New | Appliances | Natural Gas
F1 | Residential | Market | Multifamily - Dual | New | Miscellaneous | Natural Gas
F2 | Residential | Market | Multifamily - Dual | New | Miscellaneous | Natural Gas
F3 | Residential | Market | Multifamily - Dual | New | Miscellaneous | Natural Gas
F4 | Residential | Market | Multifamily - Dual | New | Miscellaneous | Natural Gas
F1 | Residential | Central System | Multifamily - Dual | New | Cooling | Electric
F2 | Residential | Central System | Multifamily - Dual | New | Cooling | Electric
F3 | Residential | Central System | Multifamily - Dual | New | Cooling | Electric
F4 | Residential | Central System | Multifamily - Dual | New | Cooling | Electric
F1 | Residential | Central System | Multifamily - Dual | New | Space Heating | Electric
F2 | Residential | Central System | Multifamily - Dual | New | Space Heating | Electric
F3 | Residential | Central System | Multifamily - Dual | New | Space Heating | Electric
F4 | Residential | Central System | Multifamily - Dual | New | Space Heating | Electric
F1 | Residential | Central System | Multifamily - Dual | New | Space Heating | Natural Gas
F2 | Residential | Central System | Multifamily - Dual | New | Space Heating | Natural Gas
F3 | Residential | Central System | Multifamily - Dual | New | Space Heating | Natural Gas
F4 | Residential | Central System | Multifamily - Dual | New | Space Heating | Natural Gas
F1 | Residential | Resistance | Multifamily - Dual | New | Cooling | Electric
F2 | Residential | Resistance | Multifamily - Dual | New | Cooling | Electric
F3 | Residential | Resistance | Multifamily - Dual | New | Cooling | Electric
F4 | Residential | Resistance | Multifamily - Dual | New | Cooling | Electric
F1 | Residential | Resistance | Multifamily - Dual | New | Space Heating | Electric
F2 | Residential | Resistance | Multifamily - Dual | New | Space Heating | Electric
F3 | Residential | Resistance | Multifamily - Dual | New | Space Heating | Electric
F4 | Residential | Resistance | Multifamily - Dual | New | Space Heating | Electric
F1 | Residential | Heat Pump | Multifamily - Dual | New | Cooling | Electric
F2 | Residential | Heat Pump | Multifamily - Dual | New | Cooling | Electric
F3 | Residential | Heat Pump | Multifamily - Dual | New | Cooling | Electric
F4 | Residential | Heat Pump | Multifamily - Dual | New | Cooling | Electric
F1 | Residential | Heat Pump | Multifamily - Dual | New | Space Heating | Electric
F2 | Residential | Heat Pump | Multifamily - Dual | New | Space Heating | Electric
F3 | Residential | Heat Pump | Multifamily - Dual | New | Space Heating | Electric
F4 | Residential | Heat Pump | Multifamily - Dual | New | Space Heating | Electric
F1 | Residential | All | Multifamily - LI - Dual | Existing | Cooling | Electric
F2 | Residential | All | Multifamily - LI - Dual | Existing | Cooling | Electric
F3 | Residential | All | Multifamily - LI - Dual | Existing | Cooling | Electric
F4 | Residential | All | Multifamily - LI - Dual | Existing | Cooling | Electric
F1 | Residential | All | Multifamily - LI - Dual | Existing | Space Heating | Electric
F2 | Residential | All | Multifamily - LI - Dual | Existing | Space Heating | Electric
F3 | Residential | All | Multifamily - LI - Dual | Existing | Space Heating | Electric
F4 | Residential | All | Multifamily - LI - Dual | Existing | Space Heating | Electric
F1 | Residential | All | Multifamily - LI - Dual | Existing | Water Heating | Electric
F2 | Residential | All | Multifamily - LI - Dual | Existing | Water Heating | Electric
F3 | Residential | All | Multifamily - LI - Dual | Existing | Water Heating | Electric
F4 | Residential | All | Multifamily - LI - Dual | Existing | Water Heating | Electric
F1 | Residential | All | Multifamily - LI - Dual | Existing | Interior Lighting | Electric
F2 | Residential | All | Multifamily - LI - Dual | Existing | Interior Lighting | Electric
F3 | Residential | All | Multifamily - LI - Dual | Existing | Interior Lighting | Electric
F4 | Residential | All | Multifamily - LI - Dual | Existing | Interior Lighting | Electric
F1 | Residential | All | Multifamily - LI - Dual | Existing | Exterior Lighting | Electric
F2 | Residential | All | Multifamily - LI - Dual | Existing | Exterior Lighting | Electric
F3 | Residential | All | Multifamily - LI - Dual | Existing | Exterior Lighting | Electric
F4 | Residential | All | Multifamily - LI - Dual | Existing | Exterior Lighting | Electric
F1 | Residential | All | Multifamily - LI - Dual | Existing | Appliances | Electric
F2 | Residential | All | Multifamily - LI - Dual | Existing | Appliances | Electric
F3 | Residential | All | Multifamily - LI - Dual | Existing | Appliances | Electric
F4 | Residential | All | Multifamily - LI - Dual | Existing | Appliances | Electric
F1 | Residential | All | Multifamily - LI - Dual | Existing | Electronics | Electric
F2 | Residential | All | Multifamily - LI - Dual | Existing | Electronics | Electric
F3 | Residential | All | Multifamily - LI - Dual | Existing | Electronics | Electric
F4 | Residential | All | Multifamily - LI - Dual | Existing | Electronics | Electric
F1 | Residential | All | Multifamily - LI - Dual | Existing | Miscellaneous | Electric
F2 | Residential | All | Multifamily - LI - Dual | Existing | Miscellaneous | Electric
F3 | Residential | All | Multifamily - LI - Dual | Existing | Miscellaneous | Electric
F4 | Residential | All | Multifamily - LI - Dual | Existing | Miscellaneous | Electric
F1 | Residential | All | Multifamily - LI - Dual | Existing | Generation | Electric
F2 | Residential | All | Multifamily - LI - Dual | Existing | Generation | Electric
F3 | Residential | All | Multifamily - LI - Dual | Existing | Generation | Electric
F4 | Residential | All | Multifamily - LI - Dual | Existing | Generation | Electric
F1 | Residential | All | Multifamily - LI - Dual | Existing | Space Heating | Natural Gas
F2 | Residential | All | Multifamily - LI - Dual | Existing | Space Heating | Natural Gas
F3 | Residential | All | Multifamily - LI - Dual | Existing | Space Heating | Natural Gas
F4 | Residential | All | Multifamily - LI - Dual | Existing | Space Heating | Natural Gas
F1 | Residential | All | Multifamily - LI - Dual | Existing | Water Heating | Natural Gas
F2 | Residential | All | Multifamily - LI - Dual | Existing | Water Heating | Natural Gas
F3 | Residential | All | Multifamily - LI - Dual | Existing | Water Heating | Natural Gas
F4 | Residential | All | Multifamily - LI - Dual | Existing | Water Heating | Natural Gas
F1 | Residential | All | Multifamily - LI - Dual | Existing | Appliances | Natural Gas
F2 | Residential | All | Multifamily - LI - Dual | Existing | Appliances | Natural Gas
F3 | Residential | All | Multifamily - LI - Dual | Existing | Appliances | Natural Gas
F4 | Residential | All | Multifamily - LI - Dual | Existing | Appliances | Natural Gas
F1 | Residential | All | Multifamily - LI - Dual | Existing | Miscellaneous | Natural Gas
F2 | Residential | All | Multifamily - LI - Dual | Existing | Miscellaneous | Natural Gas
F3 | Residential | All | Multifamily - LI - Dual | Existing | Miscellaneous | Natural Gas
F4 | Residential | All | Multifamily - LI - Dual | Existing | Miscellaneous | Natural Gas
F1 | Residential | Market | Multifamily - LI - Dual | Existing | Cooling | Electric
F2 | Residential | Market | Multifamily - LI - Dual | Existing | Cooling | Electric
F3 | Residential | Market | Multifamily - LI - Dual | Existing | Cooling | Electric
F4 | Residential | Market | Multifamily - LI - Dual | Existing | Cooling | Electric
F1 | Residential | Market | Multifamily - LI - Dual | Existing | Space Heating | Electric
F2 | Residential | Market | Multifamily - LI - Dual | Existing | Space Heating | Electric
F3 | Residential | Market | Multifamily - LI - Dual | Existing | Space Heating | Electric
F4 | Residential | Market | Multifamily - LI - Dual | Existing | Space Heating | Electric
F1 | Residential | Market | Multifamily - LI - Dual | Existing | Water Heating | Electric
F2 | Residential | Market | Multifamily - LI - Dual | Existing | Water Heating | Electric
F3 | Residential | Market | Multifamily - LI - Dual | Existing | Water Heating | Electric
F4 | Residential | Market | Multifamily - LI - Dual | Existing | Water Heating | Electric
F1 | Residential | Market | Multifamily - LI - Dual | Existing | Interior Lighting | Electric
F2 | Residential | Market | Multifamily - LI - Dual | Existing | Interior Lighting | Electric
F3 | Residential | Market | Multifamily - LI - Dual | Existing | Interior Lighting | Electric
F4 | Residential | Market | Multifamily - LI - Dual | Existing | Interior Lighting | Electric
F1 | Residential | Market | Multifamily - LI - Dual | Existing | Exterior Lighting | Electric
F2 | Residential | Market | Multifamily - LI - Dual | Existing | Exterior Lighting | Electric
F3 | Residential | Market | Multifamily - LI - Dual | Existing | Exterior Lighting | Electric
F4 | Residential | Market | Multifamily - LI - Dual | Existing | Exterior Lighting | Electric
F1 | Residential | Market | Multifamily - LI - Dual | Existing | Appliances | Electric
F2 | Residential | Market | Multifamily - LI - Dual | Existing | Appliances | Electric
F3 | Residential | Market | Multifamily - LI - Dual | Existing | Appliances | Electric
F4 | Residential | Market | Multifamily - LI - Dual | Existing | Appliances | Electric
F1 | Residential | Market | Multifamily - LI - Dual | Existing | Electronics | Electric
F2 | Residential | Market | Multifamily - LI - Dual | Existing | Electronics | Electric
F3 | Residential | Market | Multifamily - LI - Dual | Existing | Electronics | Electric
F4 | Residential | Market | Multifamily - LI - Dual | Existing | Electronics | Electric
F1 | Residential | Market | Multifamily - LI - Dual | Existing | Miscellaneous | Electric
F2 | Residential | Market | Multifamily - LI - Dual | Existing | Miscellaneous | Electric
F3 | Residential | Market | Multifamily - LI - Dual | Existing | Miscellaneous | Electric
F4 | Residential | Market | Multifamily - LI - Dual | Existing | Miscellaneous | Electric
F1 | Residential | Market | Multifamily - LI - Dual | Existing | Generation | Electric
F2 | Residential | Market | Multifamily - LI - Dual | Existing | Generation | Electric
F3 | Residential | Market | Multifamily - LI - Dual | Existing | Generation | Electric
F4 | Residential | Market | Multifamily - LI - Dual | Existing | Generation | Electric
F1 | Residential | Market | Multifamily - LI - Dual | Existing | Space Heating | Natural Gas
F2 | Residential | Market | Multifamily - LI - Dual | Existing | Space Heating | Natural Gas
F3 | Residential | Market | Multifamily - LI - Dual | Existing | Space Heating | Natural Gas
F4 | Residential | Market | Multifamily - LI - Dual | Existing | Space Heating | Natural Gas
F1 | Residential | Market | Multifamily - LI - Dual | Existing | Water Heating | Natural Gas
F2 | Residential | Market | Multifamily - LI - Dual | Existing | Water Heating | Natural Gas
F3 | Residential | Market | Multifamily - LI - Dual | Existing | Water Heating | Natural Gas
F4 | Residential | Market | Multifamily - LI - Dual | Existing | Water Heating | Natural Gas
F1 | Residential | Market | Multifamily - LI - Dual | Existing | Appliances | Natural Gas
F2 | Residential | Market | Multifamily - LI - Dual | Existing | Appliances | Natural Gas
F3 | Residential | Market | Multifamily - LI - Dual | Existing | Appliances | Natural Gas
F4 | Residential | Market | Multifamily - LI - Dual | Existing | Appliances | Natural Gas
F1 | Residential | Market | Multifamily - LI - Dual | Existing | Miscellaneous | Natural Gas
F2 | Residential | Market | Multifamily - LI - Dual | Existing | Miscellaneous | Natural Gas
F3 | Residential | Market | Multifamily - LI - Dual | Existing | Miscellaneous | Natural Gas
F4 | Residential | Market | Multifamily - LI - Dual | Existing | Miscellaneous | Natural Gas
F1 | Residential | Central System | Multifamily - LI - Dual | Existing | Cooling | Electric
F2 | Residential | Central System | Multifamily - LI - Dual | Existing | Cooling | Electric
F3 | Residential | Central System | Multifamily - LI - Dual | Existing | Cooling | Electric
F4 | Residential | Central System | Multifamily - LI - Dual | Existing | Cooling | Electric
F1 | Residential | Central System | Multifamily - LI - Dual | Existing | Space Heating | Electric
F2 | Residential | Central System | Multifamily - LI - Dual | Existing | Space Heating | Electric
F3 | Residential | Central System | Multifamily - LI - Dual | Existing | Space Heating | Electric
F4 | Residential | Central System | Multifamily - LI - Dual | Existing | Space Heating | Electric
F1 | Residential | Central System | Multifamily - LI - Dual | Existing | Space Heating | Natural Gas
F2 | Residential | Central System | Multifamily - LI - Dual | Existing | Space Heating | Natural Gas
F3 | Residential | Central System | Multifamily - LI - Dual | Existing | Space Heating | Natural Gas
F4 | Residential | Central System | Multifamily - LI - Dual | Existing | Space Heating | Natural Gas
F1 | Residential | Resistance | Multifamily - LI - Dual | Existing | Cooling | Electric
F2 | Residential | Resistance | Multifamily - LI - Dual | Existing | Cooling | Electric
F3 | Residential | Resistance | Multifamily - LI - Dual | Existing | Cooling | Electric
F4 | Residential | Resistance | Multifamily - LI - Dual | Existing | Cooling | Electric
F1 | Residential | Resistance | Multifamily - LI - Dual | Existing | Space Heating | Electric
F2 | Residential | Resistance | Multifamily - LI - Dual | Existing | Space Heating | Electric
F3 | Residential | Resistance | Multifamily - LI - Dual | Existing | Space Heating | Electric
F4 | Residential | Resistance | Multifamily - LI - Dual | Existing | Space Heating | Electric
F1 | Residential | Heat Pump | Multifamily - LI - Dual | Existing | Cooling | Electric
F2 | Residential | Heat Pump | Multifamily - LI - Dual | Existing | Cooling | Electric
F3 | Residential | Heat Pump | Multifamily - LI - Dual | Existing | Cooling | Electric
F4 | Residential | Heat Pump | Multifamily - LI - Dual | Existing | Cooling | Electric
F1 | Residential | Heat Pump | Multifamily - LI - Dual | Existing | Space Heating | Electric
F2 | Residential | Heat Pump | Multifamily - LI - Dual | Existing | Space Heating | Electric
F3 | Residential | Heat Pump | Multifamily - LI - Dual | Existing | Space Heating | Electric
F4 | Residential | Heat Pump | Multifamily - LI - Dual | Existing | Space Heating | Electric
F1 | Residential | All | Multifamily - LI - Dual | New | Cooling | Electric
F2 | Residential | All | Multifamily - LI - Dual | New | Cooling | Electric
F3 | Residential | All | Multifamily - LI - Dual | New | Cooling | Electric
F4 | Residential | All | Multifamily - LI - Dual | New | Cooling | Electric
F1 | Residential | All | Multifamily - LI - Dual | New | Space Heating | Electric
F2 | Residential | All | Multifamily - LI - Dual | New | Space Heating | Electric
F3 | Residential | All | Multifamily - LI - Dual | New | Space Heating | Electric
F4 | Residential | All | Multifamily - LI - Dual | New | Space Heating | Electric
F1 | Residential | All | Multifamily - LI - Dual | New | Water Heating | Electric
F2 | Residential | All | Multifamily - LI - Dual | New | Water Heating | Electric
F3 | Residential | All | Multifamily - LI - Dual | New | Water Heating | Electric
F4 | Residential | All | Multifamily - LI - Dual | New | Water Heating | Electric
F1 | Residential | All | Multifamily - LI - Dual | New | Interior Lighting | Electric
F2 | Residential | All | Multifamily - LI - Dual | New | Interior Lighting | Electric
F3 | Residential | All | Multifamily - LI - Dual | New | Interior Lighting | Electric
F4 | Residential | All | Multifamily - LI - Dual | New | Interior Lighting | Electric
F1 | Residential | All | Multifamily - LI - Dual | New | Exterior Lighting | Electric
F2 | Residential | All | Multifamily - LI - Dual | New | Exterior Lighting | Electric
F3 | Residential | All | Multifamily - LI - Dual | New | Exterior Lighting | Electric
F4 | Residential | All | Multifamily - LI - Dual | New | Exterior Lighting | Electric
F1 | Residential | All | Multifamily - LI - Dual | New | Appliances | Electric
F2 | Residential | All | Multifamily - LI - Dual | New | Appliances | Electric
F3 | Residential | All | Multifamily - LI - Dual | New | Appliances | Electric
F4 | Residential | All | Multifamily - LI - Dual | New | Appliances | Electric
F1 | Residential | All | Multifamily - LI - Dual | New | Electronics | Electric
F2 | Residential | All | Multifamily - LI - Dual | New | Electronics | Electric
F3 | Residential | All | Multifamily - LI - Dual | New | Electronics | Electric
F4 | Residential | All | Multifamily - LI - Dual | New | Electronics | Electric
F1 | Residential | All | Multifamily - LI - Dual | New | Miscellaneous | Electric
F2 | Residential | All | Multifamily - LI - Dual | New | Miscellaneous | Electric
F3 | Residential | All | Multifamily - LI - Dual | New | Miscellaneous | Electric
F4 | Residential | All | Multifamily - LI - Dual | New | Miscellaneous | Electric
F1 | Residential | All | Multifamily - LI - Dual | New | Generation | Electric
F2 | Residential | All | Multifamily - LI - Dual | New | Generation | Electric
F3 | Residential | All | Multifamily - LI - Dual | New | Generation | Electric
F4 | Residential | All | Multifamily - LI - Dual | New | Generation | Electric
F1 | Residential | All | Multifamily - LI - Dual | New | Space Heating | Natural Gas
F2 | Residential | All | Multifamily - LI - Dual | New | Space Heating | Natural Gas
F3 | Residential | All | Multifamily - LI - Dual | New | Space Heating | Natural Gas
F4 | Residential | All | Multifamily - LI - Dual | New | Space Heating | Natural Gas
F1 | Residential | All | Multifamily - LI - Dual | New | Water Heating | Natural Gas
F2 | Residential | All | Multifamily - LI - Dual | New | Water Heating | Natural Gas
F3 | Residential | All | Multifamily - LI - Dual | New | Water Heating | Natural Gas
F4 | Residential | All | Multifamily - LI - Dual | New | Water Heating | Natural Gas
F1 | Residential | All | Multifamily - LI - Dual | New | Appliances | Natural Gas
F2 | Residential | All | Multifamily - LI - Dual | New | Appliances | Natural Gas
F3 | Residential | All | Multifamily - LI - Dual | New | Appliances | Natural Gas
F4 | Residential | All | Multifamily - LI - Dual | New | Appliances | Natural Gas
F1 | Residential | All | Multifamily - LI - Dual | New | Miscellaneous | Natural Gas
F2 | Residential | All | Multifamily - LI - Dual | New | Miscellaneous | Natural Gas
F3 | Residential | All | Multifamily - LI - Dual | New | Miscellaneous | Natural Gas
F4 | Residential | All | Multifamily - LI - Dual | New | Miscellaneous | Natural Gas
F1 | Residential | Market | Multifamily - LI - Dual | New | Cooling | Electric
F2 | Residential | Market | Multifamily - LI - Dual | New | Cooling | Electric
F3 | Residential | Market | Multifamily - LI - Dual | New | Cooling | Electric
F4 | Residential | Market | Multifamily - LI - Dual | New | Cooling | Electric
F1 | Residential | Market | Multifamily - LI - Dual | New | Space Heating | Electric
F2 | Residential | Market | Multifamily - LI - Dual | New | Space Heating | Electric
F3 | Residential | Market | Multifamily - LI - Dual | New | Space Heating | Electric
F4 | Residential | Market | Multifamily - LI - Dual | New | Space Heating | Electric
F1 | Residential | Market | Multifamily - LI - Dual | New | Water Heating | Electric
F2 | Residential | Market | Multifamily - LI - Dual | New | Water Heating | Electric
F3 | Residential | Market | Multifamily - LI - Dual | New | Water Heating | Electric
F4 | Residential | Market | Multifamily - LI - Dual | New | Water Heating | Electric
F1 | Residential | Market | Multifamily - LI - Dual | New | Interior Lighting | Electric
F2 | Residential | Market | Multifamily - LI - Dual | New | Interior Lighting | Electric
F3 | Residential | Market | Multifamily - LI - Dual | New | Interior Lighting | Electric
F4 | Residential | Market | Multifamily - LI - Dual | New | Interior Lighting | Electric
F1 | Residential | Market | Multifamily - LI - Dual | New | Exterior Lighting | Electric
F2 | Residential | Market | Multifamily - LI - Dual | New | Exterior Lighting | Electric
F3 | Residential | Market | Multifamily - LI - Dual | New | Exterior Lighting | Electric
F4 | Residential | Market | Multifamily - LI - Dual | New | Exterior Lighting | Electric
F1 | Residential | Market | Multifamily - LI - Dual | New | Appliances | Electric
F2 | Residential | Market | Multifamily - LI - Dual | New | Appliances | Electric
F3 | Residential | Market | Multifamily - LI - Dual | New | Appliances | Electric
F4 | Residential | Market | Multifamily - LI - Dual | New | Appliances | Electric
F1 | Residential | Market | Multifamily - LI - Dual | New | Electronics | Electric
F2 | Residential | Market | Multifamily - LI - Dual | New | Electronics | Electric
F3 | Residential | Market | Multifamily - LI - Dual | New | Electronics | Electric
F4 | Residential | Market | Multifamily - LI - Dual | New | Electronics | Electric
F1 | Residential | Market | Multifamily - LI - Dual | New | Miscellaneous | Electric
F2 | Residential | Market | Multifamily - LI - Dual | New | Miscellaneous | Electric
F3 | Residential | Market | Multifamily - LI - Dual | New | Miscellaneous | Electric
F4 | Residential | Market | Multifamily - LI - Dual | New | Miscellaneous | Electric
F1 | Residential | Market | Multifamily - LI - Dual | New | Generation | Electric
F2 | Residential | Market | Multifamily - LI - Dual | New | Generation | Electric
F3 | Residential | Market | Multifamily - LI - Dual | New | Generation | Electric
F4 | Residential | Market | Multifamily - LI - Dual | New | Generation | Electric
F1 | Residential | Market | Multifamily - LI - Dual | New | Space Heating | Natural Gas
F2 | Residential | Market | Multifamily - LI - Dual | New | Space Heating | Natural Gas
F3 | Residential | Market | Multifamily - LI - Dual | New | Space Heating | Natural Gas
F4 | Residential | Market | Multifamily - LI - Dual | New | Space Heating | Natural Gas
F1 | Residential | Market | Multifamily - LI - Dual | New | Water Heating | Natural Gas
F2 | Residential | Market | Multifamily - LI - Dual | New | Water Heating | Natural Gas
F3 | Residential | Market | Multifamily - LI - Dual | New | Water Heating | Natural Gas
F4 | Residential | Market | Multifamily - LI - Dual | New | Water Heating | Natural Gas
F1 | Residential | Market | Multifamily - LI - Dual | New | Appliances | Natural Gas
F2 | Residential | Market | Multifamily - LI - Dual | New | Appliances | Natural Gas
F3 | Residential | Market | Multifamily - LI - Dual | New | Appliances | Natural Gas
F4 | Residential | Market | Multifamily - LI - Dual | New | Appliances | Natural Gas
F1 | Residential | Market | Multifamily - LI - Dual | New | Miscellaneous | Natural Gas
F2 | Residential | Market | Multifamily - LI - Dual | New | Miscellaneous | Natural Gas
F3 | Residential | Market | Multifamily - LI - Dual | New | Miscellaneous | Natural Gas
F4 | Residential | Market | Multifamily - LI - Dual | New | Miscellaneous | Natural Gas
F1 | Residential | Central System | Multifamily - LI - Dual | New | Cooling | Electric
F2 | Residential | Central System | Multifamily - LI - Dual | New | Cooling | Electric
F3 | Residential | Central System | Multifamily - LI - Dual | New | Cooling | Electric
F4 | Residential | Central System | Multifamily - LI - Dual | New | Cooling | Electric
F1 | Residential | Central System | Multifamily - LI - Dual | New | Space Heating | Electric
F2 | Residential | Central System | Multifamily - LI - Dual | New | Space Heating | Electric
F3 | Residential | Central System | Multifamily - LI - Dual | New | Space Heating | Electric
F4 | Residential | Central System | Multifamily - LI - Dual | New | Space Heating | Electric
F1 | Residential | Central System | Multifamily - LI - Dual | New | Space Heating | Natural Gas
F2 | Residential | Central System | Multifamily - LI - Dual | New | Space Heating | Natural Gas
F3 | Residential | Central System | Multifamily - LI - Dual | New | Space Heating | Natural Gas
F4 | Residential | Central System | Multifamily - LI - Dual | New | Space Heating | Natural Gas
F1 | Residential | Resistance | Multifamily - LI - Dual | New | Cooling | Electric
F2 | Residential | Resistance | Multifamily - LI - Dual | New | Cooling | Electric
F3 | Residential | Resistance | Multifamily - LI - Dual | New | Cooling | Electric
F4 | Residential | Resistance | Multifamily - LI - Dual | New | Cooling | Electric
F1 | Residential | Resistance | Multifamily - LI - Dual | New | Space Heating | Electric
F2 | Residential | Resistance | Multifamily - LI - Dual | New | Space Heating | Electric
F3 | Residential | Resistance | Multifamily - LI - Dual | New | Space Heating | Electric
F4 | Residential | Resistance | Multifamily - LI - Dual | New | Space Heating | Electric
F1 | Residential | Heat Pump | Multifamily - LI - Dual | New | Cooling | Electric
F2 | Residential | Heat Pump | Multifamily - LI - Dual | New | Cooling | Electric
F3 | Residential | Heat Pump | Multifamily - LI - Dual | New | Cooling | Electric
F4 | Residential | Heat Pump | Multifamily - LI - Dual | New | Cooling | Electric
F1 | Residential | Heat Pump | Multifamily - LI - Dual | New | Space Heating | Electric
F2 | Residential | Heat Pump | Multifamily - LI - Dual | New | Space Heating | Electric
F3 | Residential | Heat Pump | Multifamily - LI - Dual | New | Space Heating | Electric
F4 | Residential | Heat Pump | Multifamily - LI - Dual | New | Space Heating | Electric

## Sys Costs (hidden)
Forecast
Base Year | 2018
Forecast End | 2040
Utility Economics
Utility Discount Rate | 6.91%
Participant Discount Rate | 6.742%
System Cost |  |  | System Vintage
Cost
Year
Year | 2018 | 2019 | 2020 | 2021 | 2022 | 2023 | 2024 | 2025 | 2026 | 2027 | 2028 | 2029 | 2030 | 2031 | 2032 | 2033 | 2034 | 2035 | 2036 | 2037 | 2038 | 2039 | 2040 | 2041 | 2042 | 2043 | 2044 | 2045 | 2046 | 2047 | 2048
Equipment Options - Component 1
Equipment | Label | Min. Lifetime | Max. Lifetime | On Market | Off Market | Available | On Date | Off Date
1 | [5 empty] | 0:00 | 0 | 0
2 | [5 empty] | 0:00 | 0 | 0
3 | [5 empty] | 0:00 | 0 | 0
4 | [5 empty] | 0:00 | 0 | 0
5 | [5 empty] | 0:00 | 0 | 0
6 | [5 empty] | 0:00 | 0 | 0
7 | [5 empty] | 0:00 | 0 | 0
8 | [5 empty] | 0:00 | 0 | 0
9 | [5 empty] | 0:00 | 0 | 0
10 | [5 empty] | 0:00 | 0 | 0
Purchase Shares - Component 1
Equipment | Year 0 | Year 1 | Year 2 | Year 3 | Year 4 | Year 5 | Year 6 | Year 7 | Year 8 | Year 9 | Year 10 | Year 11 | Year 12 | Year 13 | Year 14 | Year 15 | Year 16 | Year 17 | Year 18 | Year 19 | Year 20 | Year 21 | Year 22 | Year 23 | Year 24 | Year 25 | Year 26 | Year 27 | Year 28 | Year 29 | Year 30
1 | bar: Year 0 to Year 30
2 | bar: Year 0 to Year 30
3 | bar: Year 0 to Year 30
4 | bar: Year 0 to Year 30
5 | bar: Year 0 to Year 30
6 | bar: Year 0 to Year 30
7 | bar: Year 0 to Year 30
8 | bar: Year 0 to Year 30
9 | bar: Year 0 to Year 30
10 | bar: Year 0 to Year 30
Annualized Cost of Operation - Utility - Component 1
Equipment | Year 0 | Year 1 | Year 2 | Year 3 | Year 4 | Year 5 | Year 6 | Year 7 | Year 8 | Year 9 | Year 10 | Year 11 | Year 12 | Year 13 | Year 14 | Year 15 | Year 16 | Year 17 | Year 18 | Year 19 | Year 20 | Year 21 | Year 22 | Year 23 | Year 24 | Year 25 | Year 26 | Year 27 | Year 28 | Year 29 | Year 30
1 | 0 | 0 | 0 | 0 | 0 | 0 | 0 | 0 | 0 | 0 | 0 | 0 | 0 | 0 | 0 | 0 | 0 | 0 | 0 | 0 | 0 | 0 | 0 | 0 | 0 | 0 | 0 | 0 | 0 | 0 | 0
2 | 0 | 0 | 0 | 0 | 0 | 0 | 0 | 0 | 0 | 0 | 0 | 0 | 0 | 0 | 0 | 0 | 0 | 0 | 0 | 0 | 0 | 0 | 0 | 0 | 0 | 0 | 0 | 0 | 0 | 0 | 0
3 | 0 | 0 | 0 | 0 | 0 | 0 | 0 | 0 | 0 | 0 | 0 | 0 | 0 | 0 | 0 | 0 | 0 | 0 | 0 | 0 | 0 | 0 | 0 | 0 | 0 | 0 | 0 | 0 | 0 | 0 | 0
4 | 0 | 0 | 0 | 0 | 0 | 0 | 0 | 0 | 0 | 0 | 0 | 0 | 0 | 0 | 0 | 0 | 0 | 0 | 0 | 0 | 0 | 0 | 0 | 0 | 0 | 0 | 0 | 0 | 0 | 0 | 0
5 | 0 | 0 | 0 | 0 | 0 | 0 | 0 | 0 | 0 | 0 | 0 | 0 | 0 | 0 | 0 | 0 | 0 | 0 | 0 | 0 | 0 | 0 | 0 | 0 | 0 | 0 | 0 | 0 | 0 | 0 | 0
6 | 0 | 0 | 0 | 0 | 0 | 0 | 0 | 0 | 0 | 0 | 0 | 0 | 0 | 0 | 0 | 0 | 0 | 0 | 0 | 0 | 0 | 0 | 0 | 0 | 0 | 0 | 0 | 0 | 0 | 0 | 0
7 | 0 | 0 | 0 | 0 | 0 | 0 | 0 | 0 | 0 | 0 | 0 | 0 | 0 | 0 | 0 | 0 | 0 | 0 | 0 | 0 | 0 | 0 | 0 | 0 | 0 | 0 | 0 | 0 | 0 | 0 | 0
8 | 0 | 0 | 0 | 0 | 0 | 0 | 0 | 0 | 0 | 0 | 0 | 0 | 0 | 0 | 0 | 0 | 0 | 0 | 0 | 0 | 0 | 0 | 0 | 0 | 0 | 0 | 0 | 0 | 0 | 0 | 0
9 | 0 | 0 | 0 | 0 | 0 | 0 | 0 | 0 | 0 | 0 | 0 | 0 | 0 | 0 | 0 | 0 | 0 | 0 | 0 | 0 | 0 | 0 | 0 | 0 | 0 | 0 | 0 | 0 | 0 | 0 | 0
10 | 0 | 0 | 0 | 0 | 0 | 0 | 0 | 0 | 0 | 0 | 0 | 0 | 0 | 0 | 0 | 0 | 0 | 0 | 0 | 0 | 0 | 0 | 0 | 0 | 0 | 0 | 0 | 0 | 0 | 0 | 0
Annualized Sales from Operation - Utility - Component 1
Equipment | Year 0 | Year 1 | Year 2 | Year 3 | Year 4 | Year 5 | Year 6 | Year 7 | Year 8 | Year 9 | Year 10 | Year 11 | Year 12 | Year 13 | Year 14 | Year 15 | Year 16 | Year 17 | Year 18 | Year 19 | Year 20 | Year 21 | Year 22 | Year 23 | Year 24 | Year 25 | Year 26 | Year 27 | Year 28 | Year 29 | Year 30
1 | 0 | 0 | 0 | 0 | 0 | 0 | 0 | 0 | 0 | 0 | 0 | 0 | 0 | 0 | 0 | 0 | 0 | 0 | 0 | 0 | 0 | 0 | 0 | 0 | 0 | 0 | 0 | 0 | 0 | 0 | 0
2 | 0 | 0 | 0 | 0 | 0 | 0 | 0 | 0 | 0 | 0 | 0 | 0 | 0 | 0 | 0 | 0 | 0 | 0 | 0 | 0 | 0 | 0 | 0 | 0 | 0 | 0 | 0 | 0 | 0 | 0 | 0
3 | 0 | 0 | 0 | 0 | 0 | 0 | 0 | 0 | 0 | 0 | 0 | 0 | 0 | 0 | 0 | 0 | 0 | 0 | 0 | 0 | 0 | 0 | 0 | 0 | 0 | 0 | 0 | 0 | 0 | 0 | 0
4 | 0 | 0 | 0 | 0 | 0 | 0 | 0 | 0 | 0 | 0 | 0 | 0 | 0 | 0 | 0 | 0 | 0 | 0 | 0 | 0 | 0 | 0 | 0 | 0 | 0 | 0 | 0 | 0 | 0 | 0 | 0
5 | 0 | 0 | 0 | 0 | 0 | 0 | 0 | 0 | 0 | 0 | 0 | 0 | 0 | 0 | 0 | 0 | 0 | 0 | 0 | 0 | 0 | 0 | 0 | 0 | 0 | 0 | 0 | 0 | 0 | 0 | 0
6 | 0 | 0 | 0 | 0 | 0 | 0 | 0 | 0 | 0 | 0 | 0 | 0 | 0 | 0 | 0 | 0 | 0 | 0 | 0 | 0 | 0 | 0 | 0 | 0 | 0 | 0 | 0 | 0 | 0 | 0 | 0
7 | 0 | 0 | 0 | 0 | 0 | 0 | 0 | 0 | 0 | 0 | 0 | 0 | 0 | 0 | 0 | 0 | 0 | 0 | 0 | 0 | 0 | 0 | 0 | 0 | 0 | 0 | 0 | 0 | 0 | 0 | 0
8 | 0 | 0 | 0 | 0 | 0 | 0 | 0 | 0 | 0 | 0 | 0 | 0 | 0 | 0 | 0 | 0 | 0 | 0 | 0 | 0 | 0 | 0 | 0 | 0 | 0 | 0 | 0 | 0 | 0 | 0 | 0
9 | 0 | 0 | 0 | 0 | 0 | 0 | 0 | 0 | 0 | 0 | 0 | 0 | 0 | 0 | 0 | 0 | 0 | 0 | 0 | 0 | 0 | 0 | 0 | 0 | 0 | 0 | 0 | 0 | 0 | 0 | 0
10 | 0 | 0 | 0 | 0 | 0 | 0 | 0 | 0 | 0 | 0 | 0 | 0 | 0 | 0 | 0 | 0 | 0 | 0 | 0 | 0 | 0 | 0 | 0 | 0 | 0 | 0 | 0 | 0 | 0 | 0 | 0
Annualized Cost of Equipment - Utility - Component 1
Equipment | Year 0 | Year 1 | Year 2 | Year 3 | Year 4 | Year 5 | Year 6 | Year 7 | Year 8 | Year 9 | Year 10 | Year 11 | Year 12 | Year 13 | Year 14 | Year 15 | Year 16 | Year 17 | Year 18 | Year 19 | Year 20 | Year 21 | Year 22 | Year 23 | Year 24 | Year 25 | Year 26 | Year 27 | Year 28 | Year 29 | Year 30
1 | 0 | 0 | 0 | 0 | 0 | 0 | 0 | 0 | 0 | 0 | 0 | 0 | 0 | 0 | 0 | 0 | 0 | 0 | 0 | 0 | 0 | 0 | 0 | 0 | 0 | 0 | 0 | 0 | 0 | 0 | 0
2 | 0 | 0 | 0 | 0 | 0 | 0 | 0 | 0 | 0 | 0 | 0 | 0 | 0 | 0 | 0 | 0 | 0 | 0 | 0 | 0 | 0 | 0 | 0 | 0 | 0 | 0 | 0 | 0 | 0 | 0 | 0
3 | 0 | 0 | 0 | 0 | 0 | 0 | 0 | 0 | 0 | 0 | 0 | 0 | 0 | 0 | 0 | 0 | 0 | 0 | 0 | 0 | 0 | 0 | 0 | 0 | 0 | 0 | 0 | 0 | 0 | 0 | 0
4 | 0 | 0 | 0 | 0 | 0 | 0 | 0 | 0 | 0 | 0 | 0 | 0 | 0 | 0 | 0 | 0 | 0 | 0 | 0 | 0 | 0 | 0 | 0 | 0 | 0 | 0 | 0 | 0 | 0 | 0 | 0
5 | 0 | 0 | 0 | 0 | 0 | 0 | 0 | 0 | 0 | 0 | 0 | 0 | 0 | 0 | 0 | 0 | 0 | 0 | 0 | 0 | 0 | 0 | 0 | 0 | 0 | 0 | 0 | 0 | 0 | 0 | 0
6 | 0 | 0 | 0 | 0 | 0 | 0 | 0 | 0 | 0 | 0 | 0 | 0 | 0 | 0 | 0 | 0 | 0 | 0 | 0 | 0 | 0 | 0 | 0 | 0 | 0 | 0 | 0 | 0 | 0 | 0 | 0
7 | 0 | 0 | 0 | 0 | 0 | 0 | 0 | 0 | 0 | 0 | 0 | 0 | 0 | 0 | 0 | 0 | 0 | 0 | 0 | 0 | 0 | 0 | 0 | 0 | 0 | 0 | 0 | 0 | 0 | 0 | 0
8 | 0 | 0 | 0 | 0 | 0 | 0 | 0 | 0 | 0 | 0 | 0 | 0 | 0 | 0 | 0 | 0 | 0 | 0 | 0 | 0 | 0 | 0 | 0 | 0 | 0 | 0 | 0 | 0 | 0 | 0 | 0
9 | 0 | 0 | 0 | 0 | 0 | 0 | 0 | 0 | 0 | 0 | 0 | 0 | 0 | 0 | 0 | 0 | 0 | 0 | 0 | 0 | 0 | 0 | 0 | 0 | 0 | 0 | 0 | 0 | 0 | 0 | 0
10 | 0 | 0 | 0 | 0 | 0 | 0 | 0 | 0 | 0 | 0 | 0 | 0 | 0 | 0 | 0 | 0 | 0 | 0 | 0 | 0 | 0 | 0 | 0 | 0 | 0 | 0 | 0 | 0 | 0 | 0 | 0
Annualized Cost of Operation - Participant - Component 1
Equipment | Year 0 | Year 1 | Year 2 | Year 3 | Year 4 | Year 5 | Year 6 | Year 7 | Year 8 | Year 9 | Year 10 | Year 11 | Year 12 | Year 13 | Year 14 | Year 15 | Year 16 | Year 17 | Year 18 | Year 19 | Year 20 | Year 21 | Year 22 | Year 23 | Year 24 | Year 25 | Year 26 | Year 27 | Year 28 | Year 29 | Year 30
1 | 0 | 0 | 0 | 0 | 0 | 0 | 0 | 0 | 0 | 0 | 0 | 0 | 0 | 0 | 0 | 0 | 0 | 0 | 0 | 0 | 0 | 0 | 0 | 0 | 0 | 0 | 0 | 0 | 0 | 0 | 0
2 | 0 | 0 | 0 | 0 | 0 | 0 | 0 | 0 | 0 | 0 | 0 | 0 | 0 | 0 | 0 | 0 | 0 | 0 | 0 | 0 | 0 | 0 | 0 | 0 | 0 | 0 | 0 | 0 | 0 | 0 | 0
3 | 0 | 0 | 0 | 0 | 0 | 0 | 0 | 0 | 0 | 0 | 0 | 0 | 0 | 0 | 0 | 0 | 0 | 0 | 0 | 0 | 0 | 0 | 0 | 0 | 0 | 0 | 0 | 0 | 0 | 0 | 0
4 | 0 | 0 | 0 | 0 | 0 | 0 | 0 | 0 | 0 | 0 | 0 | 0 | 0 | 0 | 0 | 0 | 0 | 0 | 0 | 0 | 0 | 0 | 0 | 0 | 0 | 0 | 0 | 0 | 0 | 0 | 0
5 | 0 | 0 | 0 | 0 | 0 | 0 | 0 | 0 | 0 | 0 | 0 | 0 | 0 | 0 | 0 | 0 | 0 | 0 | 0 | 0 | 0 | 0 | 0 | 0 | 0 | 0 | 0 | 0 | 0 | 0 | 0
6 | 0 | 0 | 0 | 0 | 0 | 0 | 0 | 0 | 0 | 0 | 0 | 0 | 0 | 0 | 0 | 0 | 0 | 0 | 0 | 0 | 0 | 0 | 0 | 0 | 0 | 0 | 0 | 0 | 0 | 0 | 0
7 | 0 | 0 | 0 | 0 | 0 | 0 | 0 | 0 | 0 | 0 | 0 | 0 | 0 | 0 | 0 | 0 | 0 | 0 | 0 | 0 | 0 | 0 | 0 | 0 | 0 | 0 | 0 | 0 | 0 | 0 | 0
8 | 0 | 0 | 0 | 0 | 0 | 0 | 0 | 0 | 0 | 0 | 0 | 0 | 0 | 0 | 0 | 0 | 0 | 0 | 0 | 0 | 0 | 0 | 0 | 0 | 0 | 0 | 0 | 0 | 0 | 0 | 0
9 | 0 | 0 | 0 | 0 | 0 | 0 | 0 | 0 | 0 | 0 | 0 | 0 | 0 | 0 | 0 | 0 | 0 | 0 | 0 | 0 | 0 | 0 | 0 | 0 | 0 | 0 | 0 | 0 | 0 | 0 | 0
10 | 0 | 0 | 0 | 0 | 0 | 0 | 0 | 0 | 0 | 0 | 0 | 0 | 0 | 0 | 0 | 0 | 0 | 0 | 0 | 0 | 0 | 0 | 0 | 0 | 0 | 0 | 0 | 0 | 0 | 0 | 0
Annualized Cost of Equipment - Participant - Component 1
Equipment | Year 0 | Year 1 | Year 2 | Year 3 | Year 4 | Year 5 | Year 6 | Year 7 | Year 8 | Year 9 | Year 10 | Year 11 | Year 12 | Year 13 | Year 14 | Year 15 | Year 16 | Year 17 | Year 18 | Year 19 | Year 20 | Year 21 | Year 22 | Year 23 | Year 24 | Year 25 | Year 26 | Year 27 | Year 28 | Year 29 | Year 30
1 | 0 | 0 | 0 | 0 | 0 | 0 | 0 | 0 | 0 | 0 | 0 | 0 | 0 | 0 | 0 | 0 | 0 | 0 | 0 | 0 | 0 | 0 | 0 | 0 | 0 | 0 | 0 | 0 | 0 | 0 | 0
2 | 0 | 0 | 0 | 0 | 0 | 0 | 0 | 0 | 0 | 0 | 0 | 0 | 0 | 0 | 0 | 0 | 0 | 0 | 0 | 0 | 0 | 0 | 0 | 0 | 0 | 0 | 0 | 0 | 0 | 0 | 0
3 | 0 | 0 | 0 | 0 | 0 | 0 | 0 | 0 | 0 | 0 | 0 | 0 | 0 | 0 | 0 | 0 | 0 | 0 | 0 | 0 | 0 | 0 | 0 | 0 | 0 | 0 | 0 | 0 | 0 | 0 | 0
4 | 0 | 0 | 0 | 0 | 0 | 0 | 0 | 0 | 0 | 0 | 0 | 0 | 0 | 0 | 0 | 0 | 0 | 0 | 0 | 0 | 0 | 0 | 0 | 0 | 0 | 0 | 0 | 0 | 0 | 0 | 0
5 | 0 | 0 | 0 | 0 | 0 | 0 | 0 | 0 | 0 | 0 | 0 | 0 | 0 | 0 | 0 | 0 | 0 | 0 | 0 | 0 | 0 | 0 | 0 | 0 | 0 | 0 | 0 | 0 | 0 | 0 | 0
6 | 0 | 0 | 0 | 0 | 0 | 0 | 0 | 0 | 0 | 0 | 0 | 0 | 0 | 0 | 0 | 0 | 0 | 0 | 0 | 0 | 0 | 0 | 0 | 0 | 0 | 0 | 0 | 0 | 0 | 0 | 0
7 | 0 | 0 | 0 | 0 | 0 | 0 | 0 | 0 | 0 | 0 | 0 | 0 | 0 | 0 | 0 | 0 | 0 | 0 | 0 | 0 | 0 | 0 | 0 | 0 | 0 | 0 | 0 | 0 | 0 | 0 | 0
8 | 0 | 0 | 0 | 0 | 0 | 0 | 0 | 0 | 0 | 0 | 0 | 0 | 0 | 0 | 0 | 0 | 0 | 0 | 0 | 0 | 0 | 0 | 0 | 0 | 0 | 0 | 0 | 0 | 0 | 0 | 0
9 | 0 | 0 | 0 | 0 | 0 | 0 | 0 | 0 | 0 | 0 | 0 | 0 | 0 | 0 | 0 | 0 | 0 | 0 | 0 | 0 | 0 | 0 | 0 | 0 | 0 | 0 | 0 | 0 | 0 | 0 | 0
10 | 0 | 0 | 0 | 0 | 0 | 0 | 0 | 0 | 0 | 0 | 0 | 0 | 0 | 0 | 0 | 0 | 0 | 0 | 0 | 0 | 0 | 0 | 0 | 0 | 0 | 0 | 0 | 0 | 0 | 0 | 0
Annualized kBTUs - Component 1
Equipment | Year 0 | Year 1 | Year 2 | Year 3 | Year 4 | Year 5 | Year 6 | Year 7 | Year 8 | Year 9 | Year 10 | Year 11 | Year 12 | Year 13 | Year 14 | Year 15 | Year 16 | Year 17 | Year 18 | Year 19 | Year 20 | Year 21 | Year 22 | Year 23 | Year 24 | Year 25 | Year 26 | Year 27 | Year 28 | Year 29 | Year 30
1 | 0 | 0 | 0 | 0 | 0 | 0 | 0 | 0 | 0 | 0 | 0 | 0 | 0 | 0 | 0 | 0 | 0 | 0 | 0 | 0 | 0 | 0 | 0 | 0 | 0 | 0 | 0 | 0 | 0 | 0 | 0
2 | 0 | 0 | 0 | 0 | 0 | 0 | 0 | 0 | 0 | 0 | 0 | 0 | 0 | 0 | 0 | 0 | 0 | 0 | 0 | 0 | 0 | 0 | 0 | 0 | 0 | 0 | 0 | 0 | 0 | 0 | 0
3 | 0 | 0 | 0 | 0 | 0 | 0 | 0 | 0 | 0 | 0 | 0 | 0 | 0 | 0 | 0 | 0 | 0 | 0 | 0 | 0 | 0 | 0 | 0 | 0 | 0 | 0 | 0 | 0 | 0 | 0 | 0
4 | 0 | 0 | 0 | 0 | 0 | 0 | 0 | 0 | 0 | 0 | 0 | 0 | 0 | 0 | 0 | 0 | 0 | 0 | 0 | 0 | 0 | 0 | 0 | 0 | 0 | 0 | 0 | 0 | 0 | 0 | 0
5 | 0 | 0 | 0 | 0 | 0 | 0 | 0 | 0 | 0 | 0 | 0 | 0 | 0 | 0 | 0 | 0 | 0 | 0 | 0 | 0 | 0 | 0 | 0 | 0 | 0 | 0 | 0 | 0 | 0 | 0 | 0
6 | 0 | 0 | 0 | 0 | 0 | 0 | 0 | 0 | 0 | 0 | 0 | 0 | 0 | 0 | 0 | 0 | 0 | 0 | 0 | 0 | 0 | 0 | 0 | 0 | 0 | 0 | 0 | 0 | 0 | 0 | 0
7 | 0 | 0 | 0 | 0 | 0 | 0 | 0 | 0 | 0 | 0 | 0 | 0 | 0 | 0 | 0 | 0 | 0 | 0 | 0 | 0 | 0 | 0 | 0 | 0 | 0 | 0 | 0 | 0 | 0 | 0 | 0
8 | 0 | 0 | 0 | 0 | 0 | 0 | 0 | 0 | 0 | 0 | 0 | 0 | 0 | 0 | 0 | 0 | 0 | 0 | 0 | 0 | 0 | 0 | 0 | 0 | 0 | 0 | 0 | 0 | 0 | 0 | 0
9 | 0 | 0 | 0 | 0 | 0 | 0 | 0 | 0 | 0 | 0 | 0 | 0 | 0 | 0 | 0 | 0 | 0 | 0 | 0 | 0 | 0 | 0 | 0 | 0 | 0 | 0 | 0 | 0 | 0 | 0 | 0
10 | 0 | 0 | 0 | 0 | 0 | 0 | 0 | 0 | 0 | 0 | 0 | 0 | 0 | 0 | 0 | 0 | 0 | 0 | 0 | 0 | 0 | 0 | 0 | 0 | 0 | 0 | 0 | 0 | 0 | 0 | 0
On Market - Component 1
Equipment | Year 0 | Year 1 | Year 2 | Year 3 | Year 4 | Year 5 | Year 6 | Year 7 | Year 8 | Year 9 | Year 10 | Year 11 | Year 12 | Year 13 | Year 14 | Year 15 | Year 16 | Year 17 | Year 18 | Year 19 | Year 20 | Year 21 | Year 22 | Year 23 | Year 24 | Year 25 | Year 26 | Year 27 | Year 28 | Year 29 | Year 30
1 | 0 | 0 | 0 | 0 | 0 | 0 | 0 | 0 | 0 | 0 | 0 | 0 | 0 | 0 | 0 | 0 | 0 | 0 | 0 | 0 | 0 | 0 | 0 | 0 | 0 | 0 | 0 | 0 | 0 | 0 | 0
2 | 0 | 0 | 0 | 0 | 0 | 0 | 0 | 0 | 0 | 0 | 0 | 0 | 0 | 0 | 0 | 0 | 0 | 0 | 0 | 0 | 0 | 0 | 0 | 0 | 0 | 0 | 0 | 0 | 0 | 0 | 0
3 | 0 | 0 | 0 | 0 | 0 | 0 | 0 | 0 | 0 | 0 | 0 | 0 | 0 | 0 | 0 | 0 | 0 | 0 | 0 | 0 | 0 | 0 | 0 | 0 | 0 | 0 | 0 | 0 | 0 | 0 | 0
4 | 0 | 0 | 0 | 0 | 0 | 0 | 0 | 0 | 0 | 0 | 0 | 0 | 0 | 0 | 0 | 0 | 0 | 0 | 0 | 0 | 0 | 0 | 0 | 0 | 0 | 0 | 0 | 0 | 0 | 0 | 0
5 | 0 | 0 | 0 | 0 | 0 | 0 | 0 | 0 | 0 | 0 | 0 | 0 | 0 | 0 | 0 | 0 | 0 | 0 | 0 | 0 | 0 | 0 | 0 | 0 | 0 | 0 | 0 | 0 | 0 | 0 | 0
6 | 0 | 0 | 0 | 0 | 0 | 0 | 0 | 0 | 0 | 0 | 0 | 0 | 0 | 0 | 0 | 0 | 0 | 0 | 0 | 0 | 0 | 0 | 0 | 0 | 0 | 0 | 0 | 0 | 0 | 0 | 0
7 | 0 | 0 | 0 | 0 | 0 | 0 | 0 | 0 | 0 | 0 | 0 | 0 | 0 | 0 | 0 | 0 | 0 | 0 | 0 | 0 | 0 | 0 | 0 | 0 | 0 | 0 | 0 | 0 | 0 | 0 | 0
8 | 0 | 0 | 0 | 0 | 0 | 0 | 0 | 0 | 0 | 0 | 0 | 0 | 0 | 0 | 0 | 0 | 0 | 0 | 0 | 0 | 0 | 0 | 0 | 0 | 0 | 0 | 0 | 0 | 0 | 0 | 0
9 | 0 | 0 | 0 | 0 | 0 | 0 | 0 | 0 | 0 | 0 | 0 | 0 | 0 | 0 | 0 | 0 | 0 | 0 | 0 | 0 | 0 | 0 | 0 | 0 | 0 | 0 | 0 | 0 | 0 | 0 | 0
10 | 0 | 0 | 0 | 0 | 0 | 0 | 0 | 0 | 0 | 0 | 0 | 0 | 0 | 0 | 0 | 0 | 0 | 0 | 0 | 0 | 0 | 0 | 0 | 0 | 0 | 0 | 0 | 0 | 0 | 0 | 0
Technical kBTUs - Component 1
Value | Year 0 | Year 1 | Year 2 | Year 3 | Year 4 | Year 5 | Year 6 | Year 7 | Year 8 | Year 9 | Year 10 | Year 11 | Year 12 | Year 13 | Year 14 | Year 15 | Year 16 | Year 17 | Year 18 | Year 19 | Year 20 | Year 21 | Year 22 | Year 23 | Year 24 | Year 25 | Year 26 | Year 27 | Year 28 | Year 29 | Year 30
Annualized kBTUs | 0 | 0 | 0 | 0 | 0 | 0 | 0 | 0 | 0 | 0 | 0 | 0 | 0 | 0 | 0 | 0 | 0 | 0 | 0 | 0 | 0 | 0 | 0 | 0 | 0 | 0 | 0 | 0 | 0 | 0 | 0
Lifetimes - Component 1
Scenario | Year 0 | Year 1 | Year 2 | Year 3 | Year 4 | Year 5 | Year 6 | Year 7 | Year 8 | Year 9 | Year 10 | Year 11 | Year 12 | Year 13 | Year 14 | Year 15 | Year 16 | Year 17 | Year 18 | Year 19 | Year 20 | Year 21 | Year 22 | Year 23 | Year 24 | Year 25 | Year 26 | Year 27 | Year 28 | Year 29 | Year 30
NC - Min. Lifetime | 0 | 0 | 0 | 0 | 0 | 0 | 0 | 0 | 0 | 0 | 0 | 0 | 0 | 0 | 0 | 0 | 0 | 0 | 0 | 0 | 0 | 0 | 0 | 0 | 0 | 0 | 0 | 0 | 0 | 0 | 0
NC - Max. Lifetime | 0 | 0 | 0 | 0 | 0 | 0 | 0 | 0 | 0 | 0 | 0 | 0 | 0 | 0 | 0 | 0 | 0 | 0 | 0 | 0 | 0 | 0 | 0 | 0 | 0 | 0 | 0 | 0 | 0 | 0 | 0
Equipment Options - Component 2
Equipment | Year 0: Label; Year 1: Min. Lifetime; Year 2: Max. Lifetime; Year 3: On Market; Year 4: Off Market; Year 5: Available; Year 6: On Date; Year 7: Off Date
1 | Year 5: 0:00; Year 6: 0; Year 7: 0
2 | Year 5: 0:00; Year 6: 0; Year 7: 0
3 | Year 5: 0:00; Year 6: 0; Year 7: 0
4 | Year 5: 0:00; Year 6: 0; Year 7: 0
5 | Year 5: 0:00; Year 6: 0; Year 7: 0
6 | Year 5: 0:00; Year 6: 0; Year 7: 0
7 | Year 5: 0:00; Year 6: 0; Year 7: 0
8 | Year 5: 0:00; Year 6: 0; Year 7: 0
9 | Year 5: 0:00; Year 6: 0; Year 7: 0
10 | Year 5: 0:00; Year 6: 0; Year 7: 0
Purchase Shares - Component 2
Equipment | Year 0 | Year 1 | Year 2 | Year 3 | Year 4 | Year 5 | Year 6 | Year 7 | Year 8 | Year 9 | Year 10 | Year 11 | Year 12 | Year 13 | Year 14 | Year 15 | Year 16 | Year 17 | Year 18 | Year 19 | Year 20 | Year 21 | Year 22 | Year 23 | Year 24 | Year 25 | Year 26 | Year 27 | Year 28 | Year 29 | Year 30
1 | bar: Year 0 to Year 30
2 | bar: Year 0 to Year 30
3 | bar: Year 0 to Year 30
4 | bar: Year 0 to Year 30
5 | bar: Year 0 to Year 30
6 | bar: Year 0 to Year 30
7 | bar: Year 0 to Year 30
8 | bar: Year 0 to Year 30
9 | bar: Year 0 to Year 30
10 | bar: Year 0 to Year 30
Annualized Cost of Operation - Utility - Component 2
Equipment | Year 0 | Year 1 | Year 2 | Year 3 | Year 4 | Year 5 | Year 6 | Year 7 | Year 8 | Year 9 | Year 10 | Year 11 | Year 12 | Year 13 | Year 14 | Year 15 | Year 16 | Year 17 | Year 18 | Year 19 | Year 20 | Year 21 | Year 22 | Year 23 | Year 24 | Year 25 | Year 26 | Year 27 | Year 28 | Year 29 | Year 30
1 | 0 | 0 | 0 | 0 | 0 | 0 | 0 | 0 | 0 | 0 | 0 | 0 | 0 | 0 | 0 | 0 | 0 | 0 | 0 | 0 | 0 | 0 | 0 | 0 | 0 | 0 | 0 | 0 | 0 | 0 | 0
2 | 0 | 0 | 0 | 0 | 0 | 0 | 0 | 0 | 0 | 0 | 0 | 0 | 0 | 0 | 0 | 0 | 0 | 0 | 0 | 0 | 0 | 0 | 0 | 0 | 0 | 0 | 0 | 0 | 0 | 0 | 0
3 | 0 | 0 | 0 | 0 | 0 | 0 | 0 | 0 | 0 | 0 | 0 | 0 | 0 | 0 | 0 | 0 | 0 | 0 | 0 | 0 | 0 | 0 | 0 | 0 | 0 | 0 | 0 | 0 | 0 | 0 | 0
4 | 0 | 0 | 0 | 0 | 0 | 0 | 0 | 0 | 0 | 0 | 0 | 0 | 0 | 0 | 0 | 0 | 0 | 0 | 0 | 0 | 0 | 0 | 0 | 0 | 0 | 0 | 0 | 0 | 0 | 0 | 0
5 | 0 | 0 | 0 | 0 | 0 | 0 | 0 | 0 | 0 | 0 | 0 | 0 | 0 | 0 | 0 | 0 | 0 | 0 | 0 | 0 | 0 | 0 | 0 | 0 | 0 | 0 | 0 | 0 | 0 | 0 | 0
6 | 0 | 0 | 0 | 0 | 0 | 0 | 0 | 0 | 0 | 0 | 0 | 0 | 0 | 0 | 0 | 0 | 0 | 0 | 0 | 0 | 0 | 0 | 0 | 0 | 0 | 0 | 0 | 0 | 0 | 0 | 0
7 | 0 | 0 | 0 | 0 | 0 | 0 | 0 | 0 | 0 | 0 | 0 | 0 | 0 | 0 | 0 | 0 | 0 | 0 | 0 | 0 | 0 | 0 | 0 | 0 | 0 | 0 | 0 | 0 | 0 | 0 | 0
8 | 0 | 0 | 0 | 0 | 0 | 0 | 0 | 0 | 0 | 0 | 0 | 0 | 0 | 0 | 0 | 0 | 0 | 0 | 0 | 0 | 0 | 0 | 0 | 0 | 0 | 0 | 0 | 0 | 0 | 0 | 0
9 | 0 | 0 | 0 | 0 | 0 | 0 | 0 | 0 | 0 | 0 | 0 | 0 | 0 | 0 | 0 | 0 | 0 | 0 | 0 | 0 | 0 | 0 | 0 | 0 | 0 | 0 | 0 | 0 | 0 | 0 | 0
10 | 0 | 0 | 0 | 0 | 0 | 0 | 0 | 0 | 0 | 0 | 0 | 0 | 0 | 0 | 0 | 0 | 0 | 0 | 0 | 0 | 0 | 0 | 0 | 0 | 0 | 0 | 0 | 0 | 0 | 0 | 0
Annualized Sales from Operation - Utility - Component 2
Equipment | Year 0 | Year 1 | Year 2 | Year 3 | Year 4 | Year 5 | Year 6 | Year 7 | Year 8 | Year 9 | Year 10 | Year 11 | Year 12 | Year 13 | Year 14 | Year 15 | Year 16 | Year 17 | Year 18 | Year 19 | Year 20 | Year 21 | Year 22 | Year 23 | Year 24 | Year 25 | Year 26 | Year 27 | Year 28 | Year 29 | Year 30
1 | 0 | 0 | 0 | 0 | 0 | 0 | 0 | 0 | 0 | 0 | 0 | 0 | 0 | 0 | 0 | 0 | 0 | 0 | 0 | 0 | 0 | 0 | 0 | 0 | 0 | 0 | 0 | 0 | 0 | 0 | 0
2 | 0 | 0 | 0 | 0 | 0 | 0 | 0 | 0 | 0 | 0 | 0 | 0 | 0 | 0 | 0 | 0 | 0 | 0 | 0 | 0 | 0 | 0 | 0 | 0 | 0 | 0 | 0 | 0 | 0 | 0 | 0
3 | 0 | 0 | 0 | 0 | 0 | 0 | 0 | 0 | 0 | 0 | 0 | 0 | 0 | 0 | 0 | 0 | 0 | 0 | 0 | 0 | 0 | 0 | 0 | 0 | 0 | 0 | 0 | 0 | 0 | 0 | 0
4 | 0 | 0 | 0 | 0 | 0 | 0 | 0 | 0 | 0 | 0 | 0 | 0 | 0 | 0 | 0 | 0 | 0 | 0 | 0 | 0 | 0 | 0 | 0 | 0 | 0 | 0 | 0 | 0 | 0 | 0 | 0
5 | 0 | 0 | 0 | 0 | 0 | 0 | 0 | 0 | 0 | 0 | 0 | 0 | 0 | 0 | 0 | 0 | 0 | 0 | 0 | 0 | 0 | 0 | 0 | 0 | 0 | 0 | 0 | 0 | 0 | 0 | 0
6 | 0 | 0 | 0 | 0 | 0 | 0 | 0 | 0 | 0 | 0 | 0 | 0 | 0 | 0 | 0 | 0 | 0 | 0 | 0 | 0 | 0 | 0 | 0 | 0 | 0 | 0 | 0 | 0 | 0 | 0 | 0
7 | 0 | 0 | 0 | 0 | 0 | 0 | 0 | 0 | 0 | 0 | 0 | 0 | 0 | 0 | 0 | 0 | 0 | 0 | 0 | 0 | 0 | 0 | 0 | 0 | 0 | 0 | 0 | 0 | 0 | 0 | 0
8 | 0 | 0 | 0 | 0 | 0 | 0 | 0 | 0 | 0 | 0 | 0 | 0 | 0 | 0 | 0 | 0 | 0 | 0 | 0 | 0 | 0 | 0 | 0 | 0 | 0 | 0 | 0 | 0 | 0 | 0 | 0
9 | 0 | 0 | 0 | 0 | 0 | 0 | 0 | 0 | 0 | 0 | 0 | 0 | 0 | 0 | 0 | 0 | 0 | 0 | 0 | 0 | 0 | 0 | 0 | 0 | 0 | 0 | 0 | 0 | 0 | 0 | 0
10 | 0 | 0 | 0 | 0 | 0 | 0 | 0 | 0 | 0 | 0 | 0 | 0 | 0 | 0 | 0 | 0 | 0 | 0 | 0 | 0 | 0 | 0 | 0 | 0 | 0 | 0 | 0 | 0 | 0 | 0 | 0
Annualized Cost of Equipment - Utility - Component 2
Equipment | Year 0 | Year 1 | Year 2 | Year 3 | Year 4 | Year 5 | Year 6 | Year 7 | Year 8 | Year 9 | Year 10 | Year 11 | Year 12 | Year 13 | Year 14 | Year 15 | Year 16 | Year 17 | Year 18 | Year 19 | Year 20 | Year 21 | Year 22 | Year 23 | Year 24 | Year 25 | Year 26 | Year 27 | Year 28 | Year 29 | Year 30
1 | 0 | 0 | 0 | 0 | 0 | 0 | 0 | 0 | 0 | 0 | 0 | 0 | 0 | 0 | 0 | 0 | 0 | 0 | 0 | 0 | 0 | 0 | 0 | 0 | 0 | 0 | 0 | 0 | 0 | 0 | 0
2 | 0 | 0 | 0 | 0 | 0 | 0 | 0 | 0 | 0 | 0 | 0 | 0 | 0 | 0 | 0 | 0 | 0 | 0 | 0 | 0 | 0 | 0 | 0 | 0 | 0 | 0 | 0 | 0 | 0 | 0 | 0
3 | 0 | 0 | 0 | 0 | 0 | 0 | 0 | 0 | 0 | 0 | 0 | 0 | 0 | 0 | 0 | 0 | 0 | 0 | 0 | 0 | 0 | 0 | 0 | 0 | 0 | 0 | 0 | 0 | 0 | 0 | 0
4 | 0 | 0 | 0 | 0 | 0 | 0 | 0 | 0 | 0 | 0 | 0 | 0 | 0 | 0 | 0 | 0 | 0 | 0 | 0 | 0 | 0 | 0 | 0 | 0 | 0 | 0 | 0 | 0 | 0 | 0 | 0
5 | 0 | 0 | 0 | 0 | 0 | 0 | 0 | 0 | 0 | 0 | 0 | 0 | 0 | 0 | 0 | 0 | 0 | 0 | 0 | 0 | 0 | 0 | 0 | 0 | 0 | 0 | 0 | 0 | 0 | 0 | 0
6 | 0 | 0 | 0 | 0 | 0 | 0 | 0 | 0 | 0 | 0 | 0 | 0 | 0 | 0 | 0 | 0 | 0 | 0 | 0 | 0 | 0 | 0 | 0 | 0 | 0 | 0 | 0 | 0 | 0 | 0 | 0
7 | 0 | 0 | 0 | 0 | 0 | 0 | 0 | 0 | 0 | 0 | 0 | 0 | 0 | 0 | 0 | 0 | 0 | 0 | 0 | 0 | 0 | 0 | 0 | 0 | 0 | 0 | 0 | 0 | 0 | 0 | 0
8 | 0 | 0 | 0 | 0 | 0 | 0 | 0 | 0 | 0 | 0 | 0 | 0 | 0 | 0 | 0 | 0 | 0 | 0 | 0 | 0 | 0 | 0 | 0 | 0 | 0 | 0 | 0 | 0 | 0 | 0 | 0
9 | 0 | 0 | 0 | 0 | 0 | 0 | 0 | 0 | 0 | 0 | 0 | 0 | 0 | 0 | 0 | 0 | 0 | 0 | 0 | 0 | 0 | 0 | 0 | 0 | 0 | 0 | 0 | 0 | 0 | 0 | 0
10 | 0 | 0 | 0 | 0 | 0 | 0 | 0 | 0 | 0 | 0 | 0 | 0 | 0 | 0 | 0 | 0 | 0 | 0 | 0 | 0 | 0 | 0 | 0 | 0 | 0 | 0 | 0 | 0 | 0 | 0 | 0
Annualized Cost of Operation - Participant - Component 2
Equipment | Year 0 | Year 1 | Year 2 | Year 3 | Year 4 | Year 5 | Year 6 | Year 7 | Year 8 | Year 9 | Year 10 | Year 11 | Year 12 | Year 13 | Year 14 | Year 15 | Year 16 | Year 17 | Year 18 | Year 19 | Year 20 | Year 21 | Year 22 | Year 23 | Year 24 | Year 25 | Year 26 | Year 27 | Year 28 | Year 29 | Year 30
1 | 0 | 0 | 0 | 0 | 0 | 0 | 0 | 0 | 0 | 0 | 0 | 0 | 0 | 0 | 0 | 0 | 0 | 0 | 0 | 0 | 0 | 0 | 0 | 0 | 0 | 0 | 0 | 0 | 0 | 0 | 0
2 | 0 | 0 | 0 | 0 | 0 | 0 | 0 | 0 | 0 | 0 | 0 | 0 | 0 | 0 | 0 | 0 | 0 | 0 | 0 | 0 | 0 | 0 | 0 | 0 | 0 | 0 | 0 | 0 | 0 | 0 | 0
3 | 0 | 0 | 0 | 0 | 0 | 0 | 0 | 0 | 0 | 0 | 0 | 0 | 0 | 0 | 0 | 0 | 0 | 0 | 0 | 0 | 0 | 0 | 0 | 0 | 0 | 0 | 0 | 0 | 0 | 0 | 0
4 | 0 | 0 | 0 | 0 | 0 | 0 | 0 | 0 | 0 | 0 | 0 | 0 | 0 | 0 | 0 | 0 | 0 | 0 | 0 | 0 | 0 | 0 | 0 | 0 | 0 | 0 | 0 | 0 | 0 | 0 | 0
5 | 0 | 0 | 0 | 0 | 0 | 0 | 0 | 0 | 0 | 0 | 0 | 0 | 0 | 0 | 0 | 0 | 0 | 0 | 0 | 0 | 0 | 0 | 0 | 0 | 0 | 0 | 0 | 0 | 0 | 0 | 0
6 | 0 | 0 | 0 | 0 | 0 | 0 | 0 | 0 | 0 | 0 | 0 | 0 | 0 | 0 | 0 | 0 | 0 | 0 | 0 | 0 | 0 | 0 | 0 | 0 | 0 | 0 | 0 | 0 | 0 | 0 | 0
7 | 0 | 0 | 0 | 0 | 0 | 0 | 0 | 0 | 0 | 0 | 0 | 0 | 0 | 0 | 0 | 0 | 0 | 0 | 0 | 0 | 0 | 0 | 0 | 0 | 0 | 0 | 0 | 0 | 0 | 0 | 0
8 | 0 | 0 | 0 | 0 | 0 | 0 | 0 | 0 | 0 | 0 | 0 | 0 | 0 | 0 | 0 | 0 | 0 | 0 | 0 | 0 | 0 | 0 | 0 | 0 | 0 | 0 | 0 | 0 | 0 | 0 | 0
9 | 0 | 0 | 0 | 0 | 0 | 0 | 0 | 0 | 0 | 0 | 0 | 0 | 0 | 0 | 0 | 0 | 0 | 0 | 0 | 0 | 0 | 0 | 0 | 0 | 0 | 0 | 0 | 0 | 0 | 0 | 0
10 | 0 | 0 | 0 | 0 | 0 | 0 | 0 | 0 | 0 | 0 | 0 | 0 | 0 | 0 | 0 | 0 | 0 | 0 | 0 | 0 | 0 | 0 | 0 | 0 | 0 | 0 | 0 | 0 | 0 | 0 | 0
Annualized Cost of Equipment - Participant - Component 2
Equipment | Year 0 | Year 1 | Year 2 | Year 3 | Year 4 | Year 5 | Year 6 | Year 7 | Year 8 | Year 9 | Year 10 | Year 11 | Year 12 | Year 13 | Year 14 | Year 15 | Year 16 | Year 17 | Year 18 | Year 19 | Year 20 | Year 21 | Year 22 | Year 23 | Year 24 | Year 25 | Year 26 | Year 27 | Year 28 | Year 29 | Year 30
1 | 0 | 0 | 0 | 0 | 0 | 0 | 0 | 0 | 0 | 0 | 0 | 0 | 0 | 0 | 0 | 0 | 0 | 0 | 0 | 0 | 0 | 0 | 0 | 0 | 0 | 0 | 0 | 0 | 0 | 0 | 0
2 | 0 | 0 | 0 | 0 | 0 | 0 | 0 | 0 | 0 | 0 | 0 | 0 | 0 | 0 | 0 | 0 | 0 | 0 | 0 | 0 | 0 | 0 | 0 | 0 | 0 | 0 | 0 | 0 | 0 | 0 | 0
3 | 0 | 0 | 0 | 0 | 0 | 0 | 0 | 0 | 0 | 0 | 0 | 0 | 0 | 0 | 0 | 0 | 0 | 0 | 0 | 0 | 0 | 0 | 0 | 0 | 0 | 0 | 0 | 0 | 0 | 0 | 0
4 | 0 | 0 | 0 | 0 | 0 | 0 | 0 | 0 | 0 | 0 | 0 | 0 | 0 | 0 | 0 | 0 | 0 | 0 | 0 | 0 | 0 | 0 | 0 | 0 | 0 | 0 | 0 | 0 | 0 | 0 | 0
5 | 0 | 0 | 0 | 0 | 0 | 0 | 0 | 0 | 0 | 0 | 0 | 0 | 0 | 0 | 0 | 0 | 0 | 0 | 0 | 0 | 0 | 0 | 0 | 0 | 0 | 0 | 0 | 0 | 0 | 0 | 0
6 | 0 | 0 | 0 | 0 | 0 | 0 | 0 | 0 | 0 | 0 | 0 | 0 | 0 | 0 | 0 | 0 | 0 | 0 | 0 | 0 | 0 | 0 | 0 | 0 | 0 | 0 | 0 | 0 | 0 | 0 | 0
7 | 0 | 0 | 0 | 0 | 0 | 0 | 0 | 0 | 0 | 0 | 0 | 0 | 0 | 0 | 0 | 0 | 0 | 0 | 0 | 0 | 0 | 0 | 0 | 0 | 0 | 0 | 0 | 0 | 0 | 0 | 0
8 | 0 | 0 | 0 | 0 | 0 | 0 | 0 | 0 | 0 | 0 | 0 | 0 | 0 | 0 | 0 | 0 | 0 | 0 | 0 | 0 | 0 | 0 | 0 | 0 | 0 | 0 | 0 | 0 | 0 | 0 | 0
9 | 0 | 0 | 0 | 0 | 0 | 0 | 0 | 0 | 0 | 0 | 0 | 0 | 0 | 0 | 0 | 0 | 0 | 0 | 0 | 0 | 0 | 0 | 0 | 0 | 0 | 0 | 0 | 0 | 0 | 0 | 0
10 | 0 | 0 | 0 | 0 | 0 | 0 | 0 | 0 | 0 | 0 | 0 | 0 | 0 | 0 | 0 | 0 | 0 | 0 | 0 | 0 | 0 | 0 | 0 | 0 | 0 | 0 | 0 | 0 | 0 | 0 | 0
Annualized kBTUs - Component 2
Equipment | Year 0 | Year 1 | Year 2 | Year 3 | Year 4 | Year 5 | Year 6 | Year 7 | Year 8 | Year 9 | Year 10 | Year 11 | Year 12 | Year 13 | Year 14 | Year 15 | Year 16 | Year 17 | Year 18 | Year 19 | Year 20 | Year 21 | Year 22 | Year 23 | Year 24 | Year 25 | Year 26 | Year 27 | Year 28 | Year 29 | Year 30
1 | 0 | 0 | 0 | 0 | 0 | 0 | 0 | 0 | 0 | 0 | 0 | 0 | 0 | 0 | 0 | 0 | 0 | 0 | 0 | 0 | 0 | 0 | 0 | 0 | 0 | 0 | 0 | 0 | 0 | 0 | 0
2 | 0 | 0 | 0 | 0 | 0 | 0 | 0 | 0 | 0 | 0 | 0 | 0 | 0 | 0 | 0 | 0 | 0 | 0 | 0 | 0 | 0 | 0 | 0 | 0 | 0 | 0 | 0 | 0 | 0 | 0 | 0
3 | 0 | 0 | 0 | 0 | 0 | 0 | 0 | 0 | 0 | 0 | 0 | 0 | 0 | 0 | 0 | 0 | 0 | 0 | 0 | 0 | 0 | 0 | 0 | 0 | 0 | 0 | 0 | 0 | 0 | 0 | 0
4 | 0 | 0 | 0 | 0 | 0 | 0 | 0 | 0 | 0 | 0 | 0 | 0 | 0 | 0 | 0 | 0 | 0 | 0 | 0 | 0 | 0 | 0 | 0 | 0 | 0 | 0 | 0 | 0 | 0 | 0 | 0
5 | 0 | 0 | 0 | 0 | 0 | 0 | 0 | 0 | 0 | 0 | 0 | 0 | 0 | 0 | 0 | 0 | 0 | 0 | 0 | 0 | 0 | 0 | 0 | 0 | 0 | 0 | 0 | 0 | 0 | 0 | 0
6 | 0 | 0 | 0 | 0 | 0 | 0 | 0 | 0 | 0 | 0 | 0 | 0 | 0 | 0 | 0 | 0 | 0 | 0 | 0 | 0 | 0 | 0 | 0 | 0 | 0 | 0 | 0 | 0 | 0 | 0 | 0
7 | 0 | 0 | 0 | 0 | 0 | 0 | 0 | 0 | 0 | 0 | 0 | 0 | 0 | 0 | 0 | 0 | 0 | 0 | 0 | 0 | 0 | 0 | 0 | 0 | 0 | 0 | 0 | 0 | 0 | 0 | 0
8 | 0 | 0 | 0 | 0 | 0 | 0 | 0 | 0 | 0 | 0 | 0 | 0 | 0 | 0 | 0 | 0 | 0 | 0 | 0 | 0 | 0 | 0 | 0 | 0 | 0 | 0 | 0 | 0 | 0 | 0 | 0
9 | 0 | 0 | 0 | 0 | 0 | 0 | 0 | 0 | 0 | 0 | 0 | 0 | 0 | 0 | 0 | 0 | 0 | 0 | 0 | 0 | 0 | 0 | 0 | 0 | 0 | 0 | 0 | 0 | 0 | 0 | 0
10 | 0 | 0 | 0 | 0 | 0 | 0 | 0 | 0 | 0 | 0 | 0 | 0 | 0 | 0 | 0 | 0 | 0 | 0 | 0 | 0 | 0 | 0 | 0 | 0 | 0 | 0 | 0 | 0 | 0 | 0 | 0
On Market - Component 2
Equipment | Year 0 | Year 1 | Year 2 | Year 3 | Year 4 | Year 5 | Year 6 | Year 7 | Year 8 | Year 9 | Year 10 | Year 11 | Year 12 | Year 13 | Year 14 | Year 15 | Year 16 | Year 17 | Year 18 | Year 19 | Year 20 | Year 21 | Year 22 | Year 23 | Year 24 | Year 25 | Year 26 | Year 27 | Year 28 | Year 29 | Year 30
1 | 0 | 0 | 0 | 0 | 0 | 0 | 0 | 0 | 0 | 0 | 0 | 0 | 0 | 0 | 0 | 0 | 0 | 0 | 0 | 0 | 0 | 0 | 0 | 0 | 0 | 0 | 0 | 0 | 0 | 0 | 0
2 | 0 | 0 | 0 | 0 | 0 | 0 | 0 | 0 | 0 | 0 | 0 | 0 | 0 | 0 | 0 | 0 | 0 | 0 | 0 | 0 | 0 | 0 | 0 | 0 | 0 | 0 | 0 | 0 | 0 | 0 | 0
3 | 0 | 0 | 0 | 0 | 0 | 0 | 0 | 0 | 0 | 0 | 0 | 0 | 0 | 0 | 0 | 0 | 0 | 0 | 0 | 0 | 0 | 0 | 0 | 0 | 0 | 0 | 0 | 0 | 0 | 0 | 0
4 | 0 | 0 | 0 | 0 | 0 | 0 | 0 | 0 | 0 | 0 | 0 | 0 | 0 | 0 | 0 | 0 | 0 | 0 | 0 | 0 | 0 | 0 | 0 | 0 | 0 | 0 | 0 | 0 | 0 | 0 | 0
5 | 0 | 0 | 0 | 0 | 0 | 0 | 0 | 0 | 0 | 0 | 0 | 0 | 0 | 0 | 0 | 0 | 0 | 0 | 0 | 0 | 0 | 0 | 0 | 0 | 0 | 0 | 0 | 0 | 0 | 0 | 0
6 | 0 | 0 | 0 | 0 | 0 | 0 | 0 | 0 | 0 | 0 | 0 | 0 | 0 | 0 | 0 | 0 | 0 | 0 | 0 | 0 | 0 | 0 | 0 | 0 | 0 | 0 | 0 | 0 | 0 | 0 | 0
7 | 0 | 0 | 0 | 0 | 0 | 0 | 0 | 0 | 0 | 0 | 0 | 0 | 0 | 0 | 0 | 0 | 0 | 0 | 0 | 0 | 0 | 0 | 0 | 0 | 0 | 0 | 0 | 0 | 0 | 0 | 0
8 | 0 | 0 | 0 | 0 | 0 | 0 | 0 | 0 | 0 | 0 | 0 | 0 | 0 | 0 | 0 | 0 | 0 | 0 | 0 | 0 | 0 | 0 | 0 | 0 | 0 | 0 | 0 | 0 | 0 | 0 | 0
9 | 0 | 0 | 0 | 0 | 0 | 0 | 0 | 0 | 0 | 0 | 0 | 0 | 0 | 0 | 0 | 0 | 0 | 0 | 0 | 0 | 0 | 0 | 0 | 0 | 0 | 0 | 0 | 0 | 0 | 0 | 0
10 | 0 | 0 | 0 | 0 | 0 | 0 | 0 | 0 | 0 | 0 | 0 | 0 | 0 | 0 | 0 | 0 | 0 | 0 | 0 | 0 | 0 | 0 | 0 | 0 | 0 | 0 | 0 | 0 | 0 | 0 | 0
Technical kBTUs - Component 2
Value | Year 0 | Year 1 | Year 2 | Year 3 | Year 4 | Year 5 | Year 6 | Year 7 | Year 8 | Year 9 | Year 10 | Year 11 | Year 12 | Year 13 | Year 14 | Year 15 | Year 16 | Year 17 | Year 18 | Year 19 | Year 20 | Year 21 | Year 22 | Year 23 | Year 24 | Year 25 | Year 26 | Year 27 | Year 28 | Year 29 | Year 30
Annualized kBTUs | 0 | 0 | 0 | 0 | 0 | 0 | 0 | 0 | 0 | 0 | 0 | 0 | 0 | 0 | 0 | 0 | 0 | 0 | 0 | 0 | 0 | 0 | 0 | 0 | 0 | 0 | 0 | 0 | 0 | 0 | 0
Lifetimes - Component 2
Scenario | Year 0 | Year 1 | Year 2 | Year 3 | Year 4 | Year 5 | Year 6 | Year 7 | Year 8 | Year 9 | Year 10 | Year 11 | Year 12 | Year 13 | Year 14 | Year 15 | Year 16 | Year 17 | Year 18 | Year 19 | Year 20 | Year 21 | Year 22 | Year 23 | Year 24 | Year 25 | Year 26 | Year 27 | Year 28 | Year 29 | Year 30
NC - Min. Lifetime | 0 | 0 | 0 | 0 | 0 | 0 | 0 | 0 | 0 | 0 | 0 | 0 | 0 | 0 | 0 | 0 | 0 | 0 | 0 | 0 | 0 | 0 | 0 | 0 | 0 | 0 | 0 | 0 | 0 | 0 | 0
NC - Max. Lifetime | 0 | 0 | 0 | 0 | 0 | 0 | 0 | 0 | 0 | 0 | 0 | 0 | 0 | 0 | 0 | 0 | 0 | 0 | 0 | 0 | 0 | 0 | 0 | 0 | 0 | 0 | 0 | 0 | 0 | 0 | 0
Equipment Options - Component 3
Equipment | Year 0: Label; Year 1: Min. Lifetime; Year 2: Max. Lifetime; Year 3: On Market; Year 4: Off Market; Year 5: Available; Year 6: On Date; Year 7: Off Date
1 | Year 5: 0:00; Year 6: 0; Year 7: 0
2 | Year 5: 0:00; Year 6: 0; Year 7: 0
3 | Year 5: 0:00; Year 6: 0; Year 7: 0
4 | Year 5: 0:00; Year 6: 0; Year 7: 0
5 | Year 5: 0:00; Year 6: 0; Year 7: 0
6 | Year 5: 0:00; Year 6: 0; Year 7: 0
7 | Year 5: 0:00; Year 6: 0; Year 7: 0
8 | Year 5: 0:00; Year 6: 0; Year 7: 0
9 | Year 5: 0:00; Year 6: 0; Year 7: 0
10 | Year 5: 0:00; Year 6: 0; Year 7: 0
Purchase Shares - Component 3
Equipment | Year 0 | Year 1 | Year 2 | Year 3 | Year 4 | Year 5 | Year 6 | Year 7 | Year 8 | Year 9 | Year 10 | Year 11 | Year 12 | Year 13 | Year 14 | Year 15 | Year 16 | Year 17 | Year 18 | Year 19 | Year 20 | Year 21 | Year 22 | Year 23 | Year 24 | Year 25 | Year 26 | Year 27 | Year 28 | Year 29 | Year 30
1 | bar: Year 0 to Year 30
2 | bar: Year 0 to Year 30
3 | bar: Year 0 to Year 30
4 | bar: Year 0 to Year 30
5 | bar: Year 0 to Year 30
6 | bar: Year 0 to Year 30
7 | bar: Year 0 to Year 30
8 | bar: Year 0 to Year 30
9 | bar: Year 0 to Year 30
10 | bar: Year 0 to Year 30
Annualized Cost of Operation - Utility - Component 3
Equipment | Year 0 | Year 1 | Year 2 | Year 3 | Year 4 | Year 5 | Year 6 | Year 7 | Year 8 | Year 9 | Year 10 | Year 11 | Year 12 | Year 13 | Year 14 | Year 15 | Year 16 | Year 17 | Year 18 | Year 19 | Year 20 | Year 21 | Year 22 | Year 23 | Year 24 | Year 25 | Year 26 | Year 27 | Year 28 | Year 29 | Year 30
1 | 0 | 0 | 0 | 0 | 0 | 0 | 0 | 0 | 0 | 0 | 0 | 0 | 0 | 0 | 0 | 0 | 0 | 0 | 0 | 0 | 0 | 0 | 0 | 0 | 0 | 0 | 0 | 0 | 0 | 0 | 0
2 | 0 | 0 | 0 | 0 | 0 | 0 | 0 | 0 | 0 | 0 | 0 | 0 | 0 | 0 | 0 | 0 | 0 | 0 | 0 | 0 | 0 | 0 | 0 | 0 | 0 | 0 | 0 | 0 | 0 | 0 | 0
3 | 0 | 0 | 0 | 0 | 0 | 0 | 0 | 0 | 0 | 0 | 0 | 0 | 0 | 0 | 0 | 0 | 0 | 0 | 0 | 0 | 0 | 0 | 0 | 0 | 0 | 0 | 0 | 0 | 0 | 0 | 0
4 | 0 | 0 | 0 | 0 | 0 | 0 | 0 | 0 | 0 | 0 | 0 | 0 | 0 | 0 | 0 | 0 | 0 | 0 | 0 | 0 | 0 | 0 | 0 | 0 | 0 | 0 | 0 | 0 | 0 | 0 | 0
5 | 0 | 0 | 0 | 0 | 0 | 0 | 0 | 0 | 0 | 0 | 0 | 0 | 0 | 0 | 0 | 0 | 0 | 0 | 0 | 0 | 0 | 0 | 0 | 0 | 0 | 0 | 0 | 0 | 0 | 0 | 0
6 | 0 | 0 | 0 | 0 | 0 | 0 | 0 | 0 | 0 | 0 | 0 | 0 | 0 | 0 | 0 | 0 | 0 | 0 | 0 | 0 | 0 | 0 | 0 | 0 | 0 | 0 | 0 | 0 | 0 | 0 | 0
7 | 0 | 0 | 0 | 0 | 0 | 0 | 0 | 0 | 0 | 0 | 0 | 0 | 0 | 0 | 0 | 0 | 0 | 0 | 0 | 0 | 0 | 0 | 0 | 0 | 0 | 0 | 0 | 0 | 0 | 0 | 0
8 | 0 | 0 | 0 | 0 | 0 | 0 | 0 | 0 | 0 | 0 | 0 | 0 | 0 | 0 | 0 | 0 | 0 | 0 | 0 | 0 | 0 | 0 | 0 | 0 | 0 | 0 | 0 | 0 | 0 | 0 | 0
9 | 0 | 0 | 0 | 0 | 0 | 0 | 0 | 0 | 0 | 0 | 0 | 0 | 0 | 0 | 0 | 0 | 0 | 0 | 0 | 0 | 0 | 0 | 0 | 0 | 0 | 0 | 0 | 0 | 0 | 0 | 0
10 | 0 | 0 | 0 | 0 | 0 | 0 | 0 | 0 | 0 | 0 | 0 | 0 | 0 | 0 | 0 | 0 | 0 | 0 | 0 | 0 | 0 | 0 | 0 | 0 | 0 | 0 | 0 | 0 | 0 | 0 | 0
Annualized Sales from Operation - Utility - Component 3
Equipment | Year 0 | Year 1 | Year 2 | Year 3 | Year 4 | Year 5 | Year 6 | Year 7 | Year 8 | Year 9 | Year 10 | Year 11 | Year 12 | Year 13 | Year 14 | Year 15 | Year 16 | Year 17 | Year 18 | Year 19 | Year 20 | Year 21 | Year 22 | Year 23 | Year 24 | Year 25 | Year 26 | Year 27 | Year 28 | Year 29 | Year 30
1 | 0 | 0 | 0 | 0 | 0 | 0 | 0 | 0 | 0 | 0 | 0 | 0 | 0 | 0 | 0 | 0 | 0 | 0 | 0 | 0 | 0 | 0 | 0 | 0 | 0 | 0 | 0 | 0 | 0 | 0 | 0
2 | 0 | 0 | 0 | 0 | 0 | 0 | 0 | 0 | 0 | 0 | 0 | 0 | 0 | 0 | 0 | 0 | 0 | 0 | 0 | 0 | 0 | 0 | 0 | 0 | 0 | 0 | 0 | 0 | 0 | 0 | 0
3 | 0 | 0 | 0 | 0 | 0 | 0 | 0 | 0 | 0 | 0 | 0 | 0 | 0 | 0 | 0 | 0 | 0 | 0 | 0 | 0 | 0 | 0 | 0 | 0 | 0 | 0 | 0 | 0 | 0 | 0 | 0
4 | 0 | 0 | 0 | 0 | 0 | 0 | 0 | 0 | 0 | 0 | 0 | 0 | 0 | 0 | 0 | 0 | 0 | 0 | 0 | 0 | 0 | 0 | 0 | 0 | 0 | 0 | 0 | 0 | 0 | 0 | 0
5 | 0 | 0 | 0 | 0 | 0 | 0 | 0 | 0 | 0 | 0 | 0 | 0 | 0 | 0 | 0 | 0 | 0 | 0 | 0 | 0 | 0 | 0 | 0 | 0 | 0 | 0 | 0 | 0 | 0 | 0 | 0
6 | 0 | 0 | 0 | 0 | 0 | 0 | 0 | 0 | 0 | 0 | 0 | 0 | 0 | 0 | 0 | 0 | 0 | 0 | 0 | 0 | 0 | 0 | 0 | 0 | 0 | 0 | 0 | 0 | 0 | 0 | 0
7 | 0 | 0 | 0 | 0 | 0 | 0 | 0 | 0 | 0 | 0 | 0 | 0 | 0 | 0 | 0 | 0 | 0 | 0 | 0 | 0 | 0 | 0 | 0 | 0 | 0 | 0 | 0 | 0 | 0 | 0 | 0
8 | 0 | 0 | 0 | 0 | 0 | 0 | 0 | 0 | 0 | 0 | 0 | 0 | 0 | 0 | 0 | 0 | 0 | 0 | 0 | 0 | 0 | 0 | 0 | 0 | 0 | 0 | 0 | 0 | 0 | 0 | 0
9 | 0 | 0 | 0 | 0 | 0 | 0 | 0 | 0 | 0 | 0 | 0 | 0 | 0 | 0 | 0 | 0 | 0 | 0 | 0 | 0 | 0 | 0 | 0 | 0 | 0 | 0 | 0 | 0 | 0 | 0 | 0
10 | 0 | 0 | 0 | 0 | 0 | 0 | 0 | 0 | 0 | 0 | 0 | 0 | 0 | 0 | 0 | 0 | 0 | 0 | 0 | 0 | 0 | 0 | 0 | 0 | 0 | 0 | 0 | 0 | 0 | 0 | 0
Annualized Cost of Equipment - Utility - Component 3
Equipment | Year 0 | Year 1 | Year 2 | Year 3 | Year 4 | Year 5 | Year 6 | Year 7 | Year 8 | Year 9 | Year 10 | Year 11 | Year 12 | Year 13 | Year 14 | Year 15 | Year 16 | Year 17 | Year 18 | Year 19 | Year 20 | Year 21 | Year 22 | Year 23 | Year 24 | Year 25 | Year 26 | Year 27 | Year 28 | Year 29 | Year 30
1 | 0 | 0 | 0 | 0 | 0 | 0 | 0 | 0 | 0 | 0 | 0 | 0 | 0 | 0 | 0 | 0 | 0 | 0 | 0 | 0 | 0 | 0 | 0 | 0 | 0 | 0 | 0 | 0 | 0 | 0 | 0
2 | 0 | 0 | 0 | 0 | 0 | 0 | 0 | 0 | 0 | 0 | 0 | 0 | 0 | 0 | 0 | 0 | 0 | 0 | 0 | 0 | 0 | 0 | 0 | 0 | 0 | 0 | 0 | 0 | 0 | 0 | 0
3 | 0 | 0 | 0 | 0 | 0 | 0 | 0 | 0 | 0 | 0 | 0 | 0 | 0 | 0 | 0 | 0 | 0 | 0 | 0 | 0 | 0 | 0 | 0 | 0 | 0 | 0 | 0 | 0 | 0 | 0 | 0
4 | 0 | 0 | 0 | 0 | 0 | 0 | 0 | 0 | 0 | 0 | 0 | 0 | 0 | 0 | 0 | 0 | 0 | 0 | 0 | 0 | 0 | 0 | 0 | 0 | 0 | 0 | 0 | 0 | 0 | 0 | 0
5 | 0 | 0 | 0 | 0 | 0 | 0 | 0 | 0 | 0 | 0 | 0 | 0 | 0 | 0 | 0 | 0 | 0 | 0 | 0 | 0 | 0 | 0 | 0 | 0 | 0 | 0 | 0 | 0 | 0 | 0 | 0
6 | 0 | 0 | 0 | 0 | 0 | 0 | 0 | 0 | 0 | 0 | 0 | 0 | 0 | 0 | 0 | 0 | 0 | 0 | 0 | 0 | 0 | 0 | 0 | 0 | 0 | 0 | 0 | 0 | 0 | 0 | 0
7 | 0 | 0 | 0 | 0 | 0 | 0 | 0 | 0 | 0 | 0 | 0 | 0 | 0 | 0 | 0 | 0 | 0 | 0 | 0 | 0 | 0 | 0 | 0 | 0 | 0 | 0 | 0 | 0 | 0 | 0 | 0
8 | 0 | 0 | 0 | 0 | 0 | 0 | 0 | 0 | 0 | 0 | 0 | 0 | 0 | 0 | 0 | 0 | 0 | 0 | 0 | 0 | 0 | 0 | 0 | 0 | 0 | 0 | 0 | 0 | 0 | 0 | 0
9 | 0 | 0 | 0 | 0 | 0 | 0 | 0 | 0 | 0 | 0 | 0 | 0 | 0 | 0 | 0 | 0 | 0 | 0 | 0 | 0 | 0 | 0 | 0 | 0 | 0 | 0 | 0 | 0 | 0 | 0 | 0
10 | 0 | 0 | 0 | 0 | 0 | 0 | 0 | 0 | 0 | 0 | 0 | 0 | 0 | 0 | 0 | 0 | 0 | 0 | 0 | 0 | 0 | 0 | 0 | 0 | 0 | 0 | 0 | 0 | 0 | 0 | 0
Annualized Cost of Operation - Participant - Component 3
Equipment | Year 0 | Year 1 | Year 2 | Year 3 | Year 4 | Year 5 | Year 6 | Year 7 | Year 8 | Year 9 | Year 10 | Year 11 | Year 12 | Year 13 | Year 14 | Year 15 | Year 16 | Year 17 | Year 18 | Year 19 | Year 20 | Year 21 | Year 22 | Year 23 | Year 24 | Year 25 | Year 26 | Year 27 | Year 28 | Year 29 | Year 30
1 | 0 | 0 | 0 | 0 | 0 | 0 | 0 | 0 | 0 | 0 | 0 | 0 | 0 | 0 | 0 | 0 | 0 | 0 | 0 | 0 | 0 | 0 | 0 | 0 | 0 | 0 | 0 | 0 | 0 | 0 | 0
2 | 0 | 0 | 0 | 0 | 0 | 0 | 0 | 0 | 0 | 0 | 0 | 0 | 0 | 0 | 0 | 0 | 0 | 0 | 0 | 0 | 0 | 0 | 0 | 0 | 0 | 0 | 0 | 0 | 0 | 0 | 0
3 | 0 | 0 | 0 | 0 | 0 | 0 | 0 | 0 | 0 | 0 | 0 | 0 | 0 | 0 | 0 | 0 | 0 | 0 | 0 | 0 | 0 | 0 | 0 | 0 | 0 | 0 | 0 | 0 | 0 | 0 | 0
4 | 0 | 0 | 0 | 0 | 0 | 0 | 0 | 0 | 0 | 0 | 0 | 0 | 0 | 0 | 0 | 0 | 0 | 0 | 0 | 0 | 0 | 0 | 0 | 0 | 0 | 0 | 0 | 0 | 0 | 0 | 0
5 | 0 | 0 | 0 | 0 | 0 | 0 | 0 | 0 | 0 | 0 | 0 | 0 | 0 | 0 | 0 | 0 | 0 | 0 | 0 | 0 | 0 | 0 | 0 | 0 | 0 | 0 | 0 | 0 | 0 | 0 | 0
6 | 0 | 0 | 0 | 0 | 0 | 0 | 0 | 0 | 0 | 0 | 0 | 0 | 0 | 0 | 0 | 0 | 0 | 0 | 0 | 0 | 0 | 0 | 0 | 0 | 0 | 0 | 0 | 0 | 0 | 0 | 0
7 | 0 | 0 | 0 | 0 | 0 | 0 | 0 | 0 | 0 | 0 | 0 | 0 | 0 | 0 | 0 | 0 | 0 | 0 | 0 | 0 | 0 | 0 | 0 | 0 | 0 | 0 | 0 | 0 | 0 | 0 | 0
8 | 0 | 0 | 0 | 0 | 0 | 0 | 0 | 0 | 0 | 0 | 0 | 0 | 0 | 0 | 0 | 0 | 0 | 0 | 0 | 0 | 0 | 0 | 0 | 0 | 0 | 0 | 0 | 0 | 0 | 0 | 0
9 | 0 | 0 | 0 | 0 | 0 | 0 | 0 | 0 | 0 | 0 | 0 | 0 | 0 | 0 | 0 | 0 | 0 | 0 | 0 | 0 | 0 | 0 | 0 | 0 | 0 | 0 | 0 | 0 | 0 | 0 | 0
10 | 0 | 0 | 0 | 0 | 0 | 0 | 0 | 0 | 0 | 0 | 0 | 0 | 0 | 0 | 0 | 0 | 0 | 0 | 0 | 0 | 0 | 0 | 0 | 0 | 0 | 0 | 0 | 0 | 0 | 0 | 0
Annualized Cost of Equipment - Participant - Component 3
Equipment | Year 0 | Year 1 | Year 2 | Year 3 | Year 4 | Year 5 | Year 6 | Year 7 | Year 8 | Year 9 | Year 10 | Year 11 | Year 12 | Year 13 | Year 14 | Year 15 | Year 16 | Year 17 | Year 18 | Year 19 | Year 20 | Year 21 | Year 22 | Year 23 | Year 24 | Year 25 | Year 26 | Year 27 | Year 28 | Year 29 | Year 30
1 | 0 | 0 | 0 | 0 | 0 | 0 | 0 | 0 | 0 | 0 | 0 | 0 | 0 | 0 | 0 | 0 | 0 | 0 | 0 | 0 | 0 | 0 | 0 | 0 | 0 | 0 | 0 | 0 | 0 | 0 | 0
2 | 0 | 0 | 0 | 0 | 0 | 0 | 0 | 0 | 0 | 0 | 0 | 0 | 0 | 0 | 0 | 0 | 0 | 0 | 0 | 0 | 0 | 0 | 0 | 0 | 0 | 0 | 0 | 0 | 0 | 0 | 0
3 | 0 | 0 | 0 | 0 | 0 | 0 | 0 | 0 | 0 | 0 | 0 | 0 | 0 | 0 | 0 | 0 | 0 | 0 | 0 | 0 | 0 | 0 | 0 | 0 | 0 | 0 | 0 | 0 | 0 | 0 | 0
4 | 0 | 0 | 0 | 0 | 0 | 0 | 0 | 0 | 0 | 0 | 0 | 0 | 0 | 0 | 0 | 0 | 0 | 0 | 0 | 0 | 0 | 0 | 0 | 0 | 0 | 0 | 0 | 0 | 0 | 0 | 0
5 | 0 | 0 | 0 | 0 | 0 | 0 | 0 | 0 | 0 | 0 | 0 | 0 | 0 | 0 | 0 | 0 | 0 | 0 | 0 | 0 | 0 | 0 | 0 | 0 | 0 | 0 | 0 | 0 | 0 | 0 | 0
6 | 0 | 0 | 0 | 0 | 0 | 0 | 0 | 0 | 0 | 0 | 0 | 0 | 0 | 0 | 0 | 0 | 0 | 0 | 0 | 0 | 0 | 0 | 0 | 0 | 0 | 0 | 0 | 0 | 0 | 0 | 0
7 | 0 | 0 | 0 | 0 | 0 | 0 | 0 | 0 | 0 | 0 | 0 | 0 | 0 | 0 | 0 | 0 | 0 | 0 | 0 | 0 | 0 | 0 | 0 | 0 | 0 | 0 | 0 | 0 | 0 | 0 | 0
8 | 0 | 0 | 0 | 0 | 0 | 0 | 0 | 0 | 0 | 0 | 0 | 0 | 0 | 0 | 0 | 0 | 0 | 0 | 0 | 0 | 0 | 0 | 0 | 0 | 0 | 0 | 0 | 0 | 0 | 0 | 0
9 | 0 | 0 | 0 | 0 | 0 | 0 | 0 | 0 | 0 | 0 | 0 | 0 | 0 | 0 | 0 | 0 | 0 | 0 | 0 | 0 | 0 | 0 | 0 | 0 | 0 | 0 | 0 | 0 | 0 | 0 | 0
10 | 0 | 0 | 0 | 0 | 0 | 0 | 0 | 0 | 0 | 0 | 0 | 0 | 0 | 0 | 0 | 0 | 0 | 0 | 0 | 0 | 0 | 0 | 0 | 0 | 0 | 0 | 0 | 0 | 0 | 0 | 0
Annualized kBTUs - Component 3
Equipment | Year 0 | Year 1 | Year 2 | Year 3 | Year 4 | Year 5 | Year 6 | Year 7 | Year 8 | Year 9 | Year 10 | Year 11 | Year 12 | Year 13 | Year 14 | Year 15 | Year 16 | Year 17 | Year 18 | Year 19 | Year 20 | Year 21 | Year 22 | Year 23 | Year 24 | Year 25 | Year 26 | Year 27 | Year 28 | Year 29 | Year 30
1 | 0 | 0 | 0 | 0 | 0 | 0 | 0 | 0 | 0 | 0 | 0 | 0 | 0 | 0 | 0 | 0 | 0 | 0 | 0 | 0 | 0 | 0 | 0 | 0 | 0 | 0 | 0 | 0 | 0 | 0 | 0
2 | 0 | 0 | 0 | 0 | 0 | 0 | 0 | 0 | 0 | 0 | 0 | 0 | 0 | 0 | 0 | 0 | 0 | 0 | 0 | 0 | 0 | 0 | 0 | 0 | 0 | 0 | 0 | 0 | 0 | 0 | 0
3 | 0 | 0 | 0 | 0 | 0 | 0 | 0 | 0 | 0 | 0 | 0 | 0 | 0 | 0 | 0 | 0 | 0 | 0 | 0 | 0 | 0 | 0 | 0 | 0 | 0 | 0 | 0 | 0 | 0 | 0 | 0
4 | 0 | 0 | 0 | 0 | 0 | 0 | 0 | 0 | 0 | 0 | 0 | 0 | 0 | 0 | 0 | 0 | 0 | 0 | 0 | 0 | 0 | 0 | 0 | 0 | 0 | 0 | 0 | 0 | 0 | 0 | 0
5 | 0 | 0 | 0 | 0 | 0 | 0 | 0 | 0 | 0 | 0 | 0 | 0 | 0 | 0 | 0 | 0 | 0 | 0 | 0 | 0 | 0 | 0 | 0 | 0 | 0 | 0 | 0 | 0 | 0 | 0 | 0
6 | 0 | 0 | 0 | 0 | 0 | 0 | 0 | 0 | 0 | 0 | 0 | 0 | 0 | 0 | 0 | 0 | 0 | 0 | 0 | 0 | 0 | 0 | 0 | 0 | 0 | 0 | 0 | 0 | 0 | 0 | 0
7 | 0 | 0 | 0 | 0 | 0 | 0 | 0 | 0 | 0 | 0 | 0 | 0 | 0 | 0 | 0 | 0 | 0 | 0 | 0 | 0 | 0 | 0 | 0 | 0 | 0 | 0 | 0 | 0 | 0 | 0 | 0
8 | 0 | 0 | 0 | 0 | 0 | 0 | 0 | 0 | 0 | 0 | 0 | 0 | 0 | 0 | 0 | 0 | 0 | 0 | 0 | 0 | 0 | 0 | 0 | 0 | 0 | 0 | 0 | 0 | 0 | 0 | 0
9 | 0 | 0 | 0 | 0 | 0 | 0 | 0 | 0 | 0 | 0 | 0 | 0 | 0 | 0 | 0 | 0 | 0 | 0 | 0 | 0 | 0 | 0 | 0 | 0 | 0 | 0 | 0 | 0 | 0 | 0 | 0
10 | 0 | 0 | 0 | 0 | 0 | 0 | 0 | 0 | 0 | 0 | 0 | 0 | 0 | 0 | 0 | 0 | 0 | 0 | 0 | 0 | 0 | 0 | 0 | 0 | 0 | 0 | 0 | 0 | 0 | 0 | 0
On Market - Component 3
Equipment | Year 0 | Year 1 | Year 2 | Year 3 | Year 4 | Year 5 | Year 6 | Year 7 | Year 8 | Year 9 | Year 10 | Year 11 | Year 12 | Year 13 | Year 14 | Year 15 | Year 16 | Year 17 | Year 18 | Year 19 | Year 20 | Year 21 | Year 22 | Year 23 | Year 24 | Year 25 | Year 26 | Year 27 | Year 28 | Year 29 | Year 30
1 | 0 | 0 | 0 | 0 | 0 | 0 | 0 | 0 | 0 | 0 | 0 | 0 | 0 | 0 | 0 | 0 | 0 | 0 | 0 | 0 | 0 | 0 | 0 | 0 | 0 | 0 | 0 | 0 | 0 | 0 | 0
2 | 0 | 0 | 0 | 0 | 0 | 0 | 0 | 0 | 0 | 0 | 0 | 0 | 0 | 0 | 0 | 0 | 0 | 0 | 0 | 0 | 0 | 0 | 0 | 0 | 0 | 0 | 0 | 0 | 0 | 0 | 0
3 | 0 | 0 | 0 | 0 | 0 | 0 | 0 | 0 | 0 | 0 | 0 | 0 | 0 | 0 | 0 | 0 | 0 | 0 | 0 | 0 | 0 | 0 | 0 | 0 | 0 | 0 | 0 | 0 | 0 | 0 | 0
4 | 0 | 0 | 0 | 0 | 0 | 0 | 0 | 0 | 0 | 0 | 0 | 0 | 0 | 0 | 0 | 0 | 0 | 0 | 0 | 0 | 0 | 0 | 0 | 0 | 0 | 0 | 0 | 0 | 0 | 0 | 0
5 | 0 | 0 | 0 | 0 | 0 | 0 | 0 | 0 | 0 | 0 | 0 | 0 | 0 | 0 | 0 | 0 | 0 | 0 | 0 | 0 | 0 | 0 | 0 | 0 | 0 | 0 | 0 | 0 | 0 | 0 | 0
6 | 0 | 0 | 0 | 0 | 0 | 0 | 0 | 0 | 0 | 0 | 0 | 0 | 0 | 0 | 0 | 0 | 0 | 0 | 0 | 0 | 0 | 0 | 0 | 0 | 0 | 0 | 0 | 0 | 0 | 0 | 0
7 | 0 | 0 | 0 | 0 | 0 | 0 | 0 | 0 | 0 | 0 | 0 | 0 | 0 | 0 | 0 | 0 | 0 | 0 | 0 | 0 | 0 | 0 | 0 | 0 | 0 | 0 | 0 | 0 | 0 | 0 | 0
8 | 0 | 0 | 0 | 0 | 0 | 0 | 0 | 0 | 0 | 0 | 0 | 0 | 0 | 0 | 0 | 0 | 0 | 0 | 0 | 0 | 0 | 0 | 0 | 0 | 0 | 0 | 0 | 0 | 0 | 0 | 0
9 | 0 | 0 | 0 | 0 | 0 | 0 | 0 | 0 | 0 | 0 | 0 | 0 | 0 | 0 | 0 | 0 | 0 | 0 | 0 | 0 | 0 | 0 | 0 | 0 | 0 | 0 | 0 | 0 | 0 | 0 | 0
10 | 0 | 0 | 0 | 0 | 0 | 0 | 0 | 0 | 0 | 0 | 0 | 0 | 0 | 0 | 0 | 0 | 0 | 0 | 0 | 0 | 0 | 0 | 0 | 0 | 0 | 0 | 0 | 0 | 0 | 0 | 0
Technical kBTUs - Component 3
Value | Year 0 | Year 1 | Year 2 | Year 3 | Year 4 | Year 5 | Year 6 | Year 7 | Year 8 | Year 9 | Year 10 | Year 11 | Year 12 | Year 13 | Year 14 | Year 15 | Year 16 | Year 17 | Year 18 | Year 19 | Year 20 | Year 21 | Year 22 | Year 23 | Year 24 | Year 25 | Year 26 | Year 27 | Year 28 | Year 29 | Year 30
Annualized kBTUs | 0 | 0 | 0 | 0 | 0 | 0 | 0 | 0 | 0 | 0 | 0 | 0 | 0 | 0 | 0 | 0 | 0 | 0 | 0 | 0 | 0 | 0 | 0 | 0 | 0 | 0 | 0 | 0 | 0 | 0 | 0
Lifetimes - Component 3
Scenario | Year 0 | Year 1 | Year 2 | Year 3 | Year 4 | Year 5 | Year 6 | Year 7 | Year 8 | Year 9 | Year 10 | Year 11 | Year 12 | Year 13 | Year 14 | Year 15 | Year 16 | Year 17 | Year 18 | Year 19 | Year 20 | Year 21 | Year 22 | Year 23 | Year 24 | Year 25 | Year 26 | Year 27 | Year 28 | Year 29 | Year 30
NC - Min. Lifetime | 0 | 0 | 0 | 0 | 0 | 0 | 0 | 0 | 0 | 0 | 0 | 0 | 0 | 0 | 0 | 0 | 0 | 0 | 0 | 0 | 0 | 0 | 0 | 0 | 0 | 0 | 0 | 0 | 0 | 0 | 0
NC - Max. Lifetime | 0 | 0 | 0 | 0 | 0 | 0 | 0 | 0 | 0 | 0 | 0 | 0 | 0 | 0 | 0 | 0 | 0 | 0 | 0 | 0 | 0 | 0 | 0 | 0 | 0 | 0 | 0 | 0 | 0 | 0 | 0
Equipment Options - Component 4
Equipment | Year 0: Label; Year 1: Min. Lifetime; Year 2: Max. Lifetime; Year 3: On Market; Year 4: Off Market; Year 5: Available; Year 6: On Date; Year 7: Off Date
1 | Year 5: 0:00; Year 6: 0; Year 7: 0
2 | Year 5: 0:00; Year 6: 0; Year 7: 0
3 | Year 5: 0:00; Year 6: 0; Year 7: 0
4 | Year 5: 0:00; Year 6: 0; Year 7: 0
5 | Year 5: 0:00; Year 6: 0; Year 7: 0
6 | Year 5: 0:00; Year 6: 0; Year 7: 0
7 | Year 5: 0:00; Year 6: 0; Year 7: 0
8 | Year 5: 0:00; Year 6: 0; Year 7: 0
9 | Year 5: 0:00; Year 6: 0; Year 7: 0
10 | Year 5: 0:00; Year 6: 0; Year 7: 0
Purchase Shares - Component 4
Equipment | Year 0 | Year 1 | Year 2 | Year 3 | Year 4 | Year 5 | Year 6 | Year 7 | Year 8 | Year 9 | Year 10 | Year 11 | Year 12 | Year 13 | Year 14 | Year 15 | Year 16 | Year 17 | Year 18 | Year 19 | Year 20 | Year 21 | Year 22 | Year 23 | Year 24 | Year 25 | Year 26 | Year 27 | Year 28 | Year 29 | Year 30
1 | bar: Year 0 to Year 30
2 | bar: Year 0 to Year 30
3 | bar: Year 0 to Year 30
4 | bar: Year 0 to Year 30
5 | bar: Year 0 to Year 30
6 | bar: Year 0 to Year 30
7 | bar: Year 0 to Year 30
8 | bar: Year 0 to Year 30
9 | bar: Year 0 to Year 30
10 | bar: Year 0 to Year 30
Annualized Cost of Operation - Utility - Component 4
Equipment | Year 0 | Year 1 | Year 2 | Year 3 | Year 4 | Year 5 | Year 6 | Year 7 | Year 8 | Year 9 | Year 10 | Year 11 | Year 12 | Year 13 | Year 14 | Year 15 | Year 16 | Year 17 | Year 18 | Year 19 | Year 20 | Year 21 | Year 22 | Year 23 | Year 24 | Year 25 | Year 26 | Year 27 | Year 28 | Year 29 | Year 30
1 | 0 | 0 | 0 | 0 | 0 | 0 | 0 | 0 | 0 | 0 | 0 | 0 | 0 | 0 | 0 | 0 | 0 | 0 | 0 | 0 | 0 | 0 | 0 | 0 | 0 | 0 | 0 | 0 | 0 | 0 | 0
2 | 0 | 0 | 0 | 0 | 0 | 0 | 0 | 0 | 0 | 0 | 0 | 0 | 0 | 0 | 0 | 0 | 0 | 0 | 0 | 0 | 0 | 0 | 0 | 0 | 0 | 0 | 0 | 0 | 0 | 0 | 0
3 | 0 | 0 | 0 | 0 | 0 | 0 | 0 | 0 | 0 | 0 | 0 | 0 | 0 | 0 | 0 | 0 | 0 | 0 | 0 | 0 | 0 | 0 | 0 | 0 | 0 | 0 | 0 | 0 | 0 | 0 | 0
4 | 0 | 0 | 0 | 0 | 0 | 0 | 0 | 0 | 0 | 0 | 0 | 0 | 0 | 0 | 0 | 0 | 0 | 0 | 0 | 0 | 0 | 0 | 0 | 0 | 0 | 0 | 0 | 0 | 0 | 0 | 0
5 | 0 | 0 | 0 | 0 | 0 | 0 | 0 | 0 | 0 | 0 | 0 | 0 | 0 | 0 | 0 | 0 | 0 | 0 | 0 | 0 | 0 | 0 | 0 | 0 | 0 | 0 | 0 | 0 | 0 | 0 | 0
6 | 0 | 0 | 0 | 0 | 0 | 0 | 0 | 0 | 0 | 0 | 0 | 0 | 0 | 0 | 0 | 0 | 0 | 0 | 0 | 0 | 0 | 0 | 0 | 0 | 0 | 0 | 0 | 0 | 0 | 0 | 0
7 | 0 | 0 | 0 | 0 | 0 | 0 | 0 | 0 | 0 | 0 | 0 | 0 | 0 | 0 | 0 | 0 | 0 | 0 | 0 | 0 | 0 | 0 | 0 | 0 | 0 | 0 | 0 | 0 | 0 | 0 | 0
8 | 0 | 0 | 0 | 0 | 0 | 0 | 0 | 0 | 0 | 0 | 0 | 0 | 0 | 0 | 0 | 0 | 0 | 0 | 0 | 0 | 0 | 0 | 0 | 0 | 0 | 0 | 0 | 0 | 0 | 0 | 0
9 | 0 | 0 | 0 | 0 | 0 | 0 | 0 | 0 | 0 | 0 | 0 | 0 | 0 | 0 | 0 | 0 | 0 | 0 | 0 | 0 | 0 | 0 | 0 | 0 | 0 | 0 | 0 | 0 | 0 | 0 | 0
10 | 0 | 0 | 0 | 0 | 0 | 0 | 0 | 0 | 0 | 0 | 0 | 0 | 0 | 0 | 0 | 0 | 0 | 0 | 0 | 0 | 0 | 0 | 0 | 0 | 0 | 0 | 0 | 0 | 0 | 0 | 0
Annualized Sales from Operation - Utility - Component 4
Equipment | Year 0 | Year 1 | Year 2 | Year 3 | Year 4 | Year 5 | Year 6 | Year 7 | Year 8 | Year 9 | Year 10 | Year 11 | Year 12 | Year 13 | Year 14 | Year 15 | Year 16 | Year 17 | Year 18 | Year 19 | Year 20 | Year 21 | Year 22 | Year 23 | Year 24 | Year 25 | Year 26 | Year 27 | Year 28 | Year 29 | Year 30
1 | 0 | 0 | 0 | 0 | 0 | 0 | 0 | 0 | 0 | 0 | 0 | 0 | 0 | 0 | 0 | 0 | 0 | 0 | 0 | 0 | 0 | 0 | 0 | 0 | 0 | 0 | 0 | 0 | 0 | 0 | 0
2 | 0 | 0 | 0 | 0 | 0 | 0 | 0 | 0 | 0 | 0 | 0 | 0 | 0 | 0 | 0 | 0 | 0 | 0 | 0 | 0 | 0 | 0 | 0 | 0 | 0 | 0 | 0 | 0 | 0 | 0 | 0
3 | 0 | 0 | 0 | 0 | 0 | 0 | 0 | 0 | 0 | 0 | 0 | 0 | 0 | 0 | 0 | 0 | 0 | 0 | 0 | 0 | 0 | 0 | 0 | 0 | 0 | 0 | 0 | 0 | 0 | 0 | 0
4 | 0 | 0 | 0 | 0 | 0 | 0 | 0 | 0 | 0 | 0 | 0 | 0 | 0 | 0 | 0 | 0 | 0 | 0 | 0 | 0 | 0 | 0 | 0 | 0 | 0 | 0 | 0 | 0 | 0 | 0 | 0
5 | 0 | 0 | 0 | 0 | 0 | 0 | 0 | 0 | 0 | 0 | 0 | 0 | 0 | 0 | 0 | 0 | 0 | 0 | 0 | 0 | 0 | 0 | 0 | 0 | 0 | 0 | 0 | 0 | 0 | 0 | 0
6 | 0 | 0 | 0 | 0 | 0 | 0 | 0 | 0 | 0 | 0 | 0 | 0 | 0 | 0 | 0 | 0 | 0 | 0 | 0 | 0 | 0 | 0 | 0 | 0 | 0 | 0 | 0 | 0 | 0 | 0 | 0
7 | 0 | 0 | 0 | 0 | 0 | 0 | 0 | 0 | 0 | 0 | 0 | 0 | 0 | 0 | 0 | 0 | 0 | 0 | 0 | 0 | 0 | 0 | 0 | 0 | 0 | 0 | 0 | 0 | 0 | 0 | 0
8 | 0 | 0 | 0 | 0 | 0 | 0 | 0 | 0 | 0 | 0 | 0 | 0 | 0 | 0 | 0 | 0 | 0 | 0 | 0 | 0 | 0 | 0 | 0 | 0 | 0 | 0 | 0 | 0 | 0 | 0 | 0
9 | 0 | 0 | 0 | 0 | 0 | 0 | 0 | 0 | 0 | 0 | 0 | 0 | 0 | 0 | 0 | 0 | 0 | 0 | 0 | 0 | 0 | 0 | 0 | 0 | 0 | 0 | 0 | 0 | 0 | 0 | 0
10 | 0 | 0 | 0 | 0 | 0 | 0 | 0 | 0 | 0 | 0 | 0 | 0 | 0 | 0 | 0 | 0 | 0 | 0 | 0 | 0 | 0 | 0 | 0 | 0 | 0 | 0 | 0 | 0 | 0 | 0 | 0
Annualized Cost of Equipment - Utility - Component 4
Equipment | Year 0 | Year 1 | Year 2 | Year 3 | Year 4 | Year 5 | Year 6 | Year 7 | Year 8 | Year 9 | Year 10 | Year 11 | Year 12 | Year 13 | Year 14 | Year 15 | Year 16 | Year 17 | Year 18 | Year 19 | Year 20 | Year 21 | Year 22 | Year 23 | Year 24 | Year 25 | Year 26 | Year 27 | Year 28 | Year 29 | Year 30
1 | 0 | 0 | 0 | 0 | 0 | 0 | 0 | 0 | 0 | 0 | 0 | 0 | 0 | 0 | 0 | 0 | 0 | 0 | 0 | 0 | 0 | 0 | 0 | 0 | 0 | 0 | 0 | 0 | 0 | 0 | 0
2 | 0 | 0 | 0 | 0 | 0 | 0 | 0 | 0 | 0 | 0 | 0 | 0 | 0 | 0 | 0 | 0 | 0 | 0 | 0 | 0 | 0 | 0 | 0 | 0 | 0 | 0 | 0 | 0 | 0 | 0 | 0
3 | 0 | 0 | 0 | 0 | 0 | 0 | 0 | 0 | 0 | 0 | 0 | 0 | 0 | 0 | 0 | 0 | 0 | 0 | 0 | 0 | 0 | 0 | 0 | 0 | 0 | 0 | 0 | 0 | 0 | 0 | 0
4 | 0 | 0 | 0 | 0 | 0 | 0 | 0 | 0 | 0 | 0 | 0 | 0 | 0 | 0 | 0 | 0 | 0 | 0 | 0 | 0 | 0 | 0 | 0 | 0 | 0 | 0 | 0 | 0 | 0 | 0 | 0
5 | 0 | 0 | 0 | 0 | 0 | 0 | 0 | 0 | 0 | 0 | 0 | 0 | 0 | 0 | 0 | 0 | 0 | 0 | 0 | 0 | 0 | 0 | 0 | 0 | 0 | 0 | 0 | 0 | 0 | 0 | 0
6 | 0 | 0 | 0 | 0 | 0 | 0 | 0 | 0 | 0 | 0 | 0 | 0 | 0 | 0 | 0 | 0 | 0 | 0 | 0 | 0 | 0 | 0 | 0 | 0 | 0 | 0 | 0 | 0 | 0 | 0 | 0
7 | 0 | 0 | 0 | 0 | 0 | 0 | 0 | 0 | 0 | 0 | 0 | 0 | 0 | 0 | 0 | 0 | 0 | 0 | 0 | 0 | 0 | 0 | 0 | 0 | 0 | 0 | 0 | 0 | 0 | 0 | 0
8 | 0 | 0 | 0 | 0 | 0 | 0 | 0 | 0 | 0 | 0 | 0 | 0 | 0 | 0 | 0 | 0 | 0 | 0 | 0 | 0 | 0 | 0 | 0 | 0 | 0 | 0 | 0 | 0 | 0 | 0 | 0
9 | 0 | 0 | 0 | 0 | 0 | 0 | 0 | 0 | 0 | 0 | 0 | 0 | 0 | 0 | 0 | 0 | 0 | 0 | 0 | 0 | 0 | 0 | 0 | 0 | 0 | 0 | 0 | 0 | 0 | 0 | 0
10 | 0 | 0 | 0 | 0 | 0 | 0 | 0 | 0 | 0 | 0 | 0 | 0 | 0 | 0 | 0 | 0 | 0 | 0 | 0 | 0 | 0 | 0 | 0 | 0 | 0 | 0 | 0 | 0 | 0 | 0 | 0
Annualized Cost of Operation - Participant - Component 4
Equipment | Year 0 | Year 1 | Year 2 | Year 3 | Year 4 | Year 5 | Year 6 | Year 7 | Year 8 | Year 9 | Year 10 | Year 11 | Year 12 | Year 13 | Year 14 | Year 15 | Year 16 | Year 17 | Year 18 | Year 19 | Year 20 | Year 21 | Year 22 | Year 23 | Year 24 | Year 25 | Year 26 | Year 27 | Year 28 | Year 29 | Year 30
1 | 0 | 0 | 0 | 0 | 0 | 0 | 0 | 0 | 0 | 0 | 0 | 0 | 0 | 0 | 0 | 0 | 0 | 0 | 0 | 0 | 0 | 0 | 0 | 0 | 0 | 0 | 0 | 0 | 0 | 0 | 0
2 | 0 | 0 | 0 | 0 | 0 | 0 | 0 | 0 | 0 | 0 | 0 | 0 | 0 | 0 | 0 | 0 | 0 | 0 | 0 | 0 | 0 | 0 | 0 | 0 | 0 | 0 | 0 | 0 | 0 | 0 | 0
3 | 0 | 0 | 0 | 0 | 0 | 0 | 0 | 0 | 0 | 0 | 0 | 0 | 0 | 0 | 0 | 0 | 0 | 0 | 0 | 0 | 0 | 0 | 0 | 0 | 0 | 0 | 0 | 0 | 0 | 0 | 0
4 | 0 | 0 | 0 | 0 | 0 | 0 | 0 | 0 | 0 | 0 | 0 | 0 | 0 | 0 | 0 | 0 | 0 | 0 | 0 | 0 | 0 | 0 | 0 | 0 | 0 | 0 | 0 | 0 | 0 | 0 | 0
5 | 0 | 0 | 0 | 0 | 0 | 0 | 0 | 0 | 0 | 0 | 0 | 0 | 0 | 0 | 0 | 0 | 0 | 0 | 0 | 0 | 0 | 0 | 0 | 0 | 0 | 0 | 0 | 0 | 0 | 0 | 0
6 | 0 | 0 | 0 | 0 | 0 | 0 | 0 | 0 | 0 | 0 | 0 | 0 | 0 | 0 | 0 | 0 | 0 | 0 | 0 | 0 | 0 | 0 | 0 | 0 | 0 | 0 | 0 | 0 | 0 | 0 | 0
7 | 0 | 0 | 0 | 0 | 0 | 0 | 0 | 0 | 0 | 0 | 0 | 0 | 0 | 0 | 0 | 0 | 0 | 0 | 0 | 0 | 0 | 0 | 0 | 0 | 0 | 0 | 0 | 0 | 0 | 0 | 0
8 | 0 | 0 | 0 | 0 | 0 | 0 | 0 | 0 | 0 | 0 | 0 | 0 | 0 | 0 | 0 | 0 | 0 | 0 | 0 | 0 | 0 | 0 | 0 | 0 | 0 | 0 | 0 | 0 | 0 | 0 | 0
9 | 0 | 0 | 0 | 0 | 0 | 0 | 0 | 0 | 0 | 0 | 0 | 0 | 0 | 0 | 0 | 0 | 0 | 0 | 0 | 0 | 0 | 0 | 0 | 0 | 0 | 0 | 0 | 0 | 0 | 0 | 0
10 | 0 | 0 | 0 | 0 | 0 | 0 | 0 | 0 | 0 | 0 | 0 | 0 | 0 | 0 | 0 | 0 | 0 | 0 | 0 | 0 | 0 | 0 | 0 | 0 | 0 | 0 | 0 | 0 | 0 | 0 | 0
Annualized Cost of Equipment - Participant - Component 4
Equipment | Year 0 | Year 1 | Year 2 | Year 3 | Year 4 | Year 5 | Year 6 | Year 7 | Year 8 | Year 9 | Year 10 | Year 11 | Year 12 | Year 13 | Year 14 | Year 15 | Year 16 | Year 17 | Year 18 | Year 19 | Year 20 | Year 21 | Year 22 | Year 23 | Year 24 | Year 25 | Year 26 | Year 27 | Year 28 | Year 29 | Year 30
1 | 0 | 0 | 0 | 0 | 0 | 0 | 0 | 0 | 0 | 0 | 0 | 0 | 0 | 0 | 0 | 0 | 0 | 0 | 0 | 0 | 0 | 0 | 0 | 0 | 0 | 0 | 0 | 0 | 0 | 0 | 0
2 | 0 | 0 | 0 | 0 | 0 | 0 | 0 | 0 | 0 | 0 | 0 | 0 | 0 | 0 | 0 | 0 | 0 | 0 | 0 | 0 | 0 | 0 | 0 | 0 | 0 | 0 | 0 | 0 | 0 | 0 | 0
3 | 0 | 0 | 0 | 0 | 0 | 0 | 0 | 0 | 0 | 0 | 0 | 0 | 0 | 0 | 0 | 0 | 0 | 0 | 0 | 0 | 0 | 0 | 0 | 0 | 0 | 0 | 0 | 0 | 0 | 0 | 0
4 | 0 | 0 | 0 | 0 | 0 | 0 | 0 | 0 | 0 | 0 | 0 | 0 | 0 | 0 | 0 | 0 | 0 | 0 | 0 | 0 | 0 | 0 | 0 | 0 | 0 | 0 | 0 | 0 | 0 | 0 | 0
5 | 0 | 0 | 0 | 0 | 0 | 0 | 0 | 0 | 0 | 0 | 0 | 0 | 0 | 0 | 0 | 0 | 0 | 0 | 0 | 0 | 0 | 0 | 0 | 0 | 0 | 0 | 0 | 0 | 0 | 0 | 0
6 | 0 | 0 | 0 | 0 | 0 | 0 | 0 | 0 | 0 | 0 | 0 | 0 | 0 | 0 | 0 | 0 | 0 | 0 | 0 | 0 | 0 | 0 | 0 | 0 | 0 | 0 | 0 | 0 | 0 | 0 | 0
7 | 0 | 0 | 0 | 0 | 0 | 0 | 0 | 0 | 0 | 0 | 0 | 0 | 0 | 0 | 0 | 0 | 0 | 0 | 0 | 0 | 0 | 0 | 0 | 0 | 0 | 0 | 0 | 0 | 0 | 0 | 0
8 | 0 | 0 | 0 | 0 | 0 | 0 | 0 | 0 | 0 | 0 | 0 | 0 | 0 | 0 | 0 | 0 | 0 | 0 | 0 | 0 | 0 | 0 | 0 | 0 | 0 | 0 | 0 | 0 | 0 | 0 | 0
9 | 0 | 0 | 0 | 0 | 0 | 0 | 0 | 0 | 0 | 0 | 0 | 0 | 0 | 0 | 0 | 0 | 0 | 0 | 0 | 0 | 0 | 0 | 0 | 0 | 0 | 0 | 0 | 0 | 0 | 0 | 0
10 | 0 | 0 | 0 | 0 | 0 | 0 | 0 | 0 | 0 | 0 | 0 | 0 | 0 | 0 | 0 | 0 | 0 | 0 | 0 | 0 | 0 | 0 | 0 | 0 | 0 | 0 | 0 | 0 | 0 | 0 | 0
Annualized kBTUs - Component 4
Equipment | Year 0 | Year 1 | Year 2 | Year 3 | Year 4 | Year 5 | Year 6 | Year 7 | Year 8 | Year 9 | Year 10 | Year 11 | Year 12 | Year 13 | Year 14 | Year 15 | Year 16 | Year 17 | Year 18 | Year 19 | Year 20 | Year 21 | Year 22 | Year 23 | Year 24 | Year 25 | Year 26 | Year 27 | Year 28 | Year 29 | Year 30
1 | 0 | 0 | 0 | 0 | 0 | 0 | 0 | 0 | 0 | 0 | 0 | 0 | 0 | 0 | 0 | 0 | 0 | 0 | 0 | 0 | 0 | 0 | 0 | 0 | 0 | 0 | 0 | 0 | 0 | 0 | 0
2 | 0 | 0 | 0 | 0 | 0 | 0 | 0 | 0 | 0 | 0 | 0 | 0 | 0 | 0 | 0 | 0 | 0 | 0 | 0 | 0 | 0 | 0 | 0 | 0 | 0 | 0 | 0 | 0 | 0 | 0 | 0
3 | 0 | 0 | 0 | 0 | 0 | 0 | 0 | 0 | 0 | 0 | 0 | 0 | 0 | 0 | 0 | 0 | 0 | 0 | 0 | 0 | 0 | 0 | 0 | 0 | 0 | 0 | 0 | 0 | 0 | 0 | 0
4 | 0 | 0 | 0 | 0 | 0 | 0 | 0 | 0 | 0 | 0 | 0 | 0 | 0 | 0 | 0 | 0 | 0 | 0 | 0 | 0 | 0 | 0 | 0 | 0 | 0 | 0 | 0 | 0 | 0 | 0 | 0
5 | 0 | 0 | 0 | 0 | 0 | 0 | 0 | 0 | 0 | 0 | 0 | 0 | 0 | 0 | 0 | 0 | 0 | 0 | 0 | 0 | 0 | 0 | 0 | 0 | 0 | 0 | 0 | 0 | 0 | 0 | 0
6 | 0 | 0 | 0 | 0 | 0 | 0 | 0 | 0 | 0 | 0 | 0 | 0 | 0 | 0 | 0 | 0 | 0 | 0 | 0 | 0 | 0 | 0 | 0 | 0 | 0 | 0 | 0 | 0 | 0 | 0 | 0
7 | 0 | 0 | 0 | 0 | 0 | 0 | 0 | 0 | 0 | 0 | 0 | 0 | 0 | 0 | 0 | 0 | 0 | 0 | 0 | 0 | 0 | 0 | 0 | 0 | 0 | 0 | 0 | 0 | 0 | 0 | 0
8 | 0 | 0 | 0 | 0 | 0 | 0 | 0 | 0 | 0 | 0 | 0 | 0 | 0 | 0 | 0 | 0 | 0 | 0 | 0 | 0 | 0 | 0 | 0 | 0 | 0 | 0 | 0 | 0 | 0 | 0 | 0
9 | 0 | 0 | 0 | 0 | 0 | 0 | 0 | 0 | 0 | 0 | 0 | 0 | 0 | 0 | 0 | 0 | 0 | 0 | 0 | 0 | 0 | 0 | 0 | 0 | 0 | 0 | 0 | 0 | 0 | 0 | 0
10 | 0 | 0 | 0 | 0 | 0 | 0 | 0 | 0 | 0 | 0 | 0 | 0 | 0 | 0 | 0 | 0 | 0 | 0 | 0 | 0 | 0 | 0 | 0 | 0 | 0 | 0 | 0 | 0 | 0 | 0 | 0
On Market - Component 4
Equipment | Year 0 | Year 1 | Year 2 | Year 3 | Year 4 | Year 5 | Year 6 | Year 7 | Year 8 | Year 9 | Year 10 | Year 11 | Year 12 | Year 13 | Year 14 | Year 15 | Year 16 | Year 17 | Year 18 | Year 19 | Year 20 | Year 21 | Year 22 | Year 23 | Year 24 | Year 25 | Year 26 | Year 27 | Year 28 | Year 29 | Year 30
1 | 0 | 0 | 0 | 0 | 0 | 0 | 0 | 0 | 0 | 0 | 0 | 0 | 0 | 0 | 0 | 0 | 0 | 0 | 0 | 0 | 0 | 0 | 0 | 0 | 0 | 0 | 0 | 0 | 0 | 0 | 0
2 | 0 | 0 | 0 | 0 | 0 | 0 | 0 | 0 | 0 | 0 | 0 | 0 | 0 | 0 | 0 | 0 | 0 | 0 | 0 | 0 | 0 | 0 | 0 | 0 | 0 | 0 | 0 | 0 | 0 | 0 | 0
3 | 0 | 0 | 0 | 0 | 0 | 0 | 0 | 0 | 0 | 0 | 0 | 0 | 0 | 0 | 0 | 0 | 0 | 0 | 0 | 0 | 0 | 0 | 0 | 0 | 0 | 0 | 0 | 0 | 0 | 0 | 0
4 | 0 | 0 | 0 | 0 | 0 | 0 | 0 | 0 | 0 | 0 | 0 | 0 | 0 | 0 | 0 | 0 | 0 | 0 | 0 | 0 | 0 | 0 | 0 | 0 | 0 | 0 | 0 | 0 | 0 | 0 | 0
5 | 0 | 0 | 0 | 0 | 0 | 0 | 0 | 0 | 0 | 0 | 0 | 0 | 0 | 0 | 0 | 0 | 0 | 0 | 0 | 0 | 0 | 0 | 0 | 0 | 0 | 0 | 0 | 0 | 0 | 0 | 0
6 | 0 | 0 | 0 | 0 | 0 | 0 | 0 | 0 | 0 | 0 | 0 | 0 | 0 | 0 | 0 | 0 | 0 | 0 | 0 | 0 | 0 | 0 | 0 | 0 | 0 | 0 | 0 | 0 | 0 | 0 | 0
7 | 0 | 0 | 0 | 0 | 0 | 0 | 0 | 0 | 0 | 0 | 0 | 0 | 0 | 0 | 0 | 0 | 0 | 0 | 0 | 0 | 0 | 0 | 0 | 0 | 0 | 0 | 0 | 0 | 0 | 0 | 0
8 | 0 | 0 | 0 | 0 | 0 | 0 | 0 | 0 | 0 | 0 | 0 | 0 | 0 | 0 | 0 | 0 | 0 | 0 | 0 | 0 | 0 | 0 | 0 | 0 | 0 | 0 | 0 | 0 | 0 | 0 | 0
9 | 0 | 0 | 0 | 0 | 0 | 0 | 0 | 0 | 0 | 0 | 0 | 0 | 0 | 0 | 0 | 0 | 0 | 0 | 0 | 0 | 0 | 0 | 0 | 0 | 0 | 0 | 0 | 0 | 0 | 0 | 0
10 | 0 | 0 | 0 | 0 | 0 | 0 | 0 | 0 | 0 | 0 | 0 | 0 | 0 | 0 | 0 | 0 | 0 | 0 | 0 | 0 | 0 | 0 | 0 | 0 | 0 | 0 | 0 | 0 | 0 | 0 | 0
Technical kBTUs - Component 4
Value | Year 0 | Year 1 | Year 2 | Year 3 | Year 4 | Year 5 | Year 6 | Year 7 | Year 8 | Year 9 | Year 10 | Year 11 | Year 12 | Year 13 | Year 14 | Year 15 | Year 16 | Year 17 | Year 18 | Year 19 | Year 20 | Year 21 | Year 22 | Year 23 | Year 24 | Year 25 | Year 26 | Year 27 | Year 28 | Year 29 | Year 30
Annualized kBTUs | 0 | 0 | 0 | 0 | 0 | 0 | 0 | 0 | 0 | 0 | 0 | 0 | 0 | 0 | 0 | 0 | 0 | 0 | 0 | 0 | 0 | 0 | 0 | 0 | 0 | 0 | 0 | 0 | 0 | 0 | 0
Lifetimes - Component 4
Scenario | Year 0 | Year 1 | Year 2 | Year 3 | Year 4 | Year 5 | Year 6 | Year 7 | Year 8 | Year 9 | Year 10 | Year 11 | Year 12 | Year 13 | Year 14 | Year 15 | Year 16 | Year 17 | Year 18 | Year 19 | Year 20 | Year 21 | Year 22 | Year 23 | Year 24 | Year 25 | Year 26 | Year 27 | Year 28 | Year 29 | Year 30
NC - Min. Lifetime | 0 | 0 | 0 | 0 | 0 | 0 | 0 | 0 | 0 | 0 | 0 | 0 | 0 | 0 | 0 | 0 | 0 | 0 | 0 | 0 | 0 | 0 | 0 | 0 | 0 | 0 | 0 | 0 | 0 | 0 | 0
NC - Max. Lifetime | 0 | 0 | 0 | 0 | 0 | 0 | 0 | 0 | 0 | 0 | 0 | 0 | 0 | 0 | 0 | 0 | 0 | 0 | 0 | 0 | 0 | 0 | 0 | 0 | 0 | 0 | 0 | 0 | 0 | 0 | 0
Equipment Options - Component 5
Equipment | Year 0: Label; Year 1: Min. Lifetime; Year 2: Max. Lifetime; Year 3: On Market; Year 4: Off Market; Year 5: Available; Year 6: On Date; Year 7: Off Date
1 | Year 5: 0:00; Year 6: 0; Year 7: 0
2 | Year 5: 0:00; Year 6: 0; Year 7: 0
3 | Year 5: 0:00; Year 6: 0; Year 7: 0
4 | Year 5: 0:00; Year 6: 0; Year 7: 0
5 | Year 5: 0:00; Year 6: 0; Year 7: 0
6 | Year 5: 0:00; Year 6: 0; Year 7: 0
7 | Year 5: 0:00; Year 6: 0; Year 7: 0
8 | Year 5: 0:00; Year 6: 0; Year 7: 0
9 | Year 5: 0:00; Year 6: 0; Year 7: 0
10 | Year 5: 0:00; Year 6: 0; Year 7: 0
Purchase Shares - Component 5
Equipment | Year 0 | Year 1 | Year 2 | Year 3 | Year 4 | Year 5 | Year 6 | Year 7 | Year 8 | Year 9 | Year 10 | Year 11 | Year 12 | Year 13 | Year 14 | Year 15 | Year 16 | Year 17 | Year 18 | Year 19 | Year 20 | Year 21 | Year 22 | Year 23 | Year 24 | Year 25 | Year 26 | Year 27 | Year 28 | Year 29 | Year 30
1 | bar: Year 0 to Year 30
2 | bar: Year 0 to Year 30
3 | bar: Year 0 to Year 30
4 | bar: Year 0 to Year 30
5 | bar: Year 0 to Year 30
6 | bar: Year 0 to Year 30
7 | bar: Year 0 to Year 30
8 | bar: Year 0 to Year 30
9 | bar: Year 0 to Year 30
10 | bar: Year 0 to Year 30
Annualized Cost of Operation - Utility - Component 5
Equipment | Year 0 | Year 1 | Year 2 | Year 3 | Year 4 | Year 5 | Year 6 | Year 7 | Year 8 | Year 9 | Year 10 | Year 11 | Year 12 | Year 13 | Year 14 | Year 15 | Year 16 | Year 17 | Year 18 | Year 19 | Year 20 | Year 21 | Year 22 | Year 23 | Year 24 | Year 25 | Year 26 | Year 27 | Year 28 | Year 29 | Year 30
1 | 0 | 0 | 0 | 0 | 0 | 0 | 0 | 0 | 0 | 0 | 0 | 0 | 0 | 0 | 0 | 0 | 0 | 0 | 0 | 0 | 0 | 0 | 0 | 0 | 0 | 0 | 0 | 0 | 0 | 0 | 0
2 | 0 | 0 | 0 | 0 | 0 | 0 | 0 | 0 | 0 | 0 | 0 | 0 | 0 | 0 | 0 | 0 | 0 | 0 | 0 | 0 | 0 | 0 | 0 | 0 | 0 | 0 | 0 | 0 | 0 | 0 | 0
3 | 0 | 0 | 0 | 0 | 0 | 0 | 0 | 0 | 0 | 0 | 0 | 0 | 0 | 0 | 0 | 0 | 0 | 0 | 0 | 0 | 0 | 0 | 0 | 0 | 0 | 0 | 0 | 0 | 0 | 0 | 0
4 | 0 | 0 | 0 | 0 | 0 | 0 | 0 | 0 | 0 | 0 | 0 | 0 | 0 | 0 | 0 | 0 | 0 | 0 | 0 | 0 | 0 | 0 | 0 | 0 | 0 | 0 | 0 | 0 | 0 | 0 | 0
5 | 0 | 0 | 0 | 0 | 0 | 0 | 0 | 0 | 0 | 0 | 0 | 0 | 0 | 0 | 0 | 0 | 0 | 0 | 0 | 0 | 0 | 0 | 0 | 0 | 0 | 0 | 0 | 0 | 0 | 0 | 0
6 | 0 | 0 | 0 | 0 | 0 | 0 | 0 | 0 | 0 | 0 | 0 | 0 | 0 | 0 | 0 | 0 | 0 | 0 | 0 | 0 | 0 | 0 | 0 | 0 | 0 | 0 | 0 | 0 | 0 | 0 | 0
7 | 0 | 0 | 0 | 0 | 0 | 0 | 0 | 0 | 0 | 0 | 0 | 0 | 0 | 0 | 0 | 0 | 0 | 0 | 0 | 0 | 0 | 0 | 0 | 0 | 0 | 0 | 0 | 0 | 0 | 0 | 0
8 | 0 | 0 | 0 | 0 | 0 | 0 | 0 | 0 | 0 | 0 | 0 | 0 | 0 | 0 | 0 | 0 | 0 | 0 | 0 | 0 | 0 | 0 | 0 | 0 | 0 | 0 | 0 | 0 | 0 | 0 | 0
9 | 0 | 0 | 0 | 0 | 0 | 0 | 0 | 0 | 0 | 0 | 0 | 0 | 0 | 0 | 0 | 0 | 0 | 0 | 0 | 0 | 0 | 0 | 0 | 0 | 0 | 0 | 0 | 0 | 0 | 0 | 0
10 | 0 | 0 | 0 | 0 | 0 | 0 | 0 | 0 | 0 | 0 | 0 | 0 | 0 | 0 | 0 | 0 | 0 | 0 | 0 | 0 | 0 | 0 | 0 | 0 | 0 | 0 | 0 | 0 | 0 | 0 | 0
Annualized Sales from Operation - Utility - Component 5
Equipment | Year 0 | Year 1 | Year 2 | Year 3 | Year 4 | Year 5 | Year 6 | Year 7 | Year 8 | Year 9 | Year 10 | Year 11 | Year 12 | Year 13 | Year 14 | Year 15 | Year 16 | Year 17 | Year 18 | Year 19 | Year 20 | Year 21 | Year 22 | Year 23 | Year 24 | Year 25 | Year 26 | Year 27 | Year 28 | Year 29 | Year 30
1 | 0 | 0 | 0 | 0 | 0 | 0 | 0 | 0 | 0 | 0 | 0 | 0 | 0 | 0 | 0 | 0 | 0 | 0 | 0 | 0 | 0 | 0 | 0 | 0 | 0 | 0 | 0 | 0 | 0 | 0 | 0
2 | 0 | 0 | 0 | 0 | 0 | 0 | 0 | 0 | 0 | 0 | 0 | 0 | 0 | 0 | 0 | 0 | 0 | 0 | 0 | 0 | 0 | 0 | 0 | 0 | 0 | 0 | 0 | 0 | 0 | 0 | 0
3 | 0 | 0 | 0 | 0 | 0 | 0 | 0 | 0 | 0 | 0 | 0 | 0 | 0 | 0 | 0 | 0 | 0 | 0 | 0 | 0 | 0 | 0 | 0 | 0 | 0 | 0 | 0 | 0 | 0 | 0 | 0
4 | 0 | 0 | 0 | 0 | 0 | 0 | 0 | 0 | 0 | 0 | 0 | 0 | 0 | 0 | 0 | 0 | 0 | 0 | 0 | 0 | 0 | 0 | 0 | 0 | 0 | 0 | 0 | 0 | 0 | 0 | 0
5 | 0 | 0 | 0 | 0 | 0 | 0 | 0 | 0 | 0 | 0 | 0 | 0 | 0 | 0 | 0 | 0 | 0 | 0 | 0 | 0 | 0 | 0 | 0 | 0 | 0 | 0 | 0 | 0 | 0 | 0 | 0
6 | 0 | 0 | 0 | 0 | 0 | 0 | 0 | 0 | 0 | 0 | 0 | 0 | 0 | 0 | 0 | 0 | 0 | 0 | 0 | 0 | 0 | 0 | 0 | 0 | 0 | 0 | 0 | 0 | 0 | 0 | 0
7 | 0 | 0 | 0 | 0 | 0 | 0 | 0 | 0 | 0 | 0 | 0 | 0 | 0 | 0 | 0 | 0 | 0 | 0 | 0 | 0 | 0 | 0 | 0 | 0 | 0 | 0 | 0 | 0 | 0 | 0 | 0
8 | 0 | 0 | 0 | 0 | 0 | 0 | 0 | 0 | 0 | 0 | 0 | 0 | 0 | 0 | 0 | 0 | 0 | 0 | 0 | 0 | 0 | 0 | 0 | 0 | 0 | 0 | 0 | 0 | 0 | 0 | 0
9 | 0 | 0 | 0 | 0 | 0 | 0 | 0 | 0 | 0 | 0 | 0 | 0 | 0 | 0 | 0 | 0 | 0 | 0 | 0 | 0 | 0 | 0 | 0 | 0 | 0 | 0 | 0 | 0 | 0 | 0 | 0
10 | 0 | 0 | 0 | 0 | 0 | 0 | 0 | 0 | 0 | 0 | 0 | 0 | 0 | 0 | 0 | 0 | 0 | 0 | 0 | 0 | 0 | 0 | 0 | 0 | 0 | 0 | 0 | 0 | 0 | 0 | 0
Annualized Cost of Equipment - Utility - Component 5
Equipment | Year 0 | Year 1 | Year 2 | Year 3 | Year 4 | Year 5 | Year 6 | Year 7 | Year 8 | Year 9 | Year 10 | Year 11 | Year 12 | Year 13 | Year 14 | Year 15 | Year 16 | Year 17 | Year 18 | Year 19 | Year 20 | Year 21 | Year 22 | Year 23 | Year 24 | Year 25 | Year 26 | Year 27 | Year 28 | Year 29 | Year 30
1 | 0 | 0 | 0 | 0 | 0 | 0 | 0 | 0 | 0 | 0 | 0 | 0 | 0 | 0 | 0 | 0 | 0 | 0 | 0 | 0 | 0 | 0 | 0 | 0 | 0 | 0 | 0 | 0 | 0 | 0 | 0
2 | 0 | 0 | 0 | 0 | 0 | 0 | 0 | 0 | 0 | 0 | 0 | 0 | 0 | 0 | 0 | 0 | 0 | 0 | 0 | 0 | 0 | 0 | 0 | 0 | 0 | 0 | 0 | 0 | 0 | 0 | 0
3 | 0 | 0 | 0 | 0 | 0 | 0 | 0 | 0 | 0 | 0 | 0 | 0 | 0 | 0 | 0 | 0 | 0 | 0 | 0 | 0 | 0 | 0 | 0 | 0 | 0 | 0 | 0 | 0 | 0 | 0 | 0
4 | 0 | 0 | 0 | 0 | 0 | 0 | 0 | 0 | 0 | 0 | 0 | 0 | 0 | 0 | 0 | 0 | 0 | 0 | 0 | 0 | 0 | 0 | 0 | 0 | 0 | 0 | 0 | 0 | 0 | 0 | 0
5 | 0 | 0 | 0 | 0 | 0 | 0 | 0 | 0 | 0 | 0 | 0 | 0 | 0 | 0 | 0 | 0 | 0 | 0 | 0 | 0 | 0 | 0 | 0 | 0 | 0 | 0 | 0 | 0 | 0 | 0 | 0
6 | 0 | 0 | 0 | 0 | 0 | 0 | 0 | 0 | 0 | 0 | 0 | 0 | 0 | 0 | 0 | 0 | 0 | 0 | 0 | 0 | 0 | 0 | 0 | 0 | 0 | 0 | 0 | 0 | 0 | 0 | 0
7 | 0 | 0 | 0 | 0 | 0 | 0 | 0 | 0 | 0 | 0 | 0 | 0 | 0 | 0 | 0 | 0 | 0 | 0 | 0 | 0 | 0 | 0 | 0 | 0 | 0 | 0 | 0 | 0 | 0 | 0 | 0
8 | 0 | 0 | 0 | 0 | 0 | 0 | 0 | 0 | 0 | 0 | 0 | 0 | 0 | 0 | 0 | 0 | 0 | 0 | 0 | 0 | 0 | 0 | 0 | 0 | 0 | 0 | 0 | 0 | 0 | 0 | 0
9 | 0 | 0 | 0 | 0 | 0 | 0 | 0 | 0 | 0 | 0 | 0 | 0 | 0 | 0 | 0 | 0 | 0 | 0 | 0 | 0 | 0 | 0 | 0 | 0 | 0 | 0 | 0 | 0 | 0 | 0 | 0
10 | 0 | 0 | 0 | 0 | 0 | 0 | 0 | 0 | 0 | 0 | 0 | 0 | 0 | 0 | 0 | 0 | 0 | 0 | 0 | 0 | 0 | 0 | 0 | 0 | 0 | 0 | 0 | 0 | 0 | 0 | 0
Annualized Cost of Operation - Participant - Component 5
Equipment | Year 0 | Year 1 | Year 2 | Year 3 | Year 4 | Year 5 | Year 6 | Year 7 | Year 8 | Year 9 | Year 10 | Year 11 | Year 12 | Year 13 | Year 14 | Year 15 | Year 16 | Year 17 | Year 18 | Year 19 | Year 20 | Year 21 | Year 22 | Year 23 | Year 24 | Year 25 | Year 26 | Year 27 | Year 28 | Year 29 | Year 30
1 | 0 | 0 | 0 | 0 | 0 | 0 | 0 | 0 | 0 | 0 | 0 | 0 | 0 | 0 | 0 | 0 | 0 | 0 | 0 | 0 | 0 | 0 | 0 | 0 | 0 | 0 | 0 | 0 | 0 | 0 | 0
2 | 0 | 0 | 0 | 0 | 0 | 0 | 0 | 0 | 0 | 0 | 0 | 0 | 0 | 0 | 0 | 0 | 0 | 0 | 0 | 0 | 0 | 0 | 0 | 0 | 0 | 0 | 0 | 0 | 0 | 0 | 0
3 | 0 | 0 | 0 | 0 | 0 | 0 | 0 | 0 | 0 | 0 | 0 | 0 | 0 | 0 | 0 | 0 | 0 | 0 | 0 | 0 | 0 | 0 | 0 | 0 | 0 | 0 | 0 | 0 | 0 | 0 | 0
4 | 0 | 0 | 0 | 0 | 0 | 0 | 0 | 0 | 0 | 0 | 0 | 0 | 0 | 0 | 0 | 0 | 0 | 0 | 0 | 0 | 0 | 0 | 0 | 0 | 0 | 0 | 0 | 0 | 0 | 0 | 0
5 | 0 | 0 | 0 | 0 | 0 | 0 | 0 | 0 | 0 | 0 | 0 | 0 | 0 | 0 | 0 | 0 | 0 | 0 | 0 | 0 | 0 | 0 | 0 | 0 | 0 | 0 | 0 | 0 | 0 | 0 | 0
6 | 0 | 0 | 0 | 0 | 0 | 0 | 0 | 0 | 0 | 0 | 0 | 0 | 0 | 0 | 0 | 0 | 0 | 0 | 0 | 0 | 0 | 0 | 0 | 0 | 0 | 0 | 0 | 0 | 0 | 0 | 0
7 | 0 | 0 | 0 | 0 | 0 | 0 | 0 | 0 | 0 | 0 | 0 | 0 | 0 | 0 | 0 | 0 | 0 | 0 | 0 | 0 | 0 | 0 | 0 | 0 | 0 | 0 | 0 | 0 | 0 | 0 | 0
8 | 0 | 0 | 0 | 0 | 0 | 0 | 0 | 0 | 0 | 0 | 0 | 0 | 0 | 0 | 0 | 0 | 0 | 0 | 0 | 0 | 0 | 0 | 0 | 0 | 0 | 0 | 0 | 0 | 0 | 0 | 0
9 | 0 | 0 | 0 | 0 | 0 | 0 | 0 | 0 | 0 | 0 | 0 | 0 | 0 | 0 | 0 | 0 | 0 | 0 | 0 | 0 | 0 | 0 | 0 | 0 | 0 | 0 | 0 | 0 | 0 | 0 | 0
10 | 0 | 0 | 0 | 0 | 0 | 0 | 0 | 0 | 0 | 0 | 0 | 0 | 0 | 0 | 0 | 0 | 0 | 0 | 0 | 0 | 0 | 0 | 0 | 0 | 0 | 0 | 0 | 0 | 0 | 0 | 0
Annualized Cost of Equipment - Participant - Component 5
Equipment | Year 0 | Year 1 | Year 2 | Year 3 | Year 4 | Year 5 | Year 6 | Year 7 | Year 8 | Year 9 | Year 10 | Year 11 | Year 12 | Year 13 | Year 14 | Year 15 | Year 16 | Year 17 | Year 18 | Year 19 | Year 20 | Year 21 | Year 22 | Year 23 | Year 24 | Year 25 | Year 26 | Year 27 | Year 28 | Year 29 | Year 30
1 | 0 | 0 | 0 | 0 | 0 | 0 | 0 | 0 | 0 | 0 | 0 | 0 | 0 | 0 | 0 | 0 | 0 | 0 | 0 | 0 | 0 | 0 | 0 | 0 | 0 | 0 | 0 | 0 | 0 | 0 | 0
2 | 0 | 0 | 0 | 0 | 0 | 0 | 0 | 0 | 0 | 0 | 0 | 0 | 0 | 0 | 0 | 0 | 0 | 0 | 0 | 0 | 0 | 0 | 0 | 0 | 0 | 0 | 0 | 0 | 0 | 0 | 0
3 | 0 | 0 | 0 | 0 | 0 | 0 | 0 | 0 | 0 | 0 | 0 | 0 | 0 | 0 | 0 | 0 | 0 | 0 | 0 | 0 | 0 | 0 | 0 | 0 | 0 | 0 | 0 | 0 | 0 | 0 | 0
4 | 0 | 0 | 0 | 0 | 0 | 0 | 0 | 0 | 0 | 0 | 0 | 0 | 0 | 0 | 0 | 0 | 0 | 0 | 0 | 0 | 0 | 0 | 0 | 0 | 0 | 0 | 0 | 0 | 0 | 0 | 0
5 | 0 | 0 | 0 | 0 | 0 | 0 | 0 | 0 | 0 | 0 | 0 | 0 | 0 | 0 | 0 | 0 | 0 | 0 | 0 | 0 | 0 | 0 | 0 | 0 | 0 | 0 | 0 | 0 | 0 | 0 | 0
6 | 0 | 0 | 0 | 0 | 0 | 0 | 0 | 0 | 0 | 0 | 0 | 0 | 0 | 0 | 0 | 0 | 0 | 0 | 0 | 0 | 0 | 0 | 0 | 0 | 0 | 0 | 0 | 0 | 0 | 0 | 0
7 | 0 | 0 | 0 | 0 | 0 | 0 | 0 | 0 | 0 | 0 | 0 | 0 | 0 | 0 | 0 | 0 | 0 | 0 | 0 | 0 | 0 | 0 | 0 | 0 | 0 | 0 | 0 | 0 | 0 | 0 | 0
8 | 0 | 0 | 0 | 0 | 0 | 0 | 0 | 0 | 0 | 0 | 0 | 0 | 0 | 0 | 0 | 0 | 0 | 0 | 0 | 0 | 0 | 0 | 0 | 0 | 0 | 0 | 0 | 0 | 0 | 0 | 0
9 | 0 | 0 | 0 | 0 | 0 | 0 | 0 | 0 | 0 | 0 | 0 | 0 | 0 | 0 | 0 | 0 | 0 | 0 | 0 | 0 | 0 | 0 | 0 | 0 | 0 | 0 | 0 | 0 | 0 | 0 | 0
10 | 0 | 0 | 0 | 0 | 0 | 0 | 0 | 0 | 0 | 0 | 0 | 0 | 0 | 0 | 0 | 0 | 0 | 0 | 0 | 0 | 0 | 0 | 0 | 0 | 0 | 0 | 0 | 0 | 0 | 0 | 0
Annualized kBTUs - Component 5
Equipment | Year 0 | Year 1 | Year 2 | Year 3 | Year 4 | Year 5 | Year 6 | Year 7 | Year 8 | Year 9 | Year 10 | Year 11 | Year 12 | Year 13 | Year 14 | Year 15 | Year 16 | Year 17 | Year 18 | Year 19 | Year 20 | Year 21 | Year 22 | Year 23 | Year 24 | Year 25 | Year 26 | Year 27 | Year 28 | Year 29 | Year 30
1 | 0 | 0 | 0 | 0 | 0 | 0 | 0 | 0 | 0 | 0 | 0 | 0 | 0 | 0 | 0 | 0 | 0 | 0 | 0 | 0 | 0 | 0 | 0 | 0 | 0 | 0 | 0 | 0 | 0 | 0 | 0
2 | 0 | 0 | 0 | 0 | 0 | 0 | 0 | 0 | 0 | 0 | 0 | 0 | 0 | 0 | 0 | 0 | 0 | 0 | 0 | 0 | 0 | 0 | 0 | 0 | 0 | 0 | 0 | 0 | 0 | 0 | 0
3 | 0 | 0 | 0 | 0 | 0 | 0 | 0 | 0 | 0 | 0 | 0 | 0 | 0 | 0 | 0 | 0 | 0 | 0 | 0 | 0 | 0 | 0 | 0 | 0 | 0 | 0 | 0 | 0 | 0 | 0 | 0
4 | 0 | 0 | 0 | 0 | 0 | 0 | 0 | 0 | 0 | 0 | 0 | 0 | 0 | 0 | 0 | 0 | 0 | 0 | 0 | 0 | 0 | 0 | 0 | 0 | 0 | 0 | 0 | 0 | 0 | 0 | 0
5 | 0 | 0 | 0 | 0 | 0 | 0 | 0 | 0 | 0 | 0 | 0 | 0 | 0 | 0 | 0 | 0 | 0 | 0 | 0 | 0 | 0 | 0 | 0 | 0 | 0 | 0 | 0 | 0 | 0 | 0 | 0
6 | 0 | 0 | 0 | 0 | 0 | 0 | 0 | 0 | 0 | 0 | 0 | 0 | 0 | 0 | 0 | 0 | 0 | 0 | 0 | 0 | 0 | 0 | 0 | 0 | 0 | 0 | 0 | 0 | 0 | 0 | 0
7 | 0 | 0 | 0 | 0 | 0 | 0 | 0 | 0 | 0 | 0 | 0 | 0 | 0 | 0 | 0 | 0 | 0 | 0 | 0 | 0 | 0 | 0 | 0 | 0 | 0 | 0 | 0 | 0 | 0 | 0 | 0
8 | 0 | 0 | 0 | 0 | 0 | 0 | 0 | 0 | 0 | 0 | 0 | 0 | 0 | 0 | 0 | 0 | 0 | 0 | 0 | 0 | 0 | 0 | 0 | 0 | 0 | 0 | 0 | 0 | 0 | 0 | 0
9 | 0 | 0 | 0 | 0 | 0 | 0 | 0 | 0 | 0 | 0 | 0 | 0 | 0 | 0 | 0 | 0 | 0 | 0 | 0 | 0 | 0 | 0 | 0 | 0 | 0 | 0 | 0 | 0 | 0 | 0 | 0
10 | 0 | 0 | 0 | 0 | 0 | 0 | 0 | 0 | 0 | 0 | 0 | 0 | 0 | 0 | 0 | 0 | 0 | 0 | 0 | 0 | 0 | 0 | 0 | 0 | 0 | 0 | 0 | 0 | 0 | 0 | 0
On Market - Component 5
Equipment | Year 0 | Year 1 | Year 2 | Year 3 | Year 4 | Year 5 | Year 6 | Year 7 | Year 8 | Year 9 | Year 10 | Year 11 | Year 12 | Year 13 | Year 14 | Year 15 | Year 16 | Year 17 | Year 18 | Year 19 | Year 20 | Year 21 | Year 22 | Year 23 | Year 24 | Year 25 | Year 26 | Year 27 | Year 28 | Year 29 | Year 30
1 | 0 | 0 | 0 | 0 | 0 | 0 | 0 | 0 | 0 | 0 | 0 | 0 | 0 | 0 | 0 | 0 | 0 | 0 | 0 | 0 | 0 | 0 | 0 | 0 | 0 | 0 | 0 | 0 | 0 | 0 | 0
2 | 0 | 0 | 0 | 0 | 0 | 0 | 0 | 0 | 0 | 0 | 0 | 0 | 0 | 0 | 0 | 0 | 0 | 0 | 0 | 0 | 0 | 0 | 0 | 0 | 0 | 0 | 0 | 0 | 0 | 0 | 0
3 | 0 | 0 | 0 | 0 | 0 | 0 | 0 | 0 | 0 | 0 | 0 | 0 | 0 | 0 | 0 | 0 | 0 | 0 | 0 | 0 | 0 | 0 | 0 | 0 | 0 | 0 | 0 | 0 | 0 | 0 | 0
4 | 0 | 0 | 0 | 0 | 0 | 0 | 0 | 0 | 0 | 0 | 0 | 0 | 0 | 0 | 0 | 0 | 0 | 0 | 0 | 0 | 0 | 0 | 0 | 0 | 0 | 0 | 0 | 0 | 0 | 0 | 0
5 | 0 | 0 | 0 | 0 | 0 | 0 | 0 | 0 | 0 | 0 | 0 | 0 | 0 | 0 | 0 | 0 | 0 | 0 | 0 | 0 | 0 | 0 | 0 | 0 | 0 | 0 | 0 | 0 | 0 | 0 | 0
6 | 0 | 0 | 0 | 0 | 0 | 0 | 0 | 0 | 0 | 0 | 0 | 0 | 0 | 0 | 0 | 0 | 0 | 0 | 0 | 0 | 0 | 0 | 0 | 0 | 0 | 0 | 0 | 0 | 0 | 0 | 0
7 | 0 | 0 | 0 | 0 | 0 | 0 | 0 | 0 | 0 | 0 | 0 | 0 | 0 | 0 | 0 | 0 | 0 | 0 | 0 | 0 | 0 | 0 | 0 | 0 | 0 | 0 | 0 | 0 | 0 | 0 | 0
8 | 0 | 0 | 0 | 0 | 0 | 0 | 0 | 0 | 0 | 0 | 0 | 0 | 0 | 0 | 0 | 0 | 0 | 0 | 0 | 0 | 0 | 0 | 0 | 0 | 0 | 0 | 0 | 0 | 0 | 0 | 0
9 | 0 | 0 | 0 | 0 | 0 | 0 | 0 | 0 | 0 | 0 | 0 | 0 | 0 | 0 | 0 | 0 | 0 | 0 | 0 | 0 | 0 | 0 | 0 | 0 | 0 | 0 | 0 | 0 | 0 | 0 | 0
10 | 0 | 0 | 0 | 0 | 0 | 0 | 0 | 0 | 0 | 0 | 0 | 0 | 0 | 0 | 0 | 0 | 0 | 0 | 0 | 0 | 0 | 0 | 0 | 0 | 0 | 0 | 0 | 0 | 0 | 0 | 0
Technical kBTUs - Component 5
Value | Year 0 | Year 1 | Year 2 | Year 3 | Year 4 | Year 5 | Year 6 | Year 7 | Year 8 | Year 9 | Year 10 | Year 11 | Year 12 | Year 13 | Year 14 | Year 15 | Year 16 | Year 17 | Year 18 | Year 19 | Year 20 | Year 21 | Year 22 | Year 23 | Year 24 | Year 25 | Year 26 | Year 27 | Year 28 | Year 29 | Year 30
Annualized kBTUs | 0 | 0 | 0 | 0 | 0 | 0 | 0 | 0 | 0 | 0 | 0 | 0 | 0 | 0 | 0 | 0 | 0 | 0 | 0 | 0 | 0 | 0 | 0 | 0 | 0 | 0 | 0 | 0 | 0 | 0 | 0
Lifetimes - Component 5
Scenario | Year 0 | Year 1 | Year 2 | Year 3 | Year 4 | Year 5 | Year 6 | Year 7 | Year 8 | Year 9 | Year 10 | Year 11 | Year 12 | Year 13 | Year 14 | Year 15 | Year 16 | Year 17 | Year 18 | Year 19 | Year 20 | Year 21 | Year 22 | Year 23 | Year 24 | Year 25 | Year 26 | Year 27 | Year 28 | Year 29 | Year 30
NC - Min. Lifetime | 0 | 0 | 0 | 0 | 0 | 0 | 0 | 0 | 0 | 0 | 0 | 0 | 0 | 0 | 0 | 0 | 0 | 0 | 0 | 0 | 0 | 0 | 0 | 0 | 0 | 0 | 0 | 0 | 0 | 0 | 0
NC - Max. Lifetime | 0 | 0 | 0 | 0 | 0 | 0 | 0 | 0 | 0 | 0 | 0 | 0 | 0 | 0 | 0 | 0 | 0 | 0 | 0 | 0 | 0 | 0 | 0 | 0 | 0 | 0 | 0 | 0 | 0 | 0 | 0
New Construction Costs
Scenario | Year 0 | Year 1 | Year 2 | Year 3 | Year 4 | Year 5 | Year 6 | Year 7 | Year 8 | Year 9 | Year 10 | Year 11 | Year 12 | Year 13 | Year 14 | Year 15 | Year 16 | Year 17 | Year 18 | Year 19 | Year 20 | Year 21 | Year 22 | Year 23 | Year 24 | Year 25 | Year 26 | Year 27 | Year 28 | Year 29 | Year 30
Average Min. Lifetime - NC | 0 | 0 | 0 | 0 | 0 | 0 | 0 | 0 | 0 | 0 | 0 | 0 | 0 | 0 | 0 | 0 | 0 | 0 | 0 | 0 | 0 | 0 | 0 | 0 | 0 | 0 | 0 | 0 | 0 | 0 | 0
Average Max. Lifetime - NC | 0 | 0 | 0 | 0 | 0 | 0 | 0 | 0 | 0 | 0 | 0 | 0 | 0 | 0 | 0 | 0 | 0 | 0 | 0 | 0 | 0 | 0 | 0 | 0 | 0 | 0 | 0 | 0 | 0 | 0 | 0
Annualized Install Cost - Utility - NC | 0 | 0 | 0 | 0 | 0 | 0 | 0 | 0 | 0 | 0 | 0 | 0 | 0 | 0 | 0 | 0 | 0 | 0 | 0 | 0 | 0 | 0 | 0 | 0 | 0 | 0 | 0 | 0 | 0 | 0 | 0
Annualized Install Cost - Participant | 0 | 0 | 0 | 0 | 0 | 0 | 0 | 0 | 0 | 0 | 0 | 0 | 0 | 0 | 0 | 0 | 0 | 0 | 0 | 0 | 0 | 0 | 0 | 0 | 0 | 0 | 0 | 0 | 0 | 0 | 0
System Results
Value | Year 0 | Year 1 | Year 2 | Year 3 | Year 4 | Year 5 | Year 6 | Year 7 | Year 8 | Year 9 | Year 10 | Year 11 | Year 12 | Year 13 | Year 14 | Year 15 | Year 16 | Year 17 | Year 18 | Year 19 | Year 20 | Year 21 | Year 22 | Year 23 | Year 24 | Year 25 | Year 26 | Year 27 | Year 28 | Year 29 | Year 30
Utility - Cost of Operation | 0 | 0 | 0 | 0 | 0 | 0 | 0 | 0 | 0 | 0 | 0 | 0 | 0 | 0 | 0 | 0 | 0 | 0 | 0 | 0 | 0 | 0 | 0 | 0 | 0 | 0 | 0 | 0 | 0 | 0 | 0
Utility - Value of Sales | 0 | 0 | 0 | 0 | 0 | 0 | 0 | 0 | 0 | 0 | 0 | 0 | 0 | 0 | 0 | 0 | 0 | 0 | 0 | 0 | 0 | 0 | 0 | 0 | 0 | 0 | 0 | 0 | 0 | 0 | 0
Utility - Cost of Equipment | 0 | 0 | 0 | 0 | 0 | 0 | 0 | 0 | 0 | 0 | 0 | 0 | 0 | 0 | 0 | 0 | 0 | 0 | 0 | 0 | 0 | 0 | 0 | 0 | 0 | 0 | 0 | 0 | 0 | 0 | 0
Participant - Cost of Operation | 0 | 0 | 0 | 0 | 0 | 0 | 0 | 0 | 0 | 0 | 0 | 0 | 0 | 0 | 0 | 0 | 0 | 0 | 0 | 0 | 0 | 0 | 0 | 0 | 0 | 0 | 0 | 0 | 0 | 0 | 0
Participant - Cost of Equipment | 0 | 0 | 0 | 0 | 0 | 0 | 0 | 0 | 0 | 0 | 0 | 0 | 0 | 0 | 0 | 0 | 0 | 0 | 0 | 0 | 0 | 0 | 0 | 0 | 0 | 0 | 0 | 0 | 0 | 0 | 0
Annualized kBTUs | 0 | 0 | 0 | 0 | 0 | 0 | 0 | 0 | 0 | 0 | 0 | 0 | 0 | 0 | 0 | 0 | 0 | 0 | 0 | 0 | 0 | 0 | 0 | 0 | 0 | 0 | 0 | 0 | 0 | 0 | 0

## Sys Economics (hidden)
Forecast
Base Year | 2013
Forecast Start | 2015
Forecast End | 2035
Utility Economics
Test | TRC | 0
Incentive Rate | 100%
Admin Adder | 42.8%
Baseline Purchase Shares
Use Logit Model | 0%
Grow adoption | 0%
Allow decline | 100%
Achievable Case | Economic Potential
System Settings
System | Label | First Year On Market | Last Year On Market | Availability | Use Logit Model | Allow Growth | Allow decline | Available | On Date | Off Date
System 1 |  |  |  |  | 0% | 0% | 100% | FALSE | 0 | 0
System 2 |  |  |  |  | 0% | 0% | 100% | FALSE | 0 | 0
System 3 |  |  |  |  | 0% | 100% | 0% | FALSE | 0 | 0
System 4 |  |  |  |  | 0% | 100% | 0% | FALSE | 0 | 0
System 5 |  |  |  |  | 0% | 100% | 0% | FALSE | 0 | 0
Potential Factors - MAP
System | Year 0 | Year 1 | Year 2 | Year 3 | Year 4 | Year 5 | Year 6 | Year 7 | Year 8 | Year 9 | Year 10 | Year 11 | Year 12 | Year 13 | Year 14 | Year 15 | Year 16 | Year 17 | Year 18 | Year 19 | Year 20 | Year 21 | Year 22 | Year 23 | Year 24 | Year 25 | Year 26 | Year 27 | Year 28 | Year 29 | Year 30
System 1 | bar: Year 0 to Year 30
System 2 | bar: Year 0 to Year 30
System 3 | bar: Year 0 to Year 30
System 4 | bar: Year 0 to Year 30
System 5 | bar: Year 0 to Year 30
Potential Factors - RAP
System | Year 0 | Year 1 | Year 2 | Year 3 | Year 4 | Year 5 | Year 6 | Year 7 | Year 8 | Year 9 | Year 10 | Year 11 | Year 12 | Year 13 | Year 14 | Year 15 | Year 16 | Year 17 | Year 18 | Year 19 | Year 20 | Year 21 | Year 22 | Year 23 | Year 24 | Year 25 | Year 26 | Year 27 | Year 28 | Year 29 | Year 30
System 1 | bar: Year 0 to Year 30
System 2 | bar: Year 0 to Year 30
System 3 | bar: Year 0 to Year 30
System 4 | bar: Year 0 to Year 30
System 5 | bar: Year 0 to Year 30
System Purchase Shares
System | Year 0 | Year 1 | Year 2 | Year 3 | Year 4 | Year 5 | Year 6 | Year 7 | Year 8 | Year 9 | Year 10 | Year 11 | Year 12 | Year 13 | Year 14 | Year 15 | Year 16 | Year 17 | Year 18 | Year 19 | Year 20 | Year 21 | Year 22 | Year 23 | Year 24 | Year 25 | Year 26 | Year 27 | Year 28 | Year 29 | Year 30
System 1 | 0% | 0% | 0% | 0% | 0% | 0% | 0% | 0% | 0% | 0% | 0% | 0% | 0% | 0% | 0% | 0% | 0% | 0% | 0% | 0% | 0% | 0% | 0% | 22.29% | 22.29% | 22.29% | 22.29% | 22.29% | 22.29% | 22.29% | 22.29%
System 2 | bar: Year 0 to Year 30
System 3 | 0% | 0% | 0% | 0% | 0% | 0% | 0% | 0% | 0% | 0% | 0% | 0% | 0% | 0% | 0% | 0% | 0% | 0% | 0% | 0% | 0% | 0% | 0% | 21.79% | 21.79% | 21.79% | 21.79% | 21.79% | 21.79% | 21.79% | 21.79%
System 4 | bar: Year 0 to Year 30
System 5 | 0% | 0% | 0% | 0% | 0% | 0% | 0% | 0% | 0% | 0% | 0% | 0% | 0% | 0% | 0% | 0% | 0% | 0% | 0% | 0% | 0% | 0% | 0% | 55.86% | 55.86% | 55.86% | 55.86% | 55.86% | 55.86% | 55.86% | 55.86%
Total Shares | 0% | 0% | 0% | 0% | 0% | 0% | 0% | 0% | 0% | 0% | 0% | 0% | 0% | 0% | 0% | 0% | 0% | 0% | 0% | 0% | 0% | 0% | 0% | 99.93% | 99.93% | 99.93% | 99.93% | 99.93% | 99.93% | 99.93% | 99.93%
Availabl Shares | 0% | 0% | 0% | 0% | 0% | 0% | 0% | 0% | 0% | 0% | 0% | 0% | 0% | 0% | 0% | 0% | 0% | 0% | 0% | 0% | 0% | 0% | 0% | 99.93% | 99.93% | 99.93% | 99.93% | 99.93% | 99.93% | 99.93% | 99.93%
Utility - Cost of Operation
System | Year 0 | Year 1 | Year 2 | Year 3 | Year 4 | Year 5 | Year 6 | Year 7 | Year 8 | Year 9 | Year 10 | Year 11 | Year 12 | Year 13 | Year 14 | Year 15 | Year 16 | Year 17 | Year 18 | Year 19 | Year 20 | Year 21 | Year 22 | Year 23 | Year 24 | Year 25 | Year 26 | Year 27 | Year 28 | Year 29 | Year 30
System 1 | 0 | 0 | 0 | 0 | 0 | 0 | 0 | 0 | 0 | 0 | 0 | 0 | 0 | 0 | 0 | 0 | 0 | 0 | 0 | 0 | 0 | 0 | 0 | 0 | 0 | 0 | 0 | 0 | 0 | 0 | 0
System 2 | 0 | 0 | 0 | 0 | 0 | 0 | 0 | 0 | 0 | 0 | 0 | 0 | 0 | 0 | 0 | 0 | 0 | 0 | 0 | 0 | 0 | 0 | 0 | 0 | 0 | 0 | 0 | 0 | 0 | 0 | 0
System 3 | 0 | 0 | 0 | 0 | 0 | 0 | 0 | 0 | 0 | 0 | 0 | 0 | 0 | 0 | 0 | 0 | 0 | 0 | 0 | 0 | 0 | 0 | 0 | 0 | 0 | 0 | 0 | 0 | 0 | 0 | 0
System 4 | 0 | 0 | 0 | 0 | 0 | 0 | 0 | 0 | 0 | 0 | 0 | 0 | 0 | 0 | 0 | 0 | 0 | 0 | 0 | 0 | 0 | 0 | 0 | 0 | 0 | 0 | 0 | 0 | 0 | 0 | 0
System 5 | 0 | 0 | 0 | 0 | 0 | 0 | 0 | 0 | 0 | 0 | 0 | 0 | 0 | 0 | 0 | 0 | 0 | 0 | 0 | 0 | 0 | 0 | 0 | 0 | 0 | 0 | 0 | 0 | 0 | 0 | 0
Utility - Value of Sales
System | Year 0 | Year 1 | Year 2 | Year 3 | Year 4 | Year 5 | Year 6 | Year 7 | Year 8 | Year 9 | Year 10 | Year 11 | Year 12 | Year 13 | Year 14 | Year 15 | Year 16 | Year 17 | Year 18 | Year 19 | Year 20 | Year 21 | Year 22 | Year 23 | Year 24 | Year 25 | Year 26 | Year 27 | Year 28 | Year 29 | Year 30
System 1 | 0 | 0 | 0 | 0 | 0 | 0 | 0 | 0 | 0 | 0 | 0 | 0 | 0 | 0 | 0 | 0 | 0 | 0 | 0 | 0 | 0 | 0 | 0 | 0 | 0 | 0 | 0 | 0 | 0 | 0 | 0
System 2 | 0 | 0 | 0 | 0 | 0 | 0 | 0 | 0 | 0 | 0 | 0 | 0 | 0 | 0 | 0 | 0 | 0 | 0 | 0 | 0 | 0 | 0 | 0 | 0 | 0 | 0 | 0 | 0 | 0 | 0 | 0
System 3 | 0 | 0 | 0 | 0 | 0 | 0 | 0 | 0 | 0 | 0 | 0 | 0 | 0 | 0 | 0 | 0 | 0 | 0 | 0 | 0 | 0 | 0 | 0 | 0 | 0 | 0 | 0 | 0 | 0 | 0 | 0
System 4 | 0.50744 | 0.51289 | 0.51841 | 0.52358 | 0.52943 | 0.5348 | 0.54001 | 0.54443 | 0.54944 | 0.55459 | 0.56038 | 0.56652 | 0.57218 | 0 | 0 | 0 | 0 | 0 | 0 | 0 | 0 | 0 | 0 | 0 | 0 | 0 | 0 | 0 | 0 | 0 | 0
System 5 | 0 | 0 | 0 | 0 | 0 | 0 | 0 | 0 | 0 | 0 | 0 | 0 | 0 | 0 | 0 | 0 | 0 | 0 | 0 | 0 | 0 | 0 | 0 | 0 | 0 | 0 | 0 | 0 | 0 | 0 | 0
| 0 | 0 | 0 | 0 | 0 | 0 | 0 | 0 | 0 | 0 | 0 | 0 | 0 | 0 | 0 | 0 | 0 | 0 | 0 | 0 | 0 | 0 | 0
Utility - Cost of Equipment
System | Year 0 | Year 1 | Year 2 | Year 3 | Year 4 | Year 5 | Year 6 | Year 7 | Year 8 | Year 9 | Year 10 | Year 11 | Year 12 | Year 13 | Year 14 | Year 15 | Year 16 | Year 17 | Year 18 | Year 19 | Year 20 | Year 21 | Year 22 | Year 23 | Year 24 | Year 25 | Year 26 | Year 27 | Year 28 | Year 29 | Year 30
System 1 | 0 | 0 | 0 | 0 | 0 | 0 | 0 | 0 | 0 | 0 | 0 | 0 | 0 | 0 | 0 | 0 | 0 | 0 | 0 | 0 | 0 | 0 | 0 | 0 | 0 | 0 | 0 | 0 | 0 | 0 | 0
System 2 | 0 | 0 | 0 | 0 | 0 | 0 | 0 | 0 | 0 | 0 | 0 | 0 | 0 | 0 | 0 | 0 | 0 | 0 | 0 | 0 | 0 | 0 | 0 | 0 | 0 | 0 | 0 | 0 | 0 | 0 | 0
System 3 | 0 | 0 | 0 | 0 | 0 | 0 | 0 | 0 | 0 | 0 | 0 | 0 | 0 | 0 | 0 | 0 | 0 | 0 | 0 | 0 | 0 | 0 | 0 | 0 | 0 | 0 | 0 | 0 | 0 | 0 | 0
System 4 | 0 | 0 | 0 | 0 | 0 | 0 | 0 | 0 | 0 | 0 | 0 | 0 | 0 | 0 | 0 | 0 | 0 | 0 | 0 | 0 | 0 | 0 | 0 | 0 | 0 | 0 | 0 | 0 | 0 | 0 | 0
System 5 | 0 | 0 | 0 | 0 | 0 | 0 | 0 | 0 | 0 | 0 | 0 | 0 | 0 | 0 | 0 | 0 | 0 | 0 | 0 | 0 | 0 | 0 | 0 | 0 | 0 | 0 | 0 | 0 | 0 | 0 | 0
Participant - Cost of Operation
System | Year 0 | Year 1 | Year 2 | Year 3 | Year 4 | Year 5 | Year 6 | Year 7 | Year 8 | Year 9 | Year 10 | Year 11 | Year 12 | Year 13 | Year 14 | Year 15 | Year 16 | Year 17 | Year 18 | Year 19 | Year 20 | Year 21 | Year 22 | Year 23 | Year 24 | Year 25 | Year 26 | Year 27 | Year 28 | Year 29 | Year 30
System 1 | 0 | 0 | 0 | 0 | 0 | 0 | 0 | 0 | 0 | 0 | 0 | 0 | 0 | 0 | 0 | 0 | 0 | 0 | 0 | 0 | 0 | 0 | 0 | 0 | 0 | 0 | 0 | 0 | 0 | 0 | 0
System 2 | 0 | 0 | 0 | 0 | 0 | 0 | 0 | 0 | 0 | 0 | 0 | 0 | 0 | 0 | 0 | 0 | 0 | 0 | 0 | 0 | 0 | 0 | 0 | 0 | 0 | 0 | 0 | 0 | 0 | 0 | 0
System 3 | 0 | 0 | 0 | 0 | 0 | 0 | 0 | 0 | 0 | 0 | 0 | 0 | 0 | 0 | 0 | 0 | 0 | 0 | 0 | 0 | 0 | 0 | 0 | 0 | 0 | 0 | 0 | 0 | 0 | 0 | 0
System 4 | 0 | 0 | 0 | 0 | 0 | 0 | 0 | 0 | 0 | 0 | 0 | 0 | 0 | 0 | 0 | 0 | 0 | 0 | 0 | 0 | 0 | 0 | 0 | 0 | 0 | 0 | 0 | 0 | 0 | 0 | 0
System 5 | 0 | 0 | 0 | 0 | 0 | 0 | 0 | 0 | 0 | 0 | 0 | 0 | 0 | 0 | 0 | 0 | 0 | 0 | 0 | 0 | 0 | 0 | 0 | 0 | 0 | 0 | 0 | 0 | 0 | 0 | 0
Participant - Cost of Equipment
System | Year 0 | Year 1 | Year 2 | Year 3 | Year 4 | Year 5 | Year 6 | Year 7 | Year 8 | Year 9 | Year 10 | Year 11 | Year 12 | Year 13 | Year 14 | Year 15 | Year 16 | Year 17 | Year 18 | Year 19 | Year 20 | Year 21 | Year 22 | Year 23 | Year 24 | Year 25 | Year 26 | Year 27 | Year 28 | Year 29 | Year 30
System 1 | 0 | 0 | 0 | 0 | 0 | 0 | 0 | 0 | 0 | 0 | 0 | 0 | 0 | 0 | 0 | 0 | 0 | 0 | 0 | 0 | 0 | 0 | 0 | 0 | 0 | 0 | 0 | 0 | 0 | 0 | 0
System 2 | 0 | 0 | 0 | 0 | 0 | 0 | 0 | 0 | 0 | 0 | 0 | 0 | 0 | 0 | 0 | 0 | 0 | 0 | 0 | 0 | 0 | 0 | 0 | 0 | 0 | 0 | 0 | 0 | 0 | 0 | 0
System 3 | 0 | 0 | 0 | 0 | 0 | 0 | 0 | 0 | 0 | 0 | 0 | 0 | 0 | 0 | 0 | 0 | 0 | 0 | 0 | 0 | 0 | 0 | 0 | 0 | 0 | 0 | 0 | 0 | 0 | 0 | 0
System 4 | 0 | 0 | 0 | 0 | 0 | 0 | 0 | 0 | 0 | 0 | 0 | 0 | 0 | 0 | 0 | 0 | 0 | 0 | 0 | 0 | 0 | 0 | 0 | 0 | 0 | 0 | 0 | 0 | 0 | 0 | 0
System 5 | 0 | 0 | 0 | 0 | 0 | 0 | 0 | 0 | 0 | 0 | 0 | 0 | 0 | 0 | 0 | 0 | 0 | 0 | 0 | 0 | 0 | 0 | 0 | 0 | 0 | 0 | 0 | 0 | 0 | 0 | 0
System - Annual kBTUs
System | Year 0 | Year 1 | Year 2 | Year 3 | Year 4 | Year 5 | Year 6 | Year 7 | Year 8 | Year 9 | Year 10 | Year 11 | Year 12 | Year 13 | Year 14 | Year 15 | Year 16 | Year 17 | Year 18 | Year 19 | Year 20 | Year 21 | Year 22 | Year 23 | Year 24 | Year 25 | Year 26 | Year 27 | Year 28 | Year 29 | Year 30
1 | 0 | 0 | 0 | 0 | 0 | 0 | 0 | 0 | 0 | 0 | 0 | 0 | 0 | 0 | 0 | 0 | 0 | 0 | 0 | 0 | 0 | 0 | 0 | 0 | 0 | 0 | 0 | 0 | 0 | 0 | 0
2 | 0 | 0 | 0 | 0 | 0 | 0 | 0 | 0 | 0 | 0 | 0 | 0 | 0 | 0 | 0 | 0 | 0 | 0 | 0 | 0 | 0 | 0 | 0 | 0 | 0 | 0 | 0 | 0 | 0 | 0 | 0
3 | 0 | 0 | 0 | 0 | 0 | 0 | 0 | 0 | 0 | 0 | 0 | 0 | 0 | 0 | 0 | 0 | 0 | 0 | 0 | 0 | 0 | 0 | 0 | 0 | 0 | 0 | 0 | 0 | 0 | 0 | 0
4 | 0 | 0 | 0 | 0 | 0 | 0 | 0 | 0 | 0 | 0 | 0 | 0 | 0 | 0 | 0 | 0 | 0 | 0 | 0 | 0 | 0 | 0 | 0 | 0 | 0 | 0 | 0 | 0 | 0 | 0 | 0
5 | 0 | 0 | 0 | 0 | 0 | 0 | 0 | 0 | 0 | 0 | 0 | 0 | 0 | 0 | 0 | 0 | 0 | 0 | 0 | 0 | 0 | 0 | 0 | 0 | 0 | 0 | 0 | 0 | 0 | 0 | 0
Year
| Year 0 | Year 1 | Year 2 | Year 3 | Year 4 | Year 5 | Year 6 | Year 7 | Year 8 | Year 9 | Year 10 | Year 11 | Year 12 | Year 13 | Year 14 | Year 15 | Year 16 | Year 17 | Year 18 | Year 19 | Year 20 | Year 21 | Year 22 | Year 23 | Year 24 | Year 25 | Year 26 | Year 27 | Year 28 | Year 29 | Year 30
Year | 2013 | 2014 | 2015 | 2016 | 2017 | 2018 | 2019 | 2020 | 2021 | 2022 | 2023 | 2024 | 2025 | 2026 | 2027 | 2028 | 2029 | 2030 | 2031 | 2032 | 2033 | 2034 | 2035 | 2036 | 2037 | 2038 | 2039 | 2040 | 2041 | 2042 | 2043
Index | 0 | 1 | 2 | 3 | 4 | 5 | 6 | 7 | 8 | 9 | 10 | 11 | 12 | 13 | 14 | 15 | 16 | 17 | 18 | 19 | 20 | 21 | 22 | 23 | 24 | 25 | 26 | 27 | 28 | 29 | 30
On Market
Equipment | Year 0 | Year 1 | Year 2 | Year 3 | Year 4 | Year 5 | Year 6 | Year 7 | Year 8 | Year 9 | Year 10 | Year 11 | Year 12 | Year 13 | Year 14 | Year 15 | Year 16 | Year 17 | Year 18 | Year 19 | Year 20 | Year 21 | Year 22 | Year 23 | Year 24 | Year 25 | Year 26 | Year 27 | Year 28 | Year 29 | Year 30
1 | FALSE | FALSE | FALSE | FALSE | FALSE | FALSE | FALSE | FALSE | FALSE | FALSE | FALSE | FALSE | FALSE | FALSE | FALSE | FALSE | FALSE | FALSE | FALSE | FALSE | FALSE | FALSE | FALSE | FALSE | FALSE | FALSE | FALSE | FALSE | FALSE | FALSE | FALSE
2 | FALSE | FALSE | FALSE | FALSE | FALSE | FALSE | FALSE | FALSE | FALSE | FALSE | FALSE | FALSE | FALSE | FALSE | FALSE | FALSE | FALSE | FALSE | FALSE | FALSE | FALSE | FALSE | FALSE | FALSE | FALSE | FALSE | FALSE | FALSE | FALSE | FALSE | FALSE
3 | FALSE | FALSE | FALSE | FALSE | FALSE | FALSE | FALSE | FALSE | FALSE | FALSE | FALSE | FALSE | FALSE | FALSE | FALSE | FALSE | FALSE | FALSE | FALSE | FALSE | FALSE | FALSE | FALSE | FALSE | FALSE | FALSE | FALSE | FALSE | FALSE | FALSE | FALSE
4 | FALSE | FALSE | FALSE | FALSE | FALSE | FALSE | FALSE | FALSE | FALSE | FALSE | FALSE | FALSE | FALSE | FALSE | FALSE | FALSE | FALSE | FALSE | FALSE | FALSE | FALSE | FALSE | FALSE | FALSE | FALSE | FALSE | FALSE | FALSE | FALSE | FALSE | FALSE
5 | FALSE | FALSE | FALSE | FALSE | FALSE | FALSE | FALSE | FALSE | FALSE | FALSE | FALSE | FALSE | FALSE | FALSE | FALSE | FALSE | FALSE | FALSE | FALSE | FALSE | FALSE | FALSE | FALSE | FALSE | FALSE | FALSE | FALSE | FALSE | FALSE | FALSE | FALSE
Base Unit | #N/A | #N/A | #N/A | #N/A | #N/A | #N/A | #N/A | #N/A | #N/A | #N/A | #N/A | #N/A | #N/A | #N/A | #N/A | #N/A | #N/A | #N/A | #N/A | #N/A | #N/A | #N/A | #N/A | #N/A | #N/A | #N/A | #N/A | #N/A | #N/A | #N/A | #N/A
Options Available | 0 | 0 | 0 | 0 | 0 | 0 | 0 | 0 | 0 | 0 | 0 | 0 | 0 | 0 | 0 | 0 | 0 | 0 | 0 | 0 | 0 | 0 | 0 | 0 | 0 | 0 | 0 | 0 | 0 | 0 | 0
Total Resource Cost Test
Equipment | Year 0 | Year 1 | Year 2 | Year 3 | Year 4 | Year 5 | Year 6 | Year 7 | Year 8 | Year 9 | Year 10 | Year 11 | Year 12 | Year 13 | Year 14 | Year 15 | Year 16 | Year 17 | Year 18 | Year 19 | Year 20 | Year 21 | Year 22 | Year 23 | Year 24 | Year 25 | Year 26 | Year 27 | Year 28 | Year 29 | Year 30
1 | 0 | 0 | 0 | 0 | 0 | 0 | 0 | 0 | 0 | 0 | 0 | 0 | 0 | 0 | 0 | 0 | 0 | 0 | 0 | 0 | 0 | 0 | 0 | 0 | 0 | 0 | 0 | 0 | 0 | 0 | 0
2 | 0 | 0 | 0 | 0 | 0 | 0 | 0 | 0 | 0 | 0 | 0 | 0 | 0 | 0 | 0 | 0 | 0 | 0 | 0 | 0 | 0 | 0 | 0 | 0 | 0 | 0 | 0 | 0 | 0 | 0 | 0
3 | 0 | 0 | 0 | 0 | 0 | 0 | 0 | 0 | 0 | 0 | 0 | 0 | 0 | 0 | 0 | 0 | 0 | 0 | 0 | 0 | 0 | 0 | 0 | 0 | 0 | 0 | 0 | 0 | 0 | 0 | 0
4 | 0 | 0 | 0 | 0 | 0 | 0 | 0 | 0 | 0 | 0 | 0 | 0 | 0 | 0 | 0 | 0 | 0 | 0 | 0 | 0 | 0 | 0 | 0 | 0 | 0 | 0 | 0 | 0 | 0 | 0 | 0
5 | 0 | 0 | 0 | 0 | 0 | 0 | 0 | 0 | 0 | 0 | 0 | 0 | 0 | 0 | 0 | 0 | 0 | 0 | 0 | 0 | 0 | 0 | 0 | 0 | 0 | 0 | 0 | 0 | 0 | 0 | 0
Economical | bar: Year 0 to Year 30
Economical kBTUs | 0 | 0 | 0 | 0 | 0 | 0 | 0 | 0 | 0 | 0 | 0 | 0 | 0 | 0 | 0 | 0 | 0 | 0 | 0 | 0 | 0 | 0 | 0 | 0 | 0 | 0 | 0 | 0 | 0 | 0 | 0
Program Administrator Cost Test
Equipment | Year 0 | Year 1 | Year 2 | Year 3 | Year 4 | Year 5 | Year 6 | Year 7 | Year 8 | Year 9 | Year 10 | Year 11 | Year 12 | Year 13 | Year 14 | Year 15 | Year 16 | Year 17 | Year 18 | Year 19 | Year 20 | Year 21 | Year 22 | Year 23 | Year 24 | Year 25 | Year 26 | Year 27 | Year 28 | Year 29 | Year 30
1 | 0 | 0 | 0 | 0 | 0 | 0 | 0 | 0 | 0 | 0 | 0 | 0 | 0 | 0 | 0 | 0 | 0 | 0 | 0 | 0 | 0 | 0 | 0 | 0 | 0 | 0 | 0 | 0 | 0 | 0 | 0
2 | 0 | 0 | 0 | 0 | 0 | 0 | 0 | 0 | 0 | 0 | 0 | 0 | 0 | 0 | 0 | 0 | 0 | 0 | 0 | 0 | 0 | 0 | 0 | 0 | 0 | 0 | 0 | 0 | 0 | 0 | 0
3 | 0 | 0 | 0 | 0 | 0 | 0 | 0 | 0 | 0 | 0 | 0 | 0 | 0 | 0 | 0 | 0 | 0 | 0 | 0 | 0 | 0 | 0 | 0 | 0 | 0 | 0 | 0 | 0 | 0 | 0 | 0
4 | 0 | 0 | 0 | 0 | 0 | 0 | 0 | 0 | 0 | 0 | 0 | 0 | 0 | 0 | 0 | 0 | 0 | 0 | 0 | 0 | 0 | 0 | 0 | 0 | 0 | 0 | 0 | 0 | 0 | 0 | 0
5 | 0 | 0 | 0 | 0 | 0 | 0 | 0 | 0 | 0 | 0 | 0 | 0 | 0 | 0 | 0 | 0 | 0 | 0 | 0 | 0 | 0 | 0 | 0 | 0 | 0 | 0 | 0 | 0 | 0 | 0 | 0
Economical | bar: Year 0 to Year 30
Economical kBTUs | 0 | 0 | 0 | 0 | 0 | 0 | 0 | 0 | 0 | 0 | 0 | 0 | 0 | 0 | 0 | 0 | 0 | 0 | 0 | 0 | 0 | 0 | 0 | 0 | 0 | 0 | 0 | 0 | 0 | 0 | 0
Participant Cost Test
Equipment | Year 0 | Year 1 | Year 2 | Year 3 | Year 4 | Year 5 | Year 6 | Year 7 | Year 8 | Year 9 | Year 10 | Year 11 | Year 12 | Year 13 | Year 14 | Year 15 | Year 16 | Year 17 | Year 18 | Year 19 | Year 20 | Year 21 | Year 22 | Year 23 | Year 24 | Year 25 | Year 26 | Year 27 | Year 28 | Year 29 | Year 30
1 | 0 | 0 | 0 | 0 | 0 | 0 | 0 | 0 | 0 | 0 | 0 | 0 | 0 | 0 | 0 | 0 | 0 | 0 | 0 | 0 | 0 | 0 | 0 | 0 | 0 | 0 | 0 | 0 | 0 | 0 | 0
2 | 0 | 0 | 0 | 0 | 0 | 0 | 0 | 0 | 0 | 0 | 0 | 0 | 0 | 0 | 0 | 0 | 0 | 0 | 0 | 0 | 0 | 0 | 0 | 0 | 0 | 0 | 0 | 0 | 0 | 0 | 0
3 | 0 | 0 | 0 | 0 | 0 | 0 | 0 | 0 | 0 | 0 | 0 | 0 | 0 | 0 | 0 | 0 | 0 | 0 | 0 | 0 | 0 | 0 | 0 | 0 | 0 | 0 | 0 | 0 | 0 | 0 | 0
4 | 0 | 0 | 0 | 0 | 0 | 0 | 0 | 0 | 0 | 0 | 0 | 0 | 0 | 0 | 0 | 0 | 0 | 0 | 0 | 0 | 0 | 0 | 0 | 0 | 0 | 0 | 0 | 0 | 0 | 0 | 0
5 | 0 | 0 | 0 | 0 | 0 | 0 | 0 | 0 | 0 | 0 | 0 | 0 | 0 | 0 | 0 | 0 | 0 | 0 | 0 | 0 | 0 | 0 | 0 | 0 | 0 | 0 | 0 | 0 | 0 | 0 | 0
Economical | bar: Year 0 to Year 30
Economical kBTUs | 0 | 0 | 0 | 0 | 0 | 0 | 0 | 0 | 0 | 0 | 0 | 0 | 0 | 0 | 0 | 0 | 0 | 0 | 0 | 0 | 0 | 0 | 0 | 0 | 0 | 0 | 0 | 0 | 0 | 0 | 0
Ratepayer Impact Measure Test
Equipment | Year 0 | Year 1 | Year 2 | Year 3 | Year 4 | Year 5 | Year 6 | Year 7 | Year 8 | Year 9 | Year 10 | Year 11 | Year 12 | Year 13 | Year 14 | Year 15 | Year 16 | Year 17 | Year 18 | Year 19 | Year 20 | Year 21 | Year 22 | Year 23 | Year 24 | Year 25 | Year 26 | Year 27 | Year 28 | Year 29 | Year 30
1 | 0 | 0 | 0 | 0 | 0 | 0 | 0 | 0 | 0 | 0 | 0 | 0 | 0 | 0 | 0 | 0 | 0 | 0 | 0 | 0 | 0 | 0 | 0 | 0 | 0 | 0 | 0 | 0 | 0 | 0 | 0
2 | 0 | 0 | 0 | 0 | 0 | 0 | 0 | 0 | 0 | 0 | 0 | 0 | 0 | 0 | 0 | 0 | 0 | 0 | 0 | 0 | 0 | 0 | 0 | 0 | 0 | 0 | 0 | 0 | 0 | 0 | 0
3 | 0 | 0 | 0 | 0 | 0 | 0 | 0 | 0 | 0 | 0 | 0 | 0 | 0 | 0 | 0 | 0 | 0 | 0 | 0 | 0 | 0 | 0 | 0 | 0 | 0 | 0 | 0 | 0 | 0 | 0 | 0
4 | -0.50744 | -0.51289 | -0.51841 | -0.52358 | -0.52943 | -0.5348 | -0.54001 | -0.54443 | -0.54944 | -0.55459 | -0.56038 | -0.56652 | -0.57218 | 0 | 0 | 0 | 0 | 0 | 0 | 0 | 0 | 0 | 0 | 0 | 0 | 0 | 0 | 0 | 0 | 0 | 0
5 | 0 | 0 | 0 | 0 | 0 | 0 | 0 | 0 | 0 | 0 | 0 | 0 | 0 | 0 | 0 | 0 | 0 | 0 | 0 | 0 | 0 | 0 | 0 | 0 | 0 | 0 | 0 | 0 | 0 | 0 | 0
Economical | bar: Year 0 to Year 30
Economical kBTUs | 0 | 0 | 0 | 0 | 0 | 0 | 0 | 0 | 0 | 0 | 0 | 0 | 0 | 0 | 0 | 0 | 0 | 0 | 0 | 0 | 0 | 0 | 0 | 0 | 0 | 0 | 0 | 0 | 0 | 0 | 0
Technical Model Rank
System | Year 0 | Year 1 | Year 2 | Year 3 | Year 4 | Year 5 | Year 6 | Year 7 | Year 8 | Year 9 | Year 10 | Year 11 | Year 12 | Year 13 | Year 14 | Year 15 | Year 16 | Year 17 | Year 18 | Year 19 | Year 20 | Year 21 | Year 22 | Year 23 | Year 24 | Year 25 | Year 26 | Year 27 | Year 28 | Year 29 | Year 30
1 | 0 | 0 | 0 | 0 | 0 | 0 | 0 | 0 | 0 | 0 | 0 | 0 | 0 | 0 | 0 | 0 | 0 | 0 | 0 | 0 | 0 | 0 | 0 | 0 | 0 | 0 | 0 | 0 | 0 | 0 | 0
2 | 0 | 0 | 0 | 0 | 0 | 0 | 0 | 0 | 0 | 0 | 0 | 0 | 0 | 0 | 0 | 0 | 0 | 0 | 0 | 0 | 0 | 0 | 0 | 0 | 0 | 0 | 0 | 0 | 0 | 0 | 0
3 | 0 | 0 | 0 | 0 | 0 | 0 | 0 | 0 | 0 | 0 | 0 | 0 | 0 | 0 | 0 | 0 | 0 | 0 | 0 | 0 | 0 | 0 | 0 | 0 | 0 | 0 | 0 | 0 | 0 | 0 | 0
4 | 0 | 0 | 0 | 0 | 0 | 0 | 0 | 0 | 0 | 0 | 0 | 0 | 0 | 0 | 0 | 0 | 0 | 0 | 0 | 0 | 0 | 0 | 0 | 0 | 0 | 0 | 0 | 0 | 0 | 0 | 0
5 | 0 | 0 | 0 | 0 | 0 | 0 | 0 | 0 | 0 | 0 | 0 | 0 | 0 | 0 | 0 | 0 | 0 | 0 | 0 | 0 | 0 | 0 | 0 | 0 | 0 | 0 | 0 | 0 | 0 | 0 | 0
Economic Model Rank
System | Year 0 | Year 1 | Year 2 | Year 3 | Year 4 | Year 5 | Year 6 | Year 7 | Year 8 | Year 9 | Year 10 | Year 11 | Year 12 | Year 13 | Year 14 | Year 15 | Year 16 | Year 17 | Year 18 | Year 19 | Year 20 | Year 21 | Year 22 | Year 23 | Year 24 | Year 25 | Year 26 | Year 27 | Year 28 | Year 29 | Year 30
1 | 0 | 0 | 0 | 0 | 0 | 0 | 0 | 0 | 0 | 0 | 0 | 0 | 0 | 0 | 0 | 0 | 0 | 0 | 0 | 0 | 0 | 0 | 0 | 0 | 0 | 0 | 0 | 0 | 0 | 0 | 0
2 | 0 | 0 | 0 | 0 | 0 | 0 | 0 | 0 | 0 | 0 | 0 | 0 | 0 | 0 | 0 | 0 | 0 | 0 | 0 | 0 | 0 | 0 | 0 | 0 | 0 | 0 | 0 | 0 | 0 | 0 | 0
3 | 0 | 0 | 0 | 0 | 0 | 0 | 0 | 0 | 0 | 0 | 0 | 0 | 0 | 0 | 0 | 0 | 0 | 0 | 0 | 0 | 0 | 0 | 0 | 0 | 0 | 0 | 0 | 0 | 0 | 0 | 0
4 | 0 | 0 | 0 | 0 | 0 | 0 | 0 | 0 | 0 | 0 | 0 | 0 | 0 | 0 | 0 | 0 | 0 | 0 | 0 | 0 | 0 | 0 | 0 | 0 | 0 | 0 | 0 | 0 | 0 | 0 | 0
5 | 0 | 0 | 0 | 0 | 0 | 0 | 0 | 0 | 0 | 0 | 0 | 0 | 0 | 0 | 0 | 0 | 0 | 0 | 0 | 0 | 0 | 0 | 0 | 0 | 0 | 0 | 0 | 0 | 0 | 0 | 0
Major Unit
Scenario | Year 0 | Year 1 | Year 2 | Year 3 | Year 4 | Year 5 | Year 6 | Year 7 | Year 8 | Year 9 | Year 10 | Year 11 | Year 12 | Year 13 | Year 14 | Year 15 | Year 16 | Year 17 | Year 18 | Year 19 | Year 20 | Year 21 | Year 22 | Year 23 | Year 24 | Year 25 | Year 26 | Year 27 | Year 28 | Year 29 | Year 30
Economic | bar: Year 0 to Year 30
Economic kBTUs | 0 | 0 | 0 | 0 | 0 | 0 | 0 | 0 | 0 | 0 | 0 | 0 | 0 | 0 | 0 | 0 | 0 | 0 | 0 | 0 | 0 | 0 | 0 | 0 | 0 | 0 | 0 | 0 | 0 | 0 | 0
Technical | bar: Year 0 to Year 30
Savings against Economic Unit
Scenario | Year 0 | Year 1 | Year 2 | Year 3 | Year 4 | Year 5 | Year 6 | Year 7 | Year 8 | Year 9 | Year 10 | Year 11 | Year 12 | Year 13 | Year 14 | Year 15 | Year 16 | Year 17 | Year 18 | Year 19 | Year 20 | Year 21 | Year 22 | Year 23 | Year 24 | Year 25 | Year 26 | Year 27 | Year 28 | Year 29 | Year 30
1 | 0 | 0 | 0 | 0 | 0 | 0 | 0 | 0 | 0 | 0 | 0 | 0 | 0 | 0 | 0 | 0 | 0 | 0 | 0 | 0 | 0 | 0 | 0 | 0 | 0 | 0 | 0 | 0 | 0 | 0 | 0
2 | 0 | 0 | 0 | 0 | 0 | 0 | 0 | 0 | 0 | 0 | 0 | 0 | 0 | 0 | 0 | 0 | 0 | 0 | 0 | 0 | 0 | 0 | 0 | 0 | 0 | 0 | 0 | 0 | 0 | 0 | 0
3 | 0 | 0 | 0 | 0 | 0 | 0 | 0 | 0 | 0 | 0 | 0 | 0 | 0 | 0 | 0 | 0 | 0 | 0 | 0 | 0 | 0 | 0 | 0 | 0 | 0 | 0 | 0 | 0 | 0 | 0 | 0
4 | 0 | 0 | 0 | 0 | 0 | 0 | 0 | 0 | 0 | 0 | 0 | 0 | 0 | 0 | 0 | 0 | 0 | 0 | 0 | 0 | 0 | 0 | 0 | 0 | 0 | 0 | 0 | 0 | 0 | 0 | 0
5 | 0 | 0 | 0 | 0 | 0 | 0 | 0 | 0 | 0 | 0 | 0 | 0 | 0 | 0 | 0 | 0 | 0 | 0 | 0 | 0 | 0 | 0 | 0 | 0 | 0 | 0 | 0 | 0 | 0 | 0 | 0
Logit Model
System | Year 0: Actual Shares; Year 1: Annualized Cost; Year 2: Desirability Index; Year 3: Logit; Year 4: Uncalibrated Shares; Year 5: Coefficient; Year 6: Calibrated Desirability Index; Year 7: Calibrated Logit; Year 8: Coefficients available in base year; Year 9: Linear Interpolated Coefficients
1 | Year 0: 0%; Year 1: 0; Year 2: 0; Year 3: 0; Year 4: 0%; Year 5: 0; Year 6: 0; Year 7: 0; Year 8: 0; Year 9: 0
2 | Year 0: 0%; Year 1: 0; Year 2: 0; Year 3: 0; Year 4: 0%; Year 5: 0; Year 6: 0; Year 7: 0; Year 8: 0; Year 9: 0
3 | Year 0: 0%; Year 1: 0; Year 2: 0; Year 3: 0; Year 4: 0%; Year 5: 0; Year 6: 0; Year 7: 0; Year 8: 0; Year 9: 0
4 | Year 0: 0%; Year 1: 0; Year 2: 0; Year 3: 0; Year 4: 0%; Year 5: 0; Year 6: 0; Year 7: 0; Year 8: 0; Year 9: 0
5 | Year 0: 0%; Year 1: 0; Year 2: 0; Year 3: 0; Year 4: 0%; Year 5: 0; Year 6: 0; Year 7: 0; Year 8: 0; Year 9: 0
Nothing | Year 0: 100%; Year 1: 0; Year 2: 0; Year 3: 1; Year 4: #N/A; Year 5: #N/A; Year 6: #N/A; Year 7: #N/A; Year 8: #N/A; Year 9: 0
|  |  |  | 1 |  |  |  | #N/A
Calibrated Logit of Desirability Index
1 | 0 | 0 | 0 | 0 | 0 | 0 | 0 | 0 | 0 | 0 | 0 | 0 | 0 | 0 | 0 | 0 | 0 | 0 | 0 | 0 | 0 | 0 | 0 | 0 | 0 | 0 | 0 | 0 | 0 | 0 | 0
2 | 0 | 0 | 0 | 0 | 0 | 0 | 0 | 0 | 0 | 0 | 0 | 0 | 0 | 0 | 0 | 0 | 0 | 0 | 0 | 0 | 0 | 0 | 0 | 0 | 0 | 0 | 0 | 0 | 0 | 0 | 0
3 | 0 | 0 | 0 | 0 | 0 | 0 | 0 | 0 | 0 | 0 | 0 | 0 | 0 | 0 | 0 | 0 | 0 | 0 | 0 | 0 | 0 | 0 | 0 | 0 | 0 | 0 | 0 | 0 | 0 | 0 | 0
4 | 0 | 0 | 0 | 0 | 0 | 0 | 0 | 0 | 0 | 0 | 0 | 0 | 0 | 0 | 0 | 0 | 0 | 0 | 0 | 0 | 0 | 0 | 0 | 0 | 0 | 0 | 0 | 0 | 0 | 0 | 0
5 | 0 | 0 | 0 | 0 | 0 | 0 | 0 | 0 | 0 | 0 | 0 | 0 | 0 | 0 | 0 | 0 | 0 | 0 | 0 | 0 | 0 | 0 | 0 | 0 | 0 | 0 | 0 | 0 | 0 | 0 | 0
Nothing | 0 | 0 | 0 | 0 | 0 | 0 | 0 | 0 | 0 | 0 | 0 | 0 | 0 | 0 | 0 | 0 | 0 | 0 | 0 | 0 | 0 | 0 | 0 | 0 | 0 | 0 | 0 | 0 | 0 | 0 | 0
Total | 0 | 0 | 0 | 0 | 0 | 0 | 0 | 0 | 0 | 0 | 0 | 0 | 0 | 0 | 0 | 0 | 0 | 0 | 0 | 0 | 0 | 0 | 0 | 0 | 0 | 0 | 0 | 0 | 0 | 0 | 0
Linear Interpolated Purchase Shares
1 | bar: Year 0 to Year 30
2 | bar: Year 0 to Year 30
3 | bar: Year 0 to Year 30
4 | bar: Year 0 to Year 30
5 | bar: Year 0 to Year 30
Nothing | bar: Year 0 to Year 30
Baseline Forecast Purchase Shares
Equipment | Year 0 | Year 1 | Year 2 | Year 3 | Year 4 | Year 5 | Year 6 | Year 7 | Year 8 | Year 9 | Year 10 | Year 11 | Year 12 | Year 13 | Year 14 | Year 15 | Year 16 | Year 17 | Year 18 | Year 19 | Year 20 | Year 21 | Year 22 | Year 23 | Year 24 | Year 25 | Year 26 | Year 27 | Year 28 | Year 29 | Year 30
1 | 0% | 0% | 0% | 0% | 0% | 0% | 0% | 0% | 0% | 0% | 0% | 0% | 0% | 0% | 0% | 0% | 0% | 0% | 0% | 0% | 0% | 0% | 0% | 22.29% | 22.29% | 22.29% | 22.29% | 22.29% | 22.29% | 22.29% | 22.29%
2 | bar: Year 0 to Year 30
3 | 0% | 0% | 0% | 0% | 0% | 0% | 0% | 0% | 0% | 0% | 0% | 0% | 0% | 0% | 0% | 0% | 0% | 0% | 0% | 0% | 0% | 0% | 0% | 21.79% | 21.79% | 21.79% | 21.79% | 21.79% | 21.79% | 21.79% | 21.79%
4 | bar: Year 0 to Year 30
5 | 0% | 0% | 0% | 0% | 0% | 0% | 0% | 0% | 0% | 0% | 0% | 0% | 0% | 0% | 0% | 0% | 0% | 0% | 0% | 0% | 0% | 0% | 0% | 55.86% | 55.86% | 55.86% | 55.86% | 55.86% | 55.86% | 55.86% | 55.86%
Technical Potential Purchase Shares (Sorted)
Equipment | Year 0 | Year 1 | Year 2 | Year 3 | Year 4 | Year 5 | Year 6 | Year 7 | Year 8 | Year 9 | Year 10 | Year 11 | Year 12 | Year 13 | Year 14 | Year 15 | Year 16 | Year 17 | Year 18 | Year 19 | Year 20 | Year 21 | Year 22 | Year 23 | Year 24 | Year 25 | Year 26 | Year 27 | Year 28 | Year 29 | Year 30
1 | bar: Year 0 to Year 30
2 | bar: Year 0 to Year 30
3 | bar: Year 0 to Year 30
4 | bar: Year 0 to Year 30
5 | bar: Year 0 to Year 30
Economic Potential Purchase Shares (Sorted)
Equipment | Year 0 | Year 1 | Year 2 | Year 3 | Year 4 | Year 5 | Year 6 | Year 7 | Year 8 | Year 9 | Year 10 | Year 11 | Year 12 | Year 13 | Year 14 | Year 15 | Year 16 | Year 17 | Year 18 | Year 19 | Year 20 | Year 21 | Year 22 | Year 23 | Year 24 | Year 25 | Year 26 | Year 27 | Year 28 | Year 29 | Year 30
1 | bar: Year 0 to Year 30
2 | bar: Year 0 to Year 30
3 | bar: Year 0 to Year 30
4 | bar: Year 0 to Year 30
5 | bar: Year 0 to Year 30
Technical Potential Purchase Shares (Actual)
Equipment | Year 0 | Year 1 | Year 2 | Year 3 | Year 4 | Year 5 | Year 6 | Year 7 | Year 8 | Year 9 | Year 10 | Year 11 | Year 12 | Year 13 | Year 14 | Year 15 | Year 16 | Year 17 | Year 18 | Year 19 | Year 20 | Year 21 | Year 22 | Year 23 | Year 24 | Year 25 | Year 26 | Year 27 | Year 28 | Year 29 | Year 30
1 | bar: Year 0 to Year 30
2 | bar: Year 0 to Year 30
3 | bar: Year 0 to Year 30
4 | bar: Year 0 to Year 30
5 | bar: Year 0 to Year 30
Economic Potential Purchase Shares (Actual)
Equipment | Year 0 | Year 1 | Year 2 | Year 3 | Year 4 | Year 5 | Year 6 | Year 7 | Year 8 | Year 9 | Year 10 | Year 11 | Year 12 | Year 13 | Year 14 | Year 15 | Year 16 | Year 17 | Year 18 | Year 19 | Year 20 | Year 21 | Year 22 | Year 23 | Year 24 | Year 25 | Year 26 | Year 27 | Year 28 | Year 29 | Year 30
1 | bar: Year 0 to Year 30
2 | bar: Year 0 to Year 30
3 | bar: Year 0 to Year 30
4 | bar: Year 0 to Year 30
5 | bar: Year 0 to Year 30
Maximum Achievable Potential Purchase Shares
Equipment | Year 0 | Year 1 | Year 2 | Year 3 | Year 4 | Year 5 | Year 6 | Year 7 | Year 8 | Year 9 | Year 10 | Year 11 | Year 12 | Year 13 | Year 14 | Year 15 | Year 16 | Year 17 | Year 18 | Year 19 | Year 20 | Year 21 | Year 22 | Year 23 | Year 24 | Year 25 | Year 26 | Year 27 | Year 28 | Year 29 | Year 30
1 | 0% | 0% | 0% | 0% | 0% | 0% | 0% | 0% | 0% | 0% | 0% | 0% | 0% | 0% | 0% | 0% | 0% | 0% | 0% | 0% | 0% | 0% | 0% | 22.29% | 22.29% | 22.29% | 22.29% | 22.29% | 22.29% | 22.29% | 22.29%
2 | bar: Year 0 to Year 30
3 | 0% | 0% | 0% | 0% | 0% | 0% | 0% | 0% | 0% | 0% | 0% | 0% | 0% | 0% | 0% | 0% | 0% | 0% | 0% | 0% | 0% | 0% | 0% | 21.79% | 21.79% | 21.79% | 21.79% | 21.79% | 21.79% | 21.79% | 21.79%
4 | bar: Year 0 to Year 30
5 | 0% | 0% | 0% | 0% | 0% | 0% | 0% | 0% | 0% | 0% | 0% | 0% | 0% | 0% | 0% | 0% | 0% | 0% | 0% | 0% | 0% | 0% | 0% | 55.86% | 55.86% | 55.86% | 55.86% | 55.86% | 55.86% | 55.86% | 55.86%
Realistic Achievable Potential Purchase Shares
Equipment | Year 0 | Year 1 | Year 2 | Year 3 | Year 4 | Year 5 | Year 6 | Year 7 | Year 8 | Year 9 | Year 10 | Year 11 | Year 12 | Year 13 | Year 14 | Year 15 | Year 16 | Year 17 | Year 18 | Year 19 | Year 20 | Year 21 | Year 22 | Year 23 | Year 24 | Year 25 | Year 26 | Year 27 | Year 28 | Year 29 | Year 30
1 | 0% | 0% | 0% | 0% | 0% | 0% | 0% | 0% | 0% | 0% | 0% | 0% | 0% | 0% | 0% | 0% | 0% | 0% | 0% | 0% | 0% | 0% | 0% | 22.29% | 22.29% | 22.29% | 22.29% | 22.29% | 22.29% | 22.29% | 22.29%
2 | bar: Year 0 to Year 30
3 | 0% | 0% | 0% | 0% | 0% | 0% | 0% | 0% | 0% | 0% | 0% | 0% | 0% | 0% | 0% | 0% | 0% | 0% | 0% | 0% | 0% | 0% | 0% | 21.79% | 21.79% | 21.79% | 21.79% | 21.79% | 21.79% | 21.79% | 21.79%
4 | bar: Year 0 to Year 30
5 | 0% | 0% | 0% | 0% | 0% | 0% | 0% | 0% | 0% | 0% | 0% | 0% | 0% | 0% | 0% | 0% | 0% | 0% | 0% | 0% | 0% | 0% | 0% | 55.86% | 55.86% | 55.86% | 55.86% | 55.86% | 55.86% | 55.86% | 55.86%
Codes & Standards Forecast Purchase Shares
Equipment | Year 0 | Year 1 | Year 2 | Year 3 | Year 4 | Year 5 | Year 6 | Year 7 | Year 8 | Year 9 | Year 10 | Year 11 | Year 12 | Year 13 | Year 14 | Year 15 | Year 16 | Year 17 | Year 18 | Year 19 | Year 20 | Year 21 | Year 22 | Year 23 | Year 24 | Year 25 | Year 26 | Year 27 | Year 28 | Year 29 | Year 30
1 | 0% | 0% | 0% | 0% | 0% | 0% | 0% | 0% | 0% | 0% | 0% | 0% | 0% | 0% | 0% | 0% | 0% | 0% | 0% | 0% | 0% | 0% | 0% | 22.29% | 22.29% | 22.29% | 22.29% | 22.29% | 22.29% | 22.29% | 22.29%
2 | bar: Year 0 to Year 30
3 | 0% | 0% | 0% | 0% | 0% | 0% | 0% | 0% | 0% | 0% | 0% | 0% | 0% | 0% | 0% | 0% | 0% | 0% | 0% | 0% | 0% | 0% | 0% | 21.79% | 21.79% | 21.79% | 21.79% | 21.79% | 21.79% | 21.79% | 21.79%
4 | bar: Year 0 to Year 30
5 | 0% | 0% | 0% | 0% | 0% | 0% | 0% | 0% | 0% | 0% | 0% | 0% | 0% | 0% | 0% | 0% | 0% | 0% | 0% | 0% | 0% | 0% | 0% | 55.86% | 55.86% | 55.86% | 55.86% | 55.86% | 55.86% | 55.86% | 55.86%
Checks
Invalid Economic Test Chosen | Year 0: FALSE; Year 1: OK
Base Year Shares for Unavailable System | Year 0: FALSE; Year 1: OK

## Sys Forecast (hidden)
Model Year:
0
Row Offset
165
Units
| Year | Year 0 | Year 1 | Year 2 | Year 3 | Year 4 | Year 5 | Year 6 | Year 7 | Year 8 | Year 9 | Year 10 | Year 11 | Year 12 | Year 13 | Year 14 | Year 15 | Year 16 | Year 17 | Year 18 | Year 19 | Year 20 | Year 21 | Year 22 | Year 23 | Year 24 | Year 25 | Year 26 | Year 27 | Year 28 | Year 29 | Year 30 | Year 31 | Year 32 | Year 33 | Year 34 | Year 35
| Market Size | 0 | 0 | 0 | 0 | 0 | 0 | 0 | 0 | 0 | 0 | 0 | 0 | 0 | 0 | 0 | 0 | 0 | 0 | 0 | 0 | 0 | 0 | 0 | 0 | 0 | 0 | 0 | 0 | 0 | 0 | 0 | 0 | 0 | 0 | 0 | 0
S1 Purchase Shares | bar: Year 0 to Year 35
S2 Purchase Shares | bar: Year 0 to Year 35
S3 Purchase Shares | bar: Year 0 to Year 35
S4 Purchase Shares | bar: Year 0 to Year 35
S5 Purchase Shares | bar: Year 0 to Year 35
Base Year Systems
|  | Saturation | Count
| S1 Purchase Shares | Year 0: 0%; Year 1: 0
| S2 Purchase Shares | Year 0: 0%; Year 1: 0
| S3 Purchase Shares | Year 0: 0%; Year 1: 0
| S4 Purchase Shares | Year 0: 0%; Year 1: 0
| S5 Purchase Shares | Year 0: 0%; Year 1: 0
Turnover
|  | Year 0 | Year 1 | Year 2 | Year 3 | Year 4 | Year 5 | Year 6 | Year 7 | Year 8 | Year 9 | Year 10 | Year 11 | Year 12 | Year 13 | Year 14 | Year 15 | Year 16 | Year 17 | Year 18 | Year 19 | Year 20 | Year 21 | Year 22 | Year 23 | Year 24 | Year 25 | Year 26 | Year 27 | Year 28 | Year 29 | Year 30
| System 1 | 0 | 0 | 0 | 0 | 0 | 0 | 0 | 0 | 0 | 0 | 0 | 0 | 0 | 0 | 0 | 0 | 0 | 0 | 0 | 0 | 0 | 0 | 0 | 0 | 0 | 0 | 0 | 0 | 0 | 0 | 0
| System 2 | 0 | 0 | 0 | 0 | 0 | 0 | 0 | 0 | 0 | 0 | 0 | 0 | 0 | 0 | 0 | 0 | 0 | 0 | 0 | 0 | 0 | 0 | 0 | 0 | 0 | 0 | 0 | 0 | 0 | 0 | 0
| System 3 | 0 | 0 | 0 | 0 | 0 | 0 | 0 | 0 | 0 | 0 | 0 | 0 | 0 | 0 | 0 | 0 | 0 | 0 | 0 | 0 | 0 | 0 | 0 | 0 | 0 | 0 | 0 | 0 | 0 | 0 | 0
| System 4 | 0 | 0 | 0 | 0 | 0 | 0 | 0 | 0 | 0 | 0 | 0 | 0 | 0 | 0 | 0 | 0 | 0 | 0 | 0 | 0 | 0 | 0 | 0 | 0 | 0 | 0 | 0 | 0 | 0 | 0 | 0
| System 5 | 0 | 0 | 0 | 0 | 0 | 0 | 0 | 0 | 0 | 0 | 0 | 0 | 0 | 0 | 0 | 0 | 0 | 0 | 0 | 0 | 0 | 0 | 0 | 0 | 0 | 0 | 0 | 0 | 0 | 0 | 0
| Total: | 0 | 0 | 0 | 0 | 0 | 0 | 0 | 0 | 0 | 0 | 0 | 0 | 0 | 0 | 0 | 0 | 0 | 0 | 0 | 0 | 0 | 0 | 0 | 0 | 0 | 0 | 0 | 0 | 0 | 0 | 0
S1C1 |  | Year 0: System 1 Technology 1
Technology Variables
| Tech Key | Year 0: 0
| Peak Factor (S) | Year 0: 0
| Peak Factor (W) | Year 0: 0
| Min Vintage Lifetime | Year 0: 0
| Max Vintage Lifetime | Year 0: 0
| Turnover Style | Year 0: 0
Technology Variables
| Equipment | Year 0: Label; Year 1: Min Lifetime; Year 2: Max Lifetime; Year 3: Degradation; Year 4: Usage; Year 5: Available
| E1 | Year 1: 0; Year 2: 0; Year 3: 0%; Year 4: 0; Year 5: FALSE
| E2 | Year 1: 0; Year 2: 0; Year 3: 0%; Year 4: 0; Year 5: FALSE
| E3 | Year 1: 0; Year 2: 0; Year 3: 0%; Year 4: 0; Year 5: FALSE
| E4 | Year 1: 0; Year 2: 0; Year 3: 0%; Year 4: 0; Year 5: FALSE
| E5 | Year 1: 0; Year 2: 0; Year 3: 0%; Year 4: 0; Year 5: FALSE
| E6 | Year 1: 0; Year 2: 0; Year 3: 0%; Year 4: 0; Year 5: FALSE
| E7 | Year 1: 0; Year 2: 0; Year 3: 0%; Year 4: 0; Year 5: FALSE
| E8 | Year 1: 0; Year 2: 0; Year 3: 0%; Year 4: 0; Year 5: FALSE
| E9 | Year 1: 0; Year 2: 0; Year 3: 0%; Year 4: 0; Year 5: FALSE
| E10 | Year 1: 0; Year 2: 0; Year 3: 0%; Year 4: 0; Year 5: FALSE
Original Forecast Results
| Year | Year 0 | Year 1 | Year 2 | Year 3 | Year 4 | Year 5 | Year 6 | Year 7 | Year 8 | Year 9 | Year 10 | Year 11 | Year 12 | Year 13 | Year 14 | Year 15 | Year 16 | Year 17 | Year 18 | Year 19 | Year 20 | Year 21 | Year 22 | Year 23 | Year 24 | Year 25 | Year 26 | Year 27 | Year 28 | Year 29 | Year 30 | Key
| Units | 0 | 0 | 0 | 0 | 0 | 0 | 0 | 0 | 0 | 0 | 0 | 0 | 0 | 0 | 0 | 0 | 0 | 0 | 0 | 0 | 0 | 0 | 0 | 0 | 0 | 0 | 0 | 0 | 0 | 0 | 0 | #REF! |  |  |  |  | 301957.8232
| Usage | 0 | 0 | 0 | 0 | 0 | 0 | 0 | 0 | 0 | 0 | 0 | 0 | 0 | 0 | 0 | 0 | 0 | 0 | 0 | 0 | 0 | 0 | 0 | 0 | 0 | 0 | 0 | 0 | 0 | 0 | 0 | #REF! |  |  |  |  | 1698.6543
| Peak Demand (S) | 0 | 0 | 0 | 0 | 0 | 0 | 0 | 0 | 0 | 0 | 0 | 0 | 0 | 0 | 0 | 0 | 0 | 0 | 0 | 0 | 0 | 0 | 0 | 0 | 0 | 0 | 0 | 0 | 0 | 0 | 0 | #REF! |  |  |  |  | 0
| Peak Demand (W) | 0 | 0 | 0 | 0 | 0 | 0 | 0 | 0 | 0 | 0 | 0 | 0 | 0 | 0 | 0 | 0 | 0 | 0 | 0 | 0 | 0 | 0 | 0 | 0 | 0 | 0 | 0 | 0 | 0 | 0 | 0 | #REF! |  |  |  |  | 884.6119
| Turnover | 0 | 0 | 0 | 0 | 0 | 0 | 0 | 0 | 0 | 0 | 0 | 0 | 0 | 0 | 0 | 0 | 0 | 0 | 0 | 0 | 0 | 0 | 0 | 0 | 0 | 0 | 0 | 0 | 0 | 0 | 0 | #REF! |  |  |  |  | 6885.4476
| Avg. Replacement Usage | 0 | 0 | 0 | 0 | 0 | 0 | 0 | 0 | 0 | 0 | 0 | 0 | 0 | 0 | 0 | 0 | 0 | 0 | 0 | 0 | 0 | 0 | 0 | 0 | 0 | 0 | 0 | 0 | 0 | 0 | 0 | #REF! |  |  |  |  | 5638.8522
| Avg. Replacement Demand (S) | 0 | 0 | 0 | 0 | 0 | 0 | 0 | 0 | 0 | 0 | 0 | 0 | 0 | 0 | 0 | 0 | 0 | 0 | 0 | 0 | 0 | 0 | 0 | 0 | 0 | 0 | 0 | 0 | 0 | 0 | 0 | #REF! |  |  |  |  | 0
| Avg. Replacement Demand (W) | 0 | 0 | 0 | 0 | 0 | 0 | 0 | 0 | 0 | 0 | 0 | 0 | 0 | 0 | 0 | 0 | 0 | 0 | 0 | 0 | 0 | 0 | 0 | 0 | 0 | 0 | 0 | 0 | 0 | 0 | 0 | #REF! |  |  |  |  | 2.9366
Tech Forecast Stock
| Year | Year 0 | Year 1 | Year 2 | Year 3 | Year 4 | Year 5 | Year 6 | Year 7 | Year 8 | Year 9 | Year 10 | Year 11 | Year 12 | Year 13 | Year 14 | Year 15 | Year 16 | Year 17 | Year 18 | Year 19 | Year 20 | Year 21 | Year 22 | Year 23 | Year 24 | Year 25 | Year 26 | Year 27 | Year 28 | Year 29 | Year 30
| E1 | 0 | 0 | 0 | 0 | 0 | 0 | 0 | 0 | 0 | 0 | 0 | 0 | 0 | 0 | 0 | 0 | 0 | 0 | 0 | 0 | 0 | 0 | 0 | 0 | 0 | 0 | 0 | 0 | 0 | 0 | 0
| E2 | 0 | 0 | 0 | 0 | 0 | 0 | 0 | 0 | 0 | 0 | 0 | 0 | 0 | 0 | 0 | 0 | 0 | 0 | 0 | 0 | 0 | 0 | 0 | 0 | 0 | 0 | 0 | 0 | 0 | 0 | 0
| E3 | 0 | 0 | 0 | 0 | 0 | 0 | 0 | 0 | 0 | 0 | 0 | 0 | 0 | 0 | 0 | 0 | 0 | 0 | 0 | 0 | 0 | 0 | 0 | 0 | 0 | 0 | 0 | 0 | 0 | 0 | 0
| E4 | 0 | 0 | 0 | 0 | 0 | 0 | 0 | 0 | 0 | 0 | 0 | 0 | 0 | 0 | 0 | 0 | 0 | 0 | 0 | 0 | 0 | 0 | 0 | 0 | 0 | 0 | 0 | 0 | 0 | 0 | 0
| E5 | 0 | 0 | 0 | 0 | 0 | 0 | 0 | 0 | 0 | 0 | 0 | 0 | 0 | 0 | 0 | 0 | 0 | 0 | 0 | 0 | 0 | 0 | 0 | 0 | 0 | 0 | 0 | 0 | 0 | 0 | 0
| E6 | 0 | 0 | 0 | 0 | 0 | 0 | 0 | 0 | 0 | 0 | 0 | 0 | 0 | 0 | 0 | 0 | 0 | 0 | 0 | 0 | 0 | 0 | 0 | 0 | 0 | 0 | 0 | 0 | 0 | 0 | 0
| E7 | 0 | 0 | 0 | 0 | 0 | 0 | 0 | 0 | 0 | 0 | 0 | 0 | 0 | 0 | 0 | 0 | 0 | 0 | 0 | 0 | 0 | 0 | 0 | 0 | 0 | 0 | 0 | 0 | 0 | 0 | 0
| E8 | 0 | 0 | 0 | 0 | 0 | 0 | 0 | 0 | 0 | 0 | 0 | 0 | 0 | 0 | 0 | 0 | 0 | 0 | 0 | 0 | 0 | 0 | 0 | 0 | 0 | 0 | 0 | 0 | 0 | 0 | 0
| E9 | 0 | 0 | 0 | 0 | 0 | 0 | 0 | 0 | 0 | 0 | 0 | 0 | 0 | 0 | 0 | 0 | 0 | 0 | 0 | 0 | 0 | 0 | 0 | 0 | 0 | 0 | 0 | 0 | 0 | 0 | 0
| E10 | 0 | 0 | 0 | 0 | 0 | 0 | 0 | 0 | 0 | 0 | 0 | 0 | 0 | 0 | 0 | 0 | 0 | 0 | 0 | 0 | 0 | 0 | 0 | 0 | 0 | 0 | 0 | 0 | 0 | 0 | 0
| Vintage | 0 | 0 | 0 | 0 | 0 | 0 | 0 | 0 | 0 | 0 | 0 | 0 | 0 | 0 | 0 | 0 | 0 | 0 | 0 | 0 | 0 | 0 | 0 | 0 | 0 | 0 | 0 | 0 | 0 | 0 | 0
Stock for Switching
| Year | Year 0 | Year 1 | Year 2 | Year 3 | Year 4 | Year 5 | Year 6 | Year 7 | Year 8 | Year 9 | Year 10 | Year 11 | Year 12 | Year 13 | Year 14 | Year 15 | Year 16 | Year 17 | Year 18 | Year 19 | Year 20 | Year 21 | Year 22 | Year 23 | Year 24 | Year 25 | Year 26 | Year 27 | Year 28 | Year 29 | Year 30
| E1 | 0 | 0 | 0 | 0 | 0 | 0 | 0 | 0 | 0 | 0 | 0 | 0 | 0 | 0 | 0 | 0 | 0 | 0 | 0 | 0 | 0 | 0 | 0 | 0 | 0 | 0 | 0 | 0 | 0 | 0 | 0 | 0_E1_SysStock
| E2 | 0 | 0 | 0 | 0 | 0 | 0 | 0 | 0 | 0 | 0 | 0 | 0 | 0 | 0 | 0 | 0 | 0 | 0 | 0 | 0 | 0 | 0 | 0 | 0 | 0 | 0 | 0 | 0 | 0 | 0 | 0 | 0_E2_SysStock
| E3 | 0 | 0 | 0 | 0 | 0 | 0 | 0 | 0 | 0 | 0 | 0 | 0 | 0 | 0 | 0 | 0 | 0 | 0 | 0 | 0 | 0 | 0 | 0 | 0 | 0 | 0 | 0 | 0 | 0 | 0 | 0 | 0_E3_SysStock
| E4 | 0 | 0 | 0 | 0 | 0 | 0 | 0 | 0 | 0 | 0 | 0 | 0 | 0 | 0 | 0 | 0 | 0 | 0 | 0 | 0 | 0 | 0 | 0 | 0 | 0 | 0 | 0 | 0 | 0 | 0 | 0 | 0_E4_SysStock
| E5 | 0 | 0 | 0 | 0 | 0 | 0 | 0 | 0 | 0 | 0 | 0 | 0 | 0 | 0 | 0 | 0 | 0 | 0 | 0 | 0 | 0 | 0 | 0 | 0 | 0 | 0 | 0 | 0 | 0 | 0 | 0 | 0_E5_SysStock
| E6 | 0 | 0 | 0 | 0 | 0 | 0 | 0 | 0 | 0 | 0 | 0 | 0 | 0 | 0 | 0 | 0 | 0 | 0 | 0 | 0 | 0 | 0 | 0 | 0 | 0 | 0 | 0 | 0 | 0 | 0 | 0 | 0_E6_SysStock
| E7 | 0 | 0 | 0 | 0 | 0 | 0 | 0 | 0 | 0 | 0 | 0 | 0 | 0 | 0 | 0 | 0 | 0 | 0 | 0 | 0 | 0 | 0 | 0 | 0 | 0 | 0 | 0 | 0 | 0 | 0 | 0 | 0_E7_SysStock
| E8 | 0 | 0 | 0 | 0 | 0 | 0 | 0 | 0 | 0 | 0 | 0 | 0 | 0 | 0 | 0 | 0 | 0 | 0 | 0 | 0 | 0 | 0 | 0 | 0 | 0 | 0 | 0 | 0 | 0 | 0 | 0 | 0_E8_SysStock
| E9 | 0 | 0 | 0 | 0 | 0 | 0 | 0 | 0 | 0 | 0 | 0 | 0 | 0 | 0 | 0 | 0 | 0 | 0 | 0 | 0 | 0 | 0 | 0 | 0 | 0 | 0 | 0 | 0 | 0 | 0 | 0 | 0_E9_SysStock
| E10 | 0 | 0 | 0 | 0 | 0 | 0 | 0 | 0 | 0 | 0 | 0 | 0 | 0 | 0 | 0 | 0 | 0 | 0 | 0 | 0 | 0 | 0 | 0 | 0 | 0 | 0 | 0 | 0 | 0 | 0 | 0 | 0_E10_SysStock
| Vintage | 0 | 0 | 0 | 0 | 0 | 0 | 0 | 0 | 0 | 0 | 0 | 0 | 0 | 0 | 0 | 0 | 0 | 0 | 0 | 0 | 0 | 0 | 0 | 0 | 0 | 0 | 0 | 0 | 0 | 0 | 0 | 0_Vintage_SysStock
Tech Forecast Purchases
| Year | Year 0 | Year 1 | Year 2 | Year 3 | Year 4 | Year 5 | Year 6 | Year 7 | Year 8 | Year 9 | Year 10 | Year 11 | Year 12 | Year 13 | Year 14 | Year 15 | Year 16 | Year 17 | Year 18 | Year 19 | Year 20 | Year 21 | Year 22 | Year 23 | Year 24 | Year 25 | Year 26 | Year 27 | Year 28 | Year 29 | Year 30
| E1 | 0 | 0 | 0 | 0 | 0 | 0 | 0 | 0 | 0 | 0 | 0 | 0 | 0 | 0 | 0 | 0 | 0 | 0 | 0 | 0 | 0 | 0 | 0 | 0 | 0 | 0 | 0 | 0 | 0 | 0 | 0
| E2 | 0 | 0 | 0 | 0 | 0 | 0 | 0 | 0 | 0 | 0 | 0 | 0 | 0 | 0 | 0 | 0 | 0 | 0 | 0 | 0 | 0 | 0 | 0 | 0 | 0 | 0 | 0 | 0 | 0 | 0 | 0
| E3 | 0 | 0 | 0 | 0 | 0 | 0 | 0 | 0 | 0 | 0 | 0 | 0 | 0 | 0 | 0 | 0 | 0 | 0 | 0 | 0 | 0 | 0 | 0 | 0 | 0 | 0 | 0 | 0 | 0 | 0 | 0
| E4 | 0 | 0 | 0 | 0 | 0 | 0 | 0 | 0 | 0 | 0 | 0 | 0 | 0 | 0 | 0 | 0 | 0 | 0 | 0 | 0 | 0 | 0 | 0 | 0 | 0 | 0 | 0 | 0 | 0 | 0 | 0
| E5 | 0 | 0 | 0 | 0 | 0 | 0 | 0 | 0 | 0 | 0 | 0 | 0 | 0 | 0 | 0 | 0 | 0 | 0 | 0 | 0 | 0 | 0 | 0 | 0 | 0 | 0 | 0 | 0 | 0 | 0 | 0
| E6 | 0 | 0 | 0 | 0 | 0 | 0 | 0 | 0 | 0 | 0 | 0 | 0 | 0 | 0 | 0 | 0 | 0 | 0 | 0 | 0 | 0 | 0 | 0 | 0 | 0 | 0 | 0 | 0 | 0 | 0 | 0
| E7 | 0 | 0 | 0 | 0 | 0 | 0 | 0 | 0 | 0 | 0 | 0 | 0 | 0 | 0 | 0 | 0 | 0 | 0 | 0 | 0 | 0 | 0 | 0 | 0 | 0 | 0 | 0 | 0 | 0 | 0 | 0
| E8 | 0 | 0 | 0 | 0 | 0 | 0 | 0 | 0 | 0 | 0 | 0 | 0 | 0 | 0 | 0 | 0 | 0 | 0 | 0 | 0 | 0 | 0 | 0 | 0 | 0 | 0 | 0 | 0 | 0 | 0 | 0
| E9 | 0 | 0 | 0 | 0 | 0 | 0 | 0 | 0 | 0 | 0 | 0 | 0 | 0 | 0 | 0 | 0 | 0 | 0 | 0 | 0 | 0 | 0 | 0 | 0 | 0 | 0 | 0 | 0 | 0 | 0 | 0
| E10 | 0 | 0 | 0 | 0 | 0 | 0 | 0 | 0 | 0 | 0 | 0 | 0 | 0 | 0 | 0 | 0 | 0 | 0 | 0 | 0 | 0 | 0 | 0 | 0 | 0 | 0 | 0 | 0 | 0 | 0 | 0
Potential to Switch
| Year | Year 0 | Year 1 | Year 2 | Year 3 | Year 4 | Year 5 | Year 6 | Year 7 | Year 8 | Year 9 | Year 10 | Year 11 | Year 12 | Year 13 | Year 14 | Year 15 | Year 16 | Year 17 | Year 18 | Year 19 | Year 20 | Year 21 | Year 22 | Year 23 | Year 24 | Year 25 | Year 26 | Year 27 | Year 28 | Year 29 | Year 30
| E1 | 0 | 0 | 0 | 0 | 0 | 0 | 0 | 0 | 0 | 0 | 0 | 0 | 0 | 0 | 0 | 0 | 0 | 0 | 0 | 0 | 0 | 0 | 0 | 0 | 0 | 0 | 0 | 0 | 0 | 0 | 0 | 0_E1_Switched Out
| E2 | 0 | 0 | 0 | 0 | 0 | 0 | 0 | 0 | 0 | 0 | 0 | 0 | 0 | 0 | 0 | 0 | 0 | 0 | 0 | 0 | 0 | 0 | 0 | 0 | 0 | 0 | 0 | 0 | 0 | 0 | 0 | 0_E2_Switched Out
| E3 | 0 | 0 | 0 | 0 | 0 | 0 | 0 | 0 | 0 | 0 | 0 | 0 | 0 | 0 | 0 | 0 | 0 | 0 | 0 | 0 | 0 | 0 | 0 | 0 | 0 | 0 | 0 | 0 | 0 | 0 | 0 | 0_E3_Switched Out
| E4 | 0 | 0 | 0 | 0 | 0 | 0 | 0 | 0 | 0 | 0 | 0 | 0 | 0 | 0 | 0 | 0 | 0 | 0 | 0 | 0 | 0 | 0 | 0 | 0 | 0 | 0 | 0 | 0 | 0 | 0 | 0 | 0_E4_Switched Out
| E5 | 0 | 0 | 0 | 0 | 0 | 0 | 0 | 0 | 0 | 0 | 0 | 0 | 0 | 0 | 0 | 0 | 0 | 0 | 0 | 0 | 0 | 0 | 0 | 0 | 0 | 0 | 0 | 0 | 0 | 0 | 0 | 0_E5_Switched Out
| E6 | 0 | 0 | 0 | 0 | 0 | 0 | 0 | 0 | 0 | 0 | 0 | 0 | 0 | 0 | 0 | 0 | 0 | 0 | 0 | 0 | 0 | 0 | 0 | 0 | 0 | 0 | 0 | 0 | 0 | 0 | 0 | 0_E6_Switched Out
| E7 | 0 | 0 | 0 | 0 | 0 | 0 | 0 | 0 | 0 | 0 | 0 | 0 | 0 | 0 | 0 | 0 | 0 | 0 | 0 | 0 | 0 | 0 | 0 | 0 | 0 | 0 | 0 | 0 | 0 | 0 | 0 | 0_E7_Switched Out
| E8 | 0 | 0 | 0 | 0 | 0 | 0 | 0 | 0 | 0 | 0 | 0 | 0 | 0 | 0 | 0 | 0 | 0 | 0 | 0 | 0 | 0 | 0 | 0 | 0 | 0 | 0 | 0 | 0 | 0 | 0 | 0 | 0_E8_Switched Out
| E9 | 0 | 0 | 0 | 0 | 0 | 0 | 0 | 0 | 0 | 0 | 0 | 0 | 0 | 0 | 0 | 0 | 0 | 0 | 0 | 0 | 0 | 0 | 0 | 0 | 0 | 0 | 0 | 0 | 0 | 0 | 0 | 0_E9_Switched Out
| E10 | 0 | 0 | 0 | 0 | 0 | 0 | 0 | 0 | 0 | 0 | 0 | 0 | 0 | 0 | 0 | 0 | 0 | 0 | 0 | 0 | 0 | 0 | 0 | 0 | 0 | 0 | 0 | 0 | 0 | 0 | 0 | 0_E10_Switched Out
Units Out
| E1 | 0 | 0 | 0 | 0 | 0 | 0 | 0 | 0 | 0 | 0 | 0 | 0 | 0 | 0 | 0 | 0 | 0 | 0 | 0 | 0 | 0 | 0 | 0 | 0 | 0 | 0 | 0 | 0 | 0 | 0 | 0
| E2 | 0 | 0 | 0 | 0 | 0 | 0 | 0 | 0 | 0 | 0 | 0 | 0 | 0 | 0 | 0 | 0 | 0 | 0 | 0 | 0 | 0 | 0 | 0 | 0 | 0 | 0 | 0 | 0 | 0 | 0 | 0
| E3 | 0 | 0 | 0 | 0 | 0 | 0 | 0 | 0 | 0 | 0 | 0 | 0 | 0 | 0 | 0 | 0 | 0 | 0 | 0 | 0 | 0 | 0 | 0 | 0 | 0 | 0 | 0 | 0 | 0 | 0 | 0
| E4 | 0 | 0 | 0 | 0 | 0 | 0 | 0 | 0 | 0 | 0 | 0 | 0 | 0 | 0 | 0 | 0 | 0 | 0 | 0 | 0 | 0 | 0 | 0 | 0 | 0 | 0 | 0 | 0 | 0 | 0 | 0
| E5 | 0 | 0 | 0 | 0 | 0 | 0 | 0 | 0 | 0 | 0 | 0 | 0 | 0 | 0 | 0 | 0 | 0 | 0 | 0 | 0 | 0 | 0 | 0 | 0 | 0 | 0 | 0 | 0 | 0 | 0 | 0
| E6 | 0 | 0 | 0 | 0 | 0 | 0 | 0 | 0 | 0 | 0 | 0 | 0 | 0 | 0 | 0 | 0 | 0 | 0 | 0 | 0 | 0 | 0 | 0 | 0 | 0 | 0 | 0 | 0 | 0 | 0 | 0
| E7 | 0 | 0 | 0 | 0 | 0 | 0 | 0 | 0 | 0 | 0 | 0 | 0 | 0 | 0 | 0 | 0 | 0 | 0 | 0 | 0 | 0 | 0 | 0 | 0 | 0 | 0 | 0 | 0 | 0 | 0 | 0
| E8 | 0 | 0 | 0 | 0 | 0 | 0 | 0 | 0 | 0 | 0 | 0 | 0 | 0 | 0 | 0 | 0 | 0 | 0 | 0 | 0 | 0 | 0 | 0 | 0 | 0 | 0 | 0 | 0 | 0 | 0 | 0
| E9 | 0 | 0 | 0 | 0 | 0 | 0 | 0 | 0 | 0 | 0 | 0 | 0 | 0 | 0 | 0 | 0 | 0 | 0 | 0 | 0 | 0 | 0 | 0 | 0 | 0 | 0 | 0 | 0 | 0 | 0 | 0
| E10 | 0 | 0 | 0 | 0 | 0 | 0 | 0 | 0 | 0 | 0 | 0 | 0 | 0 | 0 | 0 | 0 | 0 | 0 | 0 | 0 | 0 | 0 | 0 | 0 | 0 | 0 | 0 | 0 | 0 | 0 | 0
| Vintage | 0 | 0 | 0 | 0 | 0 | 0 | 0 | 0 | 0 | 0 | 0 | 0 | 0 | 0 | 0 | 0 | 0 | 0 | 0 | 0 | 0 | 0 | 0 | 0 | 0 | 0 | 0 | 0 | 0 | 0 | 0
Tech Purchase Shares
| Year | Year 0 | Year 1 | Year 2 | Year 3 | Year 4 | Year 5 | Year 6 | Year 7 | Year 8 | Year 9 | Year 10 | Year 11 | Year 12 | Year 13 | Year 14 | Year 15 | Year 16 | Year 17 | Year 18 | Year 19 | Year 20 | Year 21 | Year 22 | Year 23 | Year 24 | Year 25 | Year 26 | Year 27 | Year 28 | Year 29 | Year 30
E1 | bar: Year 0 to Year 30
E2 | bar: Year 0 to Year 30
E3 | bar: Year 0 to Year 30
E4 | bar: Year 0 to Year 30
E5 | bar: Year 0 to Year 30
E6 | bar: Year 0 to Year 30
E7 | bar: Year 0 to Year 30
E8 | bar: Year 0 to Year 30
E9 | bar: Year 0 to Year 30
E10 | bar: Year 0 to Year 30
Units In from Switching
| E1 | 0 | 0 | 0 | 0 | 0 | 0 | 0 | 0 | 0 | 0 | 0 | 0 | 0 | 0 | 0 | 0 | 0 | 0 | 0 | 0 | 0 | 0 | 0 | 0 | 0 | 0 | 0 | 0 | 0 | 0 | 0
| E2 | 0 | 0 | 0 | 0 | 0 | 0 | 0 | 0 | 0 | 0 | 0 | 0 | 0 | 0 | 0 | 0 | 0 | 0 | 0 | 0 | 0 | 0 | 0 | 0 | 0 | 0 | 0 | 0 | 0 | 0 | 0
| E3 | 0 | 0 | 0 | 0 | 0 | 0 | 0 | 0 | 0 | 0 | 0 | 0 | 0 | 0 | 0 | 0 | 0 | 0 | 0 | 0 | 0 | 0 | 0 | 0 | 0 | 0 | 0 | 0 | 0 | 0 | 0
| E4 | 0 | 0 | 0 | 0 | 0 | 0 | 0 | 0 | 0 | 0 | 0 | 0 | 0 | 0 | 0 | 0 | 0 | 0 | 0 | 0 | 0 | 0 | 0 | 0 | 0 | 0 | 0 | 0 | 0 | 0 | 0
| E5 | 0 | 0 | 0 | 0 | 0 | 0 | 0 | 0 | 0 | 0 | 0 | 0 | 0 | 0 | 0 | 0 | 0 | 0 | 0 | 0 | 0 | 0 | 0 | 0 | 0 | 0 | 0 | 0 | 0 | 0 | 0
| E6 | 0 | 0 | 0 | 0 | 0 | 0 | 0 | 0 | 0 | 0 | 0 | 0 | 0 | 0 | 0 | 0 | 0 | 0 | 0 | 0 | 0 | 0 | 0 | 0 | 0 | 0 | 0 | 0 | 0 | 0 | 0
| E7 | 0 | 0 | 0 | 0 | 0 | 0 | 0 | 0 | 0 | 0 | 0 | 0 | 0 | 0 | 0 | 0 | 0 | 0 | 0 | 0 | 0 | 0 | 0 | 0 | 0 | 0 | 0 | 0 | 0 | 0 | 0
| E8 | 0 | 0 | 0 | 0 | 0 | 0 | 0 | 0 | 0 | 0 | 0 | 0 | 0 | 0 | 0 | 0 | 0 | 0 | 0 | 0 | 0 | 0 | 0 | 0 | 0 | 0 | 0 | 0 | 0 | 0 | 0
| E9 | 0 | 0 | 0 | 0 | 0 | 0 | 0 | 0 | 0 | 0 | 0 | 0 | 0 | 0 | 0 | 0 | 0 | 0 | 0 | 0 | 0 | 0 | 0 | 0 | 0 | 0 | 0 | 0 | 0 | 0 | 0
| E10 | 0 | 0 | 0 | 0 | 0 | 0 | 0 | 0 | 0 | 0 | 0 | 0 | 0 | 0 | 0 | 0 | 0 | 0 | 0 | 0 | 0 | 0 | 0 | 0 | 0 | 0 | 0 | 0 | 0 | 0 | 0
| Vintage | 0 | 0 | 0 | 0 | 0 | 0 | 0 | 0 | 0 | 0 | 0 | 0 | 0 | 0 | 0 | 0 | 0 | 0 | 0 | 0 | 0 | 0 | 0 | 0 | 0 | 0 | 0 | 0 | 0 | 0 | 0
Net Change
| Year | Year 0 | Year 1 | Year 2 | Year 3 | Year 4 | Year 5 | Year 6 | Year 7 | Year 8 | Year 9 | Year 10 | Year 11 | Year 12 | Year 13 | Year 14 | Year 15 | Year 16 | Year 17 | Year 18 | Year 19 | Year 20 | Year 21 | Year 22 | Year 23 | Year 24 | Year 25 | Year 26 | Year 27 | Year 28 | Year 29 | Year 30 | Key
| Units | 0 | 0 | 0 | 0 | 0 | 0 | 0 | 0 | 0 | 0 | 0 | 0 | 0 | 0 | 0 | 0 | 0 | 0 | 0 | 0 | 0 | 0 | 0 | 0 | 0 | 0 | 0 | 0 | 0 | 0 | 0 | 0_Units |  |  |  |  | 301957.8232
| Usage | 0 | 0 | 0 | 0 | 0 | 0 | 0 | 0 | 0 | 0 | 0 | 0 | 0 | 0 | 0 | 0 | 0 | 0 | 0 | 0 | 0 | 0 | 0 | 0 | 0 | 0 | 0 | 0 | 0 | 0 | 0 | 0_Usage |  |  |  |  | 1698.6543
| Peak Demand (S) | 0 | 0 | 0 | 0 | 0 | 0 | 0 | 0 | 0 | 0 | 0 | 0 | 0 | 0 | 0 | 0 | 0 | 0 | 0 | 0 | 0 | 0 | 0 | 0 | 0 | 0 | 0 | 0 | 0 | 0 | 0 | 0_Peak Demand (S) |  |  |  |  | 0
| Peak Demand (W) | 0 | 0 | 0 | 0 | 0 | 0 | 0 | 0 | 0 | 0 | 0 | 0 | 0 | 0 | 0 | 0 | 0 | 0 | 0 | 0 | 0 | 0 | 0 | 0 | 0 | 0 | 0 | 0 | 0 | 0 | 0 | 0_Peak Demand (W) |  |  |  |  | 884.6119
| Turnover | 0 | 0 | 0 | 0 | 0 | 0 | 0 | 0 | 0 | 0 | 0 | 0 | 0 | 0 | 0 | 0 | 0 | 0 | 0 | 0 | 0 | 0 | 0 | 0 | 0 | 0 | 0 | 0 | 0 | 0 | 0 | 0_Turnover |  |  |  |  | 6885.4476
| Avg. Replacement Usage | 0 | 0 | 0 | 0 | 0 | 0 | 0 | 0 | 0 | 0 | 0 | 0 | 0 | 0 | 0 | 0 | 0 | 0 | 0 | 0 | 0 | 0 | 0 | 0 | 0 | 0 | 0 | 0 | 0 | 0 | 0 | 0_Avg. Replacement Usage |  |  |  |  | 5638.8522
| Avg. Replacement Demand (S) | 0 | 0 | 0 | 0 | 0 | 0 | 0 | 0 | 0 | 0 | 0 | 0 | 0 | 0 | 0 | 0 | 0 | 0 | 0 | 0 | 0 | 0 | 0 | 0 | 0 | 0 | 0 | 0 | 0 | 0 | 0 | 0_Avg. Replacement Demand (S) |  |  |  |  | 0
| Avg. Replacement Demand (W) | 0 | 0 | 0 | 0 | 0 | 0 | 0 | 0 | 0 | 0 | 0 | 0 | 0 | 0 | 0 | 0 | 0 | 0 | 0 | 0 | 0 | 0 | 0 | 0 | 0 | 0 | 0 | 0 | 0 | 0 | 0 | 0_Avg. Replacement Demand (W) |  |  |  |  | 2.9366
Purchases
| Year | Year 0 | Year 1 | Year 2 | Year 3 | Year 4 | Year 5 | Year 6 | Year 7 | Year 8 | Year 9 | Year 10 | Year 11 | Year 12 | Year 13 | Year 14 | Year 15 | Year 16 | Year 17 | Year 18 | Year 19 | Year 20 | Year 21 | Year 22 | Year 23 | Year 24 | Year 25 | Year 26 | Year 27 | Year 28 | Year 29 | Year 30
| E1 | 0 | 0 | 0 | 0 | 0 | 0 | 0 | 0 | 0 | 0 | 0 | 0 | 0 | 0 | 0 | 0 | 0 | 0 | 0 | 0 | 0 | 0 | 0 | 0 | 0 | 0 | 0 | 0 | 0 | 0 | 0 | 0_E1_Purchases |  |  |  |  | 6885.4476
| E2 | 0 | 0 | 0 | 0 | 0 | 0 | 0 | 0 | 0 | 0 | 0 | 0 | 0 | 0 | 0 | 0 | 0 | 0 | 0 | 0 | 0 | 0 | 0 | 0 | 0 | 0 | 0 | 0 | 0 | 0 | 0 | 0_E2_Purchases |  |  |  |  | 0
| E3 | 0 | 0 | 0 | 0 | 0 | 0 | 0 | 0 | 0 | 0 | 0 | 0 | 0 | 0 | 0 | 0 | 0 | 0 | 0 | 0 | 0 | 0 | 0 | 0 | 0 | 0 | 0 | 0 | 0 | 0 | 0 | 0_E3_Purchases |  |  |  |  | 0
| E4 | 0 | 0 | 0 | 0 | 0 | 0 | 0 | 0 | 0 | 0 | 0 | 0 | 0 | 0 | 0 | 0 | 0 | 0 | 0 | 0 | 0 | 0 | 0 | 0 | 0 | 0 | 0 | 0 | 0 | 0 | 0 | 0_E4_Purchases |  |  |  |  | 0
| E5 | 0 | 0 | 0 | 0 | 0 | 0 | 0 | 0 | 0 | 0 | 0 | 0 | 0 | 0 | 0 | 0 | 0 | 0 | 0 | 0 | 0 | 0 | 0 | 0 | 0 | 0 | 0 | 0 | 0 | 0 | 0 | 0_E5_Purchases |  |  |  |  | 0
| E6 | 0 | 0 | 0 | 0 | 0 | 0 | 0 | 0 | 0 | 0 | 0 | 0 | 0 | 0 | 0 | 0 | 0 | 0 | 0 | 0 | 0 | 0 | 0 | 0 | 0 | 0 | 0 | 0 | 0 | 0 | 0 | 0_E6_Purchases |  |  |  |  | 0
| E7 | 0 | 0 | 0 | 0 | 0 | 0 | 0 | 0 | 0 | 0 | 0 | 0 | 0 | 0 | 0 | 0 | 0 | 0 | 0 | 0 | 0 | 0 | 0 | 0 | 0 | 0 | 0 | 0 | 0 | 0 | 0 | 0_E7_Purchases |  |  |  |  | 0
| E8 | 0 | 0 | 0 | 0 | 0 | 0 | 0 | 0 | 0 | 0 | 0 | 0 | 0 | 0 | 0 | 0 | 0 | 0 | 0 | 0 | 0 | 0 | 0 | 0 | 0 | 0 | 0 | 0 | 0 | 0 | 0 | 0_E8_Purchases |  |  |  |  | 0
| E9 | 0 | 0 | 0 | 0 | 0 | 0 | 0 | 0 | 0 | 0 | 0 | 0 | 0 | 0 | 0 | 0 | 0 | 0 | 0 | 0 | 0 | 0 | 0 | 0 | 0 | 0 | 0 | 0 | 0 | 0 | 0 | 0_E9_Purchases |  |  |  |  | 0
| E10 | 0 | 0 | 0 | 0 | 0 | 0 | 0 | 0 | 0 | 0 | 0 | 0 | 0 | 0 | 0 | 0 | 0 | 0 | 0 | 0 | 0 | 0 | 0 | 0 | 0 | 0 | 0 | 0 | 0 | 0 | 0 | 0_E10_Purchases |  |  |  |  | 0
Stock
| Year | Year 0 | Year 1 | Year 2 | Year 3 | Year 4 | Year 5 | Year 6 | Year 7 | Year 8 | Year 9 | Year 10 | Year 11 | Year 12 | Year 13 | Year 14 | Year 15 | Year 16 | Year 17 | Year 18 | Year 19 | Year 20 | Year 21 | Year 22 | Year 23 | Year 24 | Year 25 | Year 26 | Year 27 | Year 28 | Year 29 | Year 30
| E1 | 0 | 0 | 0 | 0 | 0 | 0 | 0 | 0 | 0 | 0 | 0 | 0 | 0 | 0 | 0 | 0 | 0 | 0 | 0 | 0 | 0 | 0 | 0 | 0 | 0 | 0 | 0 | 0 | 0 | 0 | 0 | 0_E1_Stock |  |  |  |  | 13576.6093
| E2 | 0 | 0 | 0 | 0 | 0 | 0 | 0 | 0 | 0 | 0 | 0 | 0 | 0 | 0 | 0 | 0 | 0 | 0 | 0 | 0 | 0 | 0 | 0 | 0 | 0 | 0 | 0 | 0 | 0 | 0 | 0 | 0_E2_Stock |  |  |  |  | 0
| E3 | 0 | 0 | 0 | 0 | 0 | 0 | 0 | 0 | 0 | 0 | 0 | 0 | 0 | 0 | 0 | 0 | 0 | 0 | 0 | 0 | 0 | 0 | 0 | 0 | 0 | 0 | 0 | 0 | 0 | 0 | 0 | 0_E3_Stock |  |  |  |  | 0
| E4 | 0 | 0 | 0 | 0 | 0 | 0 | 0 | 0 | 0 | 0 | 0 | 0 | 0 | 0 | 0 | 0 | 0 | 0 | 0 | 0 | 0 | 0 | 0 | 0 | 0 | 0 | 0 | 0 | 0 | 0 | 0 | 0_E4_Stock |  |  |  |  | 0
| E5 | 0 | 0 | 0 | 0 | 0 | 0 | 0 | 0 | 0 | 0 | 0 | 0 | 0 | 0 | 0 | 0 | 0 | 0 | 0 | 0 | 0 | 0 | 0 | 0 | 0 | 0 | 0 | 0 | 0 | 0 | 0 | 0_E5_Stock |  |  |  |  | 0
| E6 | 0 | 0 | 0 | 0 | 0 | 0 | 0 | 0 | 0 | 0 | 0 | 0 | 0 | 0 | 0 | 0 | 0 | 0 | 0 | 0 | 0 | 0 | 0 | 0 | 0 | 0 | 0 | 0 | 0 | 0 | 0 | 0_E6_Stock |  |  |  |  | 0
| E7 | 0 | 0 | 0 | 0 | 0 | 0 | 0 | 0 | 0 | 0 | 0 | 0 | 0 | 0 | 0 | 0 | 0 | 0 | 0 | 0 | 0 | 0 | 0 | 0 | 0 | 0 | 0 | 0 | 0 | 0 | 0 | 0_E7_Stock |  |  |  |  | 0
| E8 | 0 | 0 | 0 | 0 | 0 | 0 | 0 | 0 | 0 | 0 | 0 | 0 | 0 | 0 | 0 | 0 | 0 | 0 | 0 | 0 | 0 | 0 | 0 | 0 | 0 | 0 | 0 | 0 | 0 | 0 | 0 | 0_E8_Stock |  |  |  |  | 0
| E9 | 0 | 0 | 0 | 0 | 0 | 0 | 0 | 0 | 0 | 0 | 0 | 0 | 0 | 0 | 0 | 0 | 0 | 0 | 0 | 0 | 0 | 0 | 0 | 0 | 0 | 0 | 0 | 0 | 0 | 0 | 0 | 0_E9_Stock |  |  |  |  | 0
| E10 | 0 | 0 | 0 | 0 | 0 | 0 | 0 | 0 | 0 | 0 | 0 | 0 | 0 | 0 | 0 | 0 | 0 | 0 | 0 | 0 | 0 | 0 | 0 | 0 | 0 | 0 | 0 | 0 | 0 | 0 | 0 | 0_E10_Stock |  |  |  |  | 0
| Vintage | 0 | 0 | 0 | 0 | 0 | 0 | 0 | 0 | 0 | 0 | 0 | 0 | 0 | 0 | 0 | 0 | 0 | 0 | 0 | 0 | 0 | 0 | 0 | 0 | 0 | 0 | 0 | 0 | 0 | 0 | 0 | 0_Vintage_Stock |  |  |  |  | 288381.2139
S1C2 |  | Year 0: System 1 Technology 2
Technology Variables
| Tech Key | Year 0: 0
| Peak Factor (S) | Year 0: 0
| Peak Factor (W) | Year 0: 0
| Min Vintage Lifetime | Year 0: 0
| Max Vintage Lifetime | Year 0: 0
| Turnover Style | Year 0: 0
Technology Variables
| Equipment | Year 0: Label; Year 1: Min Lifetime; Year 2: Max Lifetime; Year 3: Degradation; Year 4: Usage; Year 5: Available
| E1 | Year 1: 0; Year 2: 0; Year 3: 0%; Year 4: 0; Year 5: FALSE
| E2 | Year 1: 0; Year 2: 0; Year 3: 0%; Year 4: 0; Year 5: FALSE
| E3 | Year 1: 0; Year 2: 0; Year 3: 0%; Year 4: 0; Year 5: FALSE
| E4 | Year 1: 0; Year 2: 0; Year 3: 0%; Year 4: 0; Year 5: FALSE
| E5 | Year 1: 0; Year 2: 0; Year 3: 0%; Year 4: 0; Year 5: FALSE
| E6 | Year 1: 0; Year 2: 0; Year 3: 0%; Year 4: 0; Year 5: FALSE
| E7 | Year 1: 0; Year 2: 0; Year 3: 0%; Year 4: 0; Year 5: FALSE
| E8 | Year 1: 0; Year 2: 0; Year 3: 0%; Year 4: 0; Year 5: FALSE
| E9 | Year 1: 0; Year 2: 0; Year 3: 0%; Year 4: 0; Year 5: FALSE
| E10 | Year 1: 0; Year 2: 0; Year 3: 0%; Year 4: 0; Year 5: FALSE
Original Forecast Results
| Year | Year 0 | Year 1 | Year 2 | Year 3 | Year 4 | Year 5 | Year 6 | Year 7 | Year 8 | Year 9 | Year 10 | Year 11 | Year 12 | Year 13 | Year 14 | Year 15 | Year 16 | Year 17 | Year 18 | Year 19 | Year 20 | Year 21 | Year 22 | Year 23 | Year 24 | Year 25 | Year 26 | Year 27 | Year 28 | Year 29 | Year 30 | Key
| Units | 0 | 0 | 0 | 0 | 0 | 0 | 0 | 0 | 0 | 0 | 0 | 0 | 0 | 0 | 0 | 0 | 0 | 0 | 0 | 0 | 0 | 0 | 0 | 0 | 0 | 0 | 0 | 0 | 0 | 0 | 0 | #REF! |  |  |  |  | 301957.8232
| Usage | 0 | 0 | 0 | 0 | 0 | 0 | 0 | 0 | 0 | 0 | 0 | 0 | 0 | 0 | 0 | 0 | 0 | 0 | 0 | 0 | 0 | 0 | 0 | 0 | 0 | 0 | 0 | 0 | 0 | 0 | 0 | #REF! |  |  |  |  | 1698.6543
| Peak Demand (S) | 0 | 0 | 0 | 0 | 0 | 0 | 0 | 0 | 0 | 0 | 0 | 0 | 0 | 0 | 0 | 0 | 0 | 0 | 0 | 0 | 0 | 0 | 0 | 0 | 0 | 0 | 0 | 0 | 0 | 0 | 0 | #REF! |  |  |  |  | 0
| Peak Demand (W) | 0 | 0 | 0 | 0 | 0 | 0 | 0 | 0 | 0 | 0 | 0 | 0 | 0 | 0 | 0 | 0 | 0 | 0 | 0 | 0 | 0 | 0 | 0 | 0 | 0 | 0 | 0 | 0 | 0 | 0 | 0 | #REF! |  |  |  |  | 884.6119
| Turnover | 0 | 0 | 0 | 0 | 0 | 0 | 0 | 0 | 0 | 0 | 0 | 0 | 0 | 0 | 0 | 0 | 0 | 0 | 0 | 0 | 0 | 0 | 0 | 0 | 0 | 0 | 0 | 0 | 0 | 0 | 0 | #REF! |  |  |  |  | 6885.4476
| Avg. Replacement Usage | 0 | 0 | 0 | 0 | 0 | 0 | 0 | 0 | 0 | 0 | 0 | 0 | 0 | 0 | 0 | 0 | 0 | 0 | 0 | 0 | 0 | 0 | 0 | 0 | 0 | 0 | 0 | 0 | 0 | 0 | 0 | #REF! |  |  |  |  | 5638.8522
| Avg. Replacement Demand (S) | 0 | 0 | 0 | 0 | 0 | 0 | 0 | 0 | 0 | 0 | 0 | 0 | 0 | 0 | 0 | 0 | 0 | 0 | 0 | 0 | 0 | 0 | 0 | 0 | 0 | 0 | 0 | 0 | 0 | 0 | 0 | #REF! |  |  |  |  | 0
| Avg. Replacement Demand (W) | 0 | 0 | 0 | 0 | 0 | 0 | 0 | 0 | 0 | 0 | 0 | 0 | 0 | 0 | 0 | 0 | 0 | 0 | 0 | 0 | 0 | 0 | 0 | 0 | 0 | 0 | 0 | 0 | 0 | 0 | 0 | #REF! |  |  |  |  | 2.9366
Tech Forecast Stock
| Year | Year 0 | Year 1 | Year 2 | Year 3 | Year 4 | Year 5 | Year 6 | Year 7 | Year 8 | Year 9 | Year 10 | Year 11 | Year 12 | Year 13 | Year 14 | Year 15 | Year 16 | Year 17 | Year 18 | Year 19 | Year 20 | Year 21 | Year 22 | Year 23 | Year 24 | Year 25 | Year 26 | Year 27 | Year 28 | Year 29 | Year 30
| E1 | 0 | 0 | 0 | 0 | 0 | 0 | 0 | 0 | 0 | 0 | 0 | 0 | 0 | 0 | 0 | 0 | 0 | 0 | 0 | 0 | 0 | 0 | 0 | 0 | 0 | 0 | 0 | 0 | 0 | 0 | 0
| E2 | 0 | 0 | 0 | 0 | 0 | 0 | 0 | 0 | 0 | 0 | 0 | 0 | 0 | 0 | 0 | 0 | 0 | 0 | 0 | 0 | 0 | 0 | 0 | 0 | 0 | 0 | 0 | 0 | 0 | 0 | 0
| E3 | 0 | 0 | 0 | 0 | 0 | 0 | 0 | 0 | 0 | 0 | 0 | 0 | 0 | 0 | 0 | 0 | 0 | 0 | 0 | 0 | 0 | 0 | 0 | 0 | 0 | 0 | 0 | 0 | 0 | 0 | 0
| E4 | 0 | 0 | 0 | 0 | 0 | 0 | 0 | 0 | 0 | 0 | 0 | 0 | 0 | 0 | 0 | 0 | 0 | 0 | 0 | 0 | 0 | 0 | 0 | 0 | 0 | 0 | 0 | 0 | 0 | 0 | 0
| E5 | 0 | 0 | 0 | 0 | 0 | 0 | 0 | 0 | 0 | 0 | 0 | 0 | 0 | 0 | 0 | 0 | 0 | 0 | 0 | 0 | 0 | 0 | 0 | 0 | 0 | 0 | 0 | 0 | 0 | 0 | 0
| E6 | 0 | 0 | 0 | 0 | 0 | 0 | 0 | 0 | 0 | 0 | 0 | 0 | 0 | 0 | 0 | 0 | 0 | 0 | 0 | 0 | 0 | 0 | 0 | 0 | 0 | 0 | 0 | 0 | 0 | 0 | 0
| E7 | 0 | 0 | 0 | 0 | 0 | 0 | 0 | 0 | 0 | 0 | 0 | 0 | 0 | 0 | 0 | 0 | 0 | 0 | 0 | 0 | 0 | 0 | 0 | 0 | 0 | 0 | 0 | 0 | 0 | 0 | 0
| E8 | 0 | 0 | 0 | 0 | 0 | 0 | 0 | 0 | 0 | 0 | 0 | 0 | 0 | 0 | 0 | 0 | 0 | 0 | 0 | 0 | 0 | 0 | 0 | 0 | 0 | 0 | 0 | 0 | 0 | 0 | 0
| E9 | 0 | 0 | 0 | 0 | 0 | 0 | 0 | 0 | 0 | 0 | 0 | 0 | 0 | 0 | 0 | 0 | 0 | 0 | 0 | 0 | 0 | 0 | 0 | 0 | 0 | 0 | 0 | 0 | 0 | 0 | 0
| E10 | 0 | 0 | 0 | 0 | 0 | 0 | 0 | 0 | 0 | 0 | 0 | 0 | 0 | 0 | 0 | 0 | 0 | 0 | 0 | 0 | 0 | 0 | 0 | 0 | 0 | 0 | 0 | 0 | 0 | 0 | 0
| Vintage | 0 | 0 | 0 | 0 | 0 | 0 | 0 | 0 | 0 | 0 | 0 | 0 | 0 | 0 | 0 | 0 | 0 | 0 | 0 | 0 | 0 | 0 | 0 | 0 | 0 | 0 | 0 | 0 | 0 | 0 | 0
|  | 0 | 0 | 0 | 0 | 0 | 0 | 0 | 0 | 0 | 0 | 0 | 0 | 0 | 0 | 0 | 0 | 0 | 0 | 0 | 0 | 0 | 0 | 0
Stock for Switching
| Year | Year 0 | Year 1 | Year 2 | Year 3 | Year 4 | Year 5 | Year 6 | Year 7 | Year 8 | Year 9 | Year 10 | Year 11 | Year 12 | Year 13 | Year 14 | Year 15 | Year 16 | Year 17 | Year 18 | Year 19 | Year 20 | Year 21 | Year 22 | Year 23 | Year 24 | Year 25 | Year 26 | Year 27 | Year 28 | Year 29 | Year 30
| E1 | 0 | 0 | 0 | 0 | 0 | 0 | 0 | 0 | 0 | 0 | 0 | 0 | 0 | 0 | 0 | 0 | 0 | 0 | 0 | 0 | 0 | 0 | 0 | 0 | 0 | 0 | 0 | 0 | 0 | 0 | 0 | 0_E1_SysStock
| E2 | 0 | 0 | 0 | 0 | 0 | 0 | 0 | 0 | 0 | 0 | 0 | 0 | 0 | 0 | 0 | 0 | 0 | 0 | 0 | 0 | 0 | 0 | 0 | 0 | 0 | 0 | 0 | 0 | 0 | 0 | 0 | 0_E2_SysStock
| E3 | 0 | 0 | 0 | 0 | 0 | 0 | 0 | 0 | 0 | 0 | 0 | 0 | 0 | 0 | 0 | 0 | 0 | 0 | 0 | 0 | 0 | 0 | 0 | 0 | 0 | 0 | 0 | 0 | 0 | 0 | 0 | 0_E3_SysStock
| E4 | 0 | 0 | 0 | 0 | 0 | 0 | 0 | 0 | 0 | 0 | 0 | 0 | 0 | 0 | 0 | 0 | 0 | 0 | 0 | 0 | 0 | 0 | 0 | 0 | 0 | 0 | 0 | 0 | 0 | 0 | 0 | 0_E4_SysStock
| E5 | 0 | 0 | 0 | 0 | 0 | 0 | 0 | 0 | 0 | 0 | 0 | 0 | 0 | 0 | 0 | 0 | 0 | 0 | 0 | 0 | 0 | 0 | 0 | 0 | 0 | 0 | 0 | 0 | 0 | 0 | 0 | 0_E5_SysStock
| E6 | 0 | 0 | 0 | 0 | 0 | 0 | 0 | 0 | 0 | 0 | 0 | 0 | 0 | 0 | 0 | 0 | 0 | 0 | 0 | 0 | 0 | 0 | 0 | 0 | 0 | 0 | 0 | 0 | 0 | 0 | 0 | 0_E6_SysStock
| E7 | 0 | 0 | 0 | 0 | 0 | 0 | 0 | 0 | 0 | 0 | 0 | 0 | 0 | 0 | 0 | 0 | 0 | 0 | 0 | 0 | 0 | 0 | 0 | 0 | 0 | 0 | 0 | 0 | 0 | 0 | 0 | 0_E7_SysStock
| E8 | 0 | 0 | 0 | 0 | 0 | 0 | 0 | 0 | 0 | 0 | 0 | 0 | 0 | 0 | 0 | 0 | 0 | 0 | 0 | 0 | 0 | 0 | 0 | 0 | 0 | 0 | 0 | 0 | 0 | 0 | 0 | 0_E8_SysStock
| E9 | 0 | 0 | 0 | 0 | 0 | 0 | 0 | 0 | 0 | 0 | 0 | 0 | 0 | 0 | 0 | 0 | 0 | 0 | 0 | 0 | 0 | 0 | 0 | 0 | 0 | 0 | 0 | 0 | 0 | 0 | 0 | 0_E9_SysStock
| E10 | 0 | 0 | 0 | 0 | 0 | 0 | 0 | 0 | 0 | 0 | 0 | 0 | 0 | 0 | 0 | 0 | 0 | 0 | 0 | 0 | 0 | 0 | 0 | 0 | 0 | 0 | 0 | 0 | 0 | 0 | 0 | 0_E10_SysStock
| Vintage | 0 | 0 | 0 | 0 | 0 | 0 | 0 | 0 | 0 | 0 | 0 | 0 | 0 | 0 | 0 | 0 | 0 | 0 | 0 | 0 | 0 | 0 | 0 | 0 | 0 | 0 | 0 | 0 | 0 | 0 | 0 | 0_Vintage_SysStock
|  | 0 | 0 | 0 | 0 | 0 | 0 | 0 | 0 | 0 | 0 | 0 | 0 | 0 | 0 | 0 | 0 | 0 | 0 | 0 | 0 | 0 | 0 | 0
Tech Forecast Purchases
| Year | Year 0 | Year 1 | Year 2 | Year 3 | Year 4 | Year 5 | Year 6 | Year 7 | Year 8 | Year 9 | Year 10 | Year 11 | Year 12 | Year 13 | Year 14 | Year 15 | Year 16 | Year 17 | Year 18 | Year 19 | Year 20 | Year 21 | Year 22 | Year 23 | Year 24 | Year 25 | Year 26 | Year 27 | Year 28 | Year 29 | Year 30
| E1 | 0 | 0 | 0 | 0 | 0 | 0 | 0 | 0 | 0 | 0 | 0 | 0 | 0 | 0 | 0 | 0 | 0 | 0 | 0 | 0 | 0 | 0 | 0 | 0 | 0 | 0 | 0 | 0 | 0 | 0 | 0
| E2 | 0 | 0 | 0 | 0 | 0 | 0 | 0 | 0 | 0 | 0 | 0 | 0 | 0 | 0 | 0 | 0 | 0 | 0 | 0 | 0 | 0 | 0 | 0 | 0 | 0 | 0 | 0 | 0 | 0 | 0 | 0
| E3 | 0 | 0 | 0 | 0 | 0 | 0 | 0 | 0 | 0 | 0 | 0 | 0 | 0 | 0 | 0 | 0 | 0 | 0 | 0 | 0 | 0 | 0 | 0 | 0 | 0 | 0 | 0 | 0 | 0 | 0 | 0
| E4 | 0 | 0 | 0 | 0 | 0 | 0 | 0 | 0 | 0 | 0 | 0 | 0 | 0 | 0 | 0 | 0 | 0 | 0 | 0 | 0 | 0 | 0 | 0 | 0 | 0 | 0 | 0 | 0 | 0 | 0 | 0
| E5 | 0 | 0 | 0 | 0 | 0 | 0 | 0 | 0 | 0 | 0 | 0 | 0 | 0 | 0 | 0 | 0 | 0 | 0 | 0 | 0 | 0 | 0 | 0 | 0 | 0 | 0 | 0 | 0 | 0 | 0 | 0
| E6 | 0 | 0 | 0 | 0 | 0 | 0 | 0 | 0 | 0 | 0 | 0 | 0 | 0 | 0 | 0 | 0 | 0 | 0 | 0 | 0 | 0 | 0 | 0 | 0 | 0 | 0 | 0 | 0 | 0 | 0 | 0
| E7 | 0 | 0 | 0 | 0 | 0 | 0 | 0 | 0 | 0 | 0 | 0 | 0 | 0 | 0 | 0 | 0 | 0 | 0 | 0 | 0 | 0 | 0 | 0 | 0 | 0 | 0 | 0 | 0 | 0 | 0 | 0
| E8 | 0 | 0 | 0 | 0 | 0 | 0 | 0 | 0 | 0 | 0 | 0 | 0 | 0 | 0 | 0 | 0 | 0 | 0 | 0 | 0 | 0 | 0 | 0 | 0 | 0 | 0 | 0 | 0 | 0 | 0 | 0
| E9 | 0 | 0 | 0 | 0 | 0 | 0 | 0 | 0 | 0 | 0 | 0 | 0 | 0 | 0 | 0 | 0 | 0 | 0 | 0 | 0 | 0 | 0 | 0 | 0 | 0 | 0 | 0 | 0 | 0 | 0 | 0
| E10 | 0 | 0 | 0 | 0 | 0 | 0 | 0 | 0 | 0 | 0 | 0 | 0 | 0 | 0 | 0 | 0 | 0 | 0 | 0 | 0 | 0 | 0 | 0 | 0 | 0 | 0 | 0 | 0 | 0 | 0 | 0
Potential to Switch
| Year | Year 0 | Year 1 | Year 2 | Year 3 | Year 4 | Year 5 | Year 6 | Year 7 | Year 8 | Year 9 | Year 10 | Year 11 | Year 12 | Year 13 | Year 14 | Year 15 | Year 16 | Year 17 | Year 18 | Year 19 | Year 20 | Year 21 | Year 22 | Year 23 | Year 24 | Year 25 | Year 26 | Year 27 | Year 28 | Year 29 | Year 30
| E1 | 0 | 0 | 0 | 0 | 0 | 0 | 0 | 0 | 0 | 0 | 0 | 0 | 0 | 0 | 0 | 0 | 0 | 0 | 0 | 0 | 0 | 0 | 0 | 0 | 0 | 0 | 0 | 0 | 0 | 0 | 0 | 0_E1_Switched Out
| E2 | 0 | 0 | 0 | 0 | 0 | 0 | 0 | 0 | 0 | 0 | 0 | 0 | 0 | 0 | 0 | 0 | 0 | 0 | 0 | 0 | 0 | 0 | 0 | 0 | 0 | 0 | 0 | 0 | 0 | 0 | 0 | 0_E2_Switched Out
| E3 | 0 | 0 | 0 | 0 | 0 | 0 | 0 | 0 | 0 | 0 | 0 | 0 | 0 | 0 | 0 | 0 | 0 | 0 | 0 | 0 | 0 | 0 | 0 | 0 | 0 | 0 | 0 | 0 | 0 | 0 | 0 | 0_E3_Switched Out
| E4 | 0 | 0 | 0 | 0 | 0 | 0 | 0 | 0 | 0 | 0 | 0 | 0 | 0 | 0 | 0 | 0 | 0 | 0 | 0 | 0 | 0 | 0 | 0 | 0 | 0 | 0 | 0 | 0 | 0 | 0 | 0 | 0_E4_Switched Out
| E5 | 0 | 0 | 0 | 0 | 0 | 0 | 0 | 0 | 0 | 0 | 0 | 0 | 0 | 0 | 0 | 0 | 0 | 0 | 0 | 0 | 0 | 0 | 0 | 0 | 0 | 0 | 0 | 0 | 0 | 0 | 0 | 0_E5_Switched Out
| E6 | 0 | 0 | 0 | 0 | 0 | 0 | 0 | 0 | 0 | 0 | 0 | 0 | 0 | 0 | 0 | 0 | 0 | 0 | 0 | 0 | 0 | 0 | 0 | 0 | 0 | 0 | 0 | 0 | 0 | 0 | 0 | 0_E6_Switched Out
| E7 | 0 | 0 | 0 | 0 | 0 | 0 | 0 | 0 | 0 | 0 | 0 | 0 | 0 | 0 | 0 | 0 | 0 | 0 | 0 | 0 | 0 | 0 | 0 | 0 | 0 | 0 | 0 | 0 | 0 | 0 | 0 | 0_E7_Switched Out
| E8 | 0 | 0 | 0 | 0 | 0 | 0 | 0 | 0 | 0 | 0 | 0 | 0 | 0 | 0 | 0 | 0 | 0 | 0 | 0 | 0 | 0 | 0 | 0 | 0 | 0 | 0 | 0 | 0 | 0 | 0 | 0 | 0_E8_Switched Out
| E9 | 0 | 0 | 0 | 0 | 0 | 0 | 0 | 0 | 0 | 0 | 0 | 0 | 0 | 0 | 0 | 0 | 0 | 0 | 0 | 0 | 0 | 0 | 0 | 0 | 0 | 0 | 0 | 0 | 0 | 0 | 0 | 0_E9_Switched Out
| E10 | 0 | 0 | 0 | 0 | 0 | 0 | 0 | 0 | 0 | 0 | 0 | 0 | 0 | 0 | 0 | 0 | 0 | 0 | 0 | 0 | 0 | 0 | 0 | 0 | 0 | 0 | 0 | 0 | 0 | 0 | 0 | 0_E10_Switched Out
Units Out
| E1 | 0 | 0 | 0 | 0 | 0 | 0 | 0 | 0 | 0 | 0 | 0 | 0 | 0 | 0 | 0 | 0 | 0 | 0 | 0 | 0 | 0 | 0 | 0 | 0 | 0 | 0 | 0 | 0 | 0 | 0 | 0
| E2 | 0 | 0 | 0 | 0 | 0 | 0 | 0 | 0 | 0 | 0 | 0 | 0 | 0 | 0 | 0 | 0 | 0 | 0 | 0 | 0 | 0 | 0 | 0 | 0 | 0 | 0 | 0 | 0 | 0 | 0 | 0
| E3 | 0 | 0 | 0 | 0 | 0 | 0 | 0 | 0 | 0 | 0 | 0 | 0 | 0 | 0 | 0 | 0 | 0 | 0 | 0 | 0 | 0 | 0 | 0 | 0 | 0 | 0 | 0 | 0 | 0 | 0 | 0
| E4 | 0 | 0 | 0 | 0 | 0 | 0 | 0 | 0 | 0 | 0 | 0 | 0 | 0 | 0 | 0 | 0 | 0 | 0 | 0 | 0 | 0 | 0 | 0 | 0 | 0 | 0 | 0 | 0 | 0 | 0 | 0
| E5 | 0 | 0 | 0 | 0 | 0 | 0 | 0 | 0 | 0 | 0 | 0 | 0 | 0 | 0 | 0 | 0 | 0 | 0 | 0 | 0 | 0 | 0 | 0 | 0 | 0 | 0 | 0 | 0 | 0 | 0 | 0
| E6 | 0 | 0 | 0 | 0 | 0 | 0 | 0 | 0 | 0 | 0 | 0 | 0 | 0 | 0 | 0 | 0 | 0 | 0 | 0 | 0 | 0 | 0 | 0 | 0 | 0 | 0 | 0 | 0 | 0 | 0 | 0
| E7 | 0 | 0 | 0 | 0 | 0 | 0 | 0 | 0 | 0 | 0 | 0 | 0 | 0 | 0 | 0 | 0 | 0 | 0 | 0 | 0 | 0 | 0 | 0 | 0 | 0 | 0 | 0 | 0 | 0 | 0 | 0
| E8 | 0 | 0 | 0 | 0 | 0 | 0 | 0 | 0 | 0 | 0 | 0 | 0 | 0 | 0 | 0 | 0 | 0 | 0 | 0 | 0 | 0 | 0 | 0 | 0 | 0 | 0 | 0 | 0 | 0 | 0 | 0
| E9 | 0 | 0 | 0 | 0 | 0 | 0 | 0 | 0 | 0 | 0 | 0 | 0 | 0 | 0 | 0 | 0 | 0 | 0 | 0 | 0 | 0 | 0 | 0 | 0 | 0 | 0 | 0 | 0 | 0 | 0 | 0
| E10 | 0 | 0 | 0 | 0 | 0 | 0 | 0 | 0 | 0 | 0 | 0 | 0 | 0 | 0 | 0 | 0 | 0 | 0 | 0 | 0 | 0 | 0 | 0 | 0 | 0 | 0 | 0 | 0 | 0 | 0 | 0
| Vintage | 0 | 0 | 0 | 0 | 0 | 0 | 0 | 0 | 0 | 0 | 0 | 0 | 0 | 0 | 0 | 0 | 0 | 0 | 0 | 0 | 0 | 0 | 0 | 0 | 0 | 0 | 0 | 0 | 0 | 0 | 0
Tech Purchase Shares
| Year | Year 0 | Year 1 | Year 2 | Year 3 | Year 4 | Year 5 | Year 6 | Year 7 | Year 8 | Year 9 | Year 10 | Year 11 | Year 12 | Year 13 | Year 14 | Year 15 | Year 16 | Year 17 | Year 18 | Year 19 | Year 20 | Year 21 | Year 22 | Year 23 | Year 24 | Year 25 | Year 26 | Year 27 | Year 28 | Year 29 | Year 30
E1 | bar: Year 0 to Year 30
E2 | bar: Year 0 to Year 30
E3 | bar: Year 0 to Year 30
E4 | bar: Year 0 to Year 30
E5 | bar: Year 0 to Year 30
E6 | bar: Year 0 to Year 30
E7 | bar: Year 0 to Year 30
E8 | bar: Year 0 to Year 30
E9 | bar: Year 0 to Year 30
E10 | bar: Year 0 to Year 30
Units In from Switching
| E1 | 0 | 0 | 0 | 0 | 0 | 0 | 0 | 0 | 0 | 0 | 0 | 0 | 0 | 0 | 0 | 0 | 0 | 0 | 0 | 0 | 0 | 0 | 0 | 0 | 0 | 0 | 0 | 0 | 0 | 0 | 0
| E2 | 0 | 0 | 0 | 0 | 0 | 0 | 0 | 0 | 0 | 0 | 0 | 0 | 0 | 0 | 0 | 0 | 0 | 0 | 0 | 0 | 0 | 0 | 0 | 0 | 0 | 0 | 0 | 0 | 0 | 0 | 0
| E3 | 0 | 0 | 0 | 0 | 0 | 0 | 0 | 0 | 0 | 0 | 0 | 0 | 0 | 0 | 0 | 0 | 0 | 0 | 0 | 0 | 0 | 0 | 0 | 0 | 0 | 0 | 0 | 0 | 0 | 0 | 0
| E4 | 0 | 0 | 0 | 0 | 0 | 0 | 0 | 0 | 0 | 0 | 0 | 0 | 0 | 0 | 0 | 0 | 0 | 0 | 0 | 0 | 0 | 0 | 0 | 0 | 0 | 0 | 0 | 0 | 0 | 0 | 0
| E5 | 0 | 0 | 0 | 0 | 0 | 0 | 0 | 0 | 0 | 0 | 0 | 0 | 0 | 0 | 0 | 0 | 0 | 0 | 0 | 0 | 0 | 0 | 0 | 0 | 0 | 0 | 0 | 0 | 0 | 0 | 0
| E6 | 0 | 0 | 0 | 0 | 0 | 0 | 0 | 0 | 0 | 0 | 0 | 0 | 0 | 0 | 0 | 0 | 0 | 0 | 0 | 0 | 0 | 0 | 0 | 0 | 0 | 0 | 0 | 0 | 0 | 0 | 0
| E7 | 0 | 0 | 0 | 0 | 0 | 0 | 0 | 0 | 0 | 0 | 0 | 0 | 0 | 0 | 0 | 0 | 0 | 0 | 0 | 0 | 0 | 0 | 0 | 0 | 0 | 0 | 0 | 0 | 0 | 0 | 0
| E8 | 0 | 0 | 0 | 0 | 0 | 0 | 0 | 0 | 0 | 0 | 0 | 0 | 0 | 0 | 0 | 0 | 0 | 0 | 0 | 0 | 0 | 0 | 0 | 0 | 0 | 0 | 0 | 0 | 0 | 0 | 0
| E9 | 0 | 0 | 0 | 0 | 0 | 0 | 0 | 0 | 0 | 0 | 0 | 0 | 0 | 0 | 0 | 0 | 0 | 0 | 0 | 0 | 0 | 0 | 0 | 0 | 0 | 0 | 0 | 0 | 0 | 0 | 0
| E10 | 0 | 0 | 0 | 0 | 0 | 0 | 0 | 0 | 0 | 0 | 0 | 0 | 0 | 0 | 0 | 0 | 0 | 0 | 0 | 0 | 0 | 0 | 0 | 0 | 0 | 0 | 0 | 0 | 0 | 0 | 0
| Vintage | 0 | 0 | 0 | 0 | 0 | 0 | 0 | 0 | 0 | 0 | 0 | 0 | 0 | 0 | 0 | 0 | 0 | 0 | 0 | 0 | 0 | 0 | 0 | 0 | 0 | 0 | 0 | 0 | 0 | 0 | 0
Net Change
| Year | Year 0 | Year 1 | Year 2 | Year 3 | Year 4 | Year 5 | Year 6 | Year 7 | Year 8 | Year 9 | Year 10 | Year 11 | Year 12 | Year 13 | Year 14 | Year 15 | Year 16 | Year 17 | Year 18 | Year 19 | Year 20 | Year 21 | Year 22 | Year 23 | Year 24 | Year 25 | Year 26 | Year 27 | Year 28 | Year 29 | Year 30 | Key
| Units | 0 | 0 | 0 | 0 | 0 | 0 | 0 | 0 | 0 | 0 | 0 | 0 | 0 | 0 | 0 | 0 | 0 | 0 | 0 | 0 | 0 | 0 | 0 | 0 | 0 | 0 | 0 | 0 | 0 | 0 | 0 | 0_Units |  |  |  |  | 301957.8232
| Usage | 0 | 0 | 0 | 0 | 0 | 0 | 0 | 0 | 0 | 0 | 0 | 0 | 0 | 0 | 0 | 0 | 0 | 0 | 0 | 0 | 0 | 0 | 0 | 0 | 0 | 0 | 0 | 0 | 0 | 0 | 0 | 0_Usage |  |  |  |  | 1698.6543
| Peak Demand (S) | 0 | 0 | 0 | 0 | 0 | 0 | 0 | 0 | 0 | 0 | 0 | 0 | 0 | 0 | 0 | 0 | 0 | 0 | 0 | 0 | 0 | 0 | 0 | 0 | 0 | 0 | 0 | 0 | 0 | 0 | 0 | 0_Peak Demand (S) |  |  |  |  | 0
| Peak Demand (W) | 0 | 0 | 0 | 0 | 0 | 0 | 0 | 0 | 0 | 0 | 0 | 0 | 0 | 0 | 0 | 0 | 0 | 0 | 0 | 0 | 0 | 0 | 0 | 0 | 0 | 0 | 0 | 0 | 0 | 0 | 0 | 0_Peak Demand (W) |  |  |  |  | 884.6119
| Turnover | 0 | 0 | 0 | 0 | 0 | 0 | 0 | 0 | 0 | 0 | 0 | 0 | 0 | 0 | 0 | 0 | 0 | 0 | 0 | 0 | 0 | 0 | 0 | 0 | 0 | 0 | 0 | 0 | 0 | 0 | 0 | 0_Turnover |  |  |  |  | 6885.4476
| Avg. Replacement Usage | 0 | 0 | 0 | 0 | 0 | 0 | 0 | 0 | 0 | 0 | 0 | 0 | 0 | 0 | 0 | 0 | 0 | 0 | 0 | 0 | 0 | 0 | 0 | 0 | 0 | 0 | 0 | 0 | 0 | 0 | 0 | 0_Avg. Replacement Usage |  |  |  |  | 5638.8522
| Avg. Replacement Demand (S) | 0 | 0 | 0 | 0 | 0 | 0 | 0 | 0 | 0 | 0 | 0 | 0 | 0 | 0 | 0 | 0 | 0 | 0 | 0 | 0 | 0 | 0 | 0 | 0 | 0 | 0 | 0 | 0 | 0 | 0 | 0 | 0_Avg. Replacement Demand (S) |  |  |  |  | 0
| Avg. Replacement Demand (W) | 0 | 0 | 0 | 0 | 0 | 0 | 0 | 0 | 0 | 0 | 0 | 0 | 0 | 0 | 0 | 0 | 0 | 0 | 0 | 0 | 0 | 0 | 0 | 0 | 0 | 0 | 0 | 0 | 0 | 0 | 0 | 0_Avg. Replacement Demand (W) |  |  |  |  | 2.9366
Purchases
| Year | Year 0 | Year 1 | Year 2 | Year 3 | Year 4 | Year 5 | Year 6 | Year 7 | Year 8 | Year 9 | Year 10 | Year 11 | Year 12 | Year 13 | Year 14 | Year 15 | Year 16 | Year 17 | Year 18 | Year 19 | Year 20 | Year 21 | Year 22 | Year 23 | Year 24 | Year 25 | Year 26 | Year 27 | Year 28 | Year 29 | Year 30
| E1 | 0 | 0 | 0 | 0 | 0 | 0 | 0 | 0 | 0 | 0 | 0 | 0 | 0 | 0 | 0 | 0 | 0 | 0 | 0 | 0 | 0 | 0 | 0 | 0 | 0 | 0 | 0 | 0 | 0 | 0 | 0 | 0_E1_Purchases |  |  |  |  | 6885.4476
| E2 | 0 | 0 | 0 | 0 | 0 | 0 | 0 | 0 | 0 | 0 | 0 | 0 | 0 | 0 | 0 | 0 | 0 | 0 | 0 | 0 | 0 | 0 | 0 | 0 | 0 | 0 | 0 | 0 | 0 | 0 | 0 | 0_E2_Purchases |  |  |  |  | 0
| E3 | 0 | 0 | 0 | 0 | 0 | 0 | 0 | 0 | 0 | 0 | 0 | 0 | 0 | 0 | 0 | 0 | 0 | 0 | 0 | 0 | 0 | 0 | 0 | 0 | 0 | 0 | 0 | 0 | 0 | 0 | 0 | 0_E3_Purchases |  |  |  |  | 0
| E4 | 0 | 0 | 0 | 0 | 0 | 0 | 0 | 0 | 0 | 0 | 0 | 0 | 0 | 0 | 0 | 0 | 0 | 0 | 0 | 0 | 0 | 0 | 0 | 0 | 0 | 0 | 0 | 0 | 0 | 0 | 0 | 0_E4_Purchases |  |  |  |  | 0
| E5 | 0 | 0 | 0 | 0 | 0 | 0 | 0 | 0 | 0 | 0 | 0 | 0 | 0 | 0 | 0 | 0 | 0 | 0 | 0 | 0 | 0 | 0 | 0 | 0 | 0 | 0 | 0 | 0 | 0 | 0 | 0 | 0_E5_Purchases |  |  |  |  | 0
| E6 | 0 | 0 | 0 | 0 | 0 | 0 | 0 | 0 | 0 | 0 | 0 | 0 | 0 | 0 | 0 | 0 | 0 | 0 | 0 | 0 | 0 | 0 | 0 | 0 | 0 | 0 | 0 | 0 | 0 | 0 | 0 | 0_E6_Purchases |  |  |  |  | 0
| E7 | 0 | 0 | 0 | 0 | 0 | 0 | 0 | 0 | 0 | 0 | 0 | 0 | 0 | 0 | 0 | 0 | 0 | 0 | 0 | 0 | 0 | 0 | 0 | 0 | 0 | 0 | 0 | 0 | 0 | 0 | 0 | 0_E7_Purchases |  |  |  |  | 0
| E8 | 0 | 0 | 0 | 0 | 0 | 0 | 0 | 0 | 0 | 0 | 0 | 0 | 0 | 0 | 0 | 0 | 0 | 0 | 0 | 0 | 0 | 0 | 0 | 0 | 0 | 0 | 0 | 0 | 0 | 0 | 0 | 0_E8_Purchases |  |  |  |  | 0
| E9 | 0 | 0 | 0 | 0 | 0 | 0 | 0 | 0 | 0 | 0 | 0 | 0 | 0 | 0 | 0 | 0 | 0 | 0 | 0 | 0 | 0 | 0 | 0 | 0 | 0 | 0 | 0 | 0 | 0 | 0 | 0 | 0_E9_Purchases |  |  |  |  | 0
| E10 | 0 | 0 | 0 | 0 | 0 | 0 | 0 | 0 | 0 | 0 | 0 | 0 | 0 | 0 | 0 | 0 | 0 | 0 | 0 | 0 | 0 | 0 | 0 | 0 | 0 | 0 | 0 | 0 | 0 | 0 | 0 | 0_E10_Purchases |  |  |  |  | 0
Stock
| Year | Year 0 | Year 1 | Year 2 | Year 3 | Year 4 | Year 5 | Year 6 | Year 7 | Year 8 | Year 9 | Year 10 | Year 11 | Year 12 | Year 13 | Year 14 | Year 15 | Year 16 | Year 17 | Year 18 | Year 19 | Year 20 | Year 21 | Year 22 | Year 23 | Year 24 | Year 25 | Year 26 | Year 27 | Year 28 | Year 29 | Year 30
| E1 | 0 | 0 | 0 | 0 | 0 | 0 | 0 | 0 | 0 | 0 | 0 | 0 | 0 | 0 | 0 | 0 | 0 | 0 | 0 | 0 | 0 | 0 | 0 | 0 | 0 | 0 | 0 | 0 | 0 | 0 | 0 | 0_E1_Stock |  |  |  |  | 13576.6093
| E2 | 0 | 0 | 0 | 0 | 0 | 0 | 0 | 0 | 0 | 0 | 0 | 0 | 0 | 0 | 0 | 0 | 0 | 0 | 0 | 0 | 0 | 0 | 0 | 0 | 0 | 0 | 0 | 0 | 0 | 0 | 0 | 0_E2_Stock |  |  |  |  | 0
| E3 | 0 | 0 | 0 | 0 | 0 | 0 | 0 | 0 | 0 | 0 | 0 | 0 | 0 | 0 | 0 | 0 | 0 | 0 | 0 | 0 | 0 | 0 | 0 | 0 | 0 | 0 | 0 | 0 | 0 | 0 | 0 | 0_E3_Stock |  |  |  |  | 0
| E4 | 0 | 0 | 0 | 0 | 0 | 0 | 0 | 0 | 0 | 0 | 0 | 0 | 0 | 0 | 0 | 0 | 0 | 0 | 0 | 0 | 0 | 0 | 0 | 0 | 0 | 0 | 0 | 0 | 0 | 0 | 0 | 0_E4_Stock |  |  |  |  | 0
| E5 | 0 | 0 | 0 | 0 | 0 | 0 | 0 | 0 | 0 | 0 | 0 | 0 | 0 | 0 | 0 | 0 | 0 | 0 | 0 | 0 | 0 | 0 | 0 | 0 | 0 | 0 | 0 | 0 | 0 | 0 | 0 | 0_E5_Stock |  |  |  |  | 0
| E6 | 0 | 0 | 0 | 0 | 0 | 0 | 0 | 0 | 0 | 0 | 0 | 0 | 0 | 0 | 0 | 0 | 0 | 0 | 0 | 0 | 0 | 0 | 0 | 0 | 0 | 0 | 0 | 0 | 0 | 0 | 0 | 0_E6_Stock |  |  |  |  | 0
| E7 | 0 | 0 | 0 | 0 | 0 | 0 | 0 | 0 | 0 | 0 | 0 | 0 | 0 | 0 | 0 | 0 | 0 | 0 | 0 | 0 | 0 | 0 | 0 | 0 | 0 | 0 | 0 | 0 | 0 | 0 | 0 | 0_E7_Stock |  |  |  |  | 0
| E8 | 0 | 0 | 0 | 0 | 0 | 0 | 0 | 0 | 0 | 0 | 0 | 0 | 0 | 0 | 0 | 0 | 0 | 0 | 0 | 0 | 0 | 0 | 0 | 0 | 0 | 0 | 0 | 0 | 0 | 0 | 0 | 0_E8_Stock |  |  |  |  | 0
| E9 | 0 | 0 | 0 | 0 | 0 | 0 | 0 | 0 | 0 | 0 | 0 | 0 | 0 | 0 | 0 | 0 | 0 | 0 | 0 | 0 | 0 | 0 | 0 | 0 | 0 | 0 | 0 | 0 | 0 | 0 | 0 | 0_E9_Stock |  |  |  |  | 0
| E10 | 0 | 0 | 0 | 0 | 0 | 0 | 0 | 0 | 0 | 0 | 0 | 0 | 0 | 0 | 0 | 0 | 0 | 0 | 0 | 0 | 0 | 0 | 0 | 0 | 0 | 0 | 0 | 0 | 0 | 0 | 0 | 0_E10_Stock |  |  |  |  | 0
| Vintage | 0 | 0 | 0 | 0 | 0 | 0 | 0 | 0 | 0 | 0 | 0 | 0 | 0 | 0 | 0 | 0 | 0 | 0 | 0 | 0 | 0 | 0 | 0 | 0 | 0 | 0 | 0 | 0 | 0 | 0 | 0 | 0_Vintage_Stock |  |  |  |  | 288381.2139
S1C3 |  | Year 0: System 1 Technology 3
Technology Variables
| Tech Key | Year 0: 0
| Peak Factor (S) | Year 0: 0
| Peak Factor (W) | Year 0: 0
| Min Vintage Lifetime | Year 0: 0
| Max Vintage Lifetime | Year 0: 0
| Turnover Style | Year 0: 0
Technology Variables
| Equipment | Year 0: Label; Year 1: Min Lifetime; Year 2: Max Lifetime; Year 3: Degradation; Year 4: Usage; Year 5: Available
| E1 | Year 1: 0; Year 2: 0; Year 3: 0%; Year 4: 0; Year 5: FALSE
| E2 | Year 1: 0; Year 2: 0; Year 3: 0%; Year 4: 0; Year 5: FALSE
| E3 | Year 1: 0; Year 2: 0; Year 3: 0%; Year 4: 0; Year 5: FALSE
| E4 | Year 1: 0; Year 2: 0; Year 3: 0%; Year 4: 0; Year 5: FALSE
| E5 | Year 1: 0; Year 2: 0; Year 3: 0%; Year 4: 0; Year 5: FALSE
| E6 | Year 1: 0; Year 2: 0; Year 3: 0%; Year 4: 0; Year 5: FALSE
| E7 | Year 1: 0; Year 2: 0; Year 3: 0%; Year 4: 0; Year 5: FALSE
| E8 | Year 1: 0; Year 2: 0; Year 3: 0%; Year 4: 0; Year 5: FALSE
| E9 | Year 1: 0; Year 2: 0; Year 3: 0%; Year 4: 0; Year 5: FALSE
| E10 | Year 1: 0; Year 2: 0; Year 3: 0%; Year 4: 0; Year 5: FALSE
Original Forecast Results
| Year | Year 0 | Year 1 | Year 2 | Year 3 | Year 4 | Year 5 | Year 6 | Year 7 | Year 8 | Year 9 | Year 10 | Year 11 | Year 12 | Year 13 | Year 14 | Year 15 | Year 16 | Year 17 | Year 18 | Year 19 | Year 20 | Year 21 | Year 22 | Year 23 | Year 24 | Year 25 | Year 26 | Year 27 | Year 28 | Year 29 | Year 30 | Key
| Units | 0 | 0 | 0 | 0 | 0 | 0 | 0 | 0 | 0 | 0 | 0 | 0 | 0 | 0 | 0 | 0 | 0 | 0 | 0 | 0 | 0 | 0 | 0 | 0 | 0 | 0 | 0 | 0 | 0 | 0 | 0 | #REF! |  |  |  |  | 301957.8232
| Usage | 0 | 0 | 0 | 0 | 0 | 0 | 0 | 0 | 0 | 0 | 0 | 0 | 0 | 0 | 0 | 0 | 0 | 0 | 0 | 0 | 0 | 0 | 0 | 0 | 0 | 0 | 0 | 0 | 0 | 0 | 0 | #REF! |  |  |  |  | 1698.6543
| Peak Demand (S) | 0 | 0 | 0 | 0 | 0 | 0 | 0 | 0 | 0 | 0 | 0 | 0 | 0 | 0 | 0 | 0 | 0 | 0 | 0 | 0 | 0 | 0 | 0 | 0 | 0 | 0 | 0 | 0 | 0 | 0 | 0 | #REF! |  |  |  |  | 0
| Peak Demand (W) | 0 | 0 | 0 | 0 | 0 | 0 | 0 | 0 | 0 | 0 | 0 | 0 | 0 | 0 | 0 | 0 | 0 | 0 | 0 | 0 | 0 | 0 | 0 | 0 | 0 | 0 | 0 | 0 | 0 | 0 | 0 | #REF! |  |  |  |  | 884.6119
| Turnover | 0 | 0 | 0 | 0 | 0 | 0 | 0 | 0 | 0 | 0 | 0 | 0 | 0 | 0 | 0 | 0 | 0 | 0 | 0 | 0 | 0 | 0 | 0 | 0 | 0 | 0 | 0 | 0 | 0 | 0 | 0 | #REF! |  |  |  |  | 6885.4476
| Avg. Replacement Usage | 0 | 0 | 0 | 0 | 0 | 0 | 0 | 0 | 0 | 0 | 0 | 0 | 0 | 0 | 0 | 0 | 0 | 0 | 0 | 0 | 0 | 0 | 0 | 0 | 0 | 0 | 0 | 0 | 0 | 0 | 0 | #REF! |  |  |  |  | 5638.8522
| Avg. Replacement Demand (S) | 0 | 0 | 0 | 0 | 0 | 0 | 0 | 0 | 0 | 0 | 0 | 0 | 0 | 0 | 0 | 0 | 0 | 0 | 0 | 0 | 0 | 0 | 0 | 0 | 0 | 0 | 0 | 0 | 0 | 0 | 0 | #REF! |  |  |  |  | 0
| Avg. Replacement Demand (W) | 0 | 0 | 0 | 0 | 0 | 0 | 0 | 0 | 0 | 0 | 0 | 0 | 0 | 0 | 0 | 0 | 0 | 0 | 0 | 0 | 0 | 0 | 0 | 0 | 0 | 0 | 0 | 0 | 0 | 0 | 0 | #REF! |  |  |  |  | 2.9366
Tech Forecast Stock
| Year | Year 0 | Year 1 | Year 2 | Year 3 | Year 4 | Year 5 | Year 6 | Year 7 | Year 8 | Year 9 | Year 10 | Year 11 | Year 12 | Year 13 | Year 14 | Year 15 | Year 16 | Year 17 | Year 18 | Year 19 | Year 20 | Year 21 | Year 22 | Year 23 | Year 24 | Year 25 | Year 26 | Year 27 | Year 28 | Year 29 | Year 30
| E1 | 0 | 0 | 0 | 0 | 0 | 0 | 0 | 0 | 0 | 0 | 0 | 0 | 0 | 0 | 0 | 0 | 0 | 0 | 0 | 0 | 0 | 0 | 0 | 0 | 0 | 0 | 0 | 0 | 0 | 0 | 0
| E2 | 0 | 0 | 0 | 0 | 0 | 0 | 0 | 0 | 0 | 0 | 0 | 0 | 0 | 0 | 0 | 0 | 0 | 0 | 0 | 0 | 0 | 0 | 0 | 0 | 0 | 0 | 0 | 0 | 0 | 0 | 0
| E3 | 0 | 0 | 0 | 0 | 0 | 0 | 0 | 0 | 0 | 0 | 0 | 0 | 0 | 0 | 0 | 0 | 0 | 0 | 0 | 0 | 0 | 0 | 0 | 0 | 0 | 0 | 0 | 0 | 0 | 0 | 0
| E4 | 0 | 0 | 0 | 0 | 0 | 0 | 0 | 0 | 0 | 0 | 0 | 0 | 0 | 0 | 0 | 0 | 0 | 0 | 0 | 0 | 0 | 0 | 0 | 0 | 0 | 0 | 0 | 0 | 0 | 0 | 0
| E5 | 0 | 0 | 0 | 0 | 0 | 0 | 0 | 0 | 0 | 0 | 0 | 0 | 0 | 0 | 0 | 0 | 0 | 0 | 0 | 0 | 0 | 0 | 0 | 0 | 0 | 0 | 0 | 0 | 0 | 0 | 0
| E6 | 0 | 0 | 0 | 0 | 0 | 0 | 0 | 0 | 0 | 0 | 0 | 0 | 0 | 0 | 0 | 0 | 0 | 0 | 0 | 0 | 0 | 0 | 0 | 0 | 0 | 0 | 0 | 0 | 0 | 0 | 0
| E7 | 0 | 0 | 0 | 0 | 0 | 0 | 0 | 0 | 0 | 0 | 0 | 0 | 0 | 0 | 0 | 0 | 0 | 0 | 0 | 0 | 0 | 0 | 0 | 0 | 0 | 0 | 0 | 0 | 0 | 0 | 0
| E8 | 0 | 0 | 0 | 0 | 0 | 0 | 0 | 0 | 0 | 0 | 0 | 0 | 0 | 0 | 0 | 0 | 0 | 0 | 0 | 0 | 0 | 0 | 0 | 0 | 0 | 0 | 0 | 0 | 0 | 0 | 0
| E9 | 0 | 0 | 0 | 0 | 0 | 0 | 0 | 0 | 0 | 0 | 0 | 0 | 0 | 0 | 0 | 0 | 0 | 0 | 0 | 0 | 0 | 0 | 0 | 0 | 0 | 0 | 0 | 0 | 0 | 0 | 0
| E10 | 0 | 0 | 0 | 0 | 0 | 0 | 0 | 0 | 0 | 0 | 0 | 0 | 0 | 0 | 0 | 0 | 0 | 0 | 0 | 0 | 0 | 0 | 0 | 0 | 0 | 0 | 0 | 0 | 0 | 0 | 0
| Vintage | 0 | 0 | 0 | 0 | 0 | 0 | 0 | 0 | 0 | 0 | 0 | 0 | 0 | 0 | 0 | 0 | 0 | 0 | 0 | 0 | 0 | 0 | 0 | 0 | 0 | 0 | 0 | 0 | 0 | 0 | 0
Stock for Switching
| Year | Year 0 | Year 1 | Year 2 | Year 3 | Year 4 | Year 5 | Year 6 | Year 7 | Year 8 | Year 9 | Year 10 | Year 11 | Year 12 | Year 13 | Year 14 | Year 15 | Year 16 | Year 17 | Year 18 | Year 19 | Year 20 | Year 21 | Year 22 | Year 23 | Year 24 | Year 25 | Year 26 | Year 27 | Year 28 | Year 29 | Year 30
| E1 | 0 | 0 | 0 | 0 | 0 | 0 | 0 | 0 | 0 | 0 | 0 | 0 | 0 | 0 | 0 | 0 | 0 | 0 | 0 | 0 | 0 | 0 | 0 | 0 | 0 | 0 | 0 | 0 | 0 | 0 | 0 | 0_E1_SysStock
| E2 | 0 | 0 | 0 | 0 | 0 | 0 | 0 | 0 | 0 | 0 | 0 | 0 | 0 | 0 | 0 | 0 | 0 | 0 | 0 | 0 | 0 | 0 | 0 | 0 | 0 | 0 | 0 | 0 | 0 | 0 | 0 | 0_E2_SysStock
| E3 | 0 | 0 | 0 | 0 | 0 | 0 | 0 | 0 | 0 | 0 | 0 | 0 | 0 | 0 | 0 | 0 | 0 | 0 | 0 | 0 | 0 | 0 | 0 | 0 | 0 | 0 | 0 | 0 | 0 | 0 | 0 | 0_E3_SysStock
| E4 | 0 | 0 | 0 | 0 | 0 | 0 | 0 | 0 | 0 | 0 | 0 | 0 | 0 | 0 | 0 | 0 | 0 | 0 | 0 | 0 | 0 | 0 | 0 | 0 | 0 | 0 | 0 | 0 | 0 | 0 | 0 | 0_E4_SysStock
| E5 | 0 | 0 | 0 | 0 | 0 | 0 | 0 | 0 | 0 | 0 | 0 | 0 | 0 | 0 | 0 | 0 | 0 | 0 | 0 | 0 | 0 | 0 | 0 | 0 | 0 | 0 | 0 | 0 | 0 | 0 | 0 | 0_E5_SysStock
| E6 | 0 | 0 | 0 | 0 | 0 | 0 | 0 | 0 | 0 | 0 | 0 | 0 | 0 | 0 | 0 | 0 | 0 | 0 | 0 | 0 | 0 | 0 | 0 | 0 | 0 | 0 | 0 | 0 | 0 | 0 | 0 | 0_E6_SysStock
| E7 | 0 | 0 | 0 | 0 | 0 | 0 | 0 | 0 | 0 | 0 | 0 | 0 | 0 | 0 | 0 | 0 | 0 | 0 | 0 | 0 | 0 | 0 | 0 | 0 | 0 | 0 | 0 | 0 | 0 | 0 | 0 | 0_E7_SysStock
| E8 | 0 | 0 | 0 | 0 | 0 | 0 | 0 | 0 | 0 | 0 | 0 | 0 | 0 | 0 | 0 | 0 | 0 | 0 | 0 | 0 | 0 | 0 | 0 | 0 | 0 | 0 | 0 | 0 | 0 | 0 | 0 | 0_E8_SysStock
| E9 | 0 | 0 | 0 | 0 | 0 | 0 | 0 | 0 | 0 | 0 | 0 | 0 | 0 | 0 | 0 | 0 | 0 | 0 | 0 | 0 | 0 | 0 | 0 | 0 | 0 | 0 | 0 | 0 | 0 | 0 | 0 | 0_E9_SysStock
| E10 | 0 | 0 | 0 | 0 | 0 | 0 | 0 | 0 | 0 | 0 | 0 | 0 | 0 | 0 | 0 | 0 | 0 | 0 | 0 | 0 | 0 | 0 | 0 | 0 | 0 | 0 | 0 | 0 | 0 | 0 | 0 | 0_E10_SysStock
| Vintage | 0 | 0 | 0 | 0 | 0 | 0 | 0 | 0 | 0 | 0 | 0 | 0 | 0 | 0 | 0 | 0 | 0 | 0 | 0 | 0 | 0 | 0 | 0 | 0 | 0 | 0 | 0 | 0 | 0 | 0 | 0 | 0_Vintage_SysStock
Tech Forecast Purchases
| Year | Year 0 | Year 1 | Year 2 | Year 3 | Year 4 | Year 5 | Year 6 | Year 7 | Year 8 | Year 9 | Year 10 | Year 11 | Year 12 | Year 13 | Year 14 | Year 15 | Year 16 | Year 17 | Year 18 | Year 19 | Year 20 | Year 21 | Year 22 | Year 23 | Year 24 | Year 25 | Year 26 | Year 27 | Year 28 | Year 29 | Year 30
| E1 | 0 | 0 | 0 | 0 | 0 | 0 | 0 | 0 | 0 | 0 | 0 | 0 | 0 | 0 | 0 | 0 | 0 | 0 | 0 | 0 | 0 | 0 | 0 | 0 | 0 | 0 | 0 | 0 | 0 | 0 | 0
| E2 | 0 | 0 | 0 | 0 | 0 | 0 | 0 | 0 | 0 | 0 | 0 | 0 | 0 | 0 | 0 | 0 | 0 | 0 | 0 | 0 | 0 | 0 | 0 | 0 | 0 | 0 | 0 | 0 | 0 | 0 | 0
| E3 | 0 | 0 | 0 | 0 | 0 | 0 | 0 | 0 | 0 | 0 | 0 | 0 | 0 | 0 | 0 | 0 | 0 | 0 | 0 | 0 | 0 | 0 | 0 | 0 | 0 | 0 | 0 | 0 | 0 | 0 | 0
| E4 | 0 | 0 | 0 | 0 | 0 | 0 | 0 | 0 | 0 | 0 | 0 | 0 | 0 | 0 | 0 | 0 | 0 | 0 | 0 | 0 | 0 | 0 | 0 | 0 | 0 | 0 | 0 | 0 | 0 | 0 | 0
| E5 | 0 | 0 | 0 | 0 | 0 | 0 | 0 | 0 | 0 | 0 | 0 | 0 | 0 | 0 | 0 | 0 | 0 | 0 | 0 | 0 | 0 | 0 | 0 | 0 | 0 | 0 | 0 | 0 | 0 | 0 | 0
| E6 | 0 | 0 | 0 | 0 | 0 | 0 | 0 | 0 | 0 | 0 | 0 | 0 | 0 | 0 | 0 | 0 | 0 | 0 | 0 | 0 | 0 | 0 | 0 | 0 | 0 | 0 | 0 | 0 | 0 | 0 | 0
| E7 | 0 | 0 | 0 | 0 | 0 | 0 | 0 | 0 | 0 | 0 | 0 | 0 | 0 | 0 | 0 | 0 | 0 | 0 | 0 | 0 | 0 | 0 | 0 | 0 | 0 | 0 | 0 | 0 | 0 | 0 | 0
| E8 | 0 | 0 | 0 | 0 | 0 | 0 | 0 | 0 | 0 | 0 | 0 | 0 | 0 | 0 | 0 | 0 | 0 | 0 | 0 | 0 | 0 | 0 | 0 | 0 | 0 | 0 | 0 | 0 | 0 | 0 | 0
| E9 | 0 | 0 | 0 | 0 | 0 | 0 | 0 | 0 | 0 | 0 | 0 | 0 | 0 | 0 | 0 | 0 | 0 | 0 | 0 | 0 | 0 | 0 | 0 | 0 | 0 | 0 | 0 | 0 | 0 | 0 | 0
| E10 | 0 | 0 | 0 | 0 | 0 | 0 | 0 | 0 | 0 | 0 | 0 | 0 | 0 | 0 | 0 | 0 | 0 | 0 | 0 | 0 | 0 | 0 | 0 | 0 | 0 | 0 | 0 | 0 | 0 | 0 | 0
Potential to Switch
| Year | Year 0 | Year 1 | Year 2 | Year 3 | Year 4 | Year 5 | Year 6 | Year 7 | Year 8 | Year 9 | Year 10 | Year 11 | Year 12 | Year 13 | Year 14 | Year 15 | Year 16 | Year 17 | Year 18 | Year 19 | Year 20 | Year 21 | Year 22 | Year 23 | Year 24 | Year 25 | Year 26 | Year 27 | Year 28 | Year 29 | Year 30
| E1 | 0 | 0 | 0 | 0 | 0 | 0 | 0 | 0 | 0 | 0 | 0 | 0 | 0 | 0 | 0 | 0 | 0 | 0 | 0 | 0 | 0 | 0 | 0 | 0 | 0 | 0 | 0 | 0 | 0 | 0 | 0 | 0_E1_Switched Out
| E2 | 0 | 0 | 0 | 0 | 0 | 0 | 0 | 0 | 0 | 0 | 0 | 0 | 0 | 0 | 0 | 0 | 0 | 0 | 0 | 0 | 0 | 0 | 0 | 0 | 0 | 0 | 0 | 0 | 0 | 0 | 0 | 0_E2_Switched Out
| E3 | 0 | 0 | 0 | 0 | 0 | 0 | 0 | 0 | 0 | 0 | 0 | 0 | 0 | 0 | 0 | 0 | 0 | 0 | 0 | 0 | 0 | 0 | 0 | 0 | 0 | 0 | 0 | 0 | 0 | 0 | 0 | 0_E3_Switched Out
| E4 | 0 | 0 | 0 | 0 | 0 | 0 | 0 | 0 | 0 | 0 | 0 | 0 | 0 | 0 | 0 | 0 | 0 | 0 | 0 | 0 | 0 | 0 | 0 | 0 | 0 | 0 | 0 | 0 | 0 | 0 | 0 | 0_E4_Switched Out
| E5 | 0 | 0 | 0 | 0 | 0 | 0 | 0 | 0 | 0 | 0 | 0 | 0 | 0 | 0 | 0 | 0 | 0 | 0 | 0 | 0 | 0 | 0 | 0 | 0 | 0 | 0 | 0 | 0 | 0 | 0 | 0 | 0_E5_Switched Out
| E6 | 0 | 0 | 0 | 0 | 0 | 0 | 0 | 0 | 0 | 0 | 0 | 0 | 0 | 0 | 0 | 0 | 0 | 0 | 0 | 0 | 0 | 0 | 0 | 0 | 0 | 0 | 0 | 0 | 0 | 0 | 0 | 0_E6_Switched Out
| E7 | 0 | 0 | 0 | 0 | 0 | 0 | 0 | 0 | 0 | 0 | 0 | 0 | 0 | 0 | 0 | 0 | 0 | 0 | 0 | 0 | 0 | 0 | 0 | 0 | 0 | 0 | 0 | 0 | 0 | 0 | 0 | 0_E7_Switched Out
| E8 | 0 | 0 | 0 | 0 | 0 | 0 | 0 | 0 | 0 | 0 | 0 | 0 | 0 | 0 | 0 | 0 | 0 | 0 | 0 | 0 | 0 | 0 | 0 | 0 | 0 | 0 | 0 | 0 | 0 | 0 | 0 | 0_E8_Switched Out
| E9 | 0 | 0 | 0 | 0 | 0 | 0 | 0 | 0 | 0 | 0 | 0 | 0 | 0 | 0 | 0 | 0 | 0 | 0 | 0 | 0 | 0 | 0 | 0 | 0 | 0 | 0 | 0 | 0 | 0 | 0 | 0 | 0_E9_Switched Out
| E10 | 0 | 0 | 0 | 0 | 0 | 0 | 0 | 0 | 0 | 0 | 0 | 0 | 0 | 0 | 0 | 0 | 0 | 0 | 0 | 0 | 0 | 0 | 0 | 0 | 0 | 0 | 0 | 0 | 0 | 0 | 0 | 0_E10_Switched Out
Units Out
| E1 | 0 | 0 | 0 | 0 | 0 | 0 | 0 | 0 | 0 | 0 | 0 | 0 | 0 | 0 | 0 | 0 | 0 | 0 | 0 | 0 | 0 | 0 | 0 | 0 | 0 | 0 | 0 | 0 | 0 | 0 | 0
| E2 | 0 | 0 | 0 | 0 | 0 | 0 | 0 | 0 | 0 | 0 | 0 | 0 | 0 | 0 | 0 | 0 | 0 | 0 | 0 | 0 | 0 | 0 | 0 | 0 | 0 | 0 | 0 | 0 | 0 | 0 | 0
| E3 | 0 | 0 | 0 | 0 | 0 | 0 | 0 | 0 | 0 | 0 | 0 | 0 | 0 | 0 | 0 | 0 | 0 | 0 | 0 | 0 | 0 | 0 | 0 | 0 | 0 | 0 | 0 | 0 | 0 | 0 | 0
| E4 | 0 | 0 | 0 | 0 | 0 | 0 | 0 | 0 | 0 | 0 | 0 | 0 | 0 | 0 | 0 | 0 | 0 | 0 | 0 | 0 | 0 | 0 | 0 | 0 | 0 | 0 | 0 | 0 | 0 | 0 | 0
| E5 | 0 | 0 | 0 | 0 | 0 | 0 | 0 | 0 | 0 | 0 | 0 | 0 | 0 | 0 | 0 | 0 | 0 | 0 | 0 | 0 | 0 | 0 | 0 | 0 | 0 | 0 | 0 | 0 | 0 | 0 | 0
| E6 | 0 | 0 | 0 | 0 | 0 | 0 | 0 | 0 | 0 | 0 | 0 | 0 | 0 | 0 | 0 | 0 | 0 | 0 | 0 | 0 | 0 | 0 | 0 | 0 | 0 | 0 | 0 | 0 | 0 | 0 | 0
| E7 | 0 | 0 | 0 | 0 | 0 | 0 | 0 | 0 | 0 | 0 | 0 | 0 | 0 | 0 | 0 | 0 | 0 | 0 | 0 | 0 | 0 | 0 | 0 | 0 | 0 | 0 | 0 | 0 | 0 | 0 | 0
| E8 | 0 | 0 | 0 | 0 | 0 | 0 | 0 | 0 | 0 | 0 | 0 | 0 | 0 | 0 | 0 | 0 | 0 | 0 | 0 | 0 | 0 | 0 | 0 | 0 | 0 | 0 | 0 | 0 | 0 | 0 | 0
| E9 | 0 | 0 | 0 | 0 | 0 | 0 | 0 | 0 | 0 | 0 | 0 | 0 | 0 | 0 | 0 | 0 | 0 | 0 | 0 | 0 | 0 | 0 | 0 | 0 | 0 | 0 | 0 | 0 | 0 | 0 | 0
| E10 | 0 | 0 | 0 | 0 | 0 | 0 | 0 | 0 | 0 | 0 | 0 | 0 | 0 | 0 | 0 | 0 | 0 | 0 | 0 | 0 | 0 | 0 | 0 | 0 | 0 | 0 | 0 | 0 | 0 | 0 | 0
| Vintage | 0 | 0 | 0 | 0 | 0 | 0 | 0 | 0 | 0 | 0 | 0 | 0 | 0 | 0 | 0 | 0 | 0 | 0 | 0 | 0 | 0 | 0 | 0 | 0 | 0 | 0 | 0 | 0 | 0 | 0 | 0
Tech Purchase Shares
| Year | Year 0 | Year 1 | Year 2 | Year 3 | Year 4 | Year 5 | Year 6 | Year 7 | Year 8 | Year 9 | Year 10 | Year 11 | Year 12 | Year 13 | Year 14 | Year 15 | Year 16 | Year 17 | Year 18 | Year 19 | Year 20 | Year 21 | Year 22 | Year 23 | Year 24 | Year 25 | Year 26 | Year 27 | Year 28 | Year 29 | Year 30
E1 | bar: Year 0 to Year 30
E2 | bar: Year 0 to Year 30
E3 | bar: Year 0 to Year 30
E4 | bar: Year 0 to Year 30
E5 | bar: Year 0 to Year 30
E6 | bar: Year 0 to Year 30
E7 | bar: Year 0 to Year 30
E8 | bar: Year 0 to Year 30
E9 | bar: Year 0 to Year 30
E10 | bar: Year 0 to Year 30
Units In from Switching
| E1 | 0 | 0 | 0 | 0 | 0 | 0 | 0 | 0 | 0 | 0 | 0 | 0 | 0 | 0 | 0 | 0 | 0 | 0 | 0 | 0 | 0 | 0 | 0 | 0 | 0 | 0 | 0 | 0 | 0 | 0 | 0
| E2 | 0 | 0 | 0 | 0 | 0 | 0 | 0 | 0 | 0 | 0 | 0 | 0 | 0 | 0 | 0 | 0 | 0 | 0 | 0 | 0 | 0 | 0 | 0 | 0 | 0 | 0 | 0 | 0 | 0 | 0 | 0
| E3 | 0 | 0 | 0 | 0 | 0 | 0 | 0 | 0 | 0 | 0 | 0 | 0 | 0 | 0 | 0 | 0 | 0 | 0 | 0 | 0 | 0 | 0 | 0 | 0 | 0 | 0 | 0 | 0 | 0 | 0 | 0
| E4 | 0 | 0 | 0 | 0 | 0 | 0 | 0 | 0 | 0 | 0 | 0 | 0 | 0 | 0 | 0 | 0 | 0 | 0 | 0 | 0 | 0 | 0 | 0 | 0 | 0 | 0 | 0 | 0 | 0 | 0 | 0
| E5 | 0 | 0 | 0 | 0 | 0 | 0 | 0 | 0 | 0 | 0 | 0 | 0 | 0 | 0 | 0 | 0 | 0 | 0 | 0 | 0 | 0 | 0 | 0 | 0 | 0 | 0 | 0 | 0 | 0 | 0 | 0
| E6 | 0 | 0 | 0 | 0 | 0 | 0 | 0 | 0 | 0 | 0 | 0 | 0 | 0 | 0 | 0 | 0 | 0 | 0 | 0 | 0 | 0 | 0 | 0 | 0 | 0 | 0 | 0 | 0 | 0 | 0 | 0
| E7 | 0 | 0 | 0 | 0 | 0 | 0 | 0 | 0 | 0 | 0 | 0 | 0 | 0 | 0 | 0 | 0 | 0 | 0 | 0 | 0 | 0 | 0 | 0 | 0 | 0 | 0 | 0 | 0 | 0 | 0 | 0
| E8 | 0 | 0 | 0 | 0 | 0 | 0 | 0 | 0 | 0 | 0 | 0 | 0 | 0 | 0 | 0 | 0 | 0 | 0 | 0 | 0 | 0 | 0 | 0 | 0 | 0 | 0 | 0 | 0 | 0 | 0 | 0
| E9 | 0 | 0 | 0 | 0 | 0 | 0 | 0 | 0 | 0 | 0 | 0 | 0 | 0 | 0 | 0 | 0 | 0 | 0 | 0 | 0 | 0 | 0 | 0 | 0 | 0 | 0 | 0 | 0 | 0 | 0 | 0
| E10 | 0 | 0 | 0 | 0 | 0 | 0 | 0 | 0 | 0 | 0 | 0 | 0 | 0 | 0 | 0 | 0 | 0 | 0 | 0 | 0 | 0 | 0 | 0 | 0 | 0 | 0 | 0 | 0 | 0 | 0 | 0
| Vintage | 0 | 0 | 0 | 0 | 0 | 0 | 0 | 0 | 0 | 0 | 0 | 0 | 0 | 0 | 0 | 0 | 0 | 0 | 0 | 0 | 0 | 0 | 0 | 0 | 0 | 0 | 0 | 0 | 0 | 0 | 0
Net Change
| Year | Year 0 | Year 1 | Year 2 | Year 3 | Year 4 | Year 5 | Year 6 | Year 7 | Year 8 | Year 9 | Year 10 | Year 11 | Year 12 | Year 13 | Year 14 | Year 15 | Year 16 | Year 17 | Year 18 | Year 19 | Year 20 | Year 21 | Year 22 | Year 23 | Year 24 | Year 25 | Year 26 | Year 27 | Year 28 | Year 29 | Year 30 | Key
| Units | 0 | 0 | 0 | 0 | 0 | 0 | 0 | 0 | 0 | 0 | 0 | 0 | 0 | 0 | 0 | 0 | 0 | 0 | 0 | 0 | 0 | 0 | 0 | 0 | 0 | 0 | 0 | 0 | 0 | 0 | 0 | 0_Units |  |  |  |  | 301957.8232
| Usage | 0 | 0 | 0 | 0 | 0 | 0 | 0 | 0 | 0 | 0 | 0 | 0 | 0 | 0 | 0 | 0 | 0 | 0 | 0 | 0 | 0 | 0 | 0 | 0 | 0 | 0 | 0 | 0 | 0 | 0 | 0 | 0_Usage |  |  |  |  | 1698.6543
| Peak Demand (S) | 0 | 0 | 0 | 0 | 0 | 0 | 0 | 0 | 0 | 0 | 0 | 0 | 0 | 0 | 0 | 0 | 0 | 0 | 0 | 0 | 0 | 0 | 0 | 0 | 0 | 0 | 0 | 0 | 0 | 0 | 0 | 0_Peak Demand (S) |  |  |  |  | 0
| Peak Demand (W) | 0 | 0 | 0 | 0 | 0 | 0 | 0 | 0 | 0 | 0 | 0 | 0 | 0 | 0 | 0 | 0 | 0 | 0 | 0 | 0 | 0 | 0 | 0 | 0 | 0 | 0 | 0 | 0 | 0 | 0 | 0 | 0_Peak Demand (W) |  |  |  |  | 884.6119
| Turnover | 0 | 0 | 0 | 0 | 0 | 0 | 0 | 0 | 0 | 0 | 0 | 0 | 0 | 0 | 0 | 0 | 0 | 0 | 0 | 0 | 0 | 0 | 0 | 0 | 0 | 0 | 0 | 0 | 0 | 0 | 0 | 0_Turnover |  |  |  |  | 6885.4476
| Avg. Replacement Usage | 0 | 0 | 0 | 0 | 0 | 0 | 0 | 0 | 0 | 0 | 0 | 0 | 0 | 0 | 0 | 0 | 0 | 0 | 0 | 0 | 0 | 0 | 0 | 0 | 0 | 0 | 0 | 0 | 0 | 0 | 0 | 0_Avg. Replacement Usage |  |  |  |  | 5638.8522
| Avg. Replacement Demand (S) | 0 | 0 | 0 | 0 | 0 | 0 | 0 | 0 | 0 | 0 | 0 | 0 | 0 | 0 | 0 | 0 | 0 | 0 | 0 | 0 | 0 | 0 | 0 | 0 | 0 | 0 | 0 | 0 | 0 | 0 | 0 | 0_Avg. Replacement Demand (S) |  |  |  |  | 0
| Avg. Replacement Demand (W) | 0 | 0 | 0 | 0 | 0 | 0 | 0 | 0 | 0 | 0 | 0 | 0 | 0 | 0 | 0 | 0 | 0 | 0 | 0 | 0 | 0 | 0 | 0 | 0 | 0 | 0 | 0 | 0 | 0 | 0 | 0 | 0_Avg. Replacement Demand (W) |  |  |  |  | 2.9366
Purchases
| Year | Year 0 | Year 1 | Year 2 | Year 3 | Year 4 | Year 5 | Year 6 | Year 7 | Year 8 | Year 9 | Year 10 | Year 11 | Year 12 | Year 13 | Year 14 | Year 15 | Year 16 | Year 17 | Year 18 | Year 19 | Year 20 | Year 21 | Year 22 | Year 23 | Year 24 | Year 25 | Year 26 | Year 27 | Year 28 | Year 29 | Year 30
| E1 | 0 | 0 | 0 | 0 | 0 | 0 | 0 | 0 | 0 | 0 | 0 | 0 | 0 | 0 | 0 | 0 | 0 | 0 | 0 | 0 | 0 | 0 | 0 | 0 | 0 | 0 | 0 | 0 | 0 | 0 | 0 | 0_E1_Purchases |  |  |  |  | 6885.4476
| E2 | 0 | 0 | 0 | 0 | 0 | 0 | 0 | 0 | 0 | 0 | 0 | 0 | 0 | 0 | 0 | 0 | 0 | 0 | 0 | 0 | 0 | 0 | 0 | 0 | 0 | 0 | 0 | 0 | 0 | 0 | 0 | 0_E2_Purchases |  |  |  |  | 0
| E3 | 0 | 0 | 0 | 0 | 0 | 0 | 0 | 0 | 0 | 0 | 0 | 0 | 0 | 0 | 0 | 0 | 0 | 0 | 0 | 0 | 0 | 0 | 0 | 0 | 0 | 0 | 0 | 0 | 0 | 0 | 0 | 0_E3_Purchases |  |  |  |  | 0
| E4 | 0 | 0 | 0 | 0 | 0 | 0 | 0 | 0 | 0 | 0 | 0 | 0 | 0 | 0 | 0 | 0 | 0 | 0 | 0 | 0 | 0 | 0 | 0 | 0 | 0 | 0 | 0 | 0 | 0 | 0 | 0 | 0_E4_Purchases |  |  |  |  | 0
| E5 | 0 | 0 | 0 | 0 | 0 | 0 | 0 | 0 | 0 | 0 | 0 | 0 | 0 | 0 | 0 | 0 | 0 | 0 | 0 | 0 | 0 | 0 | 0 | 0 | 0 | 0 | 0 | 0 | 0 | 0 | 0 | 0_E5_Purchases |  |  |  |  | 0
| E6 | 0 | 0 | 0 | 0 | 0 | 0 | 0 | 0 | 0 | 0 | 0 | 0 | 0 | 0 | 0 | 0 | 0 | 0 | 0 | 0 | 0 | 0 | 0 | 0 | 0 | 0 | 0 | 0 | 0 | 0 | 0 | 0_E6_Purchases |  |  |  |  | 0
| E7 | 0 | 0 | 0 | 0 | 0 | 0 | 0 | 0 | 0 | 0 | 0 | 0 | 0 | 0 | 0 | 0 | 0 | 0 | 0 | 0 | 0 | 0 | 0 | 0 | 0 | 0 | 0 | 0 | 0 | 0 | 0 | 0_E7_Purchases |  |  |  |  | 0
| E8 | 0 | 0 | 0 | 0 | 0 | 0 | 0 | 0 | 0 | 0 | 0 | 0 | 0 | 0 | 0 | 0 | 0 | 0 | 0 | 0 | 0 | 0 | 0 | 0 | 0 | 0 | 0 | 0 | 0 | 0 | 0 | 0_E8_Purchases |  |  |  |  | 0
| E9 | 0 | 0 | 0 | 0 | 0 | 0 | 0 | 0 | 0 | 0 | 0 | 0 | 0 | 0 | 0 | 0 | 0 | 0 | 0 | 0 | 0 | 0 | 0 | 0 | 0 | 0 | 0 | 0 | 0 | 0 | 0 | 0_E9_Purchases |  |  |  |  | 0
| E10 | 0 | 0 | 0 | 0 | 0 | 0 | 0 | 0 | 0 | 0 | 0 | 0 | 0 | 0 | 0 | 0 | 0 | 0 | 0 | 0 | 0 | 0 | 0 | 0 | 0 | 0 | 0 | 0 | 0 | 0 | 0 | 0_E10_Purchases |  |  |  |  | 0
Stock
| Year | Year 0 | Year 1 | Year 2 | Year 3 | Year 4 | Year 5 | Year 6 | Year 7 | Year 8 | Year 9 | Year 10 | Year 11 | Year 12 | Year 13 | Year 14 | Year 15 | Year 16 | Year 17 | Year 18 | Year 19 | Year 20 | Year 21 | Year 22 | Year 23 | Year 24 | Year 25 | Year 26 | Year 27 | Year 28 | Year 29 | Year 30
| E1 | 0 | 0 | 0 | 0 | 0 | 0 | 0 | 0 | 0 | 0 | 0 | 0 | 0 | 0 | 0 | 0 | 0 | 0 | 0 | 0 | 0 | 0 | 0 | 0 | 0 | 0 | 0 | 0 | 0 | 0 | 0 | 0_E1_Stock |  |  |  |  | 13576.6093
| E2 | 0 | 0 | 0 | 0 | 0 | 0 | 0 | 0 | 0 | 0 | 0 | 0 | 0 | 0 | 0 | 0 | 0 | 0 | 0 | 0 | 0 | 0 | 0 | 0 | 0 | 0 | 0 | 0 | 0 | 0 | 0 | 0_E2_Stock |  |  |  |  | 0
| E3 | 0 | 0 | 0 | 0 | 0 | 0 | 0 | 0 | 0 | 0 | 0 | 0 | 0 | 0 | 0 | 0 | 0 | 0 | 0 | 0 | 0 | 0 | 0 | 0 | 0 | 0 | 0 | 0 | 0 | 0 | 0 | 0_E3_Stock |  |  |  |  | 0
| E4 | 0 | 0 | 0 | 0 | 0 | 0 | 0 | 0 | 0 | 0 | 0 | 0 | 0 | 0 | 0 | 0 | 0 | 0 | 0 | 0 | 0 | 0 | 0 | 0 | 0 | 0 | 0 | 0 | 0 | 0 | 0 | 0_E4_Stock |  |  |  |  | 0
| E5 | 0 | 0 | 0 | 0 | 0 | 0 | 0 | 0 | 0 | 0 | 0 | 0 | 0 | 0 | 0 | 0 | 0 | 0 | 0 | 0 | 0 | 0 | 0 | 0 | 0 | 0 | 0 | 0 | 0 | 0 | 0 | 0_E5_Stock |  |  |  |  | 0
| E6 | 0 | 0 | 0 | 0 | 0 | 0 | 0 | 0 | 0 | 0 | 0 | 0 | 0 | 0 | 0 | 0 | 0 | 0 | 0 | 0 | 0 | 0 | 0 | 0 | 0 | 0 | 0 | 0 | 0 | 0 | 0 | 0_E6_Stock |  |  |  |  | 0
| E7 | 0 | 0 | 0 | 0 | 0 | 0 | 0 | 0 | 0 | 0 | 0 | 0 | 0 | 0 | 0 | 0 | 0 | 0 | 0 | 0 | 0 | 0 | 0 | 0 | 0 | 0 | 0 | 0 | 0 | 0 | 0 | 0_E7_Stock |  |  |  |  | 0
| E8 | 0 | 0 | 0 | 0 | 0 | 0 | 0 | 0 | 0 | 0 | 0 | 0 | 0 | 0 | 0 | 0 | 0 | 0 | 0 | 0 | 0 | 0 | 0 | 0 | 0 | 0 | 0 | 0 | 0 | 0 | 0 | 0_E8_Stock |  |  |  |  | 0
| E9 | 0 | 0 | 0 | 0 | 0 | 0 | 0 | 0 | 0 | 0 | 0 | 0 | 0 | 0 | 0 | 0 | 0 | 0 | 0 | 0 | 0 | 0 | 0 | 0 | 0 | 0 | 0 | 0 | 0 | 0 | 0 | 0_E9_Stock |  |  |  |  | 0
| E10 | 0 | 0 | 0 | 0 | 0 | 0 | 0 | 0 | 0 | 0 | 0 | 0 | 0 | 0 | 0 | 0 | 0 | 0 | 0 | 0 | 0 | 0 | 0 | 0 | 0 | 0 | 0 | 0 | 0 | 0 | 0 | 0_E10_Stock |  |  |  |  | 0
| Vintage | 0 | 0 | 0 | 0 | 0 | 0 | 0 | 0 | 0 | 0 | 0 | 0 | 0 | 0 | 0 | 0 | 0 | 0 | 0 | 0 | 0 | 0 | 0 | 0 | 0 | 0 | 0 | 0 | 0 | 0 | 0 | 0_Vintage_Stock |  |  |  |  | 288381.2139
S1C4 |  | Year 0: System 1 Technology 4
Technology Variables
| Tech Key | Year 0: 0
| Peak Factor (S) | Year 0: 0
| Peak Factor (W) | Year 0: 0
| Min Vintage Lifetime | Year 0: 0
| Max Vintage Lifetime | Year 0: 0
| Turnover Style | Year 0: 0
Technology Variables
| Equipment | Year 0: Label; Year 1: Min Lifetime; Year 2: Max Lifetime; Year 3: Degradation; Year 4: Usage; Year 5: Available
| E1 | Year 1: 0; Year 2: 0; Year 3: 0%; Year 4: 0; Year 5: FALSE
| E2 | Year 1: 0; Year 2: 0; Year 3: 0%; Year 4: 0; Year 5: FALSE
| E3 | Year 1: 0; Year 2: 0; Year 3: 0%; Year 4: 0; Year 5: FALSE
| E4 | Year 1: 0; Year 2: 0; Year 3: 0%; Year 4: 0; Year 5: FALSE
| E5 | Year 1: 0; Year 2: 0; Year 3: 0%; Year 4: 0; Year 5: FALSE
| E6 | Year 1: 0; Year 2: 0; Year 3: 0%; Year 4: 0; Year 5: FALSE
| E7 | Year 1: 0; Year 2: 0; Year 3: 0%; Year 4: 0; Year 5: FALSE
| E8 | Year 1: 0; Year 2: 0; Year 3: 0%; Year 4: 0; Year 5: FALSE
| E9 | Year 1: 0; Year 2: 0; Year 3: 0%; Year 4: 0; Year 5: FALSE
| E10 | Year 1: 0; Year 2: 0; Year 3: 0%; Year 4: 0; Year 5: FALSE
Original Forecast Results
| Year | Year 0 | Year 1 | Year 2 | Year 3 | Year 4 | Year 5 | Year 6 | Year 7 | Year 8 | Year 9 | Year 10 | Year 11 | Year 12 | Year 13 | Year 14 | Year 15 | Year 16 | Year 17 | Year 18 | Year 19 | Year 20 | Year 21 | Year 22 | Year 23 | Year 24 | Year 25 | Year 26 | Year 27 | Year 28 | Year 29 | Year 30 | Key
| Units | 0 | 0 | 0 | 0 | 0 | 0 | 0 | 0 | 0 | 0 | 0 | 0 | 0 | 0 | 0 | 0 | 0 | 0 | 0 | 0 | 0 | 0 | 0 | 0 | 0 | 0 | 0 | 0 | 0 | 0 | 0 | #REF! |  |  |  |  | 301957.8232
| Usage | 0 | 0 | 0 | 0 | 0 | 0 | 0 | 0 | 0 | 0 | 0 | 0 | 0 | 0 | 0 | 0 | 0 | 0 | 0 | 0 | 0 | 0 | 0 | 0 | 0 | 0 | 0 | 0 | 0 | 0 | 0 | #REF! |  |  |  |  | 1698.6543
| Peak Demand (S) | 0 | 0 | 0 | 0 | 0 | 0 | 0 | 0 | 0 | 0 | 0 | 0 | 0 | 0 | 0 | 0 | 0 | 0 | 0 | 0 | 0 | 0 | 0 | 0 | 0 | 0 | 0 | 0 | 0 | 0 | 0 | #REF! |  |  |  |  | 0
| Peak Demand (W) | 0 | 0 | 0 | 0 | 0 | 0 | 0 | 0 | 0 | 0 | 0 | 0 | 0 | 0 | 0 | 0 | 0 | 0 | 0 | 0 | 0 | 0 | 0 | 0 | 0 | 0 | 0 | 0 | 0 | 0 | 0 | #REF! |  |  |  |  | 884.6119
| Turnover | 0 | 0 | 0 | 0 | 0 | 0 | 0 | 0 | 0 | 0 | 0 | 0 | 0 | 0 | 0 | 0 | 0 | 0 | 0 | 0 | 0 | 0 | 0 | 0 | 0 | 0 | 0 | 0 | 0 | 0 | 0 | #REF! |  |  |  |  | 6885.4476
| Avg. Replacement Usage | 0 | 0 | 0 | 0 | 0 | 0 | 0 | 0 | 0 | 0 | 0 | 0 | 0 | 0 | 0 | 0 | 0 | 0 | 0 | 0 | 0 | 0 | 0 | 0 | 0 | 0 | 0 | 0 | 0 | 0 | 0 | #REF! |  |  |  |  | 5638.8522
| Avg. Replacement Demand (S) | 0 | 0 | 0 | 0 | 0 | 0 | 0 | 0 | 0 | 0 | 0 | 0 | 0 | 0 | 0 | 0 | 0 | 0 | 0 | 0 | 0 | 0 | 0 | 0 | 0 | 0 | 0 | 0 | 0 | 0 | 0 | #REF! |  |  |  |  | 0
| Avg. Replacement Demand (W) | 0 | 0 | 0 | 0 | 0 | 0 | 0 | 0 | 0 | 0 | 0 | 0 | 0 | 0 | 0 | 0 | 0 | 0 | 0 | 0 | 0 | 0 | 0 | 0 | 0 | 0 | 0 | 0 | 0 | 0 | 0 | #REF! |  |  |  |  | 2.9366
Tech Forecast Stock
| Year | Year 0 | Year 1 | Year 2 | Year 3 | Year 4 | Year 5 | Year 6 | Year 7 | Year 8 | Year 9 | Year 10 | Year 11 | Year 12 | Year 13 | Year 14 | Year 15 | Year 16 | Year 17 | Year 18 | Year 19 | Year 20 | Year 21 | Year 22 | Year 23 | Year 24 | Year 25 | Year 26 | Year 27 | Year 28 | Year 29 | Year 30
| E1 | 0 | 0 | 0 | 0 | 0 | 0 | 0 | 0 | 0 | 0 | 0 | 0 | 0 | 0 | 0 | 0 | 0 | 0 | 0 | 0 | 0 | 0 | 0 | 0 | 0 | 0 | 0 | 0 | 0 | 0 | 0
| E2 | 0 | 0 | 0 | 0 | 0 | 0 | 0 | 0 | 0 | 0 | 0 | 0 | 0 | 0 | 0 | 0 | 0 | 0 | 0 | 0 | 0 | 0 | 0 | 0 | 0 | 0 | 0 | 0 | 0 | 0 | 0
| E3 | 0 | 0 | 0 | 0 | 0 | 0 | 0 | 0 | 0 | 0 | 0 | 0 | 0 | 0 | 0 | 0 | 0 | 0 | 0 | 0 | 0 | 0 | 0 | 0 | 0 | 0 | 0 | 0 | 0 | 0 | 0
| E4 | 0 | 0 | 0 | 0 | 0 | 0 | 0 | 0 | 0 | 0 | 0 | 0 | 0 | 0 | 0 | 0 | 0 | 0 | 0 | 0 | 0 | 0 | 0 | 0 | 0 | 0 | 0 | 0 | 0 | 0 | 0
| E5 | 0 | 0 | 0 | 0 | 0 | 0 | 0 | 0 | 0 | 0 | 0 | 0 | 0 | 0 | 0 | 0 | 0 | 0 | 0 | 0 | 0 | 0 | 0 | 0 | 0 | 0 | 0 | 0 | 0 | 0 | 0
| E6 | 0 | 0 | 0 | 0 | 0 | 0 | 0 | 0 | 0 | 0 | 0 | 0 | 0 | 0 | 0 | 0 | 0 | 0 | 0 | 0 | 0 | 0 | 0 | 0 | 0 | 0 | 0 | 0 | 0 | 0 | 0
| E7 | 0 | 0 | 0 | 0 | 0 | 0 | 0 | 0 | 0 | 0 | 0 | 0 | 0 | 0 | 0 | 0 | 0 | 0 | 0 | 0 | 0 | 0 | 0 | 0 | 0 | 0 | 0 | 0 | 0 | 0 | 0
| E8 | 0 | 0 | 0 | 0 | 0 | 0 | 0 | 0 | 0 | 0 | 0 | 0 | 0 | 0 | 0 | 0 | 0 | 0 | 0 | 0 | 0 | 0 | 0 | 0 | 0 | 0 | 0 | 0 | 0 | 0 | 0
| E9 | 0 | 0 | 0 | 0 | 0 | 0 | 0 | 0 | 0 | 0 | 0 | 0 | 0 | 0 | 0 | 0 | 0 | 0 | 0 | 0 | 0 | 0 | 0 | 0 | 0 | 0 | 0 | 0 | 0 | 0 | 0
| E10 | 0 | 0 | 0 | 0 | 0 | 0 | 0 | 0 | 0 | 0 | 0 | 0 | 0 | 0 | 0 | 0 | 0 | 0 | 0 | 0 | 0 | 0 | 0 | 0 | 0 | 0 | 0 | 0 | 0 | 0 | 0
| Vintage | 0 | 0 | 0 | 0 | 0 | 0 | 0 | 0 | 0 | 0 | 0 | 0 | 0 | 0 | 0 | 0 | 0 | 0 | 0 | 0 | 0 | 0 | 0 | 0 | 0 | 0 | 0 | 0 | 0 | 0 | 0
Stock for Switching
| Year | Year 0 | Year 1 | Year 2 | Year 3 | Year 4 | Year 5 | Year 6 | Year 7 | Year 8 | Year 9 | Year 10 | Year 11 | Year 12 | Year 13 | Year 14 | Year 15 | Year 16 | Year 17 | Year 18 | Year 19 | Year 20 | Year 21 | Year 22 | Year 23 | Year 24 | Year 25 | Year 26 | Year 27 | Year 28 | Year 29 | Year 30
| E1 | 0 | 0 | 0 | 0 | 0 | 0 | 0 | 0 | 0 | 0 | 0 | 0 | 0 | 0 | 0 | 0 | 0 | 0 | 0 | 0 | 0 | 0 | 0 | 0 | 0 | 0 | 0 | 0 | 0 | 0 | 0 | 0_E1_SysStock
| E2 | 0 | 0 | 0 | 0 | 0 | 0 | 0 | 0 | 0 | 0 | 0 | 0 | 0 | 0 | 0 | 0 | 0 | 0 | 0 | 0 | 0 | 0 | 0 | 0 | 0 | 0 | 0 | 0 | 0 | 0 | 0 | 0_E2_SysStock
| E3 | 0 | 0 | 0 | 0 | 0 | 0 | 0 | 0 | 0 | 0 | 0 | 0 | 0 | 0 | 0 | 0 | 0 | 0 | 0 | 0 | 0 | 0 | 0 | 0 | 0 | 0 | 0 | 0 | 0 | 0 | 0 | 0_E3_SysStock
| E4 | 0 | 0 | 0 | 0 | 0 | 0 | 0 | 0 | 0 | 0 | 0 | 0 | 0 | 0 | 0 | 0 | 0 | 0 | 0 | 0 | 0 | 0 | 0 | 0 | 0 | 0 | 0 | 0 | 0 | 0 | 0 | 0_E4_SysStock
| E5 | 0 | 0 | 0 | 0 | 0 | 0 | 0 | 0 | 0 | 0 | 0 | 0 | 0 | 0 | 0 | 0 | 0 | 0 | 0 | 0 | 0 | 0 | 0 | 0 | 0 | 0 | 0 | 0 | 0 | 0 | 0 | 0_E5_SysStock
| E6 | 0 | 0 | 0 | 0 | 0 | 0 | 0 | 0 | 0 | 0 | 0 | 0 | 0 | 0 | 0 | 0 | 0 | 0 | 0 | 0 | 0 | 0 | 0 | 0 | 0 | 0 | 0 | 0 | 0 | 0 | 0 | 0_E6_SysStock
| E7 | 0 | 0 | 0 | 0 | 0 | 0 | 0 | 0 | 0 | 0 | 0 | 0 | 0 | 0 | 0 | 0 | 0 | 0 | 0 | 0 | 0 | 0 | 0 | 0 | 0 | 0 | 0 | 0 | 0 | 0 | 0 | 0_E7_SysStock
| E8 | 0 | 0 | 0 | 0 | 0 | 0 | 0 | 0 | 0 | 0 | 0 | 0 | 0 | 0 | 0 | 0 | 0 | 0 | 0 | 0 | 0 | 0 | 0 | 0 | 0 | 0 | 0 | 0 | 0 | 0 | 0 | 0_E8_SysStock
| E9 | 0 | 0 | 0 | 0 | 0 | 0 | 0 | 0 | 0 | 0 | 0 | 0 | 0 | 0 | 0 | 0 | 0 | 0 | 0 | 0 | 0 | 0 | 0 | 0 | 0 | 0 | 0 | 0 | 0 | 0 | 0 | 0_E9_SysStock
| E10 | 0 | 0 | 0 | 0 | 0 | 0 | 0 | 0 | 0 | 0 | 0 | 0 | 0 | 0 | 0 | 0 | 0 | 0 | 0 | 0 | 0 | 0 | 0 | 0 | 0 | 0 | 0 | 0 | 0 | 0 | 0 | 0_E10_SysStock
| Vintage | 0 | 0 | 0 | 0 | 0 | 0 | 0 | 0 | 0 | 0 | 0 | 0 | 0 | 0 | 0 | 0 | 0 | 0 | 0 | 0 | 0 | 0 | 0 | 0 | 0 | 0 | 0 | 0 | 0 | 0 | 0 | 0_Vintage_SysStock
Tech Forecast Purchases
| Year | Year 0 | Year 1 | Year 2 | Year 3 | Year 4 | Year 5 | Year 6 | Year 7 | Year 8 | Year 9 | Year 10 | Year 11 | Year 12 | Year 13 | Year 14 | Year 15 | Year 16 | Year 17 | Year 18 | Year 19 | Year 20 | Year 21 | Year 22 | Year 23 | Year 24 | Year 25 | Year 26 | Year 27 | Year 28 | Year 29 | Year 30
| E1 | 0 | 0 | 0 | 0 | 0 | 0 | 0 | 0 | 0 | 0 | 0 | 0 | 0 | 0 | 0 | 0 | 0 | 0 | 0 | 0 | 0 | 0 | 0 | 0 | 0 | 0 | 0 | 0 | 0 | 0 | 0
| E2 | 0 | 0 | 0 | 0 | 0 | 0 | 0 | 0 | 0 | 0 | 0 | 0 | 0 | 0 | 0 | 0 | 0 | 0 | 0 | 0 | 0 | 0 | 0 | 0 | 0 | 0 | 0 | 0 | 0 | 0 | 0
| E3 | 0 | 0 | 0 | 0 | 0 | 0 | 0 | 0 | 0 | 0 | 0 | 0 | 0 | 0 | 0 | 0 | 0 | 0 | 0 | 0 | 0 | 0 | 0 | 0 | 0 | 0 | 0 | 0 | 0 | 0 | 0
| E4 | 0 | 0 | 0 | 0 | 0 | 0 | 0 | 0 | 0 | 0 | 0 | 0 | 0 | 0 | 0 | 0 | 0 | 0 | 0 | 0 | 0 | 0 | 0 | 0 | 0 | 0 | 0 | 0 | 0 | 0 | 0
| E5 | 0 | 0 | 0 | 0 | 0 | 0 | 0 | 0 | 0 | 0 | 0 | 0 | 0 | 0 | 0 | 0 | 0 | 0 | 0 | 0 | 0 | 0 | 0 | 0 | 0 | 0 | 0 | 0 | 0 | 0 | 0
| E6 | 0 | 0 | 0 | 0 | 0 | 0 | 0 | 0 | 0 | 0 | 0 | 0 | 0 | 0 | 0 | 0 | 0 | 0 | 0 | 0 | 0 | 0 | 0 | 0 | 0 | 0 | 0 | 0 | 0 | 0 | 0
| E7 | 0 | 0 | 0 | 0 | 0 | 0 | 0 | 0 | 0 | 0 | 0 | 0 | 0 | 0 | 0 | 0 | 0 | 0 | 0 | 0 | 0 | 0 | 0 | 0 | 0 | 0 | 0 | 0 | 0 | 0 | 0
| E8 | 0 | 0 | 0 | 0 | 0 | 0 | 0 | 0 | 0 | 0 | 0 | 0 | 0 | 0 | 0 | 0 | 0 | 0 | 0 | 0 | 0 | 0 | 0 | 0 | 0 | 0 | 0 | 0 | 0 | 0 | 0
| E9 | 0 | 0 | 0 | 0 | 0 | 0 | 0 | 0 | 0 | 0 | 0 | 0 | 0 | 0 | 0 | 0 | 0 | 0 | 0 | 0 | 0 | 0 | 0 | 0 | 0 | 0 | 0 | 0 | 0 | 0 | 0
| E10 | 0 | 0 | 0 | 0 | 0 | 0 | 0 | 0 | 0 | 0 | 0 | 0 | 0 | 0 | 0 | 0 | 0 | 0 | 0 | 0 | 0 | 0 | 0 | 0 | 0 | 0 | 0 | 0 | 0 | 0 | 0
Potential to Switch
| Year | Year 0 | Year 1 | Year 2 | Year 3 | Year 4 | Year 5 | Year 6 | Year 7 | Year 8 | Year 9 | Year 10 | Year 11 | Year 12 | Year 13 | Year 14 | Year 15 | Year 16 | Year 17 | Year 18 | Year 19 | Year 20 | Year 21 | Year 22 | Year 23 | Year 24 | Year 25 | Year 26 | Year 27 | Year 28 | Year 29 | Year 30
| E1 | 0 | 0 | 0 | 0 | 0 | 0 | 0 | 0 | 0 | 0 | 0 | 0 | 0 | 0 | 0 | 0 | 0 | 0 | 0 | 0 | 0 | 0 | 0 | 0 | 0 | 0 | 0 | 0 | 0 | 0 | 0 | 0_E1_Switched Out
| E2 | 0 | 0 | 0 | 0 | 0 | 0 | 0 | 0 | 0 | 0 | 0 | 0 | 0 | 0 | 0 | 0 | 0 | 0 | 0 | 0 | 0 | 0 | 0 | 0 | 0 | 0 | 0 | 0 | 0 | 0 | 0 | 0_E2_Switched Out
| E3 | 0 | 0 | 0 | 0 | 0 | 0 | 0 | 0 | 0 | 0 | 0 | 0 | 0 | 0 | 0 | 0 | 0 | 0 | 0 | 0 | 0 | 0 | 0 | 0 | 0 | 0 | 0 | 0 | 0 | 0 | 0 | 0_E3_Switched Out
| E4 | 0 | 0 | 0 | 0 | 0 | 0 | 0 | 0 | 0 | 0 | 0 | 0 | 0 | 0 | 0 | 0 | 0 | 0 | 0 | 0 | 0 | 0 | 0 | 0 | 0 | 0 | 0 | 0 | 0 | 0 | 0 | 0_E4_Switched Out
| E5 | 0 | 0 | 0 | 0 | 0 | 0 | 0 | 0 | 0 | 0 | 0 | 0 | 0 | 0 | 0 | 0 | 0 | 0 | 0 | 0 | 0 | 0 | 0 | 0 | 0 | 0 | 0 | 0 | 0 | 0 | 0 | 0_E5_Switched Out
| E6 | 0 | 0 | 0 | 0 | 0 | 0 | 0 | 0 | 0 | 0 | 0 | 0 | 0 | 0 | 0 | 0 | 0 | 0 | 0 | 0 | 0 | 0 | 0 | 0 | 0 | 0 | 0 | 0 | 0 | 0 | 0 | 0_E6_Switched Out
| E7 | 0 | 0 | 0 | 0 | 0 | 0 | 0 | 0 | 0 | 0 | 0 | 0 | 0 | 0 | 0 | 0 | 0 | 0 | 0 | 0 | 0 | 0 | 0 | 0 | 0 | 0 | 0 | 0 | 0 | 0 | 0 | 0_E7_Switched Out
| E8 | 0 | 0 | 0 | 0 | 0 | 0 | 0 | 0 | 0 | 0 | 0 | 0 | 0 | 0 | 0 | 0 | 0 | 0 | 0 | 0 | 0 | 0 | 0 | 0 | 0 | 0 | 0 | 0 | 0 | 0 | 0 | 0_E8_Switched Out
| E9 | 0 | 0 | 0 | 0 | 0 | 0 | 0 | 0 | 0 | 0 | 0 | 0 | 0 | 0 | 0 | 0 | 0 | 0 | 0 | 0 | 0 | 0 | 0 | 0 | 0 | 0 | 0 | 0 | 0 | 0 | 0 | 0_E9_Switched Out
| E10 | 0 | 0 | 0 | 0 | 0 | 0 | 0 | 0 | 0 | 0 | 0 | 0 | 0 | 0 | 0 | 0 | 0 | 0 | 0 | 0 | 0 | 0 | 0 | 0 | 0 | 0 | 0 | 0 | 0 | 0 | 0 | 0_E10_Switched Out
Units Out
| E1 | 0 | 0 | 0 | 0 | 0 | 0 | 0 | 0 | 0 | 0 | 0 | 0 | 0 | 0 | 0 | 0 | 0 | 0 | 0 | 0 | 0 | 0 | 0 | 0 | 0 | 0 | 0 | 0 | 0 | 0 | 0
| E2 | 0 | 0 | 0 | 0 | 0 | 0 | 0 | 0 | 0 | 0 | 0 | 0 | 0 | 0 | 0 | 0 | 0 | 0 | 0 | 0 | 0 | 0 | 0 | 0 | 0 | 0 | 0 | 0 | 0 | 0 | 0
| E3 | 0 | 0 | 0 | 0 | 0 | 0 | 0 | 0 | 0 | 0 | 0 | 0 | 0 | 0 | 0 | 0 | 0 | 0 | 0 | 0 | 0 | 0 | 0 | 0 | 0 | 0 | 0 | 0 | 0 | 0 | 0
| E4 | 0 | 0 | 0 | 0 | 0 | 0 | 0 | 0 | 0 | 0 | 0 | 0 | 0 | 0 | 0 | 0 | 0 | 0 | 0 | 0 | 0 | 0 | 0 | 0 | 0 | 0 | 0 | 0 | 0 | 0 | 0
| E5 | 0 | 0 | 0 | 0 | 0 | 0 | 0 | 0 | 0 | 0 | 0 | 0 | 0 | 0 | 0 | 0 | 0 | 0 | 0 | 0 | 0 | 0 | 0 | 0 | 0 | 0 | 0 | 0 | 0 | 0 | 0
| E6 | 0 | 0 | 0 | 0 | 0 | 0 | 0 | 0 | 0 | 0 | 0 | 0 | 0 | 0 | 0 | 0 | 0 | 0 | 0 | 0 | 0 | 0 | 0 | 0 | 0 | 0 | 0 | 0 | 0 | 0 | 0
| E7 | 0 | 0 | 0 | 0 | 0 | 0 | 0 | 0 | 0 | 0 | 0 | 0 | 0 | 0 | 0 | 0 | 0 | 0 | 0 | 0 | 0 | 0 | 0 | 0 | 0 | 0 | 0 | 0 | 0 | 0 | 0
| E8 | 0 | 0 | 0 | 0 | 0 | 0 | 0 | 0 | 0 | 0 | 0 | 0 | 0 | 0 | 0 | 0 | 0 | 0 | 0 | 0 | 0 | 0 | 0 | 0 | 0 | 0 | 0 | 0 | 0 | 0 | 0
| E9 | 0 | 0 | 0 | 0 | 0 | 0 | 0 | 0 | 0 | 0 | 0 | 0 | 0 | 0 | 0 | 0 | 0 | 0 | 0 | 0 | 0 | 0 | 0 | 0 | 0 | 0 | 0 | 0 | 0 | 0 | 0
| E10 | 0 | 0 | 0 | 0 | 0 | 0 | 0 | 0 | 0 | 0 | 0 | 0 | 0 | 0 | 0 | 0 | 0 | 0 | 0 | 0 | 0 | 0 | 0 | 0 | 0 | 0 | 0 | 0 | 0 | 0 | 0
| Vintage | 0 | 0 | 0 | 0 | 0 | 0 | 0 | 0 | 0 | 0 | 0 | 0 | 0 | 0 | 0 | 0 | 0 | 0 | 0 | 0 | 0 | 0 | 0 | 0 | 0 | 0 | 0 | 0 | 0 | 0 | 0
Tech Purchase Shares
| Year | Year 0 | Year 1 | Year 2 | Year 3 | Year 4 | Year 5 | Year 6 | Year 7 | Year 8 | Year 9 | Year 10 | Year 11 | Year 12 | Year 13 | Year 14 | Year 15 | Year 16 | Year 17 | Year 18 | Year 19 | Year 20 | Year 21 | Year 22 | Year 23 | Year 24 | Year 25 | Year 26 | Year 27 | Year 28 | Year 29 | Year 30
E1 | bar: Year 0 to Year 30
E2 | bar: Year 0 to Year 30
E3 | bar: Year 0 to Year 30
E4 | bar: Year 0 to Year 30
E5 | bar: Year 0 to Year 30
E6 | bar: Year 0 to Year 30
E7 | bar: Year 0 to Year 30
E8 | bar: Year 0 to Year 30
E9 | bar: Year 0 to Year 30
E10 | bar: Year 0 to Year 30
Units In from Switching
| E1 | 0 | 0 | 0 | 0 | 0 | 0 | 0 | 0 | 0 | 0 | 0 | 0 | 0 | 0 | 0 | 0 | 0 | 0 | 0 | 0 | 0 | 0 | 0 | 0 | 0 | 0 | 0 | 0 | 0 | 0 | 0
| E2 | 0 | 0 | 0 | 0 | 0 | 0 | 0 | 0 | 0 | 0 | 0 | 0 | 0 | 0 | 0 | 0 | 0 | 0 | 0 | 0 | 0 | 0 | 0 | 0 | 0 | 0 | 0 | 0 | 0 | 0 | 0
| E3 | 0 | 0 | 0 | 0 | 0 | 0 | 0 | 0 | 0 | 0 | 0 | 0 | 0 | 0 | 0 | 0 | 0 | 0 | 0 | 0 | 0 | 0 | 0 | 0 | 0 | 0 | 0 | 0 | 0 | 0 | 0
| E4 | 0 | 0 | 0 | 0 | 0 | 0 | 0 | 0 | 0 | 0 | 0 | 0 | 0 | 0 | 0 | 0 | 0 | 0 | 0 | 0 | 0 | 0 | 0 | 0 | 0 | 0 | 0 | 0 | 0 | 0 | 0
| E5 | 0 | 0 | 0 | 0 | 0 | 0 | 0 | 0 | 0 | 0 | 0 | 0 | 0 | 0 | 0 | 0 | 0 | 0 | 0 | 0 | 0 | 0 | 0 | 0 | 0 | 0 | 0 | 0 | 0 | 0 | 0
| E6 | 0 | 0 | 0 | 0 | 0 | 0 | 0 | 0 | 0 | 0 | 0 | 0 | 0 | 0 | 0 | 0 | 0 | 0 | 0 | 0 | 0 | 0 | 0 | 0 | 0 | 0 | 0 | 0 | 0 | 0 | 0
| E7 | 0 | 0 | 0 | 0 | 0 | 0 | 0 | 0 | 0 | 0 | 0 | 0 | 0 | 0 | 0 | 0 | 0 | 0 | 0 | 0 | 0 | 0 | 0 | 0 | 0 | 0 | 0 | 0 | 0 | 0 | 0
| E8 | 0 | 0 | 0 | 0 | 0 | 0 | 0 | 0 | 0 | 0 | 0 | 0 | 0 | 0 | 0 | 0 | 0 | 0 | 0 | 0 | 0 | 0 | 0 | 0 | 0 | 0 | 0 | 0 | 0 | 0 | 0
| E9 | 0 | 0 | 0 | 0 | 0 | 0 | 0 | 0 | 0 | 0 | 0 | 0 | 0 | 0 | 0 | 0 | 0 | 0 | 0 | 0 | 0 | 0 | 0 | 0 | 0 | 0 | 0 | 0 | 0 | 0 | 0
| E10 | 0 | 0 | 0 | 0 | 0 | 0 | 0 | 0 | 0 | 0 | 0 | 0 | 0 | 0 | 0 | 0 | 0 | 0 | 0 | 0 | 0 | 0 | 0 | 0 | 0 | 0 | 0 | 0 | 0 | 0 | 0
| Vintage | 0 | 0 | 0 | 0 | 0 | 0 | 0 | 0 | 0 | 0 | 0 | 0 | 0 | 0 | 0 | 0 | 0 | 0 | 0 | 0 | 0 | 0 | 0 | 0 | 0 | 0 | 0 | 0 | 0 | 0 | 0
Net Change
| Year | Year 0 | Year 1 | Year 2 | Year 3 | Year 4 | Year 5 | Year 6 | Year 7 | Year 8 | Year 9 | Year 10 | Year 11 | Year 12 | Year 13 | Year 14 | Year 15 | Year 16 | Year 17 | Year 18 | Year 19 | Year 20 | Year 21 | Year 22 | Year 23 | Year 24 | Year 25 | Year 26 | Year 27 | Year 28 | Year 29 | Year 30 | Key
| Units | 0 | 0 | 0 | 0 | 0 | 0 | 0 | 0 | 0 | 0 | 0 | 0 | 0 | 0 | 0 | 0 | 0 | 0 | 0 | 0 | 0 | 0 | 0 | 0 | 0 | 0 | 0 | 0 | 0 | 0 | 0 | 0_Units |  |  |  |  | 301957.8232
| Usage | 0 | 0 | 0 | 0 | 0 | 0 | 0 | 0 | 0 | 0 | 0 | 0 | 0 | 0 | 0 | 0 | 0 | 0 | 0 | 0 | 0 | 0 | 0 | 0 | 0 | 0 | 0 | 0 | 0 | 0 | 0 | 0_Usage |  |  |  |  | 1698.6543
| Peak Demand (S) | 0 | 0 | 0 | 0 | 0 | 0 | 0 | 0 | 0 | 0 | 0 | 0 | 0 | 0 | 0 | 0 | 0 | 0 | 0 | 0 | 0 | 0 | 0 | 0 | 0 | 0 | 0 | 0 | 0 | 0 | 0 | 0_Peak Demand (S) |  |  |  |  | 0
| Peak Demand (W) | 0 | 0 | 0 | 0 | 0 | 0 | 0 | 0 | 0 | 0 | 0 | 0 | 0 | 0 | 0 | 0 | 0 | 0 | 0 | 0 | 0 | 0 | 0 | 0 | 0 | 0 | 0 | 0 | 0 | 0 | 0 | 0_Peak Demand (W) |  |  |  |  | 884.6119
| Turnover | 0 | 0 | 0 | 0 | 0 | 0 | 0 | 0 | 0 | 0 | 0 | 0 | 0 | 0 | 0 | 0 | 0 | 0 | 0 | 0 | 0 | 0 | 0 | 0 | 0 | 0 | 0 | 0 | 0 | 0 | 0 | 0_Turnover |  |  |  |  | 6885.4476
| Avg. Replacement Usage | 0 | 0 | 0 | 0 | 0 | 0 | 0 | 0 | 0 | 0 | 0 | 0 | 0 | 0 | 0 | 0 | 0 | 0 | 0 | 0 | 0 | 0 | 0 | 0 | 0 | 0 | 0 | 0 | 0 | 0 | 0 | 0_Avg. Replacement Usage |  |  |  |  | 5638.8522
| Avg. Replacement Demand (S) | 0 | 0 | 0 | 0 | 0 | 0 | 0 | 0 | 0 | 0 | 0 | 0 | 0 | 0 | 0 | 0 | 0 | 0 | 0 | 0 | 0 | 0 | 0 | 0 | 0 | 0 | 0 | 0 | 0 | 0 | 0 | 0_Avg. Replacement Demand (S) |  |  |  |  | 0
| Avg. Replacement Demand (W) | 0 | 0 | 0 | 0 | 0 | 0 | 0 | 0 | 0 | 0 | 0 | 0 | 0 | 0 | 0 | 0 | 0 | 0 | 0 | 0 | 0 | 0 | 0 | 0 | 0 | 0 | 0 | 0 | 0 | 0 | 0 | 0_Avg. Replacement Demand (W) |  |  |  |  | 2.9366
Purchases
| Year | Year 0 | Year 1 | Year 2 | Year 3 | Year 4 | Year 5 | Year 6 | Year 7 | Year 8 | Year 9 | Year 10 | Year 11 | Year 12 | Year 13 | Year 14 | Year 15 | Year 16 | Year 17 | Year 18 | Year 19 | Year 20 | Year 21 | Year 22 | Year 23 | Year 24 | Year 25 | Year 26 | Year 27 | Year 28 | Year 29 | Year 30
| E1 | 0 | 0 | 0 | 0 | 0 | 0 | 0 | 0 | 0 | 0 | 0 | 0 | 0 | 0 | 0 | 0 | 0 | 0 | 0 | 0 | 0 | 0 | 0 | 0 | 0 | 0 | 0 | 0 | 0 | 0 | 0 | 0_E1_Purchases |  |  |  |  | 6885.4476
| E2 | 0 | 0 | 0 | 0 | 0 | 0 | 0 | 0 | 0 | 0 | 0 | 0 | 0 | 0 | 0 | 0 | 0 | 0 | 0 | 0 | 0 | 0 | 0 | 0 | 0 | 0 | 0 | 0 | 0 | 0 | 0 | 0_E2_Purchases |  |  |  |  | 0
| E3 | 0 | 0 | 0 | 0 | 0 | 0 | 0 | 0 | 0 | 0 | 0 | 0 | 0 | 0 | 0 | 0 | 0 | 0 | 0 | 0 | 0 | 0 | 0 | 0 | 0 | 0 | 0 | 0 | 0 | 0 | 0 | 0_E3_Purchases |  |  |  |  | 0
| E4 | 0 | 0 | 0 | 0 | 0 | 0 | 0 | 0 | 0 | 0 | 0 | 0 | 0 | 0 | 0 | 0 | 0 | 0 | 0 | 0 | 0 | 0 | 0 | 0 | 0 | 0 | 0 | 0 | 0 | 0 | 0 | 0_E4_Purchases |  |  |  |  | 0
| E5 | 0 | 0 | 0 | 0 | 0 | 0 | 0 | 0 | 0 | 0 | 0 | 0 | 0 | 0 | 0 | 0 | 0 | 0 | 0 | 0 | 0 | 0 | 0 | 0 | 0 | 0 | 0 | 0 | 0 | 0 | 0 | 0_E5_Purchases |  |  |  |  | 0
| E6 | 0 | 0 | 0 | 0 | 0 | 0 | 0 | 0 | 0 | 0 | 0 | 0 | 0 | 0 | 0 | 0 | 0 | 0 | 0 | 0 | 0 | 0 | 0 | 0 | 0 | 0 | 0 | 0 | 0 | 0 | 0 | 0_E6_Purchases |  |  |  |  | 0
| E7 | 0 | 0 | 0 | 0 | 0 | 0 | 0 | 0 | 0 | 0 | 0 | 0 | 0 | 0 | 0 | 0 | 0 | 0 | 0 | 0 | 0 | 0 | 0 | 0 | 0 | 0 | 0 | 0 | 0 | 0 | 0 | 0_E7_Purchases |  |  |  |  | 0
| E8 | 0 | 0 | 0 | 0 | 0 | 0 | 0 | 0 | 0 | 0 | 0 | 0 | 0 | 0 | 0 | 0 | 0 | 0 | 0 | 0 | 0 | 0 | 0 | 0 | 0 | 0 | 0 | 0 | 0 | 0 | 0 | 0_E8_Purchases |  |  |  |  | 0
| E9 | 0 | 0 | 0 | 0 | 0 | 0 | 0 | 0 | 0 | 0 | 0 | 0 | 0 | 0 | 0 | 0 | 0 | 0 | 0 | 0 | 0 | 0 | 0 | 0 | 0 | 0 | 0 | 0 | 0 | 0 | 0 | 0_E9_Purchases |  |  |  |  | 0
| E10 | 0 | 0 | 0 | 0 | 0 | 0 | 0 | 0 | 0 | 0 | 0 | 0 | 0 | 0 | 0 | 0 | 0 | 0 | 0 | 0 | 0 | 0 | 0 | 0 | 0 | 0 | 0 | 0 | 0 | 0 | 0 | 0_E10_Purchases |  |  |  |  | 0
Stock
| Year | Year 0 | Year 1 | Year 2 | Year 3 | Year 4 | Year 5 | Year 6 | Year 7 | Year 8 | Year 9 | Year 10 | Year 11 | Year 12 | Year 13 | Year 14 | Year 15 | Year 16 | Year 17 | Year 18 | Year 19 | Year 20 | Year 21 | Year 22 | Year 23 | Year 24 | Year 25 | Year 26 | Year 27 | Year 28 | Year 29 | Year 30
| E1 | 0 | 0 | 0 | 0 | 0 | 0 | 0 | 0 | 0 | 0 | 0 | 0 | 0 | 0 | 0 | 0 | 0 | 0 | 0 | 0 | 0 | 0 | 0 | 0 | 0 | 0 | 0 | 0 | 0 | 0 | 0 | 0_E1_Stock |  |  |  |  | 13576.6093
| E2 | 0 | 0 | 0 | 0 | 0 | 0 | 0 | 0 | 0 | 0 | 0 | 0 | 0 | 0 | 0 | 0 | 0 | 0 | 0 | 0 | 0 | 0 | 0 | 0 | 0 | 0 | 0 | 0 | 0 | 0 | 0 | 0_E2_Stock |  |  |  |  | 0
| E3 | 0 | 0 | 0 | 0 | 0 | 0 | 0 | 0 | 0 | 0 | 0 | 0 | 0 | 0 | 0 | 0 | 0 | 0 | 0 | 0 | 0 | 0 | 0 | 0 | 0 | 0 | 0 | 0 | 0 | 0 | 0 | 0_E3_Stock |  |  |  |  | 0
| E4 | 0 | 0 | 0 | 0 | 0 | 0 | 0 | 0 | 0 | 0 | 0 | 0 | 0 | 0 | 0 | 0 | 0 | 0 | 0 | 0 | 0 | 0 | 0 | 0 | 0 | 0 | 0 | 0 | 0 | 0 | 0 | 0_E4_Stock |  |  |  |  | 0
| E5 | 0 | 0 | 0 | 0 | 0 | 0 | 0 | 0 | 0 | 0 | 0 | 0 | 0 | 0 | 0 | 0 | 0 | 0 | 0 | 0 | 0 | 0 | 0 | 0 | 0 | 0 | 0 | 0 | 0 | 0 | 0 | 0_E5_Stock |  |  |  |  | 0
| E6 | 0 | 0 | 0 | 0 | 0 | 0 | 0 | 0 | 0 | 0 | 0 | 0 | 0 | 0 | 0 | 0 | 0 | 0 | 0 | 0 | 0 | 0 | 0 | 0 | 0 | 0 | 0 | 0 | 0 | 0 | 0 | 0_E6_Stock |  |  |  |  | 0
| E7 | 0 | 0 | 0 | 0 | 0 | 0 | 0 | 0 | 0 | 0 | 0 | 0 | 0 | 0 | 0 | 0 | 0 | 0 | 0 | 0 | 0 | 0 | 0 | 0 | 0 | 0 | 0 | 0 | 0 | 0 | 0 | 0_E7_Stock |  |  |  |  | 0
| E8 | 0 | 0 | 0 | 0 | 0 | 0 | 0 | 0 | 0 | 0 | 0 | 0 | 0 | 0 | 0 | 0 | 0 | 0 | 0 | 0 | 0 | 0 | 0 | 0 | 0 | 0 | 0 | 0 | 0 | 0 | 0 | 0_E8_Stock |  |  |  |  | 0
| E9 | 0 | 0 | 0 | 0 | 0 | 0 | 0 | 0 | 0 | 0 | 0 | 0 | 0 | 0 | 0 | 0 | 0 | 0 | 0 | 0 | 0 | 0 | 0 | 0 | 0 | 0 | 0 | 0 | 0 | 0 | 0 | 0_E9_Stock |  |  |  |  | 0
| E10 | 0 | 0 | 0 | 0 | 0 | 0 | 0 | 0 | 0 | 0 | 0 | 0 | 0 | 0 | 0 | 0 | 0 | 0 | 0 | 0 | 0 | 0 | 0 | 0 | 0 | 0 | 0 | 0 | 0 | 0 | 0 | 0_E10_Stock |  |  |  |  | 0
| Vintage | 0 | 0 | 0 | 0 | 0 | 0 | 0 | 0 | 0 | 0 | 0 | 0 | 0 | 0 | 0 | 0 | 0 | 0 | 0 | 0 | 0 | 0 | 0 | 0 | 0 | 0 | 0 | 0 | 0 | 0 | 0 | 0_Vintage_Stock |  |  |  |  | 288381.2139
S1C5 |  | Year 0: System 1 Technology 5
Technology Variables
| Tech Key | Year 0: 0
| Peak Factor (S) | Year 0: 0
| Peak Factor (W) | Year 0: 0
| Min Vintage Lifetime | Year 0: 0
| Max Vintage Lifetime | Year 0: 0
| Turnover Style | Year 0: 0
Technology Variables
| Equipment | Year 0: Label; Year 1: Min Lifetime; Year 2: Max Lifetime; Year 3: Degradation; Year 4: Usage; Year 5: Available
| E1 | Year 1: 0; Year 2: 0; Year 3: 0%; Year 4: 0; Year 5: FALSE
| E2 | Year 1: 0; Year 2: 0; Year 3: 0%; Year 4: 0; Year 5: FALSE
| E3 | Year 1: 0; Year 2: 0; Year 3: 0%; Year 4: 0; Year 5: FALSE
| E4 | Year 1: 0; Year 2: 0; Year 3: 0%; Year 4: 0; Year 5: FALSE
| E5 | Year 1: 0; Year 2: 0; Year 3: 0%; Year 4: 0; Year 5: FALSE
| E6 | Year 1: 0; Year 2: 0; Year 3: 0%; Year 4: 0; Year 5: FALSE
| E7 | Year 1: 0; Year 2: 0; Year 3: 0%; Year 4: 0; Year 5: FALSE
| E8 | Year 1: 0; Year 2: 0; Year 3: 0%; Year 4: 0; Year 5: FALSE
| E9 | Year 1: 0; Year 2: 0; Year 3: 0%; Year 4: 0; Year 5: FALSE
| E10 | Year 1: 0; Year 2: 0; Year 3: 0%; Year 4: 0; Year 5: FALSE
Original Forecast Results
| Year | Year 0 | Year 1 | Year 2 | Year 3 | Year 4 | Year 5 | Year 6 | Year 7 | Year 8 | Year 9 | Year 10 | Year 11 | Year 12 | Year 13 | Year 14 | Year 15 | Year 16 | Year 17 | Year 18 | Year 19 | Year 20 | Year 21 | Year 22 | Year 23 | Year 24 | Year 25 | Year 26 | Year 27 | Year 28 | Year 29 | Year 30 | Key
| Units | 0 | 0 | 0 | 0 | 0 | 0 | 0 | 0 | 0 | 0 | 0 | 0 | 0 | 0 | 0 | 0 | 0 | 0 | 0 | 0 | 0 | 0 | 0 | 0 | 0 | 0 | 0 | 0 | 0 | 0 | 0 | #REF! |  |  |  |  | 301957.8232
| Usage | 0 | 0 | 0 | 0 | 0 | 0 | 0 | 0 | 0 | 0 | 0 | 0 | 0 | 0 | 0 | 0 | 0 | 0 | 0 | 0 | 0 | 0 | 0 | 0 | 0 | 0 | 0 | 0 | 0 | 0 | 0 | #REF! |  |  |  |  | 1698.6543
| Peak Demand (S) | 0 | 0 | 0 | 0 | 0 | 0 | 0 | 0 | 0 | 0 | 0 | 0 | 0 | 0 | 0 | 0 | 0 | 0 | 0 | 0 | 0 | 0 | 0 | 0 | 0 | 0 | 0 | 0 | 0 | 0 | 0 | #REF! |  |  |  |  | 0
| Peak Demand (W) | 0 | 0 | 0 | 0 | 0 | 0 | 0 | 0 | 0 | 0 | 0 | 0 | 0 | 0 | 0 | 0 | 0 | 0 | 0 | 0 | 0 | 0 | 0 | 0 | 0 | 0 | 0 | 0 | 0 | 0 | 0 | #REF! |  |  |  |  | 884.6119
| Turnover | 0 | 0 | 0 | 0 | 0 | 0 | 0 | 0 | 0 | 0 | 0 | 0 | 0 | 0 | 0 | 0 | 0 | 0 | 0 | 0 | 0 | 0 | 0 | 0 | 0 | 0 | 0 | 0 | 0 | 0 | 0 | #REF! |  |  |  |  | 6885.4476
| Avg. Replacement Usage | 0 | 0 | 0 | 0 | 0 | 0 | 0 | 0 | 0 | 0 | 0 | 0 | 0 | 0 | 0 | 0 | 0 | 0 | 0 | 0 | 0 | 0 | 0 | 0 | 0 | 0 | 0 | 0 | 0 | 0 | 0 | #REF! |  |  |  |  | 5638.8522
| Avg. Replacement Demand (S) | 0 | 0 | 0 | 0 | 0 | 0 | 0 | 0 | 0 | 0 | 0 | 0 | 0 | 0 | 0 | 0 | 0 | 0 | 0 | 0 | 0 | 0 | 0 | 0 | 0 | 0 | 0 | 0 | 0 | 0 | 0 | #REF! |  |  |  |  | 0
| Avg. Replacement Demand (W) | 0 | 0 | 0 | 0 | 0 | 0 | 0 | 0 | 0 | 0 | 0 | 0 | 0 | 0 | 0 | 0 | 0 | 0 | 0 | 0 | 0 | 0 | 0 | 0 | 0 | 0 | 0 | 0 | 0 | 0 | 0 | #REF! |  |  |  |  | 2.9366
Tech Forecast Stock
| Year | Year 0 | Year 1 | Year 2 | Year 3 | Year 4 | Year 5 | Year 6 | Year 7 | Year 8 | Year 9 | Year 10 | Year 11 | Year 12 | Year 13 | Year 14 | Year 15 | Year 16 | Year 17 | Year 18 | Year 19 | Year 20 | Year 21 | Year 22 | Year 23 | Year 24 | Year 25 | Year 26 | Year 27 | Year 28 | Year 29 | Year 30
| E1 | 0 | 0 | 0 | 0 | 0 | 0 | 0 | 0 | 0 | 0 | 0 | 0 | 0 | 0 | 0 | 0 | 0 | 0 | 0 | 0 | 0 | 0 | 0 | 0 | 0 | 0 | 0 | 0 | 0 | 0 | 0
| E2 | 0 | 0 | 0 | 0 | 0 | 0 | 0 | 0 | 0 | 0 | 0 | 0 | 0 | 0 | 0 | 0 | 0 | 0 | 0 | 0 | 0 | 0 | 0 | 0 | 0 | 0 | 0 | 0 | 0 | 0 | 0
| E3 | 0 | 0 | 0 | 0 | 0 | 0 | 0 | 0 | 0 | 0 | 0 | 0 | 0 | 0 | 0 | 0 | 0 | 0 | 0 | 0 | 0 | 0 | 0 | 0 | 0 | 0 | 0 | 0 | 0 | 0 | 0
| E4 | 0 | 0 | 0 | 0 | 0 | 0 | 0 | 0 | 0 | 0 | 0 | 0 | 0 | 0 | 0 | 0 | 0 | 0 | 0 | 0 | 0 | 0 | 0 | 0 | 0 | 0 | 0 | 0 | 0 | 0 | 0
| E5 | 0 | 0 | 0 | 0 | 0 | 0 | 0 | 0 | 0 | 0 | 0 | 0 | 0 | 0 | 0 | 0 | 0 | 0 | 0 | 0 | 0 | 0 | 0 | 0 | 0 | 0 | 0 | 0 | 0 | 0 | 0
| E6 | 0 | 0 | 0 | 0 | 0 | 0 | 0 | 0 | 0 | 0 | 0 | 0 | 0 | 0 | 0 | 0 | 0 | 0 | 0 | 0 | 0 | 0 | 0 | 0 | 0 | 0 | 0 | 0 | 0 | 0 | 0
| E7 | 0 | 0 | 0 | 0 | 0 | 0 | 0 | 0 | 0 | 0 | 0 | 0 | 0 | 0 | 0 | 0 | 0 | 0 | 0 | 0 | 0 | 0 | 0 | 0 | 0 | 0 | 0 | 0 | 0 | 0 | 0
| E8 | 0 | 0 | 0 | 0 | 0 | 0 | 0 | 0 | 0 | 0 | 0 | 0 | 0 | 0 | 0 | 0 | 0 | 0 | 0 | 0 | 0 | 0 | 0 | 0 | 0 | 0 | 0 | 0 | 0 | 0 | 0
| E9 | 0 | 0 | 0 | 0 | 0 | 0 | 0 | 0 | 0 | 0 | 0 | 0 | 0 | 0 | 0 | 0 | 0 | 0 | 0 | 0 | 0 | 0 | 0 | 0 | 0 | 0 | 0 | 0 | 0 | 0 | 0
| E10 | 0 | 0 | 0 | 0 | 0 | 0 | 0 | 0 | 0 | 0 | 0 | 0 | 0 | 0 | 0 | 0 | 0 | 0 | 0 | 0 | 0 | 0 | 0 | 0 | 0 | 0 | 0 | 0 | 0 | 0 | 0
| Vintage | 0 | 0 | 0 | 0 | 0 | 0 | 0 | 0 | 0 | 0 | 0 | 0 | 0 | 0 | 0 | 0 | 0 | 0 | 0 | 0 | 0 | 0 | 0 | 0 | 0 | 0 | 0 | 0 | 0 | 0 | 0
Stock for Switching
| Year | Year 0 | Year 1 | Year 2 | Year 3 | Year 4 | Year 5 | Year 6 | Year 7 | Year 8 | Year 9 | Year 10 | Year 11 | Year 12 | Year 13 | Year 14 | Year 15 | Year 16 | Year 17 | Year 18 | Year 19 | Year 20 | Year 21 | Year 22 | Year 23 | Year 24 | Year 25 | Year 26 | Year 27 | Year 28 | Year 29 | Year 30
| E1 | 0 | 0 | 0 | 0 | 0 | 0 | 0 | 0 | 0 | 0 | 0 | 0 | 0 | 0 | 0 | 0 | 0 | 0 | 0 | 0 | 0 | 0 | 0 | 0 | 0 | 0 | 0 | 0 | 0 | 0 | 0 | 0_E1_SysStock
| E2 | 0 | 0 | 0 | 0 | 0 | 0 | 0 | 0 | 0 | 0 | 0 | 0 | 0 | 0 | 0 | 0 | 0 | 0 | 0 | 0 | 0 | 0 | 0 | 0 | 0 | 0 | 0 | 0 | 0 | 0 | 0 | 0_E2_SysStock
| E3 | 0 | 0 | 0 | 0 | 0 | 0 | 0 | 0 | 0 | 0 | 0 | 0 | 0 | 0 | 0 | 0 | 0 | 0 | 0 | 0 | 0 | 0 | 0 | 0 | 0 | 0 | 0 | 0 | 0 | 0 | 0 | 0_E3_SysStock
| E4 | 0 | 0 | 0 | 0 | 0 | 0 | 0 | 0 | 0 | 0 | 0 | 0 | 0 | 0 | 0 | 0 | 0 | 0 | 0 | 0 | 0 | 0 | 0 | 0 | 0 | 0 | 0 | 0 | 0 | 0 | 0 | 0_E4_SysStock
| E5 | 0 | 0 | 0 | 0 | 0 | 0 | 0 | 0 | 0 | 0 | 0 | 0 | 0 | 0 | 0 | 0 | 0 | 0 | 0 | 0 | 0 | 0 | 0 | 0 | 0 | 0 | 0 | 0 | 0 | 0 | 0 | 0_E5_SysStock
| E6 | 0 | 0 | 0 | 0 | 0 | 0 | 0 | 0 | 0 | 0 | 0 | 0 | 0 | 0 | 0 | 0 | 0 | 0 | 0 | 0 | 0 | 0 | 0 | 0 | 0 | 0 | 0 | 0 | 0 | 0 | 0 | 0_E6_SysStock
| E7 | 0 | 0 | 0 | 0 | 0 | 0 | 0 | 0 | 0 | 0 | 0 | 0 | 0 | 0 | 0 | 0 | 0 | 0 | 0 | 0 | 0 | 0 | 0 | 0 | 0 | 0 | 0 | 0 | 0 | 0 | 0 | 0_E7_SysStock
| E8 | 0 | 0 | 0 | 0 | 0 | 0 | 0 | 0 | 0 | 0 | 0 | 0 | 0 | 0 | 0 | 0 | 0 | 0 | 0 | 0 | 0 | 0 | 0 | 0 | 0 | 0 | 0 | 0 | 0 | 0 | 0 | 0_E8_SysStock
| E9 | 0 | 0 | 0 | 0 | 0 | 0 | 0 | 0 | 0 | 0 | 0 | 0 | 0 | 0 | 0 | 0 | 0 | 0 | 0 | 0 | 0 | 0 | 0 | 0 | 0 | 0 | 0 | 0 | 0 | 0 | 0 | 0_E9_SysStock
| E10 | 0 | 0 | 0 | 0 | 0 | 0 | 0 | 0 | 0 | 0 | 0 | 0 | 0 | 0 | 0 | 0 | 0 | 0 | 0 | 0 | 0 | 0 | 0 | 0 | 0 | 0 | 0 | 0 | 0 | 0 | 0 | 0_E10_SysStock
| Vintage | 0 | 0 | 0 | 0 | 0 | 0 | 0 | 0 | 0 | 0 | 0 | 0 | 0 | 0 | 0 | 0 | 0 | 0 | 0 | 0 | 0 | 0 | 0 | 0 | 0 | 0 | 0 | 0 | 0 | 0 | 0 | 0_Vintage_SysStock
Tech Forecast Purchases
| Year | Year 0 | Year 1 | Year 2 | Year 3 | Year 4 | Year 5 | Year 6 | Year 7 | Year 8 | Year 9 | Year 10 | Year 11 | Year 12 | Year 13 | Year 14 | Year 15 | Year 16 | Year 17 | Year 18 | Year 19 | Year 20 | Year 21 | Year 22 | Year 23 | Year 24 | Year 25 | Year 26 | Year 27 | Year 28 | Year 29 | Year 30
| E1 | 0 | 0 | 0 | 0 | 0 | 0 | 0 | 0 | 0 | 0 | 0 | 0 | 0 | 0 | 0 | 0 | 0 | 0 | 0 | 0 | 0 | 0 | 0 | 0 | 0 | 0 | 0 | 0 | 0 | 0 | 0
| E2 | 0 | 0 | 0 | 0 | 0 | 0 | 0 | 0 | 0 | 0 | 0 | 0 | 0 | 0 | 0 | 0 | 0 | 0 | 0 | 0 | 0 | 0 | 0 | 0 | 0 | 0 | 0 | 0 | 0 | 0 | 0
| E3 | 0 | 0 | 0 | 0 | 0 | 0 | 0 | 0 | 0 | 0 | 0 | 0 | 0 | 0 | 0 | 0 | 0 | 0 | 0 | 0 | 0 | 0 | 0 | 0 | 0 | 0 | 0 | 0 | 0 | 0 | 0
| E4 | 0 | 0 | 0 | 0 | 0 | 0 | 0 | 0 | 0 | 0 | 0 | 0 | 0 | 0 | 0 | 0 | 0 | 0 | 0 | 0 | 0 | 0 | 0 | 0 | 0 | 0 | 0 | 0 | 0 | 0 | 0
| E5 | 0 | 0 | 0 | 0 | 0 | 0 | 0 | 0 | 0 | 0 | 0 | 0 | 0 | 0 | 0 | 0 | 0 | 0 | 0 | 0 | 0 | 0 | 0 | 0 | 0 | 0 | 0 | 0 | 0 | 0 | 0
| E6 | 0 | 0 | 0 | 0 | 0 | 0 | 0 | 0 | 0 | 0 | 0 | 0 | 0 | 0 | 0 | 0 | 0 | 0 | 0 | 0 | 0 | 0 | 0 | 0 | 0 | 0 | 0 | 0 | 0 | 0 | 0
| E7 | 0 | 0 | 0 | 0 | 0 | 0 | 0 | 0 | 0 | 0 | 0 | 0 | 0 | 0 | 0 | 0 | 0 | 0 | 0 | 0 | 0 | 0 | 0 | 0 | 0 | 0 | 0 | 0 | 0 | 0 | 0
| E8 | 0 | 0 | 0 | 0 | 0 | 0 | 0 | 0 | 0 | 0 | 0 | 0 | 0 | 0 | 0 | 0 | 0 | 0 | 0 | 0 | 0 | 0 | 0 | 0 | 0 | 0 | 0 | 0 | 0 | 0 | 0
| E9 | 0 | 0 | 0 | 0 | 0 | 0 | 0 | 0 | 0 | 0 | 0 | 0 | 0 | 0 | 0 | 0 | 0 | 0 | 0 | 0 | 0 | 0 | 0 | 0 | 0 | 0 | 0 | 0 | 0 | 0 | 0
| E10 | 0 | 0 | 0 | 0 | 0 | 0 | 0 | 0 | 0 | 0 | 0 | 0 | 0 | 0 | 0 | 0 | 0 | 0 | 0 | 0 | 0 | 0 | 0 | 0 | 0 | 0 | 0 | 0 | 0 | 0 | 0
Potential to Switch
| Year | Year 0 | Year 1 | Year 2 | Year 3 | Year 4 | Year 5 | Year 6 | Year 7 | Year 8 | Year 9 | Year 10 | Year 11 | Year 12 | Year 13 | Year 14 | Year 15 | Year 16 | Year 17 | Year 18 | Year 19 | Year 20 | Year 21 | Year 22 | Year 23 | Year 24 | Year 25 | Year 26 | Year 27 | Year 28 | Year 29 | Year 30
| E1 | 0 | 0 | 0 | 0 | 0 | 0 | 0 | 0 | 0 | 0 | 0 | 0 | 0 | 0 | 0 | 0 | 0 | 0 | 0 | 0 | 0 | 0 | 0 | 0 | 0 | 0 | 0 | 0 | 0 | 0 | 0 | 0_E1_Switched Out
| E2 | 0 | 0 | 0 | 0 | 0 | 0 | 0 | 0 | 0 | 0 | 0 | 0 | 0 | 0 | 0 | 0 | 0 | 0 | 0 | 0 | 0 | 0 | 0 | 0 | 0 | 0 | 0 | 0 | 0 | 0 | 0 | 0_E2_Switched Out
| E3 | 0 | 0 | 0 | 0 | 0 | 0 | 0 | 0 | 0 | 0 | 0 | 0 | 0 | 0 | 0 | 0 | 0 | 0 | 0 | 0 | 0 | 0 | 0 | 0 | 0 | 0 | 0 | 0 | 0 | 0 | 0 | 0_E3_Switched Out
| E4 | 0 | 0 | 0 | 0 | 0 | 0 | 0 | 0 | 0 | 0 | 0 | 0 | 0 | 0 | 0 | 0 | 0 | 0 | 0 | 0 | 0 | 0 | 0 | 0 | 0 | 0 | 0 | 0 | 0 | 0 | 0 | 0_E4_Switched Out
| E5 | 0 | 0 | 0 | 0 | 0 | 0 | 0 | 0 | 0 | 0 | 0 | 0 | 0 | 0 | 0 | 0 | 0 | 0 | 0 | 0 | 0 | 0 | 0 | 0 | 0 | 0 | 0 | 0 | 0 | 0 | 0 | 0_E5_Switched Out
| E6 | 0 | 0 | 0 | 0 | 0 | 0 | 0 | 0 | 0 | 0 | 0 | 0 | 0 | 0 | 0 | 0 | 0 | 0 | 0 | 0 | 0 | 0 | 0 | 0 | 0 | 0 | 0 | 0 | 0 | 0 | 0 | 0_E6_Switched Out
| E7 | 0 | 0 | 0 | 0 | 0 | 0 | 0 | 0 | 0 | 0 | 0 | 0 | 0 | 0 | 0 | 0 | 0 | 0 | 0 | 0 | 0 | 0 | 0 | 0 | 0 | 0 | 0 | 0 | 0 | 0 | 0 | 0_E7_Switched Out
| E8 | 0 | 0 | 0 | 0 | 0 | 0 | 0 | 0 | 0 | 0 | 0 | 0 | 0 | 0 | 0 | 0 | 0 | 0 | 0 | 0 | 0 | 0 | 0 | 0 | 0 | 0 | 0 | 0 | 0 | 0 | 0 | 0_E8_Switched Out
| E9 | 0 | 0 | 0 | 0 | 0 | 0 | 0 | 0 | 0 | 0 | 0 | 0 | 0 | 0 | 0 | 0 | 0 | 0 | 0 | 0 | 0 | 0 | 0 | 0 | 0 | 0 | 0 | 0 | 0 | 0 | 0 | 0_E9_Switched Out
| E10 | 0 | 0 | 0 | 0 | 0 | 0 | 0 | 0 | 0 | 0 | 0 | 0 | 0 | 0 | 0 | 0 | 0 | 0 | 0 | 0 | 0 | 0 | 0 | 0 | 0 | 0 | 0 | 0 | 0 | 0 | 0 | 0_E10_Switched Out
Units Out
| E1 | 0 | 0 | 0 | 0 | 0 | 0 | 0 | 0 | 0 | 0 | 0 | 0 | 0 | 0 | 0 | 0 | 0 | 0 | 0 | 0 | 0 | 0 | 0 | 0 | 0 | 0 | 0 | 0 | 0 | 0 | 0
| E2 | 0 | 0 | 0 | 0 | 0 | 0 | 0 | 0 | 0 | 0 | 0 | 0 | 0 | 0 | 0 | 0 | 0 | 0 | 0 | 0 | 0 | 0 | 0 | 0 | 0 | 0 | 0 | 0 | 0 | 0 | 0
| E3 | 0 | 0 | 0 | 0 | 0 | 0 | 0 | 0 | 0 | 0 | 0 | 0 | 0 | 0 | 0 | 0 | 0 | 0 | 0 | 0 | 0 | 0 | 0 | 0 | 0 | 0 | 0 | 0 | 0 | 0 | 0
| E4 | 0 | 0 | 0 | 0 | 0 | 0 | 0 | 0 | 0 | 0 | 0 | 0 | 0 | 0 | 0 | 0 | 0 | 0 | 0 | 0 | 0 | 0 | 0 | 0 | 0 | 0 | 0 | 0 | 0 | 0 | 0
| E5 | 0 | 0 | 0 | 0 | 0 | 0 | 0 | 0 | 0 | 0 | 0 | 0 | 0 | 0 | 0 | 0 | 0 | 0 | 0 | 0 | 0 | 0 | 0 | 0 | 0 | 0 | 0 | 0 | 0 | 0 | 0
| E6 | 0 | 0 | 0 | 0 | 0 | 0 | 0 | 0 | 0 | 0 | 0 | 0 | 0 | 0 | 0 | 0 | 0 | 0 | 0 | 0 | 0 | 0 | 0 | 0 | 0 | 0 | 0 | 0 | 0 | 0 | 0
| E7 | 0 | 0 | 0 | 0 | 0 | 0 | 0 | 0 | 0 | 0 | 0 | 0 | 0 | 0 | 0 | 0 | 0 | 0 | 0 | 0 | 0 | 0 | 0 | 0 | 0 | 0 | 0 | 0 | 0 | 0 | 0
| E8 | 0 | 0 | 0 | 0 | 0 | 0 | 0 | 0 | 0 | 0 | 0 | 0 | 0 | 0 | 0 | 0 | 0 | 0 | 0 | 0 | 0 | 0 | 0 | 0 | 0 | 0 | 0 | 0 | 0 | 0 | 0
| E9 | 0 | 0 | 0 | 0 | 0 | 0 | 0 | 0 | 0 | 0 | 0 | 0 | 0 | 0 | 0 | 0 | 0 | 0 | 0 | 0 | 0 | 0 | 0 | 0 | 0 | 0 | 0 | 0 | 0 | 0 | 0
| E10 | 0 | 0 | 0 | 0 | 0 | 0 | 0 | 0 | 0 | 0 | 0 | 0 | 0 | 0 | 0 | 0 | 0 | 0 | 0 | 0 | 0 | 0 | 0 | 0 | 0 | 0 | 0 | 0 | 0 | 0 | 0
| Vintage | 0 | 0 | 0 | 0 | 0 | 0 | 0 | 0 | 0 | 0 | 0 | 0 | 0 | 0 | 0 | 0 | 0 | 0 | 0 | 0 | 0 | 0 | 0 | 0 | 0 | 0 | 0 | 0 | 0 | 0 | 0
Tech Purchase Shares
| Year | Year 0 | Year 1 | Year 2 | Year 3 | Year 4 | Year 5 | Year 6 | Year 7 | Year 8 | Year 9 | Year 10 | Year 11 | Year 12 | Year 13 | Year 14 | Year 15 | Year 16 | Year 17 | Year 18 | Year 19 | Year 20 | Year 21 | Year 22 | Year 23 | Year 24 | Year 25 | Year 26 | Year 27 | Year 28 | Year 29 | Year 30
E1 | bar: Year 0 to Year 30
E2 | bar: Year 0 to Year 30
E3 | bar: Year 0 to Year 30
E4 | bar: Year 0 to Year 30
E5 | bar: Year 0 to Year 30
E6 | bar: Year 0 to Year 30
E7 | bar: Year 0 to Year 30
E8 | bar: Year 0 to Year 30
E9 | bar: Year 0 to Year 30
E10 | bar: Year 0 to Year 30
Units In from Switching
| E1 | 0 | 0 | 0 | 0 | 0 | 0 | 0 | 0 | 0 | 0 | 0 | 0 | 0 | 0 | 0 | 0 | 0 | 0 | 0 | 0 | 0 | 0 | 0 | 0 | 0 | 0 | 0 | 0 | 0 | 0 | 0
| E2 | 0 | 0 | 0 | 0 | 0 | 0 | 0 | 0 | 0 | 0 | 0 | 0 | 0 | 0 | 0 | 0 | 0 | 0 | 0 | 0 | 0 | 0 | 0 | 0 | 0 | 0 | 0 | 0 | 0 | 0 | 0
| E3 | 0 | 0 | 0 | 0 | 0 | 0 | 0 | 0 | 0 | 0 | 0 | 0 | 0 | 0 | 0 | 0 | 0 | 0 | 0 | 0 | 0 | 0 | 0 | 0 | 0 | 0 | 0 | 0 | 0 | 0 | 0
| E4 | 0 | 0 | 0 | 0 | 0 | 0 | 0 | 0 | 0 | 0 | 0 | 0 | 0 | 0 | 0 | 0 | 0 | 0 | 0 | 0 | 0 | 0 | 0 | 0 | 0 | 0 | 0 | 0 | 0 | 0 | 0
| E5 | 0 | 0 | 0 | 0 | 0 | 0 | 0 | 0 | 0 | 0 | 0 | 0 | 0 | 0 | 0 | 0 | 0 | 0 | 0 | 0 | 0 | 0 | 0 | 0 | 0 | 0 | 0 | 0 | 0 | 0 | 0
| E6 | 0 | 0 | 0 | 0 | 0 | 0 | 0 | 0 | 0 | 0 | 0 | 0 | 0 | 0 | 0 | 0 | 0 | 0 | 0 | 0 | 0 | 0 | 0 | 0 | 0 | 0 | 0 | 0 | 0 | 0 | 0
| E7 | 0 | 0 | 0 | 0 | 0 | 0 | 0 | 0 | 0 | 0 | 0 | 0 | 0 | 0 | 0 | 0 | 0 | 0 | 0 | 0 | 0 | 0 | 0 | 0 | 0 | 0 | 0 | 0 | 0 | 0 | 0
| E8 | 0 | 0 | 0 | 0 | 0 | 0 | 0 | 0 | 0 | 0 | 0 | 0 | 0 | 0 | 0 | 0 | 0 | 0 | 0 | 0 | 0 | 0 | 0 | 0 | 0 | 0 | 0 | 0 | 0 | 0 | 0
| E9 | 0 | 0 | 0 | 0 | 0 | 0 | 0 | 0 | 0 | 0 | 0 | 0 | 0 | 0 | 0 | 0 | 0 | 0 | 0 | 0 | 0 | 0 | 0 | 0 | 0 | 0 | 0 | 0 | 0 | 0 | 0
| E10 | 0 | 0 | 0 | 0 | 0 | 0 | 0 | 0 | 0 | 0 | 0 | 0 | 0 | 0 | 0 | 0 | 0 | 0 | 0 | 0 | 0 | 0 | 0 | 0 | 0 | 0 | 0 | 0 | 0 | 0 | 0
| Vintage | 0 | 0 | 0 | 0 | 0 | 0 | 0 | 0 | 0 | 0 | 0 | 0 | 0 | 0 | 0 | 0 | 0 | 0 | 0 | 0 | 0 | 0 | 0 | 0 | 0 | 0 | 0 | 0 | 0 | 0 | 0
Net Change
| Year | Year 0 | Year 1 | Year 2 | Year 3 | Year 4 | Year 5 | Year 6 | Year 7 | Year 8 | Year 9 | Year 10 | Year 11 | Year 12 | Year 13 | Year 14 | Year 15 | Year 16 | Year 17 | Year 18 | Year 19 | Year 20 | Year 21 | Year 22 | Year 23 | Year 24 | Year 25 | Year 26 | Year 27 | Year 28 | Year 29 | Year 30 | Key
| Units | 0 | 0 | 0 | 0 | 0 | 0 | 0 | 0 | 0 | 0 | 0 | 0 | 0 | 0 | 0 | 0 | 0 | 0 | 0 | 0 | 0 | 0 | 0 | 0 | 0 | 0 | 0 | 0 | 0 | 0 | 0 | 0_Units |  |  |  |  | 301957.8232
| Usage | 0 | 0 | 0 | 0 | 0 | 0 | 0 | 0 | 0 | 0 | 0 | 0 | 0 | 0 | 0 | 0 | 0 | 0 | 0 | 0 | 0 | 0 | 0 | 0 | 0 | 0 | 0 | 0 | 0 | 0 | 0 | 0_Usage |  |  |  |  | 1698.6543
| Peak Demand (S) | 0 | 0 | 0 | 0 | 0 | 0 | 0 | 0 | 0 | 0 | 0 | 0 | 0 | 0 | 0 | 0 | 0 | 0 | 0 | 0 | 0 | 0 | 0 | 0 | 0 | 0 | 0 | 0 | 0 | 0 | 0 | 0_Peak Demand (S) |  |  |  |  | 0
| Peak Demand (W) | 0 | 0 | 0 | 0 | 0 | 0 | 0 | 0 | 0 | 0 | 0 | 0 | 0 | 0 | 0 | 0 | 0 | 0 | 0 | 0 | 0 | 0 | 0 | 0 | 0 | 0 | 0 | 0 | 0 | 0 | 0 | 0_Peak Demand (W) |  |  |  |  | 884.6119
| Turnover | 0 | 0 | 0 | 0 | 0 | 0 | 0 | 0 | 0 | 0 | 0 | 0 | 0 | 0 | 0 | 0 | 0 | 0 | 0 | 0 | 0 | 0 | 0 | 0 | 0 | 0 | 0 | 0 | 0 | 0 | 0 | 0_Turnover |  |  |  |  | 6885.4476
| Avg. Replacement Usage | 0 | 0 | 0 | 0 | 0 | 0 | 0 | 0 | 0 | 0 | 0 | 0 | 0 | 0 | 0 | 0 | 0 | 0 | 0 | 0 | 0 | 0 | 0 | 0 | 0 | 0 | 0 | 0 | 0 | 0 | 0 | 0_Avg. Replacement Usage |  |  |  |  | 5638.8522
| Avg. Replacement Demand (S) | 0 | 0 | 0 | 0 | 0 | 0 | 0 | 0 | 0 | 0 | 0 | 0 | 0 | 0 | 0 | 0 | 0 | 0 | 0 | 0 | 0 | 0 | 0 | 0 | 0 | 0 | 0 | 0 | 0 | 0 | 0 | 0_Avg. Replacement Demand (S) |  |  |  |  | 0
| Avg. Replacement Demand (W) | 0 | 0 | 0 | 0 | 0 | 0 | 0 | 0 | 0 | 0 | 0 | 0 | 0 | 0 | 0 | 0 | 0 | 0 | 0 | 0 | 0 | 0 | 0 | 0 | 0 | 0 | 0 | 0 | 0 | 0 | 0 | 0_Avg. Replacement Demand (W) |  |  |  |  | 2.9366
Purchases
| Year | Year 0 | Year 1 | Year 2 | Year 3 | Year 4 | Year 5 | Year 6 | Year 7 | Year 8 | Year 9 | Year 10 | Year 11 | Year 12 | Year 13 | Year 14 | Year 15 | Year 16 | Year 17 | Year 18 | Year 19 | Year 20 | Year 21 | Year 22 | Year 23 | Year 24 | Year 25 | Year 26 | Year 27 | Year 28 | Year 29 | Year 30
| E1 | 0 | 0 | 0 | 0 | 0 | 0 | 0 | 0 | 0 | 0 | 0 | 0 | 0 | 0 | 0 | 0 | 0 | 0 | 0 | 0 | 0 | 0 | 0 | 0 | 0 | 0 | 0 | 0 | 0 | 0 | 0 | 0_E1_Purchases |  |  |  |  | 6885.4476
| E2 | 0 | 0 | 0 | 0 | 0 | 0 | 0 | 0 | 0 | 0 | 0 | 0 | 0 | 0 | 0 | 0 | 0 | 0 | 0 | 0 | 0 | 0 | 0 | 0 | 0 | 0 | 0 | 0 | 0 | 0 | 0 | 0_E2_Purchases |  |  |  |  | 0
| E3 | 0 | 0 | 0 | 0 | 0 | 0 | 0 | 0 | 0 | 0 | 0 | 0 | 0 | 0 | 0 | 0 | 0 | 0 | 0 | 0 | 0 | 0 | 0 | 0 | 0 | 0 | 0 | 0 | 0 | 0 | 0 | 0_E3_Purchases |  |  |  |  | 0
| E4 | 0 | 0 | 0 | 0 | 0 | 0 | 0 | 0 | 0 | 0 | 0 | 0 | 0 | 0 | 0 | 0 | 0 | 0 | 0 | 0 | 0 | 0 | 0 | 0 | 0 | 0 | 0 | 0 | 0 | 0 | 0 | 0_E4_Purchases |  |  |  |  | 0
| E5 | 0 | 0 | 0 | 0 | 0 | 0 | 0 | 0 | 0 | 0 | 0 | 0 | 0 | 0 | 0 | 0 | 0 | 0 | 0 | 0 | 0 | 0 | 0 | 0 | 0 | 0 | 0 | 0 | 0 | 0 | 0 | 0_E5_Purchases |  |  |  |  | 0
| E6 | 0 | 0 | 0 | 0 | 0 | 0 | 0 | 0 | 0 | 0 | 0 | 0 | 0 | 0 | 0 | 0 | 0 | 0 | 0 | 0 | 0 | 0 | 0 | 0 | 0 | 0 | 0 | 0 | 0 | 0 | 0 | 0_E6_Purchases |  |  |  |  | 0
| E7 | 0 | 0 | 0 | 0 | 0 | 0 | 0 | 0 | 0 | 0 | 0 | 0 | 0 | 0 | 0 | 0 | 0 | 0 | 0 | 0 | 0 | 0 | 0 | 0 | 0 | 0 | 0 | 0 | 0 | 0 | 0 | 0_E7_Purchases |  |  |  |  | 0
| E8 | 0 | 0 | 0 | 0 | 0 | 0 | 0 | 0 | 0 | 0 | 0 | 0 | 0 | 0 | 0 | 0 | 0 | 0 | 0 | 0 | 0 | 0 | 0 | 0 | 0 | 0 | 0 | 0 | 0 | 0 | 0 | 0_E8_Purchases |  |  |  |  | 0
| E9 | 0 | 0 | 0 | 0 | 0 | 0 | 0 | 0 | 0 | 0 | 0 | 0 | 0 | 0 | 0 | 0 | 0 | 0 | 0 | 0 | 0 | 0 | 0 | 0 | 0 | 0 | 0 | 0 | 0 | 0 | 0 | 0_E9_Purchases |  |  |  |  | 0
| E10 | 0 | 0 | 0 | 0 | 0 | 0 | 0 | 0 | 0 | 0 | 0 | 0 | 0 | 0 | 0 | 0 | 0 | 0 | 0 | 0 | 0 | 0 | 0 | 0 | 0 | 0 | 0 | 0 | 0 | 0 | 0 | 0_E10_Purchases |  |  |  |  | 0
Stock
| Year | Year 0 | Year 1 | Year 2 | Year 3 | Year 4 | Year 5 | Year 6 | Year 7 | Year 8 | Year 9 | Year 10 | Year 11 | Year 12 | Year 13 | Year 14 | Year 15 | Year 16 | Year 17 | Year 18 | Year 19 | Year 20 | Year 21 | Year 22 | Year 23 | Year 24 | Year 25 | Year 26 | Year 27 | Year 28 | Year 29 | Year 30
| E1 | 0 | 0 | 0 | 0 | 0 | 0 | 0 | 0 | 0 | 0 | 0 | 0 | 0 | 0 | 0 | 0 | 0 | 0 | 0 | 0 | 0 | 0 | 0 | 0 | 0 | 0 | 0 | 0 | 0 | 0 | 0 | 0_E1_Stock |  |  |  |  | 13576.6093
| E2 | 0 | 0 | 0 | 0 | 0 | 0 | 0 | 0 | 0 | 0 | 0 | 0 | 0 | 0 | 0 | 0 | 0 | 0 | 0 | 0 | 0 | 0 | 0 | 0 | 0 | 0 | 0 | 0 | 0 | 0 | 0 | 0_E2_Stock |  |  |  |  | 0
| E3 | 0 | 0 | 0 | 0 | 0 | 0 | 0 | 0 | 0 | 0 | 0 | 0 | 0 | 0 | 0 | 0 | 0 | 0 | 0 | 0 | 0 | 0 | 0 | 0 | 0 | 0 | 0 | 0 | 0 | 0 | 0 | 0_E3_Stock |  |  |  |  | 0
| E4 | 0 | 0 | 0 | 0 | 0 | 0 | 0 | 0 | 0 | 0 | 0 | 0 | 0 | 0 | 0 | 0 | 0 | 0 | 0 | 0 | 0 | 0 | 0 | 0 | 0 | 0 | 0 | 0 | 0 | 0 | 0 | 0_E4_Stock |  |  |  |  | 0
| E5 | 0 | 0 | 0 | 0 | 0 | 0 | 0 | 0 | 0 | 0 | 0 | 0 | 0 | 0 | 0 | 0 | 0 | 0 | 0 | 0 | 0 | 0 | 0 | 0 | 0 | 0 | 0 | 0 | 0 | 0 | 0 | 0_E5_Stock |  |  |  |  | 0
| E6 | 0 | 0 | 0 | 0 | 0 | 0 | 0 | 0 | 0 | 0 | 0 | 0 | 0 | 0 | 0 | 0 | 0 | 0 | 0 | 0 | 0 | 0 | 0 | 0 | 0 | 0 | 0 | 0 | 0 | 0 | 0 | 0_E6_Stock |  |  |  |  | 0
| E7 | 0 | 0 | 0 | 0 | 0 | 0 | 0 | 0 | 0 | 0 | 0 | 0 | 0 | 0 | 0 | 0 | 0 | 0 | 0 | 0 | 0 | 0 | 0 | 0 | 0 | 0 | 0 | 0 | 0 | 0 | 0 | 0_E7_Stock |  |  |  |  | 0
| E8 | 0 | 0 | 0 | 0 | 0 | 0 | 0 | 0 | 0 | 0 | 0 | 0 | 0 | 0 | 0 | 0 | 0 | 0 | 0 | 0 | 0 | 0 | 0 | 0 | 0 | 0 | 0 | 0 | 0 | 0 | 0 | 0_E8_Stock |  |  |  |  | 0
| E9 | 0 | 0 | 0 | 0 | 0 | 0 | 0 | 0 | 0 | 0 | 0 | 0 | 0 | 0 | 0 | 0 | 0 | 0 | 0 | 0 | 0 | 0 | 0 | 0 | 0 | 0 | 0 | 0 | 0 | 0 | 0 | 0_E9_Stock |  |  |  |  | 0
| E10 | 0 | 0 | 0 | 0 | 0 | 0 | 0 | 0 | 0 | 0 | 0 | 0 | 0 | 0 | 0 | 0 | 0 | 0 | 0 | 0 | 0 | 0 | 0 | 0 | 0 | 0 | 0 | 0 | 0 | 0 | 0 | 0_E10_Stock |  |  |  |  | 0
| Vintage | 0 | 0 | 0 | 0 | 0 | 0 | 0 | 0 | 0 | 0 | 0 | 0 | 0 | 0 | 0 | 0 | 0 | 0 | 0 | 0 | 0 | 0 | 0 | 0 | 0 | 0 | 0 | 0 | 0 | 0 | 0 | 0_Vintage_Stock |  |  |  |  | 288381.2139
S2C1 |  | Year 0: System 2 Technology 1
Technology Variables
| Tech Key | Year 0: 0
| Peak Factor (S) | Year 0: 0
| Peak Factor (W) | Year 0: 0
| Min Vintage Lifetime | Year 0: 0
| Max Vintage Lifetime | Year 0: 0
| Turnover Style | Year 0: 0
Technology Variables
| Equipment | Year 0: Label; Year 1: Min Lifetime; Year 2: Max Lifetime; Year 3: Degradation; Year 4: Usage; Year 5: Available
| E1 | Year 1: 0; Year 2: 0; Year 3: 0%; Year 4: 0; Year 5: FALSE
| E2 | Year 1: 0; Year 2: 0; Year 3: 0%; Year 4: 0; Year 5: FALSE
| E3 | Year 1: 0; Year 2: 0; Year 3: 0%; Year 4: 0; Year 5: FALSE
| E4 | Year 1: 0; Year 2: 0; Year 3: 0%; Year 4: 0; Year 5: FALSE
| E5 | Year 1: 0; Year 2: 0; Year 3: 0%; Year 4: 0; Year 5: FALSE
| E6 | Year 1: 0; Year 2: 0; Year 3: 0%; Year 4: 0; Year 5: FALSE
| E7 | Year 1: 0; Year 2: 0; Year 3: 0%; Year 4: 0; Year 5: FALSE
| E8 | Year 1: 0; Year 2: 0; Year 3: 0%; Year 4: 0; Year 5: FALSE
| E9 | Year 1: 0; Year 2: 0; Year 3: 0%; Year 4: 0; Year 5: FALSE
| E10 | Year 1: 0; Year 2: 0; Year 3: 0%; Year 4: 0; Year 5: FALSE
Original Forecast Results
| Year | Year 0 | Year 1 | Year 2 | Year 3 | Year 4 | Year 5 | Year 6 | Year 7 | Year 8 | Year 9 | Year 10 | Year 11 | Year 12 | Year 13 | Year 14 | Year 15 | Year 16 | Year 17 | Year 18 | Year 19 | Year 20 | Year 21 | Year 22 | Year 23 | Year 24 | Year 25 | Year 26 | Year 27 | Year 28 | Year 29 | Year 30 | Key
| Units | 0 | 0 | 0 | 0 | 0 | 0 | 0 | 0 | 0 | 0 | 0 | 0 | 0 | 0 | 0 | 0 | 0 | 0 | 0 | 0 | 0 | 0 | 0 | 0 | 0 | 0 | 0 | 0 | 0 | 0 | 0 | #REF! |  |  |  |  | 301957.8232
| Usage | 0 | 0 | 0 | 0 | 0 | 0 | 0 | 0 | 0 | 0 | 0 | 0 | 0 | 0 | 0 | 0 | 0 | 0 | 0 | 0 | 0 | 0 | 0 | 0 | 0 | 0 | 0 | 0 | 0 | 0 | 0 | #REF! |  |  |  |  | 1698.6543
| Peak Demand (S) | 0 | 0 | 0 | 0 | 0 | 0 | 0 | 0 | 0 | 0 | 0 | 0 | 0 | 0 | 0 | 0 | 0 | 0 | 0 | 0 | 0 | 0 | 0 | 0 | 0 | 0 | 0 | 0 | 0 | 0 | 0 | #REF! |  |  |  |  | 0
| Peak Demand (W) | 0 | 0 | 0 | 0 | 0 | 0 | 0 | 0 | 0 | 0 | 0 | 0 | 0 | 0 | 0 | 0 | 0 | 0 | 0 | 0 | 0 | 0 | 0 | 0 | 0 | 0 | 0 | 0 | 0 | 0 | 0 | #REF! |  |  |  |  | 884.6119
| Turnover | 0 | 0 | 0 | 0 | 0 | 0 | 0 | 0 | 0 | 0 | 0 | 0 | 0 | 0 | 0 | 0 | 0 | 0 | 0 | 0 | 0 | 0 | 0 | 0 | 0 | 0 | 0 | 0 | 0 | 0 | 0 | #REF! |  |  |  |  | 6885.4476
| Avg. Replacement Usage | 0 | 0 | 0 | 0 | 0 | 0 | 0 | 0 | 0 | 0 | 0 | 0 | 0 | 0 | 0 | 0 | 0 | 0 | 0 | 0 | 0 | 0 | 0 | 0 | 0 | 0 | 0 | 0 | 0 | 0 | 0 | #REF! |  |  |  |  | 5638.8522
| Avg. Replacement Demand (S) | 0 | 0 | 0 | 0 | 0 | 0 | 0 | 0 | 0 | 0 | 0 | 0 | 0 | 0 | 0 | 0 | 0 | 0 | 0 | 0 | 0 | 0 | 0 | 0 | 0 | 0 | 0 | 0 | 0 | 0 | 0 | #REF! |  |  |  |  | 0
| Avg. Replacement Demand (W) | 0 | 0 | 0 | 0 | 0 | 0 | 0 | 0 | 0 | 0 | 0 | 0 | 0 | 0 | 0 | 0 | 0 | 0 | 0 | 0 | 0 | 0 | 0 | 0 | 0 | 0 | 0 | 0 | 0 | 0 | 0 | #REF! |  |  |  |  | 2.9366
Tech Forecast Stock
| Year | Year 0 | Year 1 | Year 2 | Year 3 | Year 4 | Year 5 | Year 6 | Year 7 | Year 8 | Year 9 | Year 10 | Year 11 | Year 12 | Year 13 | Year 14 | Year 15 | Year 16 | Year 17 | Year 18 | Year 19 | Year 20 | Year 21 | Year 22 | Year 23 | Year 24 | Year 25 | Year 26 | Year 27 | Year 28 | Year 29 | Year 30
| E1 | 0 | 0 | 0 | 0 | 0 | 0 | 0 | 0 | 0 | 0 | 0 | 0 | 0 | 0 | 0 | 0 | 0 | 0 | 0 | 0 | 0 | 0 | 0 | 0 | 0 | 0 | 0 | 0 | 0 | 0 | 0
| E2 | 0 | 0 | 0 | 0 | 0 | 0 | 0 | 0 | 0 | 0 | 0 | 0 | 0 | 0 | 0 | 0 | 0 | 0 | 0 | 0 | 0 | 0 | 0 | 0 | 0 | 0 | 0 | 0 | 0 | 0 | 0
| E3 | 0 | 0 | 0 | 0 | 0 | 0 | 0 | 0 | 0 | 0 | 0 | 0 | 0 | 0 | 0 | 0 | 0 | 0 | 0 | 0 | 0 | 0 | 0 | 0 | 0 | 0 | 0 | 0 | 0 | 0 | 0
| E4 | 0 | 0 | 0 | 0 | 0 | 0 | 0 | 0 | 0 | 0 | 0 | 0 | 0 | 0 | 0 | 0 | 0 | 0 | 0 | 0 | 0 | 0 | 0 | 0 | 0 | 0 | 0 | 0 | 0 | 0 | 0
| E5 | 0 | 0 | 0 | 0 | 0 | 0 | 0 | 0 | 0 | 0 | 0 | 0 | 0 | 0 | 0 | 0 | 0 | 0 | 0 | 0 | 0 | 0 | 0 | 0 | 0 | 0 | 0 | 0 | 0 | 0 | 0
| E6 | 0 | 0 | 0 | 0 | 0 | 0 | 0 | 0 | 0 | 0 | 0 | 0 | 0 | 0 | 0 | 0 | 0 | 0 | 0 | 0 | 0 | 0 | 0 | 0 | 0 | 0 | 0 | 0 | 0 | 0 | 0
| E7 | 0 | 0 | 0 | 0 | 0 | 0 | 0 | 0 | 0 | 0 | 0 | 0 | 0 | 0 | 0 | 0 | 0 | 0 | 0 | 0 | 0 | 0 | 0 | 0 | 0 | 0 | 0 | 0 | 0 | 0 | 0
| E8 | 0 | 0 | 0 | 0 | 0 | 0 | 0 | 0 | 0 | 0 | 0 | 0 | 0 | 0 | 0 | 0 | 0 | 0 | 0 | 0 | 0 | 0 | 0 | 0 | 0 | 0 | 0 | 0 | 0 | 0 | 0
| E9 | 0 | 0 | 0 | 0 | 0 | 0 | 0 | 0 | 0 | 0 | 0 | 0 | 0 | 0 | 0 | 0 | 0 | 0 | 0 | 0 | 0 | 0 | 0 | 0 | 0 | 0 | 0 | 0 | 0 | 0 | 0
| E10 | 0 | 0 | 0 | 0 | 0 | 0 | 0 | 0 | 0 | 0 | 0 | 0 | 0 | 0 | 0 | 0 | 0 | 0 | 0 | 0 | 0 | 0 | 0 | 0 | 0 | 0 | 0 | 0 | 0 | 0 | 0
| Vintage | 0 | 0 | 0 | 0 | 0 | 0 | 0 | 0 | 0 | 0 | 0 | 0 | 0 | 0 | 0 | 0 | 0 | 0 | 0 | 0 | 0 | 0 | 0 | 0 | 0 | 0 | 0 | 0 | 0 | 0 | 0
Stock for Switching
| Year | Year 0 | Year 1 | Year 2 | Year 3 | Year 4 | Year 5 | Year 6 | Year 7 | Year 8 | Year 9 | Year 10 | Year 11 | Year 12 | Year 13 | Year 14 | Year 15 | Year 16 | Year 17 | Year 18 | Year 19 | Year 20 | Year 21 | Year 22 | Year 23 | Year 24 | Year 25 | Year 26 | Year 27 | Year 28 | Year 29 | Year 30
| E1 | 0 | 0 | 0 | 0 | 0 | 0 | 0 | 0 | 0 | 0 | 0 | 0 | 0 | 0 | 0 | 0 | 0 | 0 | 0 | 0 | 0 | 0 | 0 | 0 | 0 | 0 | 0 | 0 | 0 | 0 | 0 | 0_E1_SysStock
| E2 | 0 | 0 | 0 | 0 | 0 | 0 | 0 | 0 | 0 | 0 | 0 | 0 | 0 | 0 | 0 | 0 | 0 | 0 | 0 | 0 | 0 | 0 | 0 | 0 | 0 | 0 | 0 | 0 | 0 | 0 | 0 | 0_E2_SysStock
| E3 | 0 | 0 | 0 | 0 | 0 | 0 | 0 | 0 | 0 | 0 | 0 | 0 | 0 | 0 | 0 | 0 | 0 | 0 | 0 | 0 | 0 | 0 | 0 | 0 | 0 | 0 | 0 | 0 | 0 | 0 | 0 | 0_E3_SysStock
| E4 | 0 | 0 | 0 | 0 | 0 | 0 | 0 | 0 | 0 | 0 | 0 | 0 | 0 | 0 | 0 | 0 | 0 | 0 | 0 | 0 | 0 | 0 | 0 | 0 | 0 | 0 | 0 | 0 | 0 | 0 | 0 | 0_E4_SysStock
| E5 | 0 | 0 | 0 | 0 | 0 | 0 | 0 | 0 | 0 | 0 | 0 | 0 | 0 | 0 | 0 | 0 | 0 | 0 | 0 | 0 | 0 | 0 | 0 | 0 | 0 | 0 | 0 | 0 | 0 | 0 | 0 | 0_E5_SysStock
| E6 | 0 | 0 | 0 | 0 | 0 | 0 | 0 | 0 | 0 | 0 | 0 | 0 | 0 | 0 | 0 | 0 | 0 | 0 | 0 | 0 | 0 | 0 | 0 | 0 | 0 | 0 | 0 | 0 | 0 | 0 | 0 | 0_E6_SysStock
| E7 | 0 | 0 | 0 | 0 | 0 | 0 | 0 | 0 | 0 | 0 | 0 | 0 | 0 | 0 | 0 | 0 | 0 | 0 | 0 | 0 | 0 | 0 | 0 | 0 | 0 | 0 | 0 | 0 | 0 | 0 | 0 | 0_E7_SysStock
| E8 | 0 | 0 | 0 | 0 | 0 | 0 | 0 | 0 | 0 | 0 | 0 | 0 | 0 | 0 | 0 | 0 | 0 | 0 | 0 | 0 | 0 | 0 | 0 | 0 | 0 | 0 | 0 | 0 | 0 | 0 | 0 | 0_E8_SysStock
| E9 | 0 | 0 | 0 | 0 | 0 | 0 | 0 | 0 | 0 | 0 | 0 | 0 | 0 | 0 | 0 | 0 | 0 | 0 | 0 | 0 | 0 | 0 | 0 | 0 | 0 | 0 | 0 | 0 | 0 | 0 | 0 | 0_E9_SysStock
| E10 | 0 | 0 | 0 | 0 | 0 | 0 | 0 | 0 | 0 | 0 | 0 | 0 | 0 | 0 | 0 | 0 | 0 | 0 | 0 | 0 | 0 | 0 | 0 | 0 | 0 | 0 | 0 | 0 | 0 | 0 | 0 | 0_E10_SysStock
| Vintage | 0 | 0 | 0 | 0 | 0 | 0 | 0 | 0 | 0 | 0 | 0 | 0 | 0 | 0 | 0 | 0 | 0 | 0 | 0 | 0 | 0 | 0 | 0 | 0 | 0 | 0 | 0 | 0 | 0 | 0 | 0 | 0_Vintage_SysStock
Tech Forecast Purchases
| Year | Year 0 | Year 1 | Year 2 | Year 3 | Year 4 | Year 5 | Year 6 | Year 7 | Year 8 | Year 9 | Year 10 | Year 11 | Year 12 | Year 13 | Year 14 | Year 15 | Year 16 | Year 17 | Year 18 | Year 19 | Year 20 | Year 21 | Year 22 | Year 23 | Year 24 | Year 25 | Year 26 | Year 27 | Year 28 | Year 29 | Year 30
| E1 | 0 | 0 | 0 | 0 | 0 | 0 | 0 | 0 | 0 | 0 | 0 | 0 | 0 | 0 | 0 | 0 | 0 | 0 | 0 | 0 | 0 | 0 | 0 | 0 | 0 | 0 | 0 | 0 | 0 | 0 | 0
| E2 | 0 | 0 | 0 | 0 | 0 | 0 | 0 | 0 | 0 | 0 | 0 | 0 | 0 | 0 | 0 | 0 | 0 | 0 | 0 | 0 | 0 | 0 | 0 | 0 | 0 | 0 | 0 | 0 | 0 | 0 | 0
| E3 | 0 | 0 | 0 | 0 | 0 | 0 | 0 | 0 | 0 | 0 | 0 | 0 | 0 | 0 | 0 | 0 | 0 | 0 | 0 | 0 | 0 | 0 | 0 | 0 | 0 | 0 | 0 | 0 | 0 | 0 | 0
| E4 | 0 | 0 | 0 | 0 | 0 | 0 | 0 | 0 | 0 | 0 | 0 | 0 | 0 | 0 | 0 | 0 | 0 | 0 | 0 | 0 | 0 | 0 | 0 | 0 | 0 | 0 | 0 | 0 | 0 | 0 | 0
| E5 | 0 | 0 | 0 | 0 | 0 | 0 | 0 | 0 | 0 | 0 | 0 | 0 | 0 | 0 | 0 | 0 | 0 | 0 | 0 | 0 | 0 | 0 | 0 | 0 | 0 | 0 | 0 | 0 | 0 | 0 | 0
| E6 | 0 | 0 | 0 | 0 | 0 | 0 | 0 | 0 | 0 | 0 | 0 | 0 | 0 | 0 | 0 | 0 | 0 | 0 | 0 | 0 | 0 | 0 | 0 | 0 | 0 | 0 | 0 | 0 | 0 | 0 | 0
| E7 | 0 | 0 | 0 | 0 | 0 | 0 | 0 | 0 | 0 | 0 | 0 | 0 | 0 | 0 | 0 | 0 | 0 | 0 | 0 | 0 | 0 | 0 | 0 | 0 | 0 | 0 | 0 | 0 | 0 | 0 | 0
| E8 | 0 | 0 | 0 | 0 | 0 | 0 | 0 | 0 | 0 | 0 | 0 | 0 | 0 | 0 | 0 | 0 | 0 | 0 | 0 | 0 | 0 | 0 | 0 | 0 | 0 | 0 | 0 | 0 | 0 | 0 | 0
| E9 | 0 | 0 | 0 | 0 | 0 | 0 | 0 | 0 | 0 | 0 | 0 | 0 | 0 | 0 | 0 | 0 | 0 | 0 | 0 | 0 | 0 | 0 | 0 | 0 | 0 | 0 | 0 | 0 | 0 | 0 | 0
| E10 | 0 | 0 | 0 | 0 | 0 | 0 | 0 | 0 | 0 | 0 | 0 | 0 | 0 | 0 | 0 | 0 | 0 | 0 | 0 | 0 | 0 | 0 | 0 | 0 | 0 | 0 | 0 | 0 | 0 | 0 | 0
Potential to Switch
| Year | Year 0 | Year 1 | Year 2 | Year 3 | Year 4 | Year 5 | Year 6 | Year 7 | Year 8 | Year 9 | Year 10 | Year 11 | Year 12 | Year 13 | Year 14 | Year 15 | Year 16 | Year 17 | Year 18 | Year 19 | Year 20 | Year 21 | Year 22 | Year 23 | Year 24 | Year 25 | Year 26 | Year 27 | Year 28 | Year 29 | Year 30
| E1 | 0 | 0 | 0 | 0 | 0 | 0 | 0 | 0 | 0 | 0 | 0 | 0 | 0 | 0 | 0 | 0 | 0 | 0 | 0 | 0 | 0 | 0 | 0 | 0 | 0 | 0 | 0 | 0 | 0 | 0 | 0 | 0_E1_Switched Out
| E2 | 0 | 0 | 0 | 0 | 0 | 0 | 0 | 0 | 0 | 0 | 0 | 0 | 0 | 0 | 0 | 0 | 0 | 0 | 0 | 0 | 0 | 0 | 0 | 0 | 0 | 0 | 0 | 0 | 0 | 0 | 0 | 0_E2_Switched Out
| E3 | 0 | 0 | 0 | 0 | 0 | 0 | 0 | 0 | 0 | 0 | 0 | 0 | 0 | 0 | 0 | 0 | 0 | 0 | 0 | 0 | 0 | 0 | 0 | 0 | 0 | 0 | 0 | 0 | 0 | 0 | 0 | 0_E3_Switched Out
| E4 | 0 | 0 | 0 | 0 | 0 | 0 | 0 | 0 | 0 | 0 | 0 | 0 | 0 | 0 | 0 | 0 | 0 | 0 | 0 | 0 | 0 | 0 | 0 | 0 | 0 | 0 | 0 | 0 | 0 | 0 | 0 | 0_E4_Switched Out
| E5 | 0 | 0 | 0 | 0 | 0 | 0 | 0 | 0 | 0 | 0 | 0 | 0 | 0 | 0 | 0 | 0 | 0 | 0 | 0 | 0 | 0 | 0 | 0 | 0 | 0 | 0 | 0 | 0 | 0 | 0 | 0 | 0_E5_Switched Out
| E6 | 0 | 0 | 0 | 0 | 0 | 0 | 0 | 0 | 0 | 0 | 0 | 0 | 0 | 0 | 0 | 0 | 0 | 0 | 0 | 0 | 0 | 0 | 0 | 0 | 0 | 0 | 0 | 0 | 0 | 0 | 0 | 0_E6_Switched Out
| E7 | 0 | 0 | 0 | 0 | 0 | 0 | 0 | 0 | 0 | 0 | 0 | 0 | 0 | 0 | 0 | 0 | 0 | 0 | 0 | 0 | 0 | 0 | 0 | 0 | 0 | 0 | 0 | 0 | 0 | 0 | 0 | 0_E7_Switched Out
| E8 | 0 | 0 | 0 | 0 | 0 | 0 | 0 | 0 | 0 | 0 | 0 | 0 | 0 | 0 | 0 | 0 | 0 | 0 | 0 | 0 | 0 | 0 | 0 | 0 | 0 | 0 | 0 | 0 | 0 | 0 | 0 | 0_E8_Switched Out
| E9 | 0 | 0 | 0 | 0 | 0 | 0 | 0 | 0 | 0 | 0 | 0 | 0 | 0 | 0 | 0 | 0 | 0 | 0 | 0 | 0 | 0 | 0 | 0 | 0 | 0 | 0 | 0 | 0 | 0 | 0 | 0 | 0_E9_Switched Out
| E10 | 0 | 0 | 0 | 0 | 0 | 0 | 0 | 0 | 0 | 0 | 0 | 0 | 0 | 0 | 0 | 0 | 0 | 0 | 0 | 0 | 0 | 0 | 0 | 0 | 0 | 0 | 0 | 0 | 0 | 0 | 0 | 0_E10_Switched Out
Units Out
| E1 | 0 | 0 | 0 | 0 | 0 | 0 | 0 | 0 | 0 | 0 | 0 | 0 | 0 | 0 | 0 | 0 | 0 | 0 | 0 | 0 | 0 | 0 | 0 | 0 | 0 | 0 | 0 | 0 | 0 | 0 | 0
| E2 | 0 | 0 | 0 | 0 | 0 | 0 | 0 | 0 | 0 | 0 | 0 | 0 | 0 | 0 | 0 | 0 | 0 | 0 | 0 | 0 | 0 | 0 | 0 | 0 | 0 | 0 | 0 | 0 | 0 | 0 | 0
| E3 | 0 | 0 | 0 | 0 | 0 | 0 | 0 | 0 | 0 | 0 | 0 | 0 | 0 | 0 | 0 | 0 | 0 | 0 | 0 | 0 | 0 | 0 | 0 | 0 | 0 | 0 | 0 | 0 | 0 | 0 | 0
| E4 | 0 | 0 | 0 | 0 | 0 | 0 | 0 | 0 | 0 | 0 | 0 | 0 | 0 | 0 | 0 | 0 | 0 | 0 | 0 | 0 | 0 | 0 | 0 | 0 | 0 | 0 | 0 | 0 | 0 | 0 | 0
| E5 | 0 | 0 | 0 | 0 | 0 | 0 | 0 | 0 | 0 | 0 | 0 | 0 | 0 | 0 | 0 | 0 | 0 | 0 | 0 | 0 | 0 | 0 | 0 | 0 | 0 | 0 | 0 | 0 | 0 | 0 | 0
| E6 | 0 | 0 | 0 | 0 | 0 | 0 | 0 | 0 | 0 | 0 | 0 | 0 | 0 | 0 | 0 | 0 | 0 | 0 | 0 | 0 | 0 | 0 | 0 | 0 | 0 | 0 | 0 | 0 | 0 | 0 | 0
| E7 | 0 | 0 | 0 | 0 | 0 | 0 | 0 | 0 | 0 | 0 | 0 | 0 | 0 | 0 | 0 | 0 | 0 | 0 | 0 | 0 | 0 | 0 | 0 | 0 | 0 | 0 | 0 | 0 | 0 | 0 | 0
| E8 | 0 | 0 | 0 | 0 | 0 | 0 | 0 | 0 | 0 | 0 | 0 | 0 | 0 | 0 | 0 | 0 | 0 | 0 | 0 | 0 | 0 | 0 | 0 | 0 | 0 | 0 | 0 | 0 | 0 | 0 | 0
| E9 | 0 | 0 | 0 | 0 | 0 | 0 | 0 | 0 | 0 | 0 | 0 | 0 | 0 | 0 | 0 | 0 | 0 | 0 | 0 | 0 | 0 | 0 | 0 | 0 | 0 | 0 | 0 | 0 | 0 | 0 | 0
| E10 | 0 | 0 | 0 | 0 | 0 | 0 | 0 | 0 | 0 | 0 | 0 | 0 | 0 | 0 | 0 | 0 | 0 | 0 | 0 | 0 | 0 | 0 | 0 | 0 | 0 | 0 | 0 | 0 | 0 | 0 | 0
| Vintage | 0 | 0 | 0 | 0 | 0 | 0 | 0 | 0 | 0 | 0 | 0 | 0 | 0 | 0 | 0 | 0 | 0 | 0 | 0 | 0 | 0 | 0 | 0 | 0 | 0 | 0 | 0 | 0 | 0 | 0 | 0
Tech Purchase Shares
| Year | Year 0 | Year 1 | Year 2 | Year 3 | Year 4 | Year 5 | Year 6 | Year 7 | Year 8 | Year 9 | Year 10 | Year 11 | Year 12 | Year 13 | Year 14 | Year 15 | Year 16 | Year 17 | Year 18 | Year 19 | Year 20 | Year 21 | Year 22 | Year 23 | Year 24 | Year 25 | Year 26 | Year 27 | Year 28 | Year 29 | Year 30
E1 | bar: Year 0 to Year 30
E2 | bar: Year 0 to Year 30
E3 | bar: Year 0 to Year 30
E4 | bar: Year 0 to Year 30
E5 | bar: Year 0 to Year 30
E6 | bar: Year 0 to Year 30
E7 | bar: Year 0 to Year 30
E8 | bar: Year 0 to Year 30
E9 | bar: Year 0 to Year 30
E10 | bar: Year 0 to Year 30
Units In from Switching
| E1 | 0 | 0 | 0 | 0 | 0 | 0 | 0 | 0 | 0 | 0 | 0 | 0 | 0 | 0 | 0 | 0 | 0 | 0 | 0 | 0 | 0 | 0 | 0 | 0 | 0 | 0 | 0 | 0 | 0 | 0 | 0
| E2 | 0 | 0 | 0 | 0 | 0 | 0 | 0 | 0 | 0 | 0 | 0 | 0 | 0 | 0 | 0 | 0 | 0 | 0 | 0 | 0 | 0 | 0 | 0 | 0 | 0 | 0 | 0 | 0 | 0 | 0 | 0
| E3 | 0 | 0 | 0 | 0 | 0 | 0 | 0 | 0 | 0 | 0 | 0 | 0 | 0 | 0 | 0 | 0 | 0 | 0 | 0 | 0 | 0 | 0 | 0 | 0 | 0 | 0 | 0 | 0 | 0 | 0 | 0
| E4 | 0 | 0 | 0 | 0 | 0 | 0 | 0 | 0 | 0 | 0 | 0 | 0 | 0 | 0 | 0 | 0 | 0 | 0 | 0 | 0 | 0 | 0 | 0 | 0 | 0 | 0 | 0 | 0 | 0 | 0 | 0
| E5 | 0 | 0 | 0 | 0 | 0 | 0 | 0 | 0 | 0 | 0 | 0 | 0 | 0 | 0 | 0 | 0 | 0 | 0 | 0 | 0 | 0 | 0 | 0 | 0 | 0 | 0 | 0 | 0 | 0 | 0 | 0
| E6 | 0 | 0 | 0 | 0 | 0 | 0 | 0 | 0 | 0 | 0 | 0 | 0 | 0 | 0 | 0 | 0 | 0 | 0 | 0 | 0 | 0 | 0 | 0 | 0 | 0 | 0 | 0 | 0 | 0 | 0 | 0
| E7 | 0 | 0 | 0 | 0 | 0 | 0 | 0 | 0 | 0 | 0 | 0 | 0 | 0 | 0 | 0 | 0 | 0 | 0 | 0 | 0 | 0 | 0 | 0 | 0 | 0 | 0 | 0 | 0 | 0 | 0 | 0
| E8 | 0 | 0 | 0 | 0 | 0 | 0 | 0 | 0 | 0 | 0 | 0 | 0 | 0 | 0 | 0 | 0 | 0 | 0 | 0 | 0 | 0 | 0 | 0 | 0 | 0 | 0 | 0 | 0 | 0 | 0 | 0
| E9 | 0 | 0 | 0 | 0 | 0 | 0 | 0 | 0 | 0 | 0 | 0 | 0 | 0 | 0 | 0 | 0 | 0 | 0 | 0 | 0 | 0 | 0 | 0 | 0 | 0 | 0 | 0 | 0 | 0 | 0 | 0
| E10 | 0 | 0 | 0 | 0 | 0 | 0 | 0 | 0 | 0 | 0 | 0 | 0 | 0 | 0 | 0 | 0 | 0 | 0 | 0 | 0 | 0 | 0 | 0 | 0 | 0 | 0 | 0 | 0 | 0 | 0 | 0
| Vintage | 0 | 0 | 0 | 0 | 0 | 0 | 0 | 0 | 0 | 0 | 0 | 0 | 0 | 0 | 0 | 0 | 0 | 0 | 0 | 0 | 0 | 0 | 0 | 0 | 0 | 0 | 0 | 0 | 0 | 0 | 0
Net Change
| Year | Year 0 | Year 1 | Year 2 | Year 3 | Year 4 | Year 5 | Year 6 | Year 7 | Year 8 | Year 9 | Year 10 | Year 11 | Year 12 | Year 13 | Year 14 | Year 15 | Year 16 | Year 17 | Year 18 | Year 19 | Year 20 | Year 21 | Year 22 | Year 23 | Year 24 | Year 25 | Year 26 | Year 27 | Year 28 | Year 29 | Year 30 | Key
| Units | 0 | 0 | 0 | 0 | 0 | 0 | 0 | 0 | 0 | 0 | 0 | 0 | 0 | 0 | 0 | 0 | 0 | 0 | 0 | 0 | 0 | 0 | 0 | 0 | 0 | 0 | 0 | 0 | 0 | 0 | 0 | 0_Units |  |  |  |  | 301957.8232
| Usage | 0 | 0 | 0 | 0 | 0 | 0 | 0 | 0 | 0 | 0 | 0 | 0 | 0 | 0 | 0 | 0 | 0 | 0 | 0 | 0 | 0 | 0 | 0 | 0 | 0 | 0 | 0 | 0 | 0 | 0 | 0 | 0_Usage |  |  |  |  | 1698.6543
| Peak Demand (S) | 0 | 0 | 0 | 0 | 0 | 0 | 0 | 0 | 0 | 0 | 0 | 0 | 0 | 0 | 0 | 0 | 0 | 0 | 0 | 0 | 0 | 0 | 0 | 0 | 0 | 0 | 0 | 0 | 0 | 0 | 0 | 0_Peak Demand (S) |  |  |  |  | 0
| Peak Demand (W) | 0 | 0 | 0 | 0 | 0 | 0 | 0 | 0 | 0 | 0 | 0 | 0 | 0 | 0 | 0 | 0 | 0 | 0 | 0 | 0 | 0 | 0 | 0 | 0 | 0 | 0 | 0 | 0 | 0 | 0 | 0 | 0_Peak Demand (W) |  |  |  |  | 884.6119
| Turnover | 0 | 0 | 0 | 0 | 0 | 0 | 0 | 0 | 0 | 0 | 0 | 0 | 0 | 0 | 0 | 0 | 0 | 0 | 0 | 0 | 0 | 0 | 0 | 0 | 0 | 0 | 0 | 0 | 0 | 0 | 0 | 0_Turnover |  |  |  |  | 6885.4476
| Avg. Replacement Usage | 0 | 0 | 0 | 0 | 0 | 0 | 0 | 0 | 0 | 0 | 0 | 0 | 0 | 0 | 0 | 0 | 0 | 0 | 0 | 0 | 0 | 0 | 0 | 0 | 0 | 0 | 0 | 0 | 0 | 0 | 0 | 0_Avg. Replacement Usage |  |  |  |  | 5638.8522
| Avg. Replacement Demand (S) | 0 | 0 | 0 | 0 | 0 | 0 | 0 | 0 | 0 | 0 | 0 | 0 | 0 | 0 | 0 | 0 | 0 | 0 | 0 | 0 | 0 | 0 | 0 | 0 | 0 | 0 | 0 | 0 | 0 | 0 | 0 | 0_Avg. Replacement Demand (S) |  |  |  |  | 0
| Avg. Replacement Demand (W) | 0 | 0 | 0 | 0 | 0 | 0 | 0 | 0 | 0 | 0 | 0 | 0 | 0 | 0 | 0 | 0 | 0 | 0 | 0 | 0 | 0 | 0 | 0 | 0 | 0 | 0 | 0 | 0 | 0 | 0 | 0 | 0_Avg. Replacement Demand (W) |  |  |  |  | 2.9366
Purchases
| Year | Year 0 | Year 1 | Year 2 | Year 3 | Year 4 | Year 5 | Year 6 | Year 7 | Year 8 | Year 9 | Year 10 | Year 11 | Year 12 | Year 13 | Year 14 | Year 15 | Year 16 | Year 17 | Year 18 | Year 19 | Year 20 | Year 21 | Year 22 | Year 23 | Year 24 | Year 25 | Year 26 | Year 27 | Year 28 | Year 29 | Year 30
| E1 | 0 | 0 | 0 | 0 | 0 | 0 | 0 | 0 | 0 | 0 | 0 | 0 | 0 | 0 | 0 | 0 | 0 | 0 | 0 | 0 | 0 | 0 | 0 | 0 | 0 | 0 | 0 | 0 | 0 | 0 | 0 | 0_E1_Purchases |  |  |  |  | 6885.4476
| E2 | 0 | 0 | 0 | 0 | 0 | 0 | 0 | 0 | 0 | 0 | 0 | 0 | 0 | 0 | 0 | 0 | 0 | 0 | 0 | 0 | 0 | 0 | 0 | 0 | 0 | 0 | 0 | 0 | 0 | 0 | 0 | 0_E2_Purchases |  |  |  |  | 0
| E3 | 0 | 0 | 0 | 0 | 0 | 0 | 0 | 0 | 0 | 0 | 0 | 0 | 0 | 0 | 0 | 0 | 0 | 0 | 0 | 0 | 0 | 0 | 0 | 0 | 0 | 0 | 0 | 0 | 0 | 0 | 0 | 0_E3_Purchases |  |  |  |  | 0
| E4 | 0 | 0 | 0 | 0 | 0 | 0 | 0 | 0 | 0 | 0 | 0 | 0 | 0 | 0 | 0 | 0 | 0 | 0 | 0 | 0 | 0 | 0 | 0 | 0 | 0 | 0 | 0 | 0 | 0 | 0 | 0 | 0_E4_Purchases |  |  |  |  | 0
| E5 | 0 | 0 | 0 | 0 | 0 | 0 | 0 | 0 | 0 | 0 | 0 | 0 | 0 | 0 | 0 | 0 | 0 | 0 | 0 | 0 | 0 | 0 | 0 | 0 | 0 | 0 | 0 | 0 | 0 | 0 | 0 | 0_E5_Purchases |  |  |  |  | 0
| E6 | 0 | 0 | 0 | 0 | 0 | 0 | 0 | 0 | 0 | 0 | 0 | 0 | 0 | 0 | 0 | 0 | 0 | 0 | 0 | 0 | 0 | 0 | 0 | 0 | 0 | 0 | 0 | 0 | 0 | 0 | 0 | 0_E6_Purchases |  |  |  |  | 0
| E7 | 0 | 0 | 0 | 0 | 0 | 0 | 0 | 0 | 0 | 0 | 0 | 0 | 0 | 0 | 0 | 0 | 0 | 0 | 0 | 0 | 0 | 0 | 0 | 0 | 0 | 0 | 0 | 0 | 0 | 0 | 0 | 0_E7_Purchases |  |  |  |  | 0
| E8 | 0 | 0 | 0 | 0 | 0 | 0 | 0 | 0 | 0 | 0 | 0 | 0 | 0 | 0 | 0 | 0 | 0 | 0 | 0 | 0 | 0 | 0 | 0 | 0 | 0 | 0 | 0 | 0 | 0 | 0 | 0 | 0_E8_Purchases |  |  |  |  | 0
| E9 | 0 | 0 | 0 | 0 | 0 | 0 | 0 | 0 | 0 | 0 | 0 | 0 | 0 | 0 | 0 | 0 | 0 | 0 | 0 | 0 | 0 | 0 | 0 | 0 | 0 | 0 | 0 | 0 | 0 | 0 | 0 | 0_E9_Purchases |  |  |  |  | 0
| E10 | 0 | 0 | 0 | 0 | 0 | 0 | 0 | 0 | 0 | 0 | 0 | 0 | 0 | 0 | 0 | 0 | 0 | 0 | 0 | 0 | 0 | 0 | 0 | 0 | 0 | 0 | 0 | 0 | 0 | 0 | 0 | 0_E10_Purchases |  |  |  |  | 0
Stock
| Year | Year 0 | Year 1 | Year 2 | Year 3 | Year 4 | Year 5 | Year 6 | Year 7 | Year 8 | Year 9 | Year 10 | Year 11 | Year 12 | Year 13 | Year 14 | Year 15 | Year 16 | Year 17 | Year 18 | Year 19 | Year 20 | Year 21 | Year 22 | Year 23 | Year 24 | Year 25 | Year 26 | Year 27 | Year 28 | Year 29 | Year 30
| E1 | 0 | 0 | 0 | 0 | 0 | 0 | 0 | 0 | 0 | 0 | 0 | 0 | 0 | 0 | 0 | 0 | 0 | 0 | 0 | 0 | 0 | 0 | 0 | 0 | 0 | 0 | 0 | 0 | 0 | 0 | 0 | 0_E1_Stock |  |  |  |  | 13576.6093
| E2 | 0 | 0 | 0 | 0 | 0 | 0 | 0 | 0 | 0 | 0 | 0 | 0 | 0 | 0 | 0 | 0 | 0 | 0 | 0 | 0 | 0 | 0 | 0 | 0 | 0 | 0 | 0 | 0 | 0 | 0 | 0 | 0_E2_Stock |  |  |  |  | 0
| E3 | 0 | 0 | 0 | 0 | 0 | 0 | 0 | 0 | 0 | 0 | 0 | 0 | 0 | 0 | 0 | 0 | 0 | 0 | 0 | 0 | 0 | 0 | 0 | 0 | 0 | 0 | 0 | 0 | 0 | 0 | 0 | 0_E3_Stock |  |  |  |  | 0
| E4 | 0 | 0 | 0 | 0 | 0 | 0 | 0 | 0 | 0 | 0 | 0 | 0 | 0 | 0 | 0 | 0 | 0 | 0 | 0 | 0 | 0 | 0 | 0 | 0 | 0 | 0 | 0 | 0 | 0 | 0 | 0 | 0_E4_Stock |  |  |  |  | 0
| E5 | 0 | 0 | 0 | 0 | 0 | 0 | 0 | 0 | 0 | 0 | 0 | 0 | 0 | 0 | 0 | 0 | 0 | 0 | 0 | 0 | 0 | 0 | 0 | 0 | 0 | 0 | 0 | 0 | 0 | 0 | 0 | 0_E5_Stock |  |  |  |  | 0
| E6 | 0 | 0 | 0 | 0 | 0 | 0 | 0 | 0 | 0 | 0 | 0 | 0 | 0 | 0 | 0 | 0 | 0 | 0 | 0 | 0 | 0 | 0 | 0 | 0 | 0 | 0 | 0 | 0 | 0 | 0 | 0 | 0_E6_Stock |  |  |  |  | 0
| E7 | 0 | 0 | 0 | 0 | 0 | 0 | 0 | 0 | 0 | 0 | 0 | 0 | 0 | 0 | 0 | 0 | 0 | 0 | 0 | 0 | 0 | 0 | 0 | 0 | 0 | 0 | 0 | 0 | 0 | 0 | 0 | 0_E7_Stock |  |  |  |  | 0
| E8 | 0 | 0 | 0 | 0 | 0 | 0 | 0 | 0 | 0 | 0 | 0 | 0 | 0 | 0 | 0 | 0 | 0 | 0 | 0 | 0 | 0 | 0 | 0 | 0 | 0 | 0 | 0 | 0 | 0 | 0 | 0 | 0_E8_Stock |  |  |  |  | 0
| E9 | 0 | 0 | 0 | 0 | 0 | 0 | 0 | 0 | 0 | 0 | 0 | 0 | 0 | 0 | 0 | 0 | 0 | 0 | 0 | 0 | 0 | 0 | 0 | 0 | 0 | 0 | 0 | 0 | 0 | 0 | 0 | 0_E9_Stock |  |  |  |  | 0
| E10 | 0 | 0 | 0 | 0 | 0 | 0 | 0 | 0 | 0 | 0 | 0 | 0 | 0 | 0 | 0 | 0 | 0 | 0 | 0 | 0 | 0 | 0 | 0 | 0 | 0 | 0 | 0 | 0 | 0 | 0 | 0 | 0_E10_Stock |  |  |  |  | 0
| Vintage | 0 | 0 | 0 | 0 | 0 | 0 | 0 | 0 | 0 | 0 | 0 | 0 | 0 | 0 | 0 | 0 | 0 | 0 | 0 | 0 | 0 | 0 | 0 | 0 | 0 | 0 | 0 | 0 | 0 | 0 | 0 | 0_Vintage_Stock |  |  |  |  | 288381.2139
S2C2 |  | Year 0: System 2 Technology 2
Technology Variables
| Tech Key | Year 0: 0
| Peak Factor (S) | Year 0: 0
| Peak Factor (W) | Year 0: 0
| Min Vintage Lifetime | Year 0: 0
| Max Vintage Lifetime | Year 0: 0
| Turnover Style | Year 0: 0
Technology Variables
| Equipment | Year 0: Label; Year 1: Min Lifetime; Year 2: Max Lifetime; Year 3: Degradation; Year 4: Usage; Year 5: Available
| E1 | Year 1: 0; Year 2: 0; Year 3: 0%; Year 4: 0; Year 5: FALSE
| E2 | Year 1: 0; Year 2: 0; Year 3: 0%; Year 4: 0; Year 5: FALSE
| E3 | Year 1: 0; Year 2: 0; Year 3: 0%; Year 4: 0; Year 5: FALSE
| E4 | Year 1: 0; Year 2: 0; Year 3: 0%; Year 4: 0; Year 5: FALSE
| E5 | Year 1: 0; Year 2: 0; Year 3: 0%; Year 4: 0; Year 5: FALSE
| E6 | Year 1: 0; Year 2: 0; Year 3: 0%; Year 4: 0; Year 5: FALSE
| E7 | Year 1: 0; Year 2: 0; Year 3: 0%; Year 4: 0; Year 5: FALSE
| E8 | Year 1: 0; Year 2: 0; Year 3: 0%; Year 4: 0; Year 5: FALSE
| E9 | Year 1: 0; Year 2: 0; Year 3: 0%; Year 4: 0; Year 5: FALSE
| E10 | Year 1: 0; Year 2: 0; Year 3: 0%; Year 4: 0; Year 5: FALSE
Original Forecast Results
| Year | Year 0 | Year 1 | Year 2 | Year 3 | Year 4 | Year 5 | Year 6 | Year 7 | Year 8 | Year 9 | Year 10 | Year 11 | Year 12 | Year 13 | Year 14 | Year 15 | Year 16 | Year 17 | Year 18 | Year 19 | Year 20 | Year 21 | Year 22 | Year 23 | Year 24 | Year 25 | Year 26 | Year 27 | Year 28 | Year 29 | Year 30 | Key
| Units | 0 | 0 | 0 | 0 | 0 | 0 | 0 | 0 | 0 | 0 | 0 | 0 | 0 | 0 | 0 | 0 | 0 | 0 | 0 | 0 | 0 | 0 | 0 | 0 | 0 | 0 | 0 | 0 | 0 | 0 | 0 | #REF! |  |  |  |  | 301957.8232
| Usage | 0 | 0 | 0 | 0 | 0 | 0 | 0 | 0 | 0 | 0 | 0 | 0 | 0 | 0 | 0 | 0 | 0 | 0 | 0 | 0 | 0 | 0 | 0 | 0 | 0 | 0 | 0 | 0 | 0 | 0 | 0 | #REF! |  |  |  |  | 1698.6543
| Peak Demand (S) | 0 | 0 | 0 | 0 | 0 | 0 | 0 | 0 | 0 | 0 | 0 | 0 | 0 | 0 | 0 | 0 | 0 | 0 | 0 | 0 | 0 | 0 | 0 | 0 | 0 | 0 | 0 | 0 | 0 | 0 | 0 | #REF! |  |  |  |  | 0
| Peak Demand (W) | 0 | 0 | 0 | 0 | 0 | 0 | 0 | 0 | 0 | 0 | 0 | 0 | 0 | 0 | 0 | 0 | 0 | 0 | 0 | 0 | 0 | 0 | 0 | 0 | 0 | 0 | 0 | 0 | 0 | 0 | 0 | #REF! |  |  |  |  | 884.6119
| Turnover | 0 | 0 | 0 | 0 | 0 | 0 | 0 | 0 | 0 | 0 | 0 | 0 | 0 | 0 | 0 | 0 | 0 | 0 | 0 | 0 | 0 | 0 | 0 | 0 | 0 | 0 | 0 | 0 | 0 | 0 | 0 | #REF! |  |  |  |  | 6885.4476
| Avg. Replacement Usage | 0 | 0 | 0 | 0 | 0 | 0 | 0 | 0 | 0 | 0 | 0 | 0 | 0 | 0 | 0 | 0 | 0 | 0 | 0 | 0 | 0 | 0 | 0 | 0 | 0 | 0 | 0 | 0 | 0 | 0 | 0 | #REF! |  |  |  |  | 5638.8522
| Avg. Replacement Demand (S) | 0 | 0 | 0 | 0 | 0 | 0 | 0 | 0 | 0 | 0 | 0 | 0 | 0 | 0 | 0 | 0 | 0 | 0 | 0 | 0 | 0 | 0 | 0 | 0 | 0 | 0 | 0 | 0 | 0 | 0 | 0 | #REF! |  |  |  |  | 0
| Avg. Replacement Demand (W) | 0 | 0 | 0 | 0 | 0 | 0 | 0 | 0 | 0 | 0 | 0 | 0 | 0 | 0 | 0 | 0 | 0 | 0 | 0 | 0 | 0 | 0 | 0 | 0 | 0 | 0 | 0 | 0 | 0 | 0 | 0 | #REF! |  |  |  |  | 2.9366
Tech Forecast Stock
| Year | Year 0 | Year 1 | Year 2 | Year 3 | Year 4 | Year 5 | Year 6 | Year 7 | Year 8 | Year 9 | Year 10 | Year 11 | Year 12 | Year 13 | Year 14 | Year 15 | Year 16 | Year 17 | Year 18 | Year 19 | Year 20 | Year 21 | Year 22 | Year 23 | Year 24 | Year 25 | Year 26 | Year 27 | Year 28 | Year 29 | Year 30
| E1 | 0 | 0 | 0 | 0 | 0 | 0 | 0 | 0 | 0 | 0 | 0 | 0 | 0 | 0 | 0 | 0 | 0 | 0 | 0 | 0 | 0 | 0 | 0 | 0 | 0 | 0 | 0 | 0 | 0 | 0 | 0
| E2 | 0 | 0 | 0 | 0 | 0 | 0 | 0 | 0 | 0 | 0 | 0 | 0 | 0 | 0 | 0 | 0 | 0 | 0 | 0 | 0 | 0 | 0 | 0 | 0 | 0 | 0 | 0 | 0 | 0 | 0 | 0
| E3 | 0 | 0 | 0 | 0 | 0 | 0 | 0 | 0 | 0 | 0 | 0 | 0 | 0 | 0 | 0 | 0 | 0 | 0 | 0 | 0 | 0 | 0 | 0 | 0 | 0 | 0 | 0 | 0 | 0 | 0 | 0
| E4 | 0 | 0 | 0 | 0 | 0 | 0 | 0 | 0 | 0 | 0 | 0 | 0 | 0 | 0 | 0 | 0 | 0 | 0 | 0 | 0 | 0 | 0 | 0 | 0 | 0 | 0 | 0 | 0 | 0 | 0 | 0
| E5 | 0 | 0 | 0 | 0 | 0 | 0 | 0 | 0 | 0 | 0 | 0 | 0 | 0 | 0 | 0 | 0 | 0 | 0 | 0 | 0 | 0 | 0 | 0 | 0 | 0 | 0 | 0 | 0 | 0 | 0 | 0
| E6 | 0 | 0 | 0 | 0 | 0 | 0 | 0 | 0 | 0 | 0 | 0 | 0 | 0 | 0 | 0 | 0 | 0 | 0 | 0 | 0 | 0 | 0 | 0 | 0 | 0 | 0 | 0 | 0 | 0 | 0 | 0
| E7 | 0 | 0 | 0 | 0 | 0 | 0 | 0 | 0 | 0 | 0 | 0 | 0 | 0 | 0 | 0 | 0 | 0 | 0 | 0 | 0 | 0 | 0 | 0 | 0 | 0 | 0 | 0 | 0 | 0 | 0 | 0
| E8 | 0 | 0 | 0 | 0 | 0 | 0 | 0 | 0 | 0 | 0 | 0 | 0 | 0 | 0 | 0 | 0 | 0 | 0 | 0 | 0 | 0 | 0 | 0 | 0 | 0 | 0 | 0 | 0 | 0 | 0 | 0
| E9 | 0 | 0 | 0 | 0 | 0 | 0 | 0 | 0 | 0 | 0 | 0 | 0 | 0 | 0 | 0 | 0 | 0 | 0 | 0 | 0 | 0 | 0 | 0 | 0 | 0 | 0 | 0 | 0 | 0 | 0 | 0
| E10 | 0 | 0 | 0 | 0 | 0 | 0 | 0 | 0 | 0 | 0 | 0 | 0 | 0 | 0 | 0 | 0 | 0 | 0 | 0 | 0 | 0 | 0 | 0 | 0 | 0 | 0 | 0 | 0 | 0 | 0 | 0
| Vintage | 0 | 0 | 0 | 0 | 0 | 0 | 0 | 0 | 0 | 0 | 0 | 0 | 0 | 0 | 0 | 0 | 0 | 0 | 0 | 0 | 0 | 0 | 0 | 0 | 0 | 0 | 0 | 0 | 0 | 0 | 0
Stock for Switching
| Year | Year 0 | Year 1 | Year 2 | Year 3 | Year 4 | Year 5 | Year 6 | Year 7 | Year 8 | Year 9 | Year 10 | Year 11 | Year 12 | Year 13 | Year 14 | Year 15 | Year 16 | Year 17 | Year 18 | Year 19 | Year 20 | Year 21 | Year 22 | Year 23 | Year 24 | Year 25 | Year 26 | Year 27 | Year 28 | Year 29 | Year 30
| E1 | 0 | 0 | 0 | 0 | 0 | 0 | 0 | 0 | 0 | 0 | 0 | 0 | 0 | 0 | 0 | 0 | 0 | 0 | 0 | 0 | 0 | 0 | 0 | 0 | 0 | 0 | 0 | 0 | 0 | 0 | 0 | 0_E1_SysStock
| E2 | 0 | 0 | 0 | 0 | 0 | 0 | 0 | 0 | 0 | 0 | 0 | 0 | 0 | 0 | 0 | 0 | 0 | 0 | 0 | 0 | 0 | 0 | 0 | 0 | 0 | 0 | 0 | 0 | 0 | 0 | 0 | 0_E2_SysStock
| E3 | 0 | 0 | 0 | 0 | 0 | 0 | 0 | 0 | 0 | 0 | 0 | 0 | 0 | 0 | 0 | 0 | 0 | 0 | 0 | 0 | 0 | 0 | 0 | 0 | 0 | 0 | 0 | 0 | 0 | 0 | 0 | 0_E3_SysStock
| E4 | 0 | 0 | 0 | 0 | 0 | 0 | 0 | 0 | 0 | 0 | 0 | 0 | 0 | 0 | 0 | 0 | 0 | 0 | 0 | 0 | 0 | 0 | 0 | 0 | 0 | 0 | 0 | 0 | 0 | 0 | 0 | 0_E4_SysStock
| E5 | 0 | 0 | 0 | 0 | 0 | 0 | 0 | 0 | 0 | 0 | 0 | 0 | 0 | 0 | 0 | 0 | 0 | 0 | 0 | 0 | 0 | 0 | 0 | 0 | 0 | 0 | 0 | 0 | 0 | 0 | 0 | 0_E5_SysStock
| E6 | 0 | 0 | 0 | 0 | 0 | 0 | 0 | 0 | 0 | 0 | 0 | 0 | 0 | 0 | 0 | 0 | 0 | 0 | 0 | 0 | 0 | 0 | 0 | 0 | 0 | 0 | 0 | 0 | 0 | 0 | 0 | 0_E6_SysStock
| E7 | 0 | 0 | 0 | 0 | 0 | 0 | 0 | 0 | 0 | 0 | 0 | 0 | 0 | 0 | 0 | 0 | 0 | 0 | 0 | 0 | 0 | 0 | 0 | 0 | 0 | 0 | 0 | 0 | 0 | 0 | 0 | 0_E7_SysStock
| E8 | 0 | 0 | 0 | 0 | 0 | 0 | 0 | 0 | 0 | 0 | 0 | 0 | 0 | 0 | 0 | 0 | 0 | 0 | 0 | 0 | 0 | 0 | 0 | 0 | 0 | 0 | 0 | 0 | 0 | 0 | 0 | 0_E8_SysStock
| E9 | 0 | 0 | 0 | 0 | 0 | 0 | 0 | 0 | 0 | 0 | 0 | 0 | 0 | 0 | 0 | 0 | 0 | 0 | 0 | 0 | 0 | 0 | 0 | 0 | 0 | 0 | 0 | 0 | 0 | 0 | 0 | 0_E9_SysStock
| E10 | 0 | 0 | 0 | 0 | 0 | 0 | 0 | 0 | 0 | 0 | 0 | 0 | 0 | 0 | 0 | 0 | 0 | 0 | 0 | 0 | 0 | 0 | 0 | 0 | 0 | 0 | 0 | 0 | 0 | 0 | 0 | 0_E10_SysStock
| Vintage | 0 | 0 | 0 | 0 | 0 | 0 | 0 | 0 | 0 | 0 | 0 | 0 | 0 | 0 | 0 | 0 | 0 | 0 | 0 | 0 | 0 | 0 | 0 | 0 | 0 | 0 | 0 | 0 | 0 | 0 | 0 | 0_Vintage_SysStock
Tech Forecast Purchases
| Year | Year 0 | Year 1 | Year 2 | Year 3 | Year 4 | Year 5 | Year 6 | Year 7 | Year 8 | Year 9 | Year 10 | Year 11 | Year 12 | Year 13 | Year 14 | Year 15 | Year 16 | Year 17 | Year 18 | Year 19 | Year 20 | Year 21 | Year 22 | Year 23 | Year 24 | Year 25 | Year 26 | Year 27 | Year 28 | Year 29 | Year 30
| E1 | 0 | 0 | 0 | 0 | 0 | 0 | 0 | 0 | 0 | 0 | 0 | 0 | 0 | 0 | 0 | 0 | 0 | 0 | 0 | 0 | 0 | 0 | 0 | 0 | 0 | 0 | 0 | 0 | 0 | 0 | 0
| E2 | 0 | 0 | 0 | 0 | 0 | 0 | 0 | 0 | 0 | 0 | 0 | 0 | 0 | 0 | 0 | 0 | 0 | 0 | 0 | 0 | 0 | 0 | 0 | 0 | 0 | 0 | 0 | 0 | 0 | 0 | 0
| E3 | 0 | 0 | 0 | 0 | 0 | 0 | 0 | 0 | 0 | 0 | 0 | 0 | 0 | 0 | 0 | 0 | 0 | 0 | 0 | 0 | 0 | 0 | 0 | 0 | 0 | 0 | 0 | 0 | 0 | 0 | 0
| E4 | 0 | 0 | 0 | 0 | 0 | 0 | 0 | 0 | 0 | 0 | 0 | 0 | 0 | 0 | 0 | 0 | 0 | 0 | 0 | 0 | 0 | 0 | 0 | 0 | 0 | 0 | 0 | 0 | 0 | 0 | 0
| E5 | 0 | 0 | 0 | 0 | 0 | 0 | 0 | 0 | 0 | 0 | 0 | 0 | 0 | 0 | 0 | 0 | 0 | 0 | 0 | 0 | 0 | 0 | 0 | 0 | 0 | 0 | 0 | 0 | 0 | 0 | 0
| E6 | 0 | 0 | 0 | 0 | 0 | 0 | 0 | 0 | 0 | 0 | 0 | 0 | 0 | 0 | 0 | 0 | 0 | 0 | 0 | 0 | 0 | 0 | 0 | 0 | 0 | 0 | 0 | 0 | 0 | 0 | 0
| E7 | 0 | 0 | 0 | 0 | 0 | 0 | 0 | 0 | 0 | 0 | 0 | 0 | 0 | 0 | 0 | 0 | 0 | 0 | 0 | 0 | 0 | 0 | 0 | 0 | 0 | 0 | 0 | 0 | 0 | 0 | 0
| E8 | 0 | 0 | 0 | 0 | 0 | 0 | 0 | 0 | 0 | 0 | 0 | 0 | 0 | 0 | 0 | 0 | 0 | 0 | 0 | 0 | 0 | 0 | 0 | 0 | 0 | 0 | 0 | 0 | 0 | 0 | 0
| E9 | 0 | 0 | 0 | 0 | 0 | 0 | 0 | 0 | 0 | 0 | 0 | 0 | 0 | 0 | 0 | 0 | 0 | 0 | 0 | 0 | 0 | 0 | 0 | 0 | 0 | 0 | 0 | 0 | 0 | 0 | 0
| E10 | 0 | 0 | 0 | 0 | 0 | 0 | 0 | 0 | 0 | 0 | 0 | 0 | 0 | 0 | 0 | 0 | 0 | 0 | 0 | 0 | 0 | 0 | 0 | 0 | 0 | 0 | 0 | 0 | 0 | 0 | 0
Potential to Switch
| Year | Year 0 | Year 1 | Year 2 | Year 3 | Year 4 | Year 5 | Year 6 | Year 7 | Year 8 | Year 9 | Year 10 | Year 11 | Year 12 | Year 13 | Year 14 | Year 15 | Year 16 | Year 17 | Year 18 | Year 19 | Year 20 | Year 21 | Year 22 | Year 23 | Year 24 | Year 25 | Year 26 | Year 27 | Year 28 | Year 29 | Year 30
| E1 | 0 | 0 | 0 | 0 | 0 | 0 | 0 | 0 | 0 | 0 | 0 | 0 | 0 | 0 | 0 | 0 | 0 | 0 | 0 | 0 | 0 | 0 | 0 | 0 | 0 | 0 | 0 | 0 | 0 | 0 | 0 | 0_E1_Switched Out
| E2 | 0 | 0 | 0 | 0 | 0 | 0 | 0 | 0 | 0 | 0 | 0 | 0 | 0 | 0 | 0 | 0 | 0 | 0 | 0 | 0 | 0 | 0 | 0 | 0 | 0 | 0 | 0 | 0 | 0 | 0 | 0 | 0_E2_Switched Out
| E3 | 0 | 0 | 0 | 0 | 0 | 0 | 0 | 0 | 0 | 0 | 0 | 0 | 0 | 0 | 0 | 0 | 0 | 0 | 0 | 0 | 0 | 0 | 0 | 0 | 0 | 0 | 0 | 0 | 0 | 0 | 0 | 0_E3_Switched Out
| E4 | 0 | 0 | 0 | 0 | 0 | 0 | 0 | 0 | 0 | 0 | 0 | 0 | 0 | 0 | 0 | 0 | 0 | 0 | 0 | 0 | 0 | 0 | 0 | 0 | 0 | 0 | 0 | 0 | 0 | 0 | 0 | 0_E4_Switched Out
| E5 | 0 | 0 | 0 | 0 | 0 | 0 | 0 | 0 | 0 | 0 | 0 | 0 | 0 | 0 | 0 | 0 | 0 | 0 | 0 | 0 | 0 | 0 | 0 | 0 | 0 | 0 | 0 | 0 | 0 | 0 | 0 | 0_E5_Switched Out
| E6 | 0 | 0 | 0 | 0 | 0 | 0 | 0 | 0 | 0 | 0 | 0 | 0 | 0 | 0 | 0 | 0 | 0 | 0 | 0 | 0 | 0 | 0 | 0 | 0 | 0 | 0 | 0 | 0 | 0 | 0 | 0 | 0_E6_Switched Out
| E7 | 0 | 0 | 0 | 0 | 0 | 0 | 0 | 0 | 0 | 0 | 0 | 0 | 0 | 0 | 0 | 0 | 0 | 0 | 0 | 0 | 0 | 0 | 0 | 0 | 0 | 0 | 0 | 0 | 0 | 0 | 0 | 0_E7_Switched Out
| E8 | 0 | 0 | 0 | 0 | 0 | 0 | 0 | 0 | 0 | 0 | 0 | 0 | 0 | 0 | 0 | 0 | 0 | 0 | 0 | 0 | 0 | 0 | 0 | 0 | 0 | 0 | 0 | 0 | 0 | 0 | 0 | 0_E8_Switched Out
| E9 | 0 | 0 | 0 | 0 | 0 | 0 | 0 | 0 | 0 | 0 | 0 | 0 | 0 | 0 | 0 | 0 | 0 | 0 | 0 | 0 | 0 | 0 | 0 | 0 | 0 | 0 | 0 | 0 | 0 | 0 | 0 | 0_E9_Switched Out
| E10 | 0 | 0 | 0 | 0 | 0 | 0 | 0 | 0 | 0 | 0 | 0 | 0 | 0 | 0 | 0 | 0 | 0 | 0 | 0 | 0 | 0 | 0 | 0 | 0 | 0 | 0 | 0 | 0 | 0 | 0 | 0 | 0_E10_Switched Out
Units Out
| E1 | 0 | 0 | 0 | 0 | 0 | 0 | 0 | 0 | 0 | 0 | 0 | 0 | 0 | 0 | 0 | 0 | 0 | 0 | 0 | 0 | 0 | 0 | 0 | 0 | 0 | 0 | 0 | 0 | 0 | 0 | 0
| E2 | 0 | 0 | 0 | 0 | 0 | 0 | 0 | 0 | 0 | 0 | 0 | 0 | 0 | 0 | 0 | 0 | 0 | 0 | 0 | 0 | 0 | 0 | 0 | 0 | 0 | 0 | 0 | 0 | 0 | 0 | 0
| E3 | 0 | 0 | 0 | 0 | 0 | 0 | 0 | 0 | 0 | 0 | 0 | 0 | 0 | 0 | 0 | 0 | 0 | 0 | 0 | 0 | 0 | 0 | 0 | 0 | 0 | 0 | 0 | 0 | 0 | 0 | 0
| E4 | 0 | 0 | 0 | 0 | 0 | 0 | 0 | 0 | 0 | 0 | 0 | 0 | 0 | 0 | 0 | 0 | 0 | 0 | 0 | 0 | 0 | 0 | 0 | 0 | 0 | 0 | 0 | 0 | 0 | 0 | 0
| E5 | 0 | 0 | 0 | 0 | 0 | 0 | 0 | 0 | 0 | 0 | 0 | 0 | 0 | 0 | 0 | 0 | 0 | 0 | 0 | 0 | 0 | 0 | 0 | 0 | 0 | 0 | 0 | 0 | 0 | 0 | 0
| E6 | 0 | 0 | 0 | 0 | 0 | 0 | 0 | 0 | 0 | 0 | 0 | 0 | 0 | 0 | 0 | 0 | 0 | 0 | 0 | 0 | 0 | 0 | 0 | 0 | 0 | 0 | 0 | 0 | 0 | 0 | 0
| E7 | 0 | 0 | 0 | 0 | 0 | 0 | 0 | 0 | 0 | 0 | 0 | 0 | 0 | 0 | 0 | 0 | 0 | 0 | 0 | 0 | 0 | 0 | 0 | 0 | 0 | 0 | 0 | 0 | 0 | 0 | 0
| E8 | 0 | 0 | 0 | 0 | 0 | 0 | 0 | 0 | 0 | 0 | 0 | 0 | 0 | 0 | 0 | 0 | 0 | 0 | 0 | 0 | 0 | 0 | 0 | 0 | 0 | 0 | 0 | 0 | 0 | 0 | 0
| E9 | 0 | 0 | 0 | 0 | 0 | 0 | 0 | 0 | 0 | 0 | 0 | 0 | 0 | 0 | 0 | 0 | 0 | 0 | 0 | 0 | 0 | 0 | 0 | 0 | 0 | 0 | 0 | 0 | 0 | 0 | 0
| E10 | 0 | 0 | 0 | 0 | 0 | 0 | 0 | 0 | 0 | 0 | 0 | 0 | 0 | 0 | 0 | 0 | 0 | 0 | 0 | 0 | 0 | 0 | 0 | 0 | 0 | 0 | 0 | 0 | 0 | 0 | 0
| Vintage | 0 | 0 | 0 | 0 | 0 | 0 | 0 | 0 | 0 | 0 | 0 | 0 | 0 | 0 | 0 | 0 | 0 | 0 | 0 | 0 | 0 | 0 | 0 | 0 | 0 | 0 | 0 | 0 | 0 | 0 | 0
Tech Purchase Shares
| Year | Year 0 | Year 1 | Year 2 | Year 3 | Year 4 | Year 5 | Year 6 | Year 7 | Year 8 | Year 9 | Year 10 | Year 11 | Year 12 | Year 13 | Year 14 | Year 15 | Year 16 | Year 17 | Year 18 | Year 19 | Year 20 | Year 21 | Year 22 | Year 23 | Year 24 | Year 25 | Year 26 | Year 27 | Year 28 | Year 29 | Year 30
E1 | bar: Year 0 to Year 30
E2 | bar: Year 0 to Year 30
E3 | bar: Year 0 to Year 30
E4 | bar: Year 0 to Year 30
E5 | bar: Year 0 to Year 30
E6 | bar: Year 0 to Year 30
E7 | bar: Year 0 to Year 30
E8 | bar: Year 0 to Year 30
E9 | bar: Year 0 to Year 30
E10 | bar: Year 0 to Year 30
Units In from Switching
| E1 | 0 | 0 | 0 | 0 | 0 | 0 | 0 | 0 | 0 | 0 | 0 | 0 | 0 | 0 | 0 | 0 | 0 | 0 | 0 | 0 | 0 | 0 | 0 | 0 | 0 | 0 | 0 | 0 | 0 | 0 | 0
| E2 | 0 | 0 | 0 | 0 | 0 | 0 | 0 | 0 | 0 | 0 | 0 | 0 | 0 | 0 | 0 | 0 | 0 | 0 | 0 | 0 | 0 | 0 | 0 | 0 | 0 | 0 | 0 | 0 | 0 | 0 | 0
| E3 | 0 | 0 | 0 | 0 | 0 | 0 | 0 | 0 | 0 | 0 | 0 | 0 | 0 | 0 | 0 | 0 | 0 | 0 | 0 | 0 | 0 | 0 | 0 | 0 | 0 | 0 | 0 | 0 | 0 | 0 | 0
| E4 | 0 | 0 | 0 | 0 | 0 | 0 | 0 | 0 | 0 | 0 | 0 | 0 | 0 | 0 | 0 | 0 | 0 | 0 | 0 | 0 | 0 | 0 | 0 | 0 | 0 | 0 | 0 | 0 | 0 | 0 | 0
| E5 | 0 | 0 | 0 | 0 | 0 | 0 | 0 | 0 | 0 | 0 | 0 | 0 | 0 | 0 | 0 | 0 | 0 | 0 | 0 | 0 | 0 | 0 | 0 | 0 | 0 | 0 | 0 | 0 | 0 | 0 | 0
| E6 | 0 | 0 | 0 | 0 | 0 | 0 | 0 | 0 | 0 | 0 | 0 | 0 | 0 | 0 | 0 | 0 | 0 | 0 | 0 | 0 | 0 | 0 | 0 | 0 | 0 | 0 | 0 | 0 | 0 | 0 | 0
| E7 | 0 | 0 | 0 | 0 | 0 | 0 | 0 | 0 | 0 | 0 | 0 | 0 | 0 | 0 | 0 | 0 | 0 | 0 | 0 | 0 | 0 | 0 | 0 | 0 | 0 | 0 | 0 | 0 | 0 | 0 | 0
| E8 | 0 | 0 | 0 | 0 | 0 | 0 | 0 | 0 | 0 | 0 | 0 | 0 | 0 | 0 | 0 | 0 | 0 | 0 | 0 | 0 | 0 | 0 | 0 | 0 | 0 | 0 | 0 | 0 | 0 | 0 | 0
| E9 | 0 | 0 | 0 | 0 | 0 | 0 | 0 | 0 | 0 | 0 | 0 | 0 | 0 | 0 | 0 | 0 | 0 | 0 | 0 | 0 | 0 | 0 | 0 | 0 | 0 | 0 | 0 | 0 | 0 | 0 | 0
| E10 | 0 | 0 | 0 | 0 | 0 | 0 | 0 | 0 | 0 | 0 | 0 | 0 | 0 | 0 | 0 | 0 | 0 | 0 | 0 | 0 | 0 | 0 | 0 | 0 | 0 | 0 | 0 | 0 | 0 | 0 | 0
| Vintage | 0 | 0 | 0 | 0 | 0 | 0 | 0 | 0 | 0 | 0 | 0 | 0 | 0 | 0 | 0 | 0 | 0 | 0 | 0 | 0 | 0 | 0 | 0 | 0 | 0 | 0 | 0 | 0 | 0 | 0 | 0
Net Change
| Year | Year 0 | Year 1 | Year 2 | Year 3 | Year 4 | Year 5 | Year 6 | Year 7 | Year 8 | Year 9 | Year 10 | Year 11 | Year 12 | Year 13 | Year 14 | Year 15 | Year 16 | Year 17 | Year 18 | Year 19 | Year 20 | Year 21 | Year 22 | Year 23 | Year 24 | Year 25 | Year 26 | Year 27 | Year 28 | Year 29 | Year 30 | Key
| Units | 0 | 0 | 0 | 0 | 0 | 0 | 0 | 0 | 0 | 0 | 0 | 0 | 0 | 0 | 0 | 0 | 0 | 0 | 0 | 0 | 0 | 0 | 0 | 0 | 0 | 0 | 0 | 0 | 0 | 0 | 0 | 0_Units |  |  |  |  | 301957.8232
| Usage | 0 | 0 | 0 | 0 | 0 | 0 | 0 | 0 | 0 | 0 | 0 | 0 | 0 | 0 | 0 | 0 | 0 | 0 | 0 | 0 | 0 | 0 | 0 | 0 | 0 | 0 | 0 | 0 | 0 | 0 | 0 | 0_Usage |  |  |  |  | 1698.6543
| Peak Demand (S) | 0 | 0 | 0 | 0 | 0 | 0 | 0 | 0 | 0 | 0 | 0 | 0 | 0 | 0 | 0 | 0 | 0 | 0 | 0 | 0 | 0 | 0 | 0 | 0 | 0 | 0 | 0 | 0 | 0 | 0 | 0 | 0_Peak Demand (S) |  |  |  |  | 0
| Peak Demand (W) | 0 | 0 | 0 | 0 | 0 | 0 | 0 | 0 | 0 | 0 | 0 | 0 | 0 | 0 | 0 | 0 | 0 | 0 | 0 | 0 | 0 | 0 | 0 | 0 | 0 | 0 | 0 | 0 | 0 | 0 | 0 | 0_Peak Demand (W) |  |  |  |  | 884.6119
| Turnover | 0 | 0 | 0 | 0 | 0 | 0 | 0 | 0 | 0 | 0 | 0 | 0 | 0 | 0 | 0 | 0 | 0 | 0 | 0 | 0 | 0 | 0 | 0 | 0 | 0 | 0 | 0 | 0 | 0 | 0 | 0 | 0_Turnover |  |  |  |  | 6885.4476
| Avg. Replacement Usage | 0 | 0 | 0 | 0 | 0 | 0 | 0 | 0 | 0 | 0 | 0 | 0 | 0 | 0 | 0 | 0 | 0 | 0 | 0 | 0 | 0 | 0 | 0 | 0 | 0 | 0 | 0 | 0 | 0 | 0 | 0 | 0_Avg. Replacement Usage |  |  |  |  | 5638.8522
| Avg. Replacement Demand (S) | 0 | 0 | 0 | 0 | 0 | 0 | 0 | 0 | 0 | 0 | 0 | 0 | 0 | 0 | 0 | 0 | 0 | 0 | 0 | 0 | 0 | 0 | 0 | 0 | 0 | 0 | 0 | 0 | 0 | 0 | 0 | 0_Avg. Replacement Demand (S) |  |  |  |  | 0
| Avg. Replacement Demand (W) | 0 | 0 | 0 | 0 | 0 | 0 | 0 | 0 | 0 | 0 | 0 | 0 | 0 | 0 | 0 | 0 | 0 | 0 | 0 | 0 | 0 | 0 | 0 | 0 | 0 | 0 | 0 | 0 | 0 | 0 | 0 | 0_Avg. Replacement Demand (W) |  |  |  |  | 2.9366
Purchases
| Year | Year 0 | Year 1 | Year 2 | Year 3 | Year 4 | Year 5 | Year 6 | Year 7 | Year 8 | Year 9 | Year 10 | Year 11 | Year 12 | Year 13 | Year 14 | Year 15 | Year 16 | Year 17 | Year 18 | Year 19 | Year 20 | Year 21 | Year 22 | Year 23 | Year 24 | Year 25 | Year 26 | Year 27 | Year 28 | Year 29 | Year 30
| E1 | 0 | 0 | 0 | 0 | 0 | 0 | 0 | 0 | 0 | 0 | 0 | 0 | 0 | 0 | 0 | 0 | 0 | 0 | 0 | 0 | 0 | 0 | 0 | 0 | 0 | 0 | 0 | 0 | 0 | 0 | 0 | 0_E1_Purchases |  |  |  |  | 6885.4476
| E2 | 0 | 0 | 0 | 0 | 0 | 0 | 0 | 0 | 0 | 0 | 0 | 0 | 0 | 0 | 0 | 0 | 0 | 0 | 0 | 0 | 0 | 0 | 0 | 0 | 0 | 0 | 0 | 0 | 0 | 0 | 0 | 0_E2_Purchases |  |  |  |  | 0
| E3 | 0 | 0 | 0 | 0 | 0 | 0 | 0 | 0 | 0 | 0 | 0 | 0 | 0 | 0 | 0 | 0 | 0 | 0 | 0 | 0 | 0 | 0 | 0 | 0 | 0 | 0 | 0 | 0 | 0 | 0 | 0 | 0_E3_Purchases |  |  |  |  | 0
| E4 | 0 | 0 | 0 | 0 | 0 | 0 | 0 | 0 | 0 | 0 | 0 | 0 | 0 | 0 | 0 | 0 | 0 | 0 | 0 | 0 | 0 | 0 | 0 | 0 | 0 | 0 | 0 | 0 | 0 | 0 | 0 | 0_E4_Purchases |  |  |  |  | 0
| E5 | 0 | 0 | 0 | 0 | 0 | 0 | 0 | 0 | 0 | 0 | 0 | 0 | 0 | 0 | 0 | 0 | 0 | 0 | 0 | 0 | 0 | 0 | 0 | 0 | 0 | 0 | 0 | 0 | 0 | 0 | 0 | 0_E5_Purchases |  |  |  |  | 0
| E6 | 0 | 0 | 0 | 0 | 0 | 0 | 0 | 0 | 0 | 0 | 0 | 0 | 0 | 0 | 0 | 0 | 0 | 0 | 0 | 0 | 0 | 0 | 0 | 0 | 0 | 0 | 0 | 0 | 0 | 0 | 0 | 0_E6_Purchases |  |  |  |  | 0
| E7 | 0 | 0 | 0 | 0 | 0 | 0 | 0 | 0 | 0 | 0 | 0 | 0 | 0 | 0 | 0 | 0 | 0 | 0 | 0 | 0 | 0 | 0 | 0 | 0 | 0 | 0 | 0 | 0 | 0 | 0 | 0 | 0_E7_Purchases |  |  |  |  | 0
| E8 | 0 | 0 | 0 | 0 | 0 | 0 | 0 | 0 | 0 | 0 | 0 | 0 | 0 | 0 | 0 | 0 | 0 | 0 | 0 | 0 | 0 | 0 | 0 | 0 | 0 | 0 | 0 | 0 | 0 | 0 | 0 | 0_E8_Purchases |  |  |  |  | 0
| E9 | 0 | 0 | 0 | 0 | 0 | 0 | 0 | 0 | 0 | 0 | 0 | 0 | 0 | 0 | 0 | 0 | 0 | 0 | 0 | 0 | 0 | 0 | 0 | 0 | 0 | 0 | 0 | 0 | 0 | 0 | 0 | 0_E9_Purchases |  |  |  |  | 0
| E10 | 0 | 0 | 0 | 0 | 0 | 0 | 0 | 0 | 0 | 0 | 0 | 0 | 0 | 0 | 0 | 0 | 0 | 0 | 0 | 0 | 0 | 0 | 0 | 0 | 0 | 0 | 0 | 0 | 0 | 0 | 0 | 0_E10_Purchases |  |  |  |  | 0
Stock
| Year | Year 0 | Year 1 | Year 2 | Year 3 | Year 4 | Year 5 | Year 6 | Year 7 | Year 8 | Year 9 | Year 10 | Year 11 | Year 12 | Year 13 | Year 14 | Year 15 | Year 16 | Year 17 | Year 18 | Year 19 | Year 20 | Year 21 | Year 22 | Year 23 | Year 24 | Year 25 | Year 26 | Year 27 | Year 28 | Year 29 | Year 30
| E1 | 0 | 0 | 0 | 0 | 0 | 0 | 0 | 0 | 0 | 0 | 0 | 0 | 0 | 0 | 0 | 0 | 0 | 0 | 0 | 0 | 0 | 0 | 0 | 0 | 0 | 0 | 0 | 0 | 0 | 0 | 0 | 0_E1_Stock |  |  |  |  | 13576.6093
| E2 | 0 | 0 | 0 | 0 | 0 | 0 | 0 | 0 | 0 | 0 | 0 | 0 | 0 | 0 | 0 | 0 | 0 | 0 | 0 | 0 | 0 | 0 | 0 | 0 | 0 | 0 | 0 | 0 | 0 | 0 | 0 | 0_E2_Stock |  |  |  |  | 0
| E3 | 0 | 0 | 0 | 0 | 0 | 0 | 0 | 0 | 0 | 0 | 0 | 0 | 0 | 0 | 0 | 0 | 0 | 0 | 0 | 0 | 0 | 0 | 0 | 0 | 0 | 0 | 0 | 0 | 0 | 0 | 0 | 0_E3_Stock |  |  |  |  | 0
| E4 | 0 | 0 | 0 | 0 | 0 | 0 | 0 | 0 | 0 | 0 | 0 | 0 | 0 | 0 | 0 | 0 | 0 | 0 | 0 | 0 | 0 | 0 | 0 | 0 | 0 | 0 | 0 | 0 | 0 | 0 | 0 | 0_E4_Stock |  |  |  |  | 0
| E5 | 0 | 0 | 0 | 0 | 0 | 0 | 0 | 0 | 0 | 0 | 0 | 0 | 0 | 0 | 0 | 0 | 0 | 0 | 0 | 0 | 0 | 0 | 0 | 0 | 0 | 0 | 0 | 0 | 0 | 0 | 0 | 0_E5_Stock |  |  |  |  | 0
| E6 | 0 | 0 | 0 | 0 | 0 | 0 | 0 | 0 | 0 | 0 | 0 | 0 | 0 | 0 | 0 | 0 | 0 | 0 | 0 | 0 | 0 | 0 | 0 | 0 | 0 | 0 | 0 | 0 | 0 | 0 | 0 | 0_E6_Stock |  |  |  |  | 0
| E7 | 0 | 0 | 0 | 0 | 0 | 0 | 0 | 0 | 0 | 0 | 0 | 0 | 0 | 0 | 0 | 0 | 0 | 0 | 0 | 0 | 0 | 0 | 0 | 0 | 0 | 0 | 0 | 0 | 0 | 0 | 0 | 0_E7_Stock |  |  |  |  | 0
| E8 | 0 | 0 | 0 | 0 | 0 | 0 | 0 | 0 | 0 | 0 | 0 | 0 | 0 | 0 | 0 | 0 | 0 | 0 | 0 | 0 | 0 | 0 | 0 | 0 | 0 | 0 | 0 | 0 | 0 | 0 | 0 | 0_E8_Stock |  |  |  |  | 0
| E9 | 0 | 0 | 0 | 0 | 0 | 0 | 0 | 0 | 0 | 0 | 0 | 0 | 0 | 0 | 0 | 0 | 0 | 0 | 0 | 0 | 0 | 0 | 0 | 0 | 0 | 0 | 0 | 0 | 0 | 0 | 0 | 0_E9_Stock |  |  |  |  | 0
| E10 | 0 | 0 | 0 | 0 | 0 | 0 | 0 | 0 | 0 | 0 | 0 | 0 | 0 | 0 | 0 | 0 | 0 | 0 | 0 | 0 | 0 | 0 | 0 | 0 | 0 | 0 | 0 | 0 | 0 | 0 | 0 | 0_E10_Stock |  |  |  |  | 0
| Vintage | 0 | 0 | 0 | 0 | 0 | 0 | 0 | 0 | 0 | 0 | 0 | 0 | 0 | 0 | 0 | 0 | 0 | 0 | 0 | 0 | 0 | 0 | 0 | 0 | 0 | 0 | 0 | 0 | 0 | 0 | 0 | 0_Vintage_Stock |  |  |  |  | 288381.2139
S2C3 |  | Year 0: System 2 Technology 3
Technology Variables
| Tech Key | Year 0: 0
| Peak Factor (S) | Year 0: 0
| Peak Factor (W) | Year 0: 0
| Min Vintage Lifetime | Year 0: 0
| Max Vintage Lifetime | Year 0: 0
| Turnover Style | Year 0: 0
Technology Variables
| Equipment | Year 0: Label; Year 1: Min Lifetime; Year 2: Max Lifetime; Year 3: Degradation; Year 4: Usage; Year 5: Available
| E1 | Year 1: 0; Year 2: 0; Year 3: 0%; Year 4: 0; Year 5: FALSE
| E2 | Year 1: 0; Year 2: 0; Year 3: 0%; Year 4: 0; Year 5: FALSE
| E3 | Year 1: 0; Year 2: 0; Year 3: 0%; Year 4: 0; Year 5: FALSE
| E4 | Year 1: 0; Year 2: 0; Year 3: 0%; Year 4: 0; Year 5: FALSE
| E5 | Year 1: 0; Year 2: 0; Year 3: 0%; Year 4: 0; Year 5: FALSE
| E6 | Year 1: 0; Year 2: 0; Year 3: 0%; Year 4: 0; Year 5: FALSE
| E7 | Year 1: 0; Year 2: 0; Year 3: 0%; Year 4: 0; Year 5: FALSE
| E8 | Year 1: 0; Year 2: 0; Year 3: 0%; Year 4: 0; Year 5: FALSE
| E9 | Year 1: 0; Year 2: 0; Year 3: 0%; Year 4: 0; Year 5: FALSE
| E10 | Year 1: 0; Year 2: 0; Year 3: 0%; Year 4: 0; Year 5: FALSE
Original Forecast Results
| Year | Year 0 | Year 1 | Year 2 | Year 3 | Year 4 | Year 5 | Year 6 | Year 7 | Year 8 | Year 9 | Year 10 | Year 11 | Year 12 | Year 13 | Year 14 | Year 15 | Year 16 | Year 17 | Year 18 | Year 19 | Year 20 | Year 21 | Year 22 | Year 23 | Year 24 | Year 25 | Year 26 | Year 27 | Year 28 | Year 29 | Year 30 | Key
| Units | 0 | 0 | 0 | 0 | 0 | 0 | 0 | 0 | 0 | 0 | 0 | 0 | 0 | 0 | 0 | 0 | 0 | 0 | 0 | 0 | 0 | 0 | 0 | 0 | 0 | 0 | 0 | 0 | 0 | 0 | 0 | #REF! |  |  |  |  | 301957.8232
| Usage | 0 | 0 | 0 | 0 | 0 | 0 | 0 | 0 | 0 | 0 | 0 | 0 | 0 | 0 | 0 | 0 | 0 | 0 | 0 | 0 | 0 | 0 | 0 | 0 | 0 | 0 | 0 | 0 | 0 | 0 | 0 | #REF! |  |  |  |  | 1698.6543
| Peak Demand (S) | 0 | 0 | 0 | 0 | 0 | 0 | 0 | 0 | 0 | 0 | 0 | 0 | 0 | 0 | 0 | 0 | 0 | 0 | 0 | 0 | 0 | 0 | 0 | 0 | 0 | 0 | 0 | 0 | 0 | 0 | 0 | #REF! |  |  |  |  | 0
| Peak Demand (W) | 0 | 0 | 0 | 0 | 0 | 0 | 0 | 0 | 0 | 0 | 0 | 0 | 0 | 0 | 0 | 0 | 0 | 0 | 0 | 0 | 0 | 0 | 0 | 0 | 0 | 0 | 0 | 0 | 0 | 0 | 0 | #REF! |  |  |  |  | 884.6119
| Turnover | 0 | 0 | 0 | 0 | 0 | 0 | 0 | 0 | 0 | 0 | 0 | 0 | 0 | 0 | 0 | 0 | 0 | 0 | 0 | 0 | 0 | 0 | 0 | 0 | 0 | 0 | 0 | 0 | 0 | 0 | 0 | #REF! |  |  |  |  | 6885.4476
| Avg. Replacement Usage | 0 | 0 | 0 | 0 | 0 | 0 | 0 | 0 | 0 | 0 | 0 | 0 | 0 | 0 | 0 | 0 | 0 | 0 | 0 | 0 | 0 | 0 | 0 | 0 | 0 | 0 | 0 | 0 | 0 | 0 | 0 | #REF! |  |  |  |  | 5638.8522
| Avg. Replacement Demand (S) | 0 | 0 | 0 | 0 | 0 | 0 | 0 | 0 | 0 | 0 | 0 | 0 | 0 | 0 | 0 | 0 | 0 | 0 | 0 | 0 | 0 | 0 | 0 | 0 | 0 | 0 | 0 | 0 | 0 | 0 | 0 | #REF! |  |  |  |  | 0
| Avg. Replacement Demand (W) | 0 | 0 | 0 | 0 | 0 | 0 | 0 | 0 | 0 | 0 | 0 | 0 | 0 | 0 | 0 | 0 | 0 | 0 | 0 | 0 | 0 | 0 | 0 | 0 | 0 | 0 | 0 | 0 | 0 | 0 | 0 | #REF! |  |  |  |  | 2.9366
Tech Forecast Stock
| Year | Year 0 | Year 1 | Year 2 | Year 3 | Year 4 | Year 5 | Year 6 | Year 7 | Year 8 | Year 9 | Year 10 | Year 11 | Year 12 | Year 13 | Year 14 | Year 15 | Year 16 | Year 17 | Year 18 | Year 19 | Year 20 | Year 21 | Year 22 | Year 23 | Year 24 | Year 25 | Year 26 | Year 27 | Year 28 | Year 29 | Year 30
| E1 | 0 | 0 | 0 | 0 | 0 | 0 | 0 | 0 | 0 | 0 | 0 | 0 | 0 | 0 | 0 | 0 | 0 | 0 | 0 | 0 | 0 | 0 | 0 | 0 | 0 | 0 | 0 | 0 | 0 | 0 | 0
| E2 | 0 | 0 | 0 | 0 | 0 | 0 | 0 | 0 | 0 | 0 | 0 | 0 | 0 | 0 | 0 | 0 | 0 | 0 | 0 | 0 | 0 | 0 | 0 | 0 | 0 | 0 | 0 | 0 | 0 | 0 | 0
| E3 | 0 | 0 | 0 | 0 | 0 | 0 | 0 | 0 | 0 | 0 | 0 | 0 | 0 | 0 | 0 | 0 | 0 | 0 | 0 | 0 | 0 | 0 | 0 | 0 | 0 | 0 | 0 | 0 | 0 | 0 | 0
| E4 | 0 | 0 | 0 | 0 | 0 | 0 | 0 | 0 | 0 | 0 | 0 | 0 | 0 | 0 | 0 | 0 | 0 | 0 | 0 | 0 | 0 | 0 | 0 | 0 | 0 | 0 | 0 | 0 | 0 | 0 | 0
| E5 | 0 | 0 | 0 | 0 | 0 | 0 | 0 | 0 | 0 | 0 | 0 | 0 | 0 | 0 | 0 | 0 | 0 | 0 | 0 | 0 | 0 | 0 | 0 | 0 | 0 | 0 | 0 | 0 | 0 | 0 | 0
| E6 | 0 | 0 | 0 | 0 | 0 | 0 | 0 | 0 | 0 | 0 | 0 | 0 | 0 | 0 | 0 | 0 | 0 | 0 | 0 | 0 | 0 | 0 | 0 | 0 | 0 | 0 | 0 | 0 | 0 | 0 | 0
| E7 | 0 | 0 | 0 | 0 | 0 | 0 | 0 | 0 | 0 | 0 | 0 | 0 | 0 | 0 | 0 | 0 | 0 | 0 | 0 | 0 | 0 | 0 | 0 | 0 | 0 | 0 | 0 | 0 | 0 | 0 | 0
| E8 | 0 | 0 | 0 | 0 | 0 | 0 | 0 | 0 | 0 | 0 | 0 | 0 | 0 | 0 | 0 | 0 | 0 | 0 | 0 | 0 | 0 | 0 | 0 | 0 | 0 | 0 | 0 | 0 | 0 | 0 | 0
| E9 | 0 | 0 | 0 | 0 | 0 | 0 | 0 | 0 | 0 | 0 | 0 | 0 | 0 | 0 | 0 | 0 | 0 | 0 | 0 | 0 | 0 | 0 | 0 | 0 | 0 | 0 | 0 | 0 | 0 | 0 | 0
| E10 | 0 | 0 | 0 | 0 | 0 | 0 | 0 | 0 | 0 | 0 | 0 | 0 | 0 | 0 | 0 | 0 | 0 | 0 | 0 | 0 | 0 | 0 | 0 | 0 | 0 | 0 | 0 | 0 | 0 | 0 | 0
| Vintage | 0 | 0 | 0 | 0 | 0 | 0 | 0 | 0 | 0 | 0 | 0 | 0 | 0 | 0 | 0 | 0 | 0 | 0 | 0 | 0 | 0 | 0 | 0 | 0 | 0 | 0 | 0 | 0 | 0 | 0 | 0
Stock for Switching
| Year | Year 0 | Year 1 | Year 2 | Year 3 | Year 4 | Year 5 | Year 6 | Year 7 | Year 8 | Year 9 | Year 10 | Year 11 | Year 12 | Year 13 | Year 14 | Year 15 | Year 16 | Year 17 | Year 18 | Year 19 | Year 20 | Year 21 | Year 22 | Year 23 | Year 24 | Year 25 | Year 26 | Year 27 | Year 28 | Year 29 | Year 30
| E1 | 0 | 0 | 0 | 0 | 0 | 0 | 0 | 0 | 0 | 0 | 0 | 0 | 0 | 0 | 0 | 0 | 0 | 0 | 0 | 0 | 0 | 0 | 0 | 0 | 0 | 0 | 0 | 0 | 0 | 0 | 0 | 0_E1_SysStock
| E2 | 0 | 0 | 0 | 0 | 0 | 0 | 0 | 0 | 0 | 0 | 0 | 0 | 0 | 0 | 0 | 0 | 0 | 0 | 0 | 0 | 0 | 0 | 0 | 0 | 0 | 0 | 0 | 0 | 0 | 0 | 0 | 0_E2_SysStock
| E3 | 0 | 0 | 0 | 0 | 0 | 0 | 0 | 0 | 0 | 0 | 0 | 0 | 0 | 0 | 0 | 0 | 0 | 0 | 0 | 0 | 0 | 0 | 0 | 0 | 0 | 0 | 0 | 0 | 0 | 0 | 0 | 0_E3_SysStock
| E4 | 0 | 0 | 0 | 0 | 0 | 0 | 0 | 0 | 0 | 0 | 0 | 0 | 0 | 0 | 0 | 0 | 0 | 0 | 0 | 0 | 0 | 0 | 0 | 0 | 0 | 0 | 0 | 0 | 0 | 0 | 0 | 0_E4_SysStock
| E5 | 0 | 0 | 0 | 0 | 0 | 0 | 0 | 0 | 0 | 0 | 0 | 0 | 0 | 0 | 0 | 0 | 0 | 0 | 0 | 0 | 0 | 0 | 0 | 0 | 0 | 0 | 0 | 0 | 0 | 0 | 0 | 0_E5_SysStock
| E6 | 0 | 0 | 0 | 0 | 0 | 0 | 0 | 0 | 0 | 0 | 0 | 0 | 0 | 0 | 0 | 0 | 0 | 0 | 0 | 0 | 0 | 0 | 0 | 0 | 0 | 0 | 0 | 0 | 0 | 0 | 0 | 0_E6_SysStock
| E7 | 0 | 0 | 0 | 0 | 0 | 0 | 0 | 0 | 0 | 0 | 0 | 0 | 0 | 0 | 0 | 0 | 0 | 0 | 0 | 0 | 0 | 0 | 0 | 0 | 0 | 0 | 0 | 0 | 0 | 0 | 0 | 0_E7_SysStock
| E8 | 0 | 0 | 0 | 0 | 0 | 0 | 0 | 0 | 0 | 0 | 0 | 0 | 0 | 0 | 0 | 0 | 0 | 0 | 0 | 0 | 0 | 0 | 0 | 0 | 0 | 0 | 0 | 0 | 0 | 0 | 0 | 0_E8_SysStock
| E9 | 0 | 0 | 0 | 0 | 0 | 0 | 0 | 0 | 0 | 0 | 0 | 0 | 0 | 0 | 0 | 0 | 0 | 0 | 0 | 0 | 0 | 0 | 0 | 0 | 0 | 0 | 0 | 0 | 0 | 0 | 0 | 0_E9_SysStock
| E10 | 0 | 0 | 0 | 0 | 0 | 0 | 0 | 0 | 0 | 0 | 0 | 0 | 0 | 0 | 0 | 0 | 0 | 0 | 0 | 0 | 0 | 0 | 0 | 0 | 0 | 0 | 0 | 0 | 0 | 0 | 0 | 0_E10_SysStock
| Vintage | 0 | 0 | 0 | 0 | 0 | 0 | 0 | 0 | 0 | 0 | 0 | 0 | 0 | 0 | 0 | 0 | 0 | 0 | 0 | 0 | 0 | 0 | 0 | 0 | 0 | 0 | 0 | 0 | 0 | 0 | 0 | 0_Vintage_SysStock
Tech Forecast Purchases
| Year | Year 0 | Year 1 | Year 2 | Year 3 | Year 4 | Year 5 | Year 6 | Year 7 | Year 8 | Year 9 | Year 10 | Year 11 | Year 12 | Year 13 | Year 14 | Year 15 | Year 16 | Year 17 | Year 18 | Year 19 | Year 20 | Year 21 | Year 22 | Year 23 | Year 24 | Year 25 | Year 26 | Year 27 | Year 28 | Year 29 | Year 30
| E1 | 0 | 0 | 0 | 0 | 0 | 0 | 0 | 0 | 0 | 0 | 0 | 0 | 0 | 0 | 0 | 0 | 0 | 0 | 0 | 0 | 0 | 0 | 0 | 0 | 0 | 0 | 0 | 0 | 0 | 0 | 0
| E2 | 0 | 0 | 0 | 0 | 0 | 0 | 0 | 0 | 0 | 0 | 0 | 0 | 0 | 0 | 0 | 0 | 0 | 0 | 0 | 0 | 0 | 0 | 0 | 0 | 0 | 0 | 0 | 0 | 0 | 0 | 0
| E3 | 0 | 0 | 0 | 0 | 0 | 0 | 0 | 0 | 0 | 0 | 0 | 0 | 0 | 0 | 0 | 0 | 0 | 0 | 0 | 0 | 0 | 0 | 0 | 0 | 0 | 0 | 0 | 0 | 0 | 0 | 0
| E4 | 0 | 0 | 0 | 0 | 0 | 0 | 0 | 0 | 0 | 0 | 0 | 0 | 0 | 0 | 0 | 0 | 0 | 0 | 0 | 0 | 0 | 0 | 0 | 0 | 0 | 0 | 0 | 0 | 0 | 0 | 0
| E5 | 0 | 0 | 0 | 0 | 0 | 0 | 0 | 0 | 0 | 0 | 0 | 0 | 0 | 0 | 0 | 0 | 0 | 0 | 0 | 0 | 0 | 0 | 0 | 0 | 0 | 0 | 0 | 0 | 0 | 0 | 0
| E6 | 0 | 0 | 0 | 0 | 0 | 0 | 0 | 0 | 0 | 0 | 0 | 0 | 0 | 0 | 0 | 0 | 0 | 0 | 0 | 0 | 0 | 0 | 0 | 0 | 0 | 0 | 0 | 0 | 0 | 0 | 0
| E7 | 0 | 0 | 0 | 0 | 0 | 0 | 0 | 0 | 0 | 0 | 0 | 0 | 0 | 0 | 0 | 0 | 0 | 0 | 0 | 0 | 0 | 0 | 0 | 0 | 0 | 0 | 0 | 0 | 0 | 0 | 0
| E8 | 0 | 0 | 0 | 0 | 0 | 0 | 0 | 0 | 0 | 0 | 0 | 0 | 0 | 0 | 0 | 0 | 0 | 0 | 0 | 0 | 0 | 0 | 0 | 0 | 0 | 0 | 0 | 0 | 0 | 0 | 0
| E9 | 0 | 0 | 0 | 0 | 0 | 0 | 0 | 0 | 0 | 0 | 0 | 0 | 0 | 0 | 0 | 0 | 0 | 0 | 0 | 0 | 0 | 0 | 0 | 0 | 0 | 0 | 0 | 0 | 0 | 0 | 0
| E10 | 0 | 0 | 0 | 0 | 0 | 0 | 0 | 0 | 0 | 0 | 0 | 0 | 0 | 0 | 0 | 0 | 0 | 0 | 0 | 0 | 0 | 0 | 0 | 0 | 0 | 0 | 0 | 0 | 0 | 0 | 0
Potential to Switch
| Year | Year 0 | Year 1 | Year 2 | Year 3 | Year 4 | Year 5 | Year 6 | Year 7 | Year 8 | Year 9 | Year 10 | Year 11 | Year 12 | Year 13 | Year 14 | Year 15 | Year 16 | Year 17 | Year 18 | Year 19 | Year 20 | Year 21 | Year 22 | Year 23 | Year 24 | Year 25 | Year 26 | Year 27 | Year 28 | Year 29 | Year 30
| E1 | 0 | 0 | 0 | 0 | 0 | 0 | 0 | 0 | 0 | 0 | 0 | 0 | 0 | 0 | 0 | 0 | 0 | 0 | 0 | 0 | 0 | 0 | 0 | 0 | 0 | 0 | 0 | 0 | 0 | 0 | 0 | 0_E1_Switched Out
| E2 | 0 | 0 | 0 | 0 | 0 | 0 | 0 | 0 | 0 | 0 | 0 | 0 | 0 | 0 | 0 | 0 | 0 | 0 | 0 | 0 | 0 | 0 | 0 | 0 | 0 | 0 | 0 | 0 | 0 | 0 | 0 | 0_E2_Switched Out
| E3 | 0 | 0 | 0 | 0 | 0 | 0 | 0 | 0 | 0 | 0 | 0 | 0 | 0 | 0 | 0 | 0 | 0 | 0 | 0 | 0 | 0 | 0 | 0 | 0 | 0 | 0 | 0 | 0 | 0 | 0 | 0 | 0_E3_Switched Out
| E4 | 0 | 0 | 0 | 0 | 0 | 0 | 0 | 0 | 0 | 0 | 0 | 0 | 0 | 0 | 0 | 0 | 0 | 0 | 0 | 0 | 0 | 0 | 0 | 0 | 0 | 0 | 0 | 0 | 0 | 0 | 0 | 0_E4_Switched Out
| E5 | 0 | 0 | 0 | 0 | 0 | 0 | 0 | 0 | 0 | 0 | 0 | 0 | 0 | 0 | 0 | 0 | 0 | 0 | 0 | 0 | 0 | 0 | 0 | 0 | 0 | 0 | 0 | 0 | 0 | 0 | 0 | 0_E5_Switched Out
| E6 | 0 | 0 | 0 | 0 | 0 | 0 | 0 | 0 | 0 | 0 | 0 | 0 | 0 | 0 | 0 | 0 | 0 | 0 | 0 | 0 | 0 | 0 | 0 | 0 | 0 | 0 | 0 | 0 | 0 | 0 | 0 | 0_E6_Switched Out
| E7 | 0 | 0 | 0 | 0 | 0 | 0 | 0 | 0 | 0 | 0 | 0 | 0 | 0 | 0 | 0 | 0 | 0 | 0 | 0 | 0 | 0 | 0 | 0 | 0 | 0 | 0 | 0 | 0 | 0 | 0 | 0 | 0_E7_Switched Out
| E8 | 0 | 0 | 0 | 0 | 0 | 0 | 0 | 0 | 0 | 0 | 0 | 0 | 0 | 0 | 0 | 0 | 0 | 0 | 0 | 0 | 0 | 0 | 0 | 0 | 0 | 0 | 0 | 0 | 0 | 0 | 0 | 0_E8_Switched Out
| E9 | 0 | 0 | 0 | 0 | 0 | 0 | 0 | 0 | 0 | 0 | 0 | 0 | 0 | 0 | 0 | 0 | 0 | 0 | 0 | 0 | 0 | 0 | 0 | 0 | 0 | 0 | 0 | 0 | 0 | 0 | 0 | 0_E9_Switched Out
| E10 | 0 | 0 | 0 | 0 | 0 | 0 | 0 | 0 | 0 | 0 | 0 | 0 | 0 | 0 | 0 | 0 | 0 | 0 | 0 | 0 | 0 | 0 | 0 | 0 | 0 | 0 | 0 | 0 | 0 | 0 | 0 | 0_E10_Switched Out
Units Out
| E1 | 0 | 0 | 0 | 0 | 0 | 0 | 0 | 0 | 0 | 0 | 0 | 0 | 0 | 0 | 0 | 0 | 0 | 0 | 0 | 0 | 0 | 0 | 0 | 0 | 0 | 0 | 0 | 0 | 0 | 0 | 0
| E2 | 0 | 0 | 0 | 0 | 0 | 0 | 0 | 0 | 0 | 0 | 0 | 0 | 0 | 0 | 0 | 0 | 0 | 0 | 0 | 0 | 0 | 0 | 0 | 0 | 0 | 0 | 0 | 0 | 0 | 0 | 0
| E3 | 0 | 0 | 0 | 0 | 0 | 0 | 0 | 0 | 0 | 0 | 0 | 0 | 0 | 0 | 0 | 0 | 0 | 0 | 0 | 0 | 0 | 0 | 0 | 0 | 0 | 0 | 0 | 0 | 0 | 0 | 0
| E4 | 0 | 0 | 0 | 0 | 0 | 0 | 0 | 0 | 0 | 0 | 0 | 0 | 0 | 0 | 0 | 0 | 0 | 0 | 0 | 0 | 0 | 0 | 0 | 0 | 0 | 0 | 0 | 0 | 0 | 0 | 0
| E5 | 0 | 0 | 0 | 0 | 0 | 0 | 0 | 0 | 0 | 0 | 0 | 0 | 0 | 0 | 0 | 0 | 0 | 0 | 0 | 0 | 0 | 0 | 0 | 0 | 0 | 0 | 0 | 0 | 0 | 0 | 0
| E6 | 0 | 0 | 0 | 0 | 0 | 0 | 0 | 0 | 0 | 0 | 0 | 0 | 0 | 0 | 0 | 0 | 0 | 0 | 0 | 0 | 0 | 0 | 0 | 0 | 0 | 0 | 0 | 0 | 0 | 0 | 0
| E7 | 0 | 0 | 0 | 0 | 0 | 0 | 0 | 0 | 0 | 0 | 0 | 0 | 0 | 0 | 0 | 0 | 0 | 0 | 0 | 0 | 0 | 0 | 0 | 0 | 0 | 0 | 0 | 0 | 0 | 0 | 0
| E8 | 0 | 0 | 0 | 0 | 0 | 0 | 0 | 0 | 0 | 0 | 0 | 0 | 0 | 0 | 0 | 0 | 0 | 0 | 0 | 0 | 0 | 0 | 0 | 0 | 0 | 0 | 0 | 0 | 0 | 0 | 0
| E9 | 0 | 0 | 0 | 0 | 0 | 0 | 0 | 0 | 0 | 0 | 0 | 0 | 0 | 0 | 0 | 0 | 0 | 0 | 0 | 0 | 0 | 0 | 0 | 0 | 0 | 0 | 0 | 0 | 0 | 0 | 0
| E10 | 0 | 0 | 0 | 0 | 0 | 0 | 0 | 0 | 0 | 0 | 0 | 0 | 0 | 0 | 0 | 0 | 0 | 0 | 0 | 0 | 0 | 0 | 0 | 0 | 0 | 0 | 0 | 0 | 0 | 0 | 0
| Vintage | 0 | 0 | 0 | 0 | 0 | 0 | 0 | 0 | 0 | 0 | 0 | 0 | 0 | 0 | 0 | 0 | 0 | 0 | 0 | 0 | 0 | 0 | 0 | 0 | 0 | 0 | 0 | 0 | 0 | 0 | 0
Tech Purchase Shares
| Year | Year 0 | Year 1 | Year 2 | Year 3 | Year 4 | Year 5 | Year 6 | Year 7 | Year 8 | Year 9 | Year 10 | Year 11 | Year 12 | Year 13 | Year 14 | Year 15 | Year 16 | Year 17 | Year 18 | Year 19 | Year 20 | Year 21 | Year 22 | Year 23 | Year 24 | Year 25 | Year 26 | Year 27 | Year 28 | Year 29 | Year 30
E1 | bar: Year 0 to Year 30
E2 | bar: Year 0 to Year 30
E3 | bar: Year 0 to Year 30
E4 | bar: Year 0 to Year 30
E5 | bar: Year 0 to Year 30
E6 | bar: Year 0 to Year 30
E7 | bar: Year 0 to Year 30
E8 | bar: Year 0 to Year 30
E9 | bar: Year 0 to Year 30
E10 | bar: Year 0 to Year 30
Units In from Switching
| E1 | 0 | 0 | 0 | 0 | 0 | 0 | 0 | 0 | 0 | 0 | 0 | 0 | 0 | 0 | 0 | 0 | 0 | 0 | 0 | 0 | 0 | 0 | 0 | 0 | 0 | 0 | 0 | 0 | 0 | 0 | 0
| E2 | 0 | 0 | 0 | 0 | 0 | 0 | 0 | 0 | 0 | 0 | 0 | 0 | 0 | 0 | 0 | 0 | 0 | 0 | 0 | 0 | 0 | 0 | 0 | 0 | 0 | 0 | 0 | 0 | 0 | 0 | 0
| E3 | 0 | 0 | 0 | 0 | 0 | 0 | 0 | 0 | 0 | 0 | 0 | 0 | 0 | 0 | 0 | 0 | 0 | 0 | 0 | 0 | 0 | 0 | 0 | 0 | 0 | 0 | 0 | 0 | 0 | 0 | 0
| E4 | 0 | 0 | 0 | 0 | 0 | 0 | 0 | 0 | 0 | 0 | 0 | 0 | 0 | 0 | 0 | 0 | 0 | 0 | 0 | 0 | 0 | 0 | 0 | 0 | 0 | 0 | 0 | 0 | 0 | 0 | 0
| E5 | 0 | 0 | 0 | 0 | 0 | 0 | 0 | 0 | 0 | 0 | 0 | 0 | 0 | 0 | 0 | 0 | 0 | 0 | 0 | 0 | 0 | 0 | 0 | 0 | 0 | 0 | 0 | 0 | 0 | 0 | 0
| E6 | 0 | 0 | 0 | 0 | 0 | 0 | 0 | 0 | 0 | 0 | 0 | 0 | 0 | 0 | 0 | 0 | 0 | 0 | 0 | 0 | 0 | 0 | 0 | 0 | 0 | 0 | 0 | 0 | 0 | 0 | 0
| E7 | 0 | 0 | 0 | 0 | 0 | 0 | 0 | 0 | 0 | 0 | 0 | 0 | 0 | 0 | 0 | 0 | 0 | 0 | 0 | 0 | 0 | 0 | 0 | 0 | 0 | 0 | 0 | 0 | 0 | 0 | 0
| E8 | 0 | 0 | 0 | 0 | 0 | 0 | 0 | 0 | 0 | 0 | 0 | 0 | 0 | 0 | 0 | 0 | 0 | 0 | 0 | 0 | 0 | 0 | 0 | 0 | 0 | 0 | 0 | 0 | 0 | 0 | 0
| E9 | 0 | 0 | 0 | 0 | 0 | 0 | 0 | 0 | 0 | 0 | 0 | 0 | 0 | 0 | 0 | 0 | 0 | 0 | 0 | 0 | 0 | 0 | 0 | 0 | 0 | 0 | 0 | 0 | 0 | 0 | 0
| E10 | 0 | 0 | 0 | 0 | 0 | 0 | 0 | 0 | 0 | 0 | 0 | 0 | 0 | 0 | 0 | 0 | 0 | 0 | 0 | 0 | 0 | 0 | 0 | 0 | 0 | 0 | 0 | 0 | 0 | 0 | 0
| Vintage | 0 | 0 | 0 | 0 | 0 | 0 | 0 | 0 | 0 | 0 | 0 | 0 | 0 | 0 | 0 | 0 | 0 | 0 | 0 | 0 | 0 | 0 | 0 | 0 | 0 | 0 | 0 | 0 | 0 | 0 | 0
Net Change
| Year | Year 0 | Year 1 | Year 2 | Year 3 | Year 4 | Year 5 | Year 6 | Year 7 | Year 8 | Year 9 | Year 10 | Year 11 | Year 12 | Year 13 | Year 14 | Year 15 | Year 16 | Year 17 | Year 18 | Year 19 | Year 20 | Year 21 | Year 22 | Year 23 | Year 24 | Year 25 | Year 26 | Year 27 | Year 28 | Year 29 | Year 30 | Key
| Units | 0 | 0 | 0 | 0 | 0 | 0 | 0 | 0 | 0 | 0 | 0 | 0 | 0 | 0 | 0 | 0 | 0 | 0 | 0 | 0 | 0 | 0 | 0 | 0 | 0 | 0 | 0 | 0 | 0 | 0 | 0 | 0_Units |  |  |  |  | 301957.8232
| Usage | 0 | 0 | 0 | 0 | 0 | 0 | 0 | 0 | 0 | 0 | 0 | 0 | 0 | 0 | 0 | 0 | 0 | 0 | 0 | 0 | 0 | 0 | 0 | 0 | 0 | 0 | 0 | 0 | 0 | 0 | 0 | 0_Usage |  |  |  |  | 1698.6543
| Peak Demand (S) | 0 | 0 | 0 | 0 | 0 | 0 | 0 | 0 | 0 | 0 | 0 | 0 | 0 | 0 | 0 | 0 | 0 | 0 | 0 | 0 | 0 | 0 | 0 | 0 | 0 | 0 | 0 | 0 | 0 | 0 | 0 | 0_Peak Demand (S) |  |  |  |  | 0
| Peak Demand (W) | 0 | 0 | 0 | 0 | 0 | 0 | 0 | 0 | 0 | 0 | 0 | 0 | 0 | 0 | 0 | 0 | 0 | 0 | 0 | 0 | 0 | 0 | 0 | 0 | 0 | 0 | 0 | 0 | 0 | 0 | 0 | 0_Peak Demand (W) |  |  |  |  | 884.6119
| Turnover | 0 | 0 | 0 | 0 | 0 | 0 | 0 | 0 | 0 | 0 | 0 | 0 | 0 | 0 | 0 | 0 | 0 | 0 | 0 | 0 | 0 | 0 | 0 | 0 | 0 | 0 | 0 | 0 | 0 | 0 | 0 | 0_Turnover |  |  |  |  | 6885.4476
| Avg. Replacement Usage | 0 | 0 | 0 | 0 | 0 | 0 | 0 | 0 | 0 | 0 | 0 | 0 | 0 | 0 | 0 | 0 | 0 | 0 | 0 | 0 | 0 | 0 | 0 | 0 | 0 | 0 | 0 | 0 | 0 | 0 | 0 | 0_Avg. Replacement Usage |  |  |  |  | 5638.8522
| Avg. Replacement Demand (S) | 0 | 0 | 0 | 0 | 0 | 0 | 0 | 0 | 0 | 0 | 0 | 0 | 0 | 0 | 0 | 0 | 0 | 0 | 0 | 0 | 0 | 0 | 0 | 0 | 0 | 0 | 0 | 0 | 0 | 0 | 0 | 0_Avg. Replacement Demand (S) |  |  |  |  | 0
| Avg. Replacement Demand (W) | 0 | 0 | 0 | 0 | 0 | 0 | 0 | 0 | 0 | 0 | 0 | 0 | 0 | 0 | 0 | 0 | 0 | 0 | 0 | 0 | 0 | 0 | 0 | 0 | 0 | 0 | 0 | 0 | 0 | 0 | 0 | 0_Avg. Replacement Demand (W) |  |  |  |  | 2.9366
Purchases
| Year | Year 0 | Year 1 | Year 2 | Year 3 | Year 4 | Year 5 | Year 6 | Year 7 | Year 8 | Year 9 | Year 10 | Year 11 | Year 12 | Year 13 | Year 14 | Year 15 | Year 16 | Year 17 | Year 18 | Year 19 | Year 20 | Year 21 | Year 22 | Year 23 | Year 24 | Year 25 | Year 26 | Year 27 | Year 28 | Year 29 | Year 30
| E1 | 0 | 0 | 0 | 0 | 0 | 0 | 0 | 0 | 0 | 0 | 0 | 0 | 0 | 0 | 0 | 0 | 0 | 0 | 0 | 0 | 0 | 0 | 0 | 0 | 0 | 0 | 0 | 0 | 0 | 0 | 0 | 0_E1_Purchases |  |  |  |  | 6885.4476
| E2 | 0 | 0 | 0 | 0 | 0 | 0 | 0 | 0 | 0 | 0 | 0 | 0 | 0 | 0 | 0 | 0 | 0 | 0 | 0 | 0 | 0 | 0 | 0 | 0 | 0 | 0 | 0 | 0 | 0 | 0 | 0 | 0_E2_Purchases |  |  |  |  | 0
| E3 | 0 | 0 | 0 | 0 | 0 | 0 | 0 | 0 | 0 | 0 | 0 | 0 | 0 | 0 | 0 | 0 | 0 | 0 | 0 | 0 | 0 | 0 | 0 | 0 | 0 | 0 | 0 | 0 | 0 | 0 | 0 | 0_E3_Purchases |  |  |  |  | 0
| E4 | 0 | 0 | 0 | 0 | 0 | 0 | 0 | 0 | 0 | 0 | 0 | 0 | 0 | 0 | 0 | 0 | 0 | 0 | 0 | 0 | 0 | 0 | 0 | 0 | 0 | 0 | 0 | 0 | 0 | 0 | 0 | 0_E4_Purchases |  |  |  |  | 0
| E5 | 0 | 0 | 0 | 0 | 0 | 0 | 0 | 0 | 0 | 0 | 0 | 0 | 0 | 0 | 0 | 0 | 0 | 0 | 0 | 0 | 0 | 0 | 0 | 0 | 0 | 0 | 0 | 0 | 0 | 0 | 0 | 0_E5_Purchases |  |  |  |  | 0
| E6 | 0 | 0 | 0 | 0 | 0 | 0 | 0 | 0 | 0 | 0 | 0 | 0 | 0 | 0 | 0 | 0 | 0 | 0 | 0 | 0 | 0 | 0 | 0 | 0 | 0 | 0 | 0 | 0 | 0 | 0 | 0 | 0_E6_Purchases |  |  |  |  | 0
| E7 | 0 | 0 | 0 | 0 | 0 | 0 | 0 | 0 | 0 | 0 | 0 | 0 | 0 | 0 | 0 | 0 | 0 | 0 | 0 | 0 | 0 | 0 | 0 | 0 | 0 | 0 | 0 | 0 | 0 | 0 | 0 | 0_E7_Purchases |  |  |  |  | 0
| E8 | 0 | 0 | 0 | 0 | 0 | 0 | 0 | 0 | 0 | 0 | 0 | 0 | 0 | 0 | 0 | 0 | 0 | 0 | 0 | 0 | 0 | 0 | 0 | 0 | 0 | 0 | 0 | 0 | 0 | 0 | 0 | 0_E8_Purchases |  |  |  |  | 0
| E9 | 0 | 0 | 0 | 0 | 0 | 0 | 0 | 0 | 0 | 0 | 0 | 0 | 0 | 0 | 0 | 0 | 0 | 0 | 0 | 0 | 0 | 0 | 0 | 0 | 0 | 0 | 0 | 0 | 0 | 0 | 0 | 0_E9_Purchases |  |  |  |  | 0
| E10 | 0 | 0 | 0 | 0 | 0 | 0 | 0 | 0 | 0 | 0 | 0 | 0 | 0 | 0 | 0 | 0 | 0 | 0 | 0 | 0 | 0 | 0 | 0 | 0 | 0 | 0 | 0 | 0 | 0 | 0 | 0 | 0_E10_Purchases |  |  |  |  | 0
Stock
| Year | Year 0 | Year 1 | Year 2 | Year 3 | Year 4 | Year 5 | Year 6 | Year 7 | Year 8 | Year 9 | Year 10 | Year 11 | Year 12 | Year 13 | Year 14 | Year 15 | Year 16 | Year 17 | Year 18 | Year 19 | Year 20 | Year 21 | Year 22 | Year 23 | Year 24 | Year 25 | Year 26 | Year 27 | Year 28 | Year 29 | Year 30
| E1 | 0 | 0 | 0 | 0 | 0 | 0 | 0 | 0 | 0 | 0 | 0 | 0 | 0 | 0 | 0 | 0 | 0 | 0 | 0 | 0 | 0 | 0 | 0 | 0 | 0 | 0 | 0 | 0 | 0 | 0 | 0 | 0_E1_Stock |  |  |  |  | 13576.6093
| E2 | 0 | 0 | 0 | 0 | 0 | 0 | 0 | 0 | 0 | 0 | 0 | 0 | 0 | 0 | 0 | 0 | 0 | 0 | 0 | 0 | 0 | 0 | 0 | 0 | 0 | 0 | 0 | 0 | 0 | 0 | 0 | 0_E2_Stock |  |  |  |  | 0
| E3 | 0 | 0 | 0 | 0 | 0 | 0 | 0 | 0 | 0 | 0 | 0 | 0 | 0 | 0 | 0 | 0 | 0 | 0 | 0 | 0 | 0 | 0 | 0 | 0 | 0 | 0 | 0 | 0 | 0 | 0 | 0 | 0_E3_Stock |  |  |  |  | 0
| E4 | 0 | 0 | 0 | 0 | 0 | 0 | 0 | 0 | 0 | 0 | 0 | 0 | 0 | 0 | 0 | 0 | 0 | 0 | 0 | 0 | 0 | 0 | 0 | 0 | 0 | 0 | 0 | 0 | 0 | 0 | 0 | 0_E4_Stock |  |  |  |  | 0
| E5 | 0 | 0 | 0 | 0 | 0 | 0 | 0 | 0 | 0 | 0 | 0 | 0 | 0 | 0 | 0 | 0 | 0 | 0 | 0 | 0 | 0 | 0 | 0 | 0 | 0 | 0 | 0 | 0 | 0 | 0 | 0 | 0_E5_Stock |  |  |  |  | 0
| E6 | 0 | 0 | 0 | 0 | 0 | 0 | 0 | 0 | 0 | 0 | 0 | 0 | 0 | 0 | 0 | 0 | 0 | 0 | 0 | 0 | 0 | 0 | 0 | 0 | 0 | 0 | 0 | 0 | 0 | 0 | 0 | 0_E6_Stock |  |  |  |  | 0
| E7 | 0 | 0 | 0 | 0 | 0 | 0 | 0 | 0 | 0 | 0 | 0 | 0 | 0 | 0 | 0 | 0 | 0 | 0 | 0 | 0 | 0 | 0 | 0 | 0 | 0 | 0 | 0 | 0 | 0 | 0 | 0 | 0_E7_Stock |  |  |  |  | 0
| E8 | 0 | 0 | 0 | 0 | 0 | 0 | 0 | 0 | 0 | 0 | 0 | 0 | 0 | 0 | 0 | 0 | 0 | 0 | 0 | 0 | 0 | 0 | 0 | 0 | 0 | 0 | 0 | 0 | 0 | 0 | 0 | 0_E8_Stock |  |  |  |  | 0
| E9 | 0 | 0 | 0 | 0 | 0 | 0 | 0 | 0 | 0 | 0 | 0 | 0 | 0 | 0 | 0 | 0 | 0 | 0 | 0 | 0 | 0 | 0 | 0 | 0 | 0 | 0 | 0 | 0 | 0 | 0 | 0 | 0_E9_Stock |  |  |  |  | 0
| E10 | 0 | 0 | 0 | 0 | 0 | 0 | 0 | 0 | 0 | 0 | 0 | 0 | 0 | 0 | 0 | 0 | 0 | 0 | 0 | 0 | 0 | 0 | 0 | 0 | 0 | 0 | 0 | 0 | 0 | 0 | 0 | 0_E10_Stock |  |  |  |  | 0
| Vintage | 0 | 0 | 0 | 0 | 0 | 0 | 0 | 0 | 0 | 0 | 0 | 0 | 0 | 0 | 0 | 0 | 0 | 0 | 0 | 0 | 0 | 0 | 0 | 0 | 0 | 0 | 0 | 0 | 0 | 0 | 0 | 0_Vintage_Stock |  |  |  |  | 288381.2139
S2C4 |  | Year 0: System 2 Technology 4
Technology Variables
| Tech Key | Year 0: 0
| Peak Factor (S) | Year 0: 0
| Peak Factor (W) | Year 0: 0
| Min Vintage Lifetime | Year 0: 0
| Max Vintage Lifetime | Year 0: 0
| Turnover Style | Year 0: 0
Technology Variables
| Equipment | Year 0: Label; Year 1: Min Lifetime; Year 2: Max Lifetime; Year 3: Degradation; Year 4: Usage; Year 5: Available
| E1 | Year 1: 0; Year 2: 0; Year 3: 0%; Year 4: 0; Year 5: FALSE
| E2 | Year 1: 0; Year 2: 0; Year 3: 0%; Year 4: 0; Year 5: FALSE
| E3 | Year 1: 0; Year 2: 0; Year 3: 0%; Year 4: 0; Year 5: FALSE
| E4 | Year 1: 0; Year 2: 0; Year 3: 0%; Year 4: 0; Year 5: FALSE
| E5 | Year 1: 0; Year 2: 0; Year 3: 0%; Year 4: 0; Year 5: FALSE
| E6 | Year 1: 0; Year 2: 0; Year 3: 0%; Year 4: 0; Year 5: FALSE
| E7 | Year 1: 0; Year 2: 0; Year 3: 0%; Year 4: 0; Year 5: FALSE
| E8 | Year 1: 0; Year 2: 0; Year 3: 0%; Year 4: 0; Year 5: FALSE
| E9 | Year 1: 0; Year 2: 0; Year 3: 0%; Year 4: 0; Year 5: FALSE
| E10 | Year 1: 0; Year 2: 0; Year 3: 0%; Year 4: 0; Year 5: FALSE
Original Forecast Results
| Year | Year 0 | Year 1 | Year 2 | Year 3 | Year 4 | Year 5 | Year 6 | Year 7 | Year 8 | Year 9 | Year 10 | Year 11 | Year 12 | Year 13 | Year 14 | Year 15 | Year 16 | Year 17 | Year 18 | Year 19 | Year 20 | Year 21 | Year 22 | Year 23 | Year 24 | Year 25 | Year 26 | Year 27 | Year 28 | Year 29 | Year 30 | Key
| Units | 0 | 0 | 0 | 0 | 0 | 0 | 0 | 0 | 0 | 0 | 0 | 0 | 0 | 0 | 0 | 0 | 0 | 0 | 0 | 0 | 0 | 0 | 0 | 0 | 0 | 0 | 0 | 0 | 0 | 0 | 0 | #REF! |  |  |  |  | 301957.8232
| Usage | 0 | 0 | 0 | 0 | 0 | 0 | 0 | 0 | 0 | 0 | 0 | 0 | 0 | 0 | 0 | 0 | 0 | 0 | 0 | 0 | 0 | 0 | 0 | 0 | 0 | 0 | 0 | 0 | 0 | 0 | 0 | #REF! |  |  |  |  | 1698.6543
| Peak Demand (S) | 0 | 0 | 0 | 0 | 0 | 0 | 0 | 0 | 0 | 0 | 0 | 0 | 0 | 0 | 0 | 0 | 0 | 0 | 0 | 0 | 0 | 0 | 0 | 0 | 0 | 0 | 0 | 0 | 0 | 0 | 0 | #REF! |  |  |  |  | 0
| Peak Demand (W) | 0 | 0 | 0 | 0 | 0 | 0 | 0 | 0 | 0 | 0 | 0 | 0 | 0 | 0 | 0 | 0 | 0 | 0 | 0 | 0 | 0 | 0 | 0 | 0 | 0 | 0 | 0 | 0 | 0 | 0 | 0 | #REF! |  |  |  |  | 884.6119
| Turnover | 0 | 0 | 0 | 0 | 0 | 0 | 0 | 0 | 0 | 0 | 0 | 0 | 0 | 0 | 0 | 0 | 0 | 0 | 0 | 0 | 0 | 0 | 0 | 0 | 0 | 0 | 0 | 0 | 0 | 0 | 0 | #REF! |  |  |  |  | 6885.4476
| Avg. Replacement Usage | 0 | 0 | 0 | 0 | 0 | 0 | 0 | 0 | 0 | 0 | 0 | 0 | 0 | 0 | 0 | 0 | 0 | 0 | 0 | 0 | 0 | 0 | 0 | 0 | 0 | 0 | 0 | 0 | 0 | 0 | 0 | #REF! |  |  |  |  | 5638.8522
| Avg. Replacement Demand (S) | 0 | 0 | 0 | 0 | 0 | 0 | 0 | 0 | 0 | 0 | 0 | 0 | 0 | 0 | 0 | 0 | 0 | 0 | 0 | 0 | 0 | 0 | 0 | 0 | 0 | 0 | 0 | 0 | 0 | 0 | 0 | #REF! |  |  |  |  | 0
| Avg. Replacement Demand (W) | 0 | 0 | 0 | 0 | 0 | 0 | 0 | 0 | 0 | 0 | 0 | 0 | 0 | 0 | 0 | 0 | 0 | 0 | 0 | 0 | 0 | 0 | 0 | 0 | 0 | 0 | 0 | 0 | 0 | 0 | 0 | #REF! |  |  |  |  | 2.9366
Tech Forecast Stock
| Year | Year 0 | Year 1 | Year 2 | Year 3 | Year 4 | Year 5 | Year 6 | Year 7 | Year 8 | Year 9 | Year 10 | Year 11 | Year 12 | Year 13 | Year 14 | Year 15 | Year 16 | Year 17 | Year 18 | Year 19 | Year 20 | Year 21 | Year 22 | Year 23 | Year 24 | Year 25 | Year 26 | Year 27 | Year 28 | Year 29 | Year 30
| E1 | 0 | 0 | 0 | 0 | 0 | 0 | 0 | 0 | 0 | 0 | 0 | 0 | 0 | 0 | 0 | 0 | 0 | 0 | 0 | 0 | 0 | 0 | 0 | 0 | 0 | 0 | 0 | 0 | 0 | 0 | 0
| E2 | 0 | 0 | 0 | 0 | 0 | 0 | 0 | 0 | 0 | 0 | 0 | 0 | 0 | 0 | 0 | 0 | 0 | 0 | 0 | 0 | 0 | 0 | 0 | 0 | 0 | 0 | 0 | 0 | 0 | 0 | 0
| E3 | 0 | 0 | 0 | 0 | 0 | 0 | 0 | 0 | 0 | 0 | 0 | 0 | 0 | 0 | 0 | 0 | 0 | 0 | 0 | 0 | 0 | 0 | 0 | 0 | 0 | 0 | 0 | 0 | 0 | 0 | 0
| E4 | 0 | 0 | 0 | 0 | 0 | 0 | 0 | 0 | 0 | 0 | 0 | 0 | 0 | 0 | 0 | 0 | 0 | 0 | 0 | 0 | 0 | 0 | 0 | 0 | 0 | 0 | 0 | 0 | 0 | 0 | 0
| E5 | 0 | 0 | 0 | 0 | 0 | 0 | 0 | 0 | 0 | 0 | 0 | 0 | 0 | 0 | 0 | 0 | 0 | 0 | 0 | 0 | 0 | 0 | 0 | 0 | 0 | 0 | 0 | 0 | 0 | 0 | 0
| E6 | 0 | 0 | 0 | 0 | 0 | 0 | 0 | 0 | 0 | 0 | 0 | 0 | 0 | 0 | 0 | 0 | 0 | 0 | 0 | 0 | 0 | 0 | 0 | 0 | 0 | 0 | 0 | 0 | 0 | 0 | 0
| E7 | 0 | 0 | 0 | 0 | 0 | 0 | 0 | 0 | 0 | 0 | 0 | 0 | 0 | 0 | 0 | 0 | 0 | 0 | 0 | 0 | 0 | 0 | 0 | 0 | 0 | 0 | 0 | 0 | 0 | 0 | 0
| E8 | 0 | 0 | 0 | 0 | 0 | 0 | 0 | 0 | 0 | 0 | 0 | 0 | 0 | 0 | 0 | 0 | 0 | 0 | 0 | 0 | 0 | 0 | 0 | 0 | 0 | 0 | 0 | 0 | 0 | 0 | 0
| E9 | 0 | 0 | 0 | 0 | 0 | 0 | 0 | 0 | 0 | 0 | 0 | 0 | 0 | 0 | 0 | 0 | 0 | 0 | 0 | 0 | 0 | 0 | 0 | 0 | 0 | 0 | 0 | 0 | 0 | 0 | 0
| E10 | 0 | 0 | 0 | 0 | 0 | 0 | 0 | 0 | 0 | 0 | 0 | 0 | 0 | 0 | 0 | 0 | 0 | 0 | 0 | 0 | 0 | 0 | 0 | 0 | 0 | 0 | 0 | 0 | 0 | 0 | 0
| Vintage | 0 | 0 | 0 | 0 | 0 | 0 | 0 | 0 | 0 | 0 | 0 | 0 | 0 | 0 | 0 | 0 | 0 | 0 | 0 | 0 | 0 | 0 | 0 | 0 | 0 | 0 | 0 | 0 | 0 | 0 | 0
Stock for Switching
| Year | Year 0 | Year 1 | Year 2 | Year 3 | Year 4 | Year 5 | Year 6 | Year 7 | Year 8 | Year 9 | Year 10 | Year 11 | Year 12 | Year 13 | Year 14 | Year 15 | Year 16 | Year 17 | Year 18 | Year 19 | Year 20 | Year 21 | Year 22 | Year 23 | Year 24 | Year 25 | Year 26 | Year 27 | Year 28 | Year 29 | Year 30
| E1 | 0 | 0 | 0 | 0 | 0 | 0 | 0 | 0 | 0 | 0 | 0 | 0 | 0 | 0 | 0 | 0 | 0 | 0 | 0 | 0 | 0 | 0 | 0 | 0 | 0 | 0 | 0 | 0 | 0 | 0 | 0 | 0_E1_SysStock
| E2 | 0 | 0 | 0 | 0 | 0 | 0 | 0 | 0 | 0 | 0 | 0 | 0 | 0 | 0 | 0 | 0 | 0 | 0 | 0 | 0 | 0 | 0 | 0 | 0 | 0 | 0 | 0 | 0 | 0 | 0 | 0 | 0_E2_SysStock
| E3 | 0 | 0 | 0 | 0 | 0 | 0 | 0 | 0 | 0 | 0 | 0 | 0 | 0 | 0 | 0 | 0 | 0 | 0 | 0 | 0 | 0 | 0 | 0 | 0 | 0 | 0 | 0 | 0 | 0 | 0 | 0 | 0_E3_SysStock
| E4 | 0 | 0 | 0 | 0 | 0 | 0 | 0 | 0 | 0 | 0 | 0 | 0 | 0 | 0 | 0 | 0 | 0 | 0 | 0 | 0 | 0 | 0 | 0 | 0 | 0 | 0 | 0 | 0 | 0 | 0 | 0 | 0_E4_SysStock
| E5 | 0 | 0 | 0 | 0 | 0 | 0 | 0 | 0 | 0 | 0 | 0 | 0 | 0 | 0 | 0 | 0 | 0 | 0 | 0 | 0 | 0 | 0 | 0 | 0 | 0 | 0 | 0 | 0 | 0 | 0 | 0 | 0_E5_SysStock
| E6 | 0 | 0 | 0 | 0 | 0 | 0 | 0 | 0 | 0 | 0 | 0 | 0 | 0 | 0 | 0 | 0 | 0 | 0 | 0 | 0 | 0 | 0 | 0 | 0 | 0 | 0 | 0 | 0 | 0 | 0 | 0 | 0_E6_SysStock
| E7 | 0 | 0 | 0 | 0 | 0 | 0 | 0 | 0 | 0 | 0 | 0 | 0 | 0 | 0 | 0 | 0 | 0 | 0 | 0 | 0 | 0 | 0 | 0 | 0 | 0 | 0 | 0 | 0 | 0 | 0 | 0 | 0_E7_SysStock
| E8 | 0 | 0 | 0 | 0 | 0 | 0 | 0 | 0 | 0 | 0 | 0 | 0 | 0 | 0 | 0 | 0 | 0 | 0 | 0 | 0 | 0 | 0 | 0 | 0 | 0 | 0 | 0 | 0 | 0 | 0 | 0 | 0_E8_SysStock
| E9 | 0 | 0 | 0 | 0 | 0 | 0 | 0 | 0 | 0 | 0 | 0 | 0 | 0 | 0 | 0 | 0 | 0 | 0 | 0 | 0 | 0 | 0 | 0 | 0 | 0 | 0 | 0 | 0 | 0 | 0 | 0 | 0_E9_SysStock
| E10 | 0 | 0 | 0 | 0 | 0 | 0 | 0 | 0 | 0 | 0 | 0 | 0 | 0 | 0 | 0 | 0 | 0 | 0 | 0 | 0 | 0 | 0 | 0 | 0 | 0 | 0 | 0 | 0 | 0 | 0 | 0 | 0_E10_SysStock
| Vintage | 0 | 0 | 0 | 0 | 0 | 0 | 0 | 0 | 0 | 0 | 0 | 0 | 0 | 0 | 0 | 0 | 0 | 0 | 0 | 0 | 0 | 0 | 0 | 0 | 0 | 0 | 0 | 0 | 0 | 0 | 0 | 0_Vintage_SysStock
Tech Forecast Purchases
| Year | Year 0 | Year 1 | Year 2 | Year 3 | Year 4 | Year 5 | Year 6 | Year 7 | Year 8 | Year 9 | Year 10 | Year 11 | Year 12 | Year 13 | Year 14 | Year 15 | Year 16 | Year 17 | Year 18 | Year 19 | Year 20 | Year 21 | Year 22 | Year 23 | Year 24 | Year 25 | Year 26 | Year 27 | Year 28 | Year 29 | Year 30
| E1 | 0 | 0 | 0 | 0 | 0 | 0 | 0 | 0 | 0 | 0 | 0 | 0 | 0 | 0 | 0 | 0 | 0 | 0 | 0 | 0 | 0 | 0 | 0 | 0 | 0 | 0 | 0 | 0 | 0 | 0 | 0
| E2 | 0 | 0 | 0 | 0 | 0 | 0 | 0 | 0 | 0 | 0 | 0 | 0 | 0 | 0 | 0 | 0 | 0 | 0 | 0 | 0 | 0 | 0 | 0 | 0 | 0 | 0 | 0 | 0 | 0 | 0 | 0
| E3 | 0 | 0 | 0 | 0 | 0 | 0 | 0 | 0 | 0 | 0 | 0 | 0 | 0 | 0 | 0 | 0 | 0 | 0 | 0 | 0 | 0 | 0 | 0 | 0 | 0 | 0 | 0 | 0 | 0 | 0 | 0
| E4 | 0 | 0 | 0 | 0 | 0 | 0 | 0 | 0 | 0 | 0 | 0 | 0 | 0 | 0 | 0 | 0 | 0 | 0 | 0 | 0 | 0 | 0 | 0 | 0 | 0 | 0 | 0 | 0 | 0 | 0 | 0
| E5 | 0 | 0 | 0 | 0 | 0 | 0 | 0 | 0 | 0 | 0 | 0 | 0 | 0 | 0 | 0 | 0 | 0 | 0 | 0 | 0 | 0 | 0 | 0 | 0 | 0 | 0 | 0 | 0 | 0 | 0 | 0
| E6 | 0 | 0 | 0 | 0 | 0 | 0 | 0 | 0 | 0 | 0 | 0 | 0 | 0 | 0 | 0 | 0 | 0 | 0 | 0 | 0 | 0 | 0 | 0 | 0 | 0 | 0 | 0 | 0 | 0 | 0 | 0
| E7 | 0 | 0 | 0 | 0 | 0 | 0 | 0 | 0 | 0 | 0 | 0 | 0 | 0 | 0 | 0 | 0 | 0 | 0 | 0 | 0 | 0 | 0 | 0 | 0 | 0 | 0 | 0 | 0 | 0 | 0 | 0
| E8 | 0 | 0 | 0 | 0 | 0 | 0 | 0 | 0 | 0 | 0 | 0 | 0 | 0 | 0 | 0 | 0 | 0 | 0 | 0 | 0 | 0 | 0 | 0 | 0 | 0 | 0 | 0 | 0 | 0 | 0 | 0
| E9 | 0 | 0 | 0 | 0 | 0 | 0 | 0 | 0 | 0 | 0 | 0 | 0 | 0 | 0 | 0 | 0 | 0 | 0 | 0 | 0 | 0 | 0 | 0 | 0 | 0 | 0 | 0 | 0 | 0 | 0 | 0
| E10 | 0 | 0 | 0 | 0 | 0 | 0 | 0 | 0 | 0 | 0 | 0 | 0 | 0 | 0 | 0 | 0 | 0 | 0 | 0 | 0 | 0 | 0 | 0 | 0 | 0 | 0 | 0 | 0 | 0 | 0 | 0
Potential to Switch
| Year | Year 0 | Year 1 | Year 2 | Year 3 | Year 4 | Year 5 | Year 6 | Year 7 | Year 8 | Year 9 | Year 10 | Year 11 | Year 12 | Year 13 | Year 14 | Year 15 | Year 16 | Year 17 | Year 18 | Year 19 | Year 20 | Year 21 | Year 22 | Year 23 | Year 24 | Year 25 | Year 26 | Year 27 | Year 28 | Year 29 | Year 30
| E1 | 0 | 0 | 0 | 0 | 0 | 0 | 0 | 0 | 0 | 0 | 0 | 0 | 0 | 0 | 0 | 0 | 0 | 0 | 0 | 0 | 0 | 0 | 0 | 0 | 0 | 0 | 0 | 0 | 0 | 0 | 0 | 0_E1_Switched Out
| E2 | 0 | 0 | 0 | 0 | 0 | 0 | 0 | 0 | 0 | 0 | 0 | 0 | 0 | 0 | 0 | 0 | 0 | 0 | 0 | 0 | 0 | 0 | 0 | 0 | 0 | 0 | 0 | 0 | 0 | 0 | 0 | 0_E2_Switched Out
| E3 | 0 | 0 | 0 | 0 | 0 | 0 | 0 | 0 | 0 | 0 | 0 | 0 | 0 | 0 | 0 | 0 | 0 | 0 | 0 | 0 | 0 | 0 | 0 | 0 | 0 | 0 | 0 | 0 | 0 | 0 | 0 | 0_E3_Switched Out
| E4 | 0 | 0 | 0 | 0 | 0 | 0 | 0 | 0 | 0 | 0 | 0 | 0 | 0 | 0 | 0 | 0 | 0 | 0 | 0 | 0 | 0 | 0 | 0 | 0 | 0 | 0 | 0 | 0 | 0 | 0 | 0 | 0_E4_Switched Out
| E5 | 0 | 0 | 0 | 0 | 0 | 0 | 0 | 0 | 0 | 0 | 0 | 0 | 0 | 0 | 0 | 0 | 0 | 0 | 0 | 0 | 0 | 0 | 0 | 0 | 0 | 0 | 0 | 0 | 0 | 0 | 0 | 0_E5_Switched Out
| E6 | 0 | 0 | 0 | 0 | 0 | 0 | 0 | 0 | 0 | 0 | 0 | 0 | 0 | 0 | 0 | 0 | 0 | 0 | 0 | 0 | 0 | 0 | 0 | 0 | 0 | 0 | 0 | 0 | 0 | 0 | 0 | 0_E6_Switched Out
| E7 | 0 | 0 | 0 | 0 | 0 | 0 | 0 | 0 | 0 | 0 | 0 | 0 | 0 | 0 | 0 | 0 | 0 | 0 | 0 | 0 | 0 | 0 | 0 | 0 | 0 | 0 | 0 | 0 | 0 | 0 | 0 | 0_E7_Switched Out
| E8 | 0 | 0 | 0 | 0 | 0 | 0 | 0 | 0 | 0 | 0 | 0 | 0 | 0 | 0 | 0 | 0 | 0 | 0 | 0 | 0 | 0 | 0 | 0 | 0 | 0 | 0 | 0 | 0 | 0 | 0 | 0 | 0_E8_Switched Out
| E9 | 0 | 0 | 0 | 0 | 0 | 0 | 0 | 0 | 0 | 0 | 0 | 0 | 0 | 0 | 0 | 0 | 0 | 0 | 0 | 0 | 0 | 0 | 0 | 0 | 0 | 0 | 0 | 0 | 0 | 0 | 0 | 0_E9_Switched Out
| E10 | 0 | 0 | 0 | 0 | 0 | 0 | 0 | 0 | 0 | 0 | 0 | 0 | 0 | 0 | 0 | 0 | 0 | 0 | 0 | 0 | 0 | 0 | 0 | 0 | 0 | 0 | 0 | 0 | 0 | 0 | 0 | 0_E10_Switched Out
Units Out
| E1 | 0 | 0 | 0 | 0 | 0 | 0 | 0 | 0 | 0 | 0 | 0 | 0 | 0 | 0 | 0 | 0 | 0 | 0 | 0 | 0 | 0 | 0 | 0 | 0 | 0 | 0 | 0 | 0 | 0 | 0 | 0
| E2 | 0 | 0 | 0 | 0 | 0 | 0 | 0 | 0 | 0 | 0 | 0 | 0 | 0 | 0 | 0 | 0 | 0 | 0 | 0 | 0 | 0 | 0 | 0 | 0 | 0 | 0 | 0 | 0 | 0 | 0 | 0
| E3 | 0 | 0 | 0 | 0 | 0 | 0 | 0 | 0 | 0 | 0 | 0 | 0 | 0 | 0 | 0 | 0 | 0 | 0 | 0 | 0 | 0 | 0 | 0 | 0 | 0 | 0 | 0 | 0 | 0 | 0 | 0
| E4 | 0 | 0 | 0 | 0 | 0 | 0 | 0 | 0 | 0 | 0 | 0 | 0 | 0 | 0 | 0 | 0 | 0 | 0 | 0 | 0 | 0 | 0 | 0 | 0 | 0 | 0 | 0 | 0 | 0 | 0 | 0
| E5 | 0 | 0 | 0 | 0 | 0 | 0 | 0 | 0 | 0 | 0 | 0 | 0 | 0 | 0 | 0 | 0 | 0 | 0 | 0 | 0 | 0 | 0 | 0 | 0 | 0 | 0 | 0 | 0 | 0 | 0 | 0
| E6 | 0 | 0 | 0 | 0 | 0 | 0 | 0 | 0 | 0 | 0 | 0 | 0 | 0 | 0 | 0 | 0 | 0 | 0 | 0 | 0 | 0 | 0 | 0 | 0 | 0 | 0 | 0 | 0 | 0 | 0 | 0
| E7 | 0 | 0 | 0 | 0 | 0 | 0 | 0 | 0 | 0 | 0 | 0 | 0 | 0 | 0 | 0 | 0 | 0 | 0 | 0 | 0 | 0 | 0 | 0 | 0 | 0 | 0 | 0 | 0 | 0 | 0 | 0
| E8 | 0 | 0 | 0 | 0 | 0 | 0 | 0 | 0 | 0 | 0 | 0 | 0 | 0 | 0 | 0 | 0 | 0 | 0 | 0 | 0 | 0 | 0 | 0 | 0 | 0 | 0 | 0 | 0 | 0 | 0 | 0
| E9 | 0 | 0 | 0 | 0 | 0 | 0 | 0 | 0 | 0 | 0 | 0 | 0 | 0 | 0 | 0 | 0 | 0 | 0 | 0 | 0 | 0 | 0 | 0 | 0 | 0 | 0 | 0 | 0 | 0 | 0 | 0
| E10 | 0 | 0 | 0 | 0 | 0 | 0 | 0 | 0 | 0 | 0 | 0 | 0 | 0 | 0 | 0 | 0 | 0 | 0 | 0 | 0 | 0 | 0 | 0 | 0 | 0 | 0 | 0 | 0 | 0 | 0 | 0
| Vintage | 0 | 0 | 0 | 0 | 0 | 0 | 0 | 0 | 0 | 0 | 0 | 0 | 0 | 0 | 0 | 0 | 0 | 0 | 0 | 0 | 0 | 0 | 0 | 0 | 0 | 0 | 0 | 0 | 0 | 0 | 0
Tech Purchase Shares
| Year | Year 0 | Year 1 | Year 2 | Year 3 | Year 4 | Year 5 | Year 6 | Year 7 | Year 8 | Year 9 | Year 10 | Year 11 | Year 12 | Year 13 | Year 14 | Year 15 | Year 16 | Year 17 | Year 18 | Year 19 | Year 20 | Year 21 | Year 22 | Year 23 | Year 24 | Year 25 | Year 26 | Year 27 | Year 28 | Year 29 | Year 30
E1 | bar: Year 0 to Year 30
E2 | bar: Year 0 to Year 30
E3 | bar: Year 0 to Year 30
E4 | bar: Year 0 to Year 30
E5 | bar: Year 0 to Year 30
E6 | bar: Year 0 to Year 30
E7 | bar: Year 0 to Year 30
E8 | bar: Year 0 to Year 30
E9 | bar: Year 0 to Year 30
E10 | bar: Year 0 to Year 30
Units In from Switching
| E1 | 0 | 0 | 0 | 0 | 0 | 0 | 0 | 0 | 0 | 0 | 0 | 0 | 0 | 0 | 0 | 0 | 0 | 0 | 0 | 0 | 0 | 0 | 0 | 0 | 0 | 0 | 0 | 0 | 0 | 0 | 0
| E2 | 0 | 0 | 0 | 0 | 0 | 0 | 0 | 0 | 0 | 0 | 0 | 0 | 0 | 0 | 0 | 0 | 0 | 0 | 0 | 0 | 0 | 0 | 0 | 0 | 0 | 0 | 0 | 0 | 0 | 0 | 0
| E3 | 0 | 0 | 0 | 0 | 0 | 0 | 0 | 0 | 0 | 0 | 0 | 0 | 0 | 0 | 0 | 0 | 0 | 0 | 0 | 0 | 0 | 0 | 0 | 0 | 0 | 0 | 0 | 0 | 0 | 0 | 0
| E4 | 0 | 0 | 0 | 0 | 0 | 0 | 0 | 0 | 0 | 0 | 0 | 0 | 0 | 0 | 0 | 0 | 0 | 0 | 0 | 0 | 0 | 0 | 0 | 0 | 0 | 0 | 0 | 0 | 0 | 0 | 0
| E5 | 0 | 0 | 0 | 0 | 0 | 0 | 0 | 0 | 0 | 0 | 0 | 0 | 0 | 0 | 0 | 0 | 0 | 0 | 0 | 0 | 0 | 0 | 0 | 0 | 0 | 0 | 0 | 0 | 0 | 0 | 0
| E6 | 0 | 0 | 0 | 0 | 0 | 0 | 0 | 0 | 0 | 0 | 0 | 0 | 0 | 0 | 0 | 0 | 0 | 0 | 0 | 0 | 0 | 0 | 0 | 0 | 0 | 0 | 0 | 0 | 0 | 0 | 0
| E7 | 0 | 0 | 0 | 0 | 0 | 0 | 0 | 0 | 0 | 0 | 0 | 0 | 0 | 0 | 0 | 0 | 0 | 0 | 0 | 0 | 0 | 0 | 0 | 0 | 0 | 0 | 0 | 0 | 0 | 0 | 0
| E8 | 0 | 0 | 0 | 0 | 0 | 0 | 0 | 0 | 0 | 0 | 0 | 0 | 0 | 0 | 0 | 0 | 0 | 0 | 0 | 0 | 0 | 0 | 0 | 0 | 0 | 0 | 0 | 0 | 0 | 0 | 0
| E9 | 0 | 0 | 0 | 0 | 0 | 0 | 0 | 0 | 0 | 0 | 0 | 0 | 0 | 0 | 0 | 0 | 0 | 0 | 0 | 0 | 0 | 0 | 0 | 0 | 0 | 0 | 0 | 0 | 0 | 0 | 0
| E10 | 0 | 0 | 0 | 0 | 0 | 0 | 0 | 0 | 0 | 0 | 0 | 0 | 0 | 0 | 0 | 0 | 0 | 0 | 0 | 0 | 0 | 0 | 0 | 0 | 0 | 0 | 0 | 0 | 0 | 0 | 0
| Vintage | 0 | 0 | 0 | 0 | 0 | 0 | 0 | 0 | 0 | 0 | 0 | 0 | 0 | 0 | 0 | 0 | 0 | 0 | 0 | 0 | 0 | 0 | 0 | 0 | 0 | 0 | 0 | 0 | 0 | 0 | 0
Net Change
| Year | Year 0 | Year 1 | Year 2 | Year 3 | Year 4 | Year 5 | Year 6 | Year 7 | Year 8 | Year 9 | Year 10 | Year 11 | Year 12 | Year 13 | Year 14 | Year 15 | Year 16 | Year 17 | Year 18 | Year 19 | Year 20 | Year 21 | Year 22 | Year 23 | Year 24 | Year 25 | Year 26 | Year 27 | Year 28 | Year 29 | Year 30 | Key
| Units | 0 | 0 | 0 | 0 | 0 | 0 | 0 | 0 | 0 | 0 | 0 | 0 | 0 | 0 | 0 | 0 | 0 | 0 | 0 | 0 | 0 | 0 | 0 | 0 | 0 | 0 | 0 | 0 | 0 | 0 | 0 | 0_Units |  |  |  |  | 301957.8232
| Usage | 0 | 0 | 0 | 0 | 0 | 0 | 0 | 0 | 0 | 0 | 0 | 0 | 0 | 0 | 0 | 0 | 0 | 0 | 0 | 0 | 0 | 0 | 0 | 0 | 0 | 0 | 0 | 0 | 0 | 0 | 0 | 0_Usage |  |  |  |  | 1698.6543
| Peak Demand (S) | 0 | 0 | 0 | 0 | 0 | 0 | 0 | 0 | 0 | 0 | 0 | 0 | 0 | 0 | 0 | 0 | 0 | 0 | 0 | 0 | 0 | 0 | 0 | 0 | 0 | 0 | 0 | 0 | 0 | 0 | 0 | 0_Peak Demand (S) |  |  |  |  | 0
| Peak Demand (W) | 0 | 0 | 0 | 0 | 0 | 0 | 0 | 0 | 0 | 0 | 0 | 0 | 0 | 0 | 0 | 0 | 0 | 0 | 0 | 0 | 0 | 0 | 0 | 0 | 0 | 0 | 0 | 0 | 0 | 0 | 0 | 0_Peak Demand (W) |  |  |  |  | 884.6119
| Turnover | 0 | 0 | 0 | 0 | 0 | 0 | 0 | 0 | 0 | 0 | 0 | 0 | 0 | 0 | 0 | 0 | 0 | 0 | 0 | 0 | 0 | 0 | 0 | 0 | 0 | 0 | 0 | 0 | 0 | 0 | 0 | 0_Turnover |  |  |  |  | 6885.4476
| Avg. Replacement Usage | 0 | 0 | 0 | 0 | 0 | 0 | 0 | 0 | 0 | 0 | 0 | 0 | 0 | 0 | 0 | 0 | 0 | 0 | 0 | 0 | 0 | 0 | 0 | 0 | 0 | 0 | 0 | 0 | 0 | 0 | 0 | 0_Avg. Replacement Usage |  |  |  |  | 5638.8522
| Avg. Replacement Demand (S) | 0 | 0 | 0 | 0 | 0 | 0 | 0 | 0 | 0 | 0 | 0 | 0 | 0 | 0 | 0 | 0 | 0 | 0 | 0 | 0 | 0 | 0 | 0 | 0 | 0 | 0 | 0 | 0 | 0 | 0 | 0 | 0_Avg. Replacement Demand (S) |  |  |  |  | 0
| Avg. Replacement Demand (W) | 0 | 0 | 0 | 0 | 0 | 0 | 0 | 0 | 0 | 0 | 0 | 0 | 0 | 0 | 0 | 0 | 0 | 0 | 0 | 0 | 0 | 0 | 0 | 0 | 0 | 0 | 0 | 0 | 0 | 0 | 0 | 0_Avg. Replacement Demand (W) |  |  |  |  | 2.9366
Purchases
| Year | Year 0 | Year 1 | Year 2 | Year 3 | Year 4 | Year 5 | Year 6 | Year 7 | Year 8 | Year 9 | Year 10 | Year 11 | Year 12 | Year 13 | Year 14 | Year 15 | Year 16 | Year 17 | Year 18 | Year 19 | Year 20 | Year 21 | Year 22 | Year 23 | Year 24 | Year 25 | Year 26 | Year 27 | Year 28 | Year 29 | Year 30
| E1 | 0 | 0 | 0 | 0 | 0 | 0 | 0 | 0 | 0 | 0 | 0 | 0 | 0 | 0 | 0 | 0 | 0 | 0 | 0 | 0 | 0 | 0 | 0 | 0 | 0 | 0 | 0 | 0 | 0 | 0 | 0 | 0_E1_Purchases |  |  |  |  | 6885.4476
| E2 | 0 | 0 | 0 | 0 | 0 | 0 | 0 | 0 | 0 | 0 | 0 | 0 | 0 | 0 | 0 | 0 | 0 | 0 | 0 | 0 | 0 | 0 | 0 | 0 | 0 | 0 | 0 | 0 | 0 | 0 | 0 | 0_E2_Purchases |  |  |  |  | 0
| E3 | 0 | 0 | 0 | 0 | 0 | 0 | 0 | 0 | 0 | 0 | 0 | 0 | 0 | 0 | 0 | 0 | 0 | 0 | 0 | 0 | 0 | 0 | 0 | 0 | 0 | 0 | 0 | 0 | 0 | 0 | 0 | 0_E3_Purchases |  |  |  |  | 0
| E4 | 0 | 0 | 0 | 0 | 0 | 0 | 0 | 0 | 0 | 0 | 0 | 0 | 0 | 0 | 0 | 0 | 0 | 0 | 0 | 0 | 0 | 0 | 0 | 0 | 0 | 0 | 0 | 0 | 0 | 0 | 0 | 0_E4_Purchases |  |  |  |  | 0
| E5 | 0 | 0 | 0 | 0 | 0 | 0 | 0 | 0 | 0 | 0 | 0 | 0 | 0 | 0 | 0 | 0 | 0 | 0 | 0 | 0 | 0 | 0 | 0 | 0 | 0 | 0 | 0 | 0 | 0 | 0 | 0 | 0_E5_Purchases |  |  |  |  | 0
| E6 | 0 | 0 | 0 | 0 | 0 | 0 | 0 | 0 | 0 | 0 | 0 | 0 | 0 | 0 | 0 | 0 | 0 | 0 | 0 | 0 | 0 | 0 | 0 | 0 | 0 | 0 | 0 | 0 | 0 | 0 | 0 | 0_E6_Purchases |  |  |  |  | 0
| E7 | 0 | 0 | 0 | 0 | 0 | 0 | 0 | 0 | 0 | 0 | 0 | 0 | 0 | 0 | 0 | 0 | 0 | 0 | 0 | 0 | 0 | 0 | 0 | 0 | 0 | 0 | 0 | 0 | 0 | 0 | 0 | 0_E7_Purchases |  |  |  |  | 0
| E8 | 0 | 0 | 0 | 0 | 0 | 0 | 0 | 0 | 0 | 0 | 0 | 0 | 0 | 0 | 0 | 0 | 0 | 0 | 0 | 0 | 0 | 0 | 0 | 0 | 0 | 0 | 0 | 0 | 0 | 0 | 0 | 0_E8_Purchases |  |  |  |  | 0
| E9 | 0 | 0 | 0 | 0 | 0 | 0 | 0 | 0 | 0 | 0 | 0 | 0 | 0 | 0 | 0 | 0 | 0 | 0 | 0 | 0 | 0 | 0 | 0 | 0 | 0 | 0 | 0 | 0 | 0 | 0 | 0 | 0_E9_Purchases |  |  |  |  | 0
| E10 | 0 | 0 | 0 | 0 | 0 | 0 | 0 | 0 | 0 | 0 | 0 | 0 | 0 | 0 | 0 | 0 | 0 | 0 | 0 | 0 | 0 | 0 | 0 | 0 | 0 | 0 | 0 | 0 | 0 | 0 | 0 | 0_E10_Purchases |  |  |  |  | 0
Stock
| Year | Year 0 | Year 1 | Year 2 | Year 3 | Year 4 | Year 5 | Year 6 | Year 7 | Year 8 | Year 9 | Year 10 | Year 11 | Year 12 | Year 13 | Year 14 | Year 15 | Year 16 | Year 17 | Year 18 | Year 19 | Year 20 | Year 21 | Year 22 | Year 23 | Year 24 | Year 25 | Year 26 | Year 27 | Year 28 | Year 29 | Year 30
| E1 | 0 | 0 | 0 | 0 | 0 | 0 | 0 | 0 | 0 | 0 | 0 | 0 | 0 | 0 | 0 | 0 | 0 | 0 | 0 | 0 | 0 | 0 | 0 | 0 | 0 | 0 | 0 | 0 | 0 | 0 | 0 | 0_E1_Stock |  |  |  |  | 13576.6093
| E2 | 0 | 0 | 0 | 0 | 0 | 0 | 0 | 0 | 0 | 0 | 0 | 0 | 0 | 0 | 0 | 0 | 0 | 0 | 0 | 0 | 0 | 0 | 0 | 0 | 0 | 0 | 0 | 0 | 0 | 0 | 0 | 0_E2_Stock |  |  |  |  | 0
| E3 | 0 | 0 | 0 | 0 | 0 | 0 | 0 | 0 | 0 | 0 | 0 | 0 | 0 | 0 | 0 | 0 | 0 | 0 | 0 | 0 | 0 | 0 | 0 | 0 | 0 | 0 | 0 | 0 | 0 | 0 | 0 | 0_E3_Stock |  |  |  |  | 0
| E4 | 0 | 0 | 0 | 0 | 0 | 0 | 0 | 0 | 0 | 0 | 0 | 0 | 0 | 0 | 0 | 0 | 0 | 0 | 0 | 0 | 0 | 0 | 0 | 0 | 0 | 0 | 0 | 0 | 0 | 0 | 0 | 0_E4_Stock |  |  |  |  | 0
| E5 | 0 | 0 | 0 | 0 | 0 | 0 | 0 | 0 | 0 | 0 | 0 | 0 | 0 | 0 | 0 | 0 | 0 | 0 | 0 | 0 | 0 | 0 | 0 | 0 | 0 | 0 | 0 | 0 | 0 | 0 | 0 | 0_E5_Stock |  |  |  |  | 0
| E6 | 0 | 0 | 0 | 0 | 0 | 0 | 0 | 0 | 0 | 0 | 0 | 0 | 0 | 0 | 0 | 0 | 0 | 0 | 0 | 0 | 0 | 0 | 0 | 0 | 0 | 0 | 0 | 0 | 0 | 0 | 0 | 0_E6_Stock |  |  |  |  | 0
| E7 | 0 | 0 | 0 | 0 | 0 | 0 | 0 | 0 | 0 | 0 | 0 | 0 | 0 | 0 | 0 | 0 | 0 | 0 | 0 | 0 | 0 | 0 | 0 | 0 | 0 | 0 | 0 | 0 | 0 | 0 | 0 | 0_E7_Stock |  |  |  |  | 0
| E8 | 0 | 0 | 0 | 0 | 0 | 0 | 0 | 0 | 0 | 0 | 0 | 0 | 0 | 0 | 0 | 0 | 0 | 0 | 0 | 0 | 0 | 0 | 0 | 0 | 0 | 0 | 0 | 0 | 0 | 0 | 0 | 0_E8_Stock |  |  |  |  | 0
| E9 | 0 | 0 | 0 | 0 | 0 | 0 | 0 | 0 | 0 | 0 | 0 | 0 | 0 | 0 | 0 | 0 | 0 | 0 | 0 | 0 | 0 | 0 | 0 | 0 | 0 | 0 | 0 | 0 | 0 | 0 | 0 | 0_E9_Stock |  |  |  |  | 0
| E10 | 0 | 0 | 0 | 0 | 0 | 0 | 0 | 0 | 0 | 0 | 0 | 0 | 0 | 0 | 0 | 0 | 0 | 0 | 0 | 0 | 0 | 0 | 0 | 0 | 0 | 0 | 0 | 0 | 0 | 0 | 0 | 0_E10_Stock |  |  |  |  | 0
| Vintage | 0 | 0 | 0 | 0 | 0 | 0 | 0 | 0 | 0 | 0 | 0 | 0 | 0 | 0 | 0 | 0 | 0 | 0 | 0 | 0 | 0 | 0 | 0 | 0 | 0 | 0 | 0 | 0 | 0 | 0 | 0 | 0_Vintage_Stock |  |  |  |  | 288381.2139
S2C5 |  | Year 0: System 2 Technology 5
Technology Variables
| Tech Key | Year 0: 0
| Peak Factor (S) | Year 0: 0
| Peak Factor (W) | Year 0: 0
| Min Vintage Lifetime | Year 0: 0
| Max Vintage Lifetime | Year 0: 0
| Turnover Style | Year 0: 0
Technology Variables
| Equipment | Year 0: Label; Year 1: Min Lifetime; Year 2: Max Lifetime; Year 3: Degradation; Year 4: Usage; Year 5: Available
| E1 | Year 1: 0; Year 2: 0; Year 3: 0%; Year 4: 0; Year 5: FALSE
| E2 | Year 1: 0; Year 2: 0; Year 3: 0%; Year 4: 0; Year 5: FALSE
| E3 | Year 1: 0; Year 2: 0; Year 3: 0%; Year 4: 0; Year 5: FALSE
| E4 | Year 1: 0; Year 2: 0; Year 3: 0%; Year 4: 0; Year 5: FALSE
| E5 | Year 1: 0; Year 2: 0; Year 3: 0%; Year 4: 0; Year 5: FALSE
| E6 | Year 1: 0; Year 2: 0; Year 3: 0%; Year 4: 0; Year 5: FALSE
| E7 | Year 1: 0; Year 2: 0; Year 3: 0%; Year 4: 0; Year 5: FALSE
| E8 | Year 1: 0; Year 2: 0; Year 3: 0%; Year 4: 0; Year 5: FALSE
| E9 | Year 1: 0; Year 2: 0; Year 3: 0%; Year 4: 0; Year 5: FALSE
| E10 | Year 1: 0; Year 2: 0; Year 3: 0%; Year 4: 0; Year 5: FALSE
Original Forecast Results
| Year | Year 0 | Year 1 | Year 2 | Year 3 | Year 4 | Year 5 | Year 6 | Year 7 | Year 8 | Year 9 | Year 10 | Year 11 | Year 12 | Year 13 | Year 14 | Year 15 | Year 16 | Year 17 | Year 18 | Year 19 | Year 20 | Year 21 | Year 22 | Year 23 | Year 24 | Year 25 | Year 26 | Year 27 | Year 28 | Year 29 | Year 30 | Key
| Units | 0 | 0 | 0 | 0 | 0 | 0 | 0 | 0 | 0 | 0 | 0 | 0 | 0 | 0 | 0 | 0 | 0 | 0 | 0 | 0 | 0 | 0 | 0 | 0 | 0 | 0 | 0 | 0 | 0 | 0 | 0 | #REF! |  |  |  |  | 301957.8232
| Usage | 0 | 0 | 0 | 0 | 0 | 0 | 0 | 0 | 0 | 0 | 0 | 0 | 0 | 0 | 0 | 0 | 0 | 0 | 0 | 0 | 0 | 0 | 0 | 0 | 0 | 0 | 0 | 0 | 0 | 0 | 0 | #REF! |  |  |  |  | 1698.6543
| Peak Demand (S) | 0 | 0 | 0 | 0 | 0 | 0 | 0 | 0 | 0 | 0 | 0 | 0 | 0 | 0 | 0 | 0 | 0 | 0 | 0 | 0 | 0 | 0 | 0 | 0 | 0 | 0 | 0 | 0 | 0 | 0 | 0 | #REF! |  |  |  |  | 0
| Peak Demand (W) | 0 | 0 | 0 | 0 | 0 | 0 | 0 | 0 | 0 | 0 | 0 | 0 | 0 | 0 | 0 | 0 | 0 | 0 | 0 | 0 | 0 | 0 | 0 | 0 | 0 | 0 | 0 | 0 | 0 | 0 | 0 | #REF! |  |  |  |  | 884.6119
| Turnover | 0 | 0 | 0 | 0 | 0 | 0 | 0 | 0 | 0 | 0 | 0 | 0 | 0 | 0 | 0 | 0 | 0 | 0 | 0 | 0 | 0 | 0 | 0 | 0 | 0 | 0 | 0 | 0 | 0 | 0 | 0 | #REF! |  |  |  |  | 6885.4476
| Avg. Replacement Usage | 0 | 0 | 0 | 0 | 0 | 0 | 0 | 0 | 0 | 0 | 0 | 0 | 0 | 0 | 0 | 0 | 0 | 0 | 0 | 0 | 0 | 0 | 0 | 0 | 0 | 0 | 0 | 0 | 0 | 0 | 0 | #REF! |  |  |  |  | 5638.8522
| Avg. Replacement Demand (S) | 0 | 0 | 0 | 0 | 0 | 0 | 0 | 0 | 0 | 0 | 0 | 0 | 0 | 0 | 0 | 0 | 0 | 0 | 0 | 0 | 0 | 0 | 0 | 0 | 0 | 0 | 0 | 0 | 0 | 0 | 0 | #REF! |  |  |  |  | 0
| Avg. Replacement Demand (W) | 0 | 0 | 0 | 0 | 0 | 0 | 0 | 0 | 0 | 0 | 0 | 0 | 0 | 0 | 0 | 0 | 0 | 0 | 0 | 0 | 0 | 0 | 0 | 0 | 0 | 0 | 0 | 0 | 0 | 0 | 0 | #REF! |  |  |  |  | 2.9366
Tech Forecast Stock
| Year | Year 0 | Year 1 | Year 2 | Year 3 | Year 4 | Year 5 | Year 6 | Year 7 | Year 8 | Year 9 | Year 10 | Year 11 | Year 12 | Year 13 | Year 14 | Year 15 | Year 16 | Year 17 | Year 18 | Year 19 | Year 20 | Year 21 | Year 22 | Year 23 | Year 24 | Year 25 | Year 26 | Year 27 | Year 28 | Year 29 | Year 30
| E1 | 0 | 0 | 0 | 0 | 0 | 0 | 0 | 0 | 0 | 0 | 0 | 0 | 0 | 0 | 0 | 0 | 0 | 0 | 0 | 0 | 0 | 0 | 0 | 0 | 0 | 0 | 0 | 0 | 0 | 0 | 0
| E2 | 0 | 0 | 0 | 0 | 0 | 0 | 0 | 0 | 0 | 0 | 0 | 0 | 0 | 0 | 0 | 0 | 0 | 0 | 0 | 0 | 0 | 0 | 0 | 0 | 0 | 0 | 0 | 0 | 0 | 0 | 0
| E3 | 0 | 0 | 0 | 0 | 0 | 0 | 0 | 0 | 0 | 0 | 0 | 0 | 0 | 0 | 0 | 0 | 0 | 0 | 0 | 0 | 0 | 0 | 0 | 0 | 0 | 0 | 0 | 0 | 0 | 0 | 0
| E4 | 0 | 0 | 0 | 0 | 0 | 0 | 0 | 0 | 0 | 0 | 0 | 0 | 0 | 0 | 0 | 0 | 0 | 0 | 0 | 0 | 0 | 0 | 0 | 0 | 0 | 0 | 0 | 0 | 0 | 0 | 0
| E5 | 0 | 0 | 0 | 0 | 0 | 0 | 0 | 0 | 0 | 0 | 0 | 0 | 0 | 0 | 0 | 0 | 0 | 0 | 0 | 0 | 0 | 0 | 0 | 0 | 0 | 0 | 0 | 0 | 0 | 0 | 0
| E6 | 0 | 0 | 0 | 0 | 0 | 0 | 0 | 0 | 0 | 0 | 0 | 0 | 0 | 0 | 0 | 0 | 0 | 0 | 0 | 0 | 0 | 0 | 0 | 0 | 0 | 0 | 0 | 0 | 0 | 0 | 0
| E7 | 0 | 0 | 0 | 0 | 0 | 0 | 0 | 0 | 0 | 0 | 0 | 0 | 0 | 0 | 0 | 0 | 0 | 0 | 0 | 0 | 0 | 0 | 0 | 0 | 0 | 0 | 0 | 0 | 0 | 0 | 0
| E8 | 0 | 0 | 0 | 0 | 0 | 0 | 0 | 0 | 0 | 0 | 0 | 0 | 0 | 0 | 0 | 0 | 0 | 0 | 0 | 0 | 0 | 0 | 0 | 0 | 0 | 0 | 0 | 0 | 0 | 0 | 0
| E9 | 0 | 0 | 0 | 0 | 0 | 0 | 0 | 0 | 0 | 0 | 0 | 0 | 0 | 0 | 0 | 0 | 0 | 0 | 0 | 0 | 0 | 0 | 0 | 0 | 0 | 0 | 0 | 0 | 0 | 0 | 0
| E10 | 0 | 0 | 0 | 0 | 0 | 0 | 0 | 0 | 0 | 0 | 0 | 0 | 0 | 0 | 0 | 0 | 0 | 0 | 0 | 0 | 0 | 0 | 0 | 0 | 0 | 0 | 0 | 0 | 0 | 0 | 0
| Vintage | 0 | 0 | 0 | 0 | 0 | 0 | 0 | 0 | 0 | 0 | 0 | 0 | 0 | 0 | 0 | 0 | 0 | 0 | 0 | 0 | 0 | 0 | 0 | 0 | 0 | 0 | 0 | 0 | 0 | 0 | 0
Stock for Switching
| Year | Year 0 | Year 1 | Year 2 | Year 3 | Year 4 | Year 5 | Year 6 | Year 7 | Year 8 | Year 9 | Year 10 | Year 11 | Year 12 | Year 13 | Year 14 | Year 15 | Year 16 | Year 17 | Year 18 | Year 19 | Year 20 | Year 21 | Year 22 | Year 23 | Year 24 | Year 25 | Year 26 | Year 27 | Year 28 | Year 29 | Year 30
| E1 | 0 | 0 | 0 | 0 | 0 | 0 | 0 | 0 | 0 | 0 | 0 | 0 | 0 | 0 | 0 | 0 | 0 | 0 | 0 | 0 | 0 | 0 | 0 | 0 | 0 | 0 | 0 | 0 | 0 | 0 | 0 | 0_E1_SysStock
| E2 | 0 | 0 | 0 | 0 | 0 | 0 | 0 | 0 | 0 | 0 | 0 | 0 | 0 | 0 | 0 | 0 | 0 | 0 | 0 | 0 | 0 | 0 | 0 | 0 | 0 | 0 | 0 | 0 | 0 | 0 | 0 | 0_E2_SysStock
| E3 | 0 | 0 | 0 | 0 | 0 | 0 | 0 | 0 | 0 | 0 | 0 | 0 | 0 | 0 | 0 | 0 | 0 | 0 | 0 | 0 | 0 | 0 | 0 | 0 | 0 | 0 | 0 | 0 | 0 | 0 | 0 | 0_E3_SysStock
| E4 | 0 | 0 | 0 | 0 | 0 | 0 | 0 | 0 | 0 | 0 | 0 | 0 | 0 | 0 | 0 | 0 | 0 | 0 | 0 | 0 | 0 | 0 | 0 | 0 | 0 | 0 | 0 | 0 | 0 | 0 | 0 | 0_E4_SysStock
| E5 | 0 | 0 | 0 | 0 | 0 | 0 | 0 | 0 | 0 | 0 | 0 | 0 | 0 | 0 | 0 | 0 | 0 | 0 | 0 | 0 | 0 | 0 | 0 | 0 | 0 | 0 | 0 | 0 | 0 | 0 | 0 | 0_E5_SysStock
| E6 | 0 | 0 | 0 | 0 | 0 | 0 | 0 | 0 | 0 | 0 | 0 | 0 | 0 | 0 | 0 | 0 | 0 | 0 | 0 | 0 | 0 | 0 | 0 | 0 | 0 | 0 | 0 | 0 | 0 | 0 | 0 | 0_E6_SysStock
| E7 | 0 | 0 | 0 | 0 | 0 | 0 | 0 | 0 | 0 | 0 | 0 | 0 | 0 | 0 | 0 | 0 | 0 | 0 | 0 | 0 | 0 | 0 | 0 | 0 | 0 | 0 | 0 | 0 | 0 | 0 | 0 | 0_E7_SysStock
| E8 | 0 | 0 | 0 | 0 | 0 | 0 | 0 | 0 | 0 | 0 | 0 | 0 | 0 | 0 | 0 | 0 | 0 | 0 | 0 | 0 | 0 | 0 | 0 | 0 | 0 | 0 | 0 | 0 | 0 | 0 | 0 | 0_E8_SysStock
| E9 | 0 | 0 | 0 | 0 | 0 | 0 | 0 | 0 | 0 | 0 | 0 | 0 | 0 | 0 | 0 | 0 | 0 | 0 | 0 | 0 | 0 | 0 | 0 | 0 | 0 | 0 | 0 | 0 | 0 | 0 | 0 | 0_E9_SysStock
| E10 | 0 | 0 | 0 | 0 | 0 | 0 | 0 | 0 | 0 | 0 | 0 | 0 | 0 | 0 | 0 | 0 | 0 | 0 | 0 | 0 | 0 | 0 | 0 | 0 | 0 | 0 | 0 | 0 | 0 | 0 | 0 | 0_E10_SysStock
| Vintage | 0 | 0 | 0 | 0 | 0 | 0 | 0 | 0 | 0 | 0 | 0 | 0 | 0 | 0 | 0 | 0 | 0 | 0 | 0 | 0 | 0 | 0 | 0 | 0 | 0 | 0 | 0 | 0 | 0 | 0 | 0 | 0_Vintage_SysStock
Tech Forecast Purchases
| Year | Year 0 | Year 1 | Year 2 | Year 3 | Year 4 | Year 5 | Year 6 | Year 7 | Year 8 | Year 9 | Year 10 | Year 11 | Year 12 | Year 13 | Year 14 | Year 15 | Year 16 | Year 17 | Year 18 | Year 19 | Year 20 | Year 21 | Year 22 | Year 23 | Year 24 | Year 25 | Year 26 | Year 27 | Year 28 | Year 29 | Year 30
| E1 | 0 | 0 | 0 | 0 | 0 | 0 | 0 | 0 | 0 | 0 | 0 | 0 | 0 | 0 | 0 | 0 | 0 | 0 | 0 | 0 | 0 | 0 | 0 | 0 | 0 | 0 | 0 | 0 | 0 | 0 | 0
| E2 | 0 | 0 | 0 | 0 | 0 | 0 | 0 | 0 | 0 | 0 | 0 | 0 | 0 | 0 | 0 | 0 | 0 | 0 | 0 | 0 | 0 | 0 | 0 | 0 | 0 | 0 | 0 | 0 | 0 | 0 | 0
| E3 | 0 | 0 | 0 | 0 | 0 | 0 | 0 | 0 | 0 | 0 | 0 | 0 | 0 | 0 | 0 | 0 | 0 | 0 | 0 | 0 | 0 | 0 | 0 | 0 | 0 | 0 | 0 | 0 | 0 | 0 | 0
| E4 | 0 | 0 | 0 | 0 | 0 | 0 | 0 | 0 | 0 | 0 | 0 | 0 | 0 | 0 | 0 | 0 | 0 | 0 | 0 | 0 | 0 | 0 | 0 | 0 | 0 | 0 | 0 | 0 | 0 | 0 | 0
| E5 | 0 | 0 | 0 | 0 | 0 | 0 | 0 | 0 | 0 | 0 | 0 | 0 | 0 | 0 | 0 | 0 | 0 | 0 | 0 | 0 | 0 | 0 | 0 | 0 | 0 | 0 | 0 | 0 | 0 | 0 | 0
| E6 | 0 | 0 | 0 | 0 | 0 | 0 | 0 | 0 | 0 | 0 | 0 | 0 | 0 | 0 | 0 | 0 | 0 | 0 | 0 | 0 | 0 | 0 | 0 | 0 | 0 | 0 | 0 | 0 | 0 | 0 | 0
| E7 | 0 | 0 | 0 | 0 | 0 | 0 | 0 | 0 | 0 | 0 | 0 | 0 | 0 | 0 | 0 | 0 | 0 | 0 | 0 | 0 | 0 | 0 | 0 | 0 | 0 | 0 | 0 | 0 | 0 | 0 | 0
| E8 | 0 | 0 | 0 | 0 | 0 | 0 | 0 | 0 | 0 | 0 | 0 | 0 | 0 | 0 | 0 | 0 | 0 | 0 | 0 | 0 | 0 | 0 | 0 | 0 | 0 | 0 | 0 | 0 | 0 | 0 | 0
| E9 | 0 | 0 | 0 | 0 | 0 | 0 | 0 | 0 | 0 | 0 | 0 | 0 | 0 | 0 | 0 | 0 | 0 | 0 | 0 | 0 | 0 | 0 | 0 | 0 | 0 | 0 | 0 | 0 | 0 | 0 | 0
| E10 | 0 | 0 | 0 | 0 | 0 | 0 | 0 | 0 | 0 | 0 | 0 | 0 | 0 | 0 | 0 | 0 | 0 | 0 | 0 | 0 | 0 | 0 | 0 | 0 | 0 | 0 | 0 | 0 | 0 | 0 | 0
Potential to Switch
| Year | Year 0 | Year 1 | Year 2 | Year 3 | Year 4 | Year 5 | Year 6 | Year 7 | Year 8 | Year 9 | Year 10 | Year 11 | Year 12 | Year 13 | Year 14 | Year 15 | Year 16 | Year 17 | Year 18 | Year 19 | Year 20 | Year 21 | Year 22 | Year 23 | Year 24 | Year 25 | Year 26 | Year 27 | Year 28 | Year 29 | Year 30
| E1 | 0 | 0 | 0 | 0 | 0 | 0 | 0 | 0 | 0 | 0 | 0 | 0 | 0 | 0 | 0 | 0 | 0 | 0 | 0 | 0 | 0 | 0 | 0 | 0 | 0 | 0 | 0 | 0 | 0 | 0 | 0 | 0_E1_Switched Out
| E2 | 0 | 0 | 0 | 0 | 0 | 0 | 0 | 0 | 0 | 0 | 0 | 0 | 0 | 0 | 0 | 0 | 0 | 0 | 0 | 0 | 0 | 0 | 0 | 0 | 0 | 0 | 0 | 0 | 0 | 0 | 0 | 0_E2_Switched Out
| E3 | 0 | 0 | 0 | 0 | 0 | 0 | 0 | 0 | 0 | 0 | 0 | 0 | 0 | 0 | 0 | 0 | 0 | 0 | 0 | 0 | 0 | 0 | 0 | 0 | 0 | 0 | 0 | 0 | 0 | 0 | 0 | 0_E3_Switched Out
| E4 | 0 | 0 | 0 | 0 | 0 | 0 | 0 | 0 | 0 | 0 | 0 | 0 | 0 | 0 | 0 | 0 | 0 | 0 | 0 | 0 | 0 | 0 | 0 | 0 | 0 | 0 | 0 | 0 | 0 | 0 | 0 | 0_E4_Switched Out
| E5 | 0 | 0 | 0 | 0 | 0 | 0 | 0 | 0 | 0 | 0 | 0 | 0 | 0 | 0 | 0 | 0 | 0 | 0 | 0 | 0 | 0 | 0 | 0 | 0 | 0 | 0 | 0 | 0 | 0 | 0 | 0 | 0_E5_Switched Out
| E6 | 0 | 0 | 0 | 0 | 0 | 0 | 0 | 0 | 0 | 0 | 0 | 0 | 0 | 0 | 0 | 0 | 0 | 0 | 0 | 0 | 0 | 0 | 0 | 0 | 0 | 0 | 0 | 0 | 0 | 0 | 0 | 0_E6_Switched Out
| E7 | 0 | 0 | 0 | 0 | 0 | 0 | 0 | 0 | 0 | 0 | 0 | 0 | 0 | 0 | 0 | 0 | 0 | 0 | 0 | 0 | 0 | 0 | 0 | 0 | 0 | 0 | 0 | 0 | 0 | 0 | 0 | 0_E7_Switched Out
| E8 | 0 | 0 | 0 | 0 | 0 | 0 | 0 | 0 | 0 | 0 | 0 | 0 | 0 | 0 | 0 | 0 | 0 | 0 | 0 | 0 | 0 | 0 | 0 | 0 | 0 | 0 | 0 | 0 | 0 | 0 | 0 | 0_E8_Switched Out
| E9 | 0 | 0 | 0 | 0 | 0 | 0 | 0 | 0 | 0 | 0 | 0 | 0 | 0 | 0 | 0 | 0 | 0 | 0 | 0 | 0 | 0 | 0 | 0 | 0 | 0 | 0 | 0 | 0 | 0 | 0 | 0 | 0_E9_Switched Out
| E10 | 0 | 0 | 0 | 0 | 0 | 0 | 0 | 0 | 0 | 0 | 0 | 0 | 0 | 0 | 0 | 0 | 0 | 0 | 0 | 0 | 0 | 0 | 0 | 0 | 0 | 0 | 0 | 0 | 0 | 0 | 0 | 0_E10_Switched Out
Units Out
| E1 | 0 | 0 | 0 | 0 | 0 | 0 | 0 | 0 | 0 | 0 | 0 | 0 | 0 | 0 | 0 | 0 | 0 | 0 | 0 | 0 | 0 | 0 | 0 | 0 | 0 | 0 | 0 | 0 | 0 | 0 | 0
| E2 | 0 | 0 | 0 | 0 | 0 | 0 | 0 | 0 | 0 | 0 | 0 | 0 | 0 | 0 | 0 | 0 | 0 | 0 | 0 | 0 | 0 | 0 | 0 | 0 | 0 | 0 | 0 | 0 | 0 | 0 | 0
| E3 | 0 | 0 | 0 | 0 | 0 | 0 | 0 | 0 | 0 | 0 | 0 | 0 | 0 | 0 | 0 | 0 | 0 | 0 | 0 | 0 | 0 | 0 | 0 | 0 | 0 | 0 | 0 | 0 | 0 | 0 | 0
| E4 | 0 | 0 | 0 | 0 | 0 | 0 | 0 | 0 | 0 | 0 | 0 | 0 | 0 | 0 | 0 | 0 | 0 | 0 | 0 | 0 | 0 | 0 | 0 | 0 | 0 | 0 | 0 | 0 | 0 | 0 | 0
| E5 | 0 | 0 | 0 | 0 | 0 | 0 | 0 | 0 | 0 | 0 | 0 | 0 | 0 | 0 | 0 | 0 | 0 | 0 | 0 | 0 | 0 | 0 | 0 | 0 | 0 | 0 | 0 | 0 | 0 | 0 | 0
| E6 | 0 | 0 | 0 | 0 | 0 | 0 | 0 | 0 | 0 | 0 | 0 | 0 | 0 | 0 | 0 | 0 | 0 | 0 | 0 | 0 | 0 | 0 | 0 | 0 | 0 | 0 | 0 | 0 | 0 | 0 | 0
| E7 | 0 | 0 | 0 | 0 | 0 | 0 | 0 | 0 | 0 | 0 | 0 | 0 | 0 | 0 | 0 | 0 | 0 | 0 | 0 | 0 | 0 | 0 | 0 | 0 | 0 | 0 | 0 | 0 | 0 | 0 | 0
| E8 | 0 | 0 | 0 | 0 | 0 | 0 | 0 | 0 | 0 | 0 | 0 | 0 | 0 | 0 | 0 | 0 | 0 | 0 | 0 | 0 | 0 | 0 | 0 | 0 | 0 | 0 | 0 | 0 | 0 | 0 | 0
| E9 | 0 | 0 | 0 | 0 | 0 | 0 | 0 | 0 | 0 | 0 | 0 | 0 | 0 | 0 | 0 | 0 | 0 | 0 | 0 | 0 | 0 | 0 | 0 | 0 | 0 | 0 | 0 | 0 | 0 | 0 | 0
| E10 | 0 | 0 | 0 | 0 | 0 | 0 | 0 | 0 | 0 | 0 | 0 | 0 | 0 | 0 | 0 | 0 | 0 | 0 | 0 | 0 | 0 | 0 | 0 | 0 | 0 | 0 | 0 | 0 | 0 | 0 | 0
| Vintage | 0 | 0 | 0 | 0 | 0 | 0 | 0 | 0 | 0 | 0 | 0 | 0 | 0 | 0 | 0 | 0 | 0 | 0 | 0 | 0 | 0 | 0 | 0 | 0 | 0 | 0 | 0 | 0 | 0 | 0 | 0
Tech Purchase Shares
| Year | Year 0 | Year 1 | Year 2 | Year 3 | Year 4 | Year 5 | Year 6 | Year 7 | Year 8 | Year 9 | Year 10 | Year 11 | Year 12 | Year 13 | Year 14 | Year 15 | Year 16 | Year 17 | Year 18 | Year 19 | Year 20 | Year 21 | Year 22 | Year 23 | Year 24 | Year 25 | Year 26 | Year 27 | Year 28 | Year 29 | Year 30
E1 | bar: Year 0 to Year 30
E2 | bar: Year 0 to Year 30
E3 | bar: Year 0 to Year 30
E4 | bar: Year 0 to Year 30
E5 | bar: Year 0 to Year 30
E6 | bar: Year 0 to Year 30
E7 | bar: Year 0 to Year 30
E8 | bar: Year 0 to Year 30
E9 | bar: Year 0 to Year 30
E10 | bar: Year 0 to Year 30
Units In from Switching
| E1 | 0 | 0 | 0 | 0 | 0 | 0 | 0 | 0 | 0 | 0 | 0 | 0 | 0 | 0 | 0 | 0 | 0 | 0 | 0 | 0 | 0 | 0 | 0 | 0 | 0 | 0 | 0 | 0 | 0 | 0 | 0
| E2 | 0 | 0 | 0 | 0 | 0 | 0 | 0 | 0 | 0 | 0 | 0 | 0 | 0 | 0 | 0 | 0 | 0 | 0 | 0 | 0 | 0 | 0 | 0 | 0 | 0 | 0 | 0 | 0 | 0 | 0 | 0
| E3 | 0 | 0 | 0 | 0 | 0 | 0 | 0 | 0 | 0 | 0 | 0 | 0 | 0 | 0 | 0 | 0 | 0 | 0 | 0 | 0 | 0 | 0 | 0 | 0 | 0 | 0 | 0 | 0 | 0 | 0 | 0
| E4 | 0 | 0 | 0 | 0 | 0 | 0 | 0 | 0 | 0 | 0 | 0 | 0 | 0 | 0 | 0 | 0 | 0 | 0 | 0 | 0 | 0 | 0 | 0 | 0 | 0 | 0 | 0 | 0 | 0 | 0 | 0
| E5 | 0 | 0 | 0 | 0 | 0 | 0 | 0 | 0 | 0 | 0 | 0 | 0 | 0 | 0 | 0 | 0 | 0 | 0 | 0 | 0 | 0 | 0 | 0 | 0 | 0 | 0 | 0 | 0 | 0 | 0 | 0
| E6 | 0 | 0 | 0 | 0 | 0 | 0 | 0 | 0 | 0 | 0 | 0 | 0 | 0 | 0 | 0 | 0 | 0 | 0 | 0 | 0 | 0 | 0 | 0 | 0 | 0 | 0 | 0 | 0 | 0 | 0 | 0
| E7 | 0 | 0 | 0 | 0 | 0 | 0 | 0 | 0 | 0 | 0 | 0 | 0 | 0 | 0 | 0 | 0 | 0 | 0 | 0 | 0 | 0 | 0 | 0 | 0 | 0 | 0 | 0 | 0 | 0 | 0 | 0
| E8 | 0 | 0 | 0 | 0 | 0 | 0 | 0 | 0 | 0 | 0 | 0 | 0 | 0 | 0 | 0 | 0 | 0 | 0 | 0 | 0 | 0 | 0 | 0 | 0 | 0 | 0 | 0 | 0 | 0 | 0 | 0
| E9 | 0 | 0 | 0 | 0 | 0 | 0 | 0 | 0 | 0 | 0 | 0 | 0 | 0 | 0 | 0 | 0 | 0 | 0 | 0 | 0 | 0 | 0 | 0 | 0 | 0 | 0 | 0 | 0 | 0 | 0 | 0
| E10 | 0 | 0 | 0 | 0 | 0 | 0 | 0 | 0 | 0 | 0 | 0 | 0 | 0 | 0 | 0 | 0 | 0 | 0 | 0 | 0 | 0 | 0 | 0 | 0 | 0 | 0 | 0 | 0 | 0 | 0 | 0
| Vintage | 0 | 0 | 0 | 0 | 0 | 0 | 0 | 0 | 0 | 0 | 0 | 0 | 0 | 0 | 0 | 0 | 0 | 0 | 0 | 0 | 0 | 0 | 0 | 0 | 0 | 0 | 0 | 0 | 0 | 0 | 0
Net Change
| Year | Year 0 | Year 1 | Year 2 | Year 3 | Year 4 | Year 5 | Year 6 | Year 7 | Year 8 | Year 9 | Year 10 | Year 11 | Year 12 | Year 13 | Year 14 | Year 15 | Year 16 | Year 17 | Year 18 | Year 19 | Year 20 | Year 21 | Year 22 | Year 23 | Year 24 | Year 25 | Year 26 | Year 27 | Year 28 | Year 29 | Year 30 | Key
| Units | 0 | 0 | 0 | 0 | 0 | 0 | 0 | 0 | 0 | 0 | 0 | 0 | 0 | 0 | 0 | 0 | 0 | 0 | 0 | 0 | 0 | 0 | 0 | 0 | 0 | 0 | 0 | 0 | 0 | 0 | 0 | 0_Units |  |  |  |  | 301957.8232
| Usage | 0 | 0 | 0 | 0 | 0 | 0 | 0 | 0 | 0 | 0 | 0 | 0 | 0 | 0 | 0 | 0 | 0 | 0 | 0 | 0 | 0 | 0 | 0 | 0 | 0 | 0 | 0 | 0 | 0 | 0 | 0 | 0_Usage |  |  |  |  | 1698.6543
| Peak Demand (S) | 0 | 0 | 0 | 0 | 0 | 0 | 0 | 0 | 0 | 0 | 0 | 0 | 0 | 0 | 0 | 0 | 0 | 0 | 0 | 0 | 0 | 0 | 0 | 0 | 0 | 0 | 0 | 0 | 0 | 0 | 0 | 0_Peak Demand (S) |  |  |  |  | 0
| Peak Demand (W) | 0 | 0 | 0 | 0 | 0 | 0 | 0 | 0 | 0 | 0 | 0 | 0 | 0 | 0 | 0 | 0 | 0 | 0 | 0 | 0 | 0 | 0 | 0 | 0 | 0 | 0 | 0 | 0 | 0 | 0 | 0 | 0_Peak Demand (W) |  |  |  |  | 884.6119
| Turnover | 0 | 0 | 0 | 0 | 0 | 0 | 0 | 0 | 0 | 0 | 0 | 0 | 0 | 0 | 0 | 0 | 0 | 0 | 0 | 0 | 0 | 0 | 0 | 0 | 0 | 0 | 0 | 0 | 0 | 0 | 0 | 0_Turnover |  |  |  |  | 6885.4476
| Avg. Replacement Usage | 0 | 0 | 0 | 0 | 0 | 0 | 0 | 0 | 0 | 0 | 0 | 0 | 0 | 0 | 0 | 0 | 0 | 0 | 0 | 0 | 0 | 0 | 0 | 0 | 0 | 0 | 0 | 0 | 0 | 0 | 0 | 0_Avg. Replacement Usage |  |  |  |  | 5638.8522
| Avg. Replacement Demand (S) | 0 | 0 | 0 | 0 | 0 | 0 | 0 | 0 | 0 | 0 | 0 | 0 | 0 | 0 | 0 | 0 | 0 | 0 | 0 | 0 | 0 | 0 | 0 | 0 | 0 | 0 | 0 | 0 | 0 | 0 | 0 | 0_Avg. Replacement Demand (S) |  |  |  |  | 0
| Avg. Replacement Demand (W) | 0 | 0 | 0 | 0 | 0 | 0 | 0 | 0 | 0 | 0 | 0 | 0 | 0 | 0 | 0 | 0 | 0 | 0 | 0 | 0 | 0 | 0 | 0 | 0 | 0 | 0 | 0 | 0 | 0 | 0 | 0 | 0_Avg. Replacement Demand (W) |  |  |  |  | 2.9366
Purchases
| Year | Year 0 | Year 1 | Year 2 | Year 3 | Year 4 | Year 5 | Year 6 | Year 7 | Year 8 | Year 9 | Year 10 | Year 11 | Year 12 | Year 13 | Year 14 | Year 15 | Year 16 | Year 17 | Year 18 | Year 19 | Year 20 | Year 21 | Year 22 | Year 23 | Year 24 | Year 25 | Year 26 | Year 27 | Year 28 | Year 29 | Year 30
| E1 | 0 | 0 | 0 | 0 | 0 | 0 | 0 | 0 | 0 | 0 | 0 | 0 | 0 | 0 | 0 | 0 | 0 | 0 | 0 | 0 | 0 | 0 | 0 | 0 | 0 | 0 | 0 | 0 | 0 | 0 | 0 | 0_E1_Purchases |  |  |  |  | 6885.4476
| E2 | 0 | 0 | 0 | 0 | 0 | 0 | 0 | 0 | 0 | 0 | 0 | 0 | 0 | 0 | 0 | 0 | 0 | 0 | 0 | 0 | 0 | 0 | 0 | 0 | 0 | 0 | 0 | 0 | 0 | 0 | 0 | 0_E2_Purchases |  |  |  |  | 0
| E3 | 0 | 0 | 0 | 0 | 0 | 0 | 0 | 0 | 0 | 0 | 0 | 0 | 0 | 0 | 0 | 0 | 0 | 0 | 0 | 0 | 0 | 0 | 0 | 0 | 0 | 0 | 0 | 0 | 0 | 0 | 0 | 0_E3_Purchases |  |  |  |  | 0
| E4 | 0 | 0 | 0 | 0 | 0 | 0 | 0 | 0 | 0 | 0 | 0 | 0 | 0 | 0 | 0 | 0 | 0 | 0 | 0 | 0 | 0 | 0 | 0 | 0 | 0 | 0 | 0 | 0 | 0 | 0 | 0 | 0_E4_Purchases |  |  |  |  | 0
| E5 | 0 | 0 | 0 | 0 | 0 | 0 | 0 | 0 | 0 | 0 | 0 | 0 | 0 | 0 | 0 | 0 | 0 | 0 | 0 | 0 | 0 | 0 | 0 | 0 | 0 | 0 | 0 | 0 | 0 | 0 | 0 | 0_E5_Purchases |  |  |  |  | 0
| E6 | 0 | 0 | 0 | 0 | 0 | 0 | 0 | 0 | 0 | 0 | 0 | 0 | 0 | 0 | 0 | 0 | 0 | 0 | 0 | 0 | 0 | 0 | 0 | 0 | 0 | 0 | 0 | 0 | 0 | 0 | 0 | 0_E6_Purchases |  |  |  |  | 0
| E7 | 0 | 0 | 0 | 0 | 0 | 0 | 0 | 0 | 0 | 0 | 0 | 0 | 0 | 0 | 0 | 0 | 0 | 0 | 0 | 0 | 0 | 0 | 0 | 0 | 0 | 0 | 0 | 0 | 0 | 0 | 0 | 0_E7_Purchases |  |  |  |  | 0
| E8 | 0 | 0 | 0 | 0 | 0 | 0 | 0 | 0 | 0 | 0 | 0 | 0 | 0 | 0 | 0 | 0 | 0 | 0 | 0 | 0 | 0 | 0 | 0 | 0 | 0 | 0 | 0 | 0 | 0 | 0 | 0 | 0_E8_Purchases |  |  |  |  | 0
| E9 | 0 | 0 | 0 | 0 | 0 | 0 | 0 | 0 | 0 | 0 | 0 | 0 | 0 | 0 | 0 | 0 | 0 | 0 | 0 | 0 | 0 | 0 | 0 | 0 | 0 | 0 | 0 | 0 | 0 | 0 | 0 | 0_E9_Purchases |  |  |  |  | 0
| E10 | 0 | 0 | 0 | 0 | 0 | 0 | 0 | 0 | 0 | 0 | 0 | 0 | 0 | 0 | 0 | 0 | 0 | 0 | 0 | 0 | 0 | 0 | 0 | 0 | 0 | 0 | 0 | 0 | 0 | 0 | 0 | 0_E10_Purchases |  |  |  |  | 0
Stock
| Year | Year 0 | Year 1 | Year 2 | Year 3 | Year 4 | Year 5 | Year 6 | Year 7 | Year 8 | Year 9 | Year 10 | Year 11 | Year 12 | Year 13 | Year 14 | Year 15 | Year 16 | Year 17 | Year 18 | Year 19 | Year 20 | Year 21 | Year 22 | Year 23 | Year 24 | Year 25 | Year 26 | Year 27 | Year 28 | Year 29 | Year 30
| E1 | 0 | 0 | 0 | 0 | 0 | 0 | 0 | 0 | 0 | 0 | 0 | 0 | 0 | 0 | 0 | 0 | 0 | 0 | 0 | 0 | 0 | 0 | 0 | 0 | 0 | 0 | 0 | 0 | 0 | 0 | 0 | 0_E1_Stock |  |  |  |  | 13576.6093
| E2 | 0 | 0 | 0 | 0 | 0 | 0 | 0 | 0 | 0 | 0 | 0 | 0 | 0 | 0 | 0 | 0 | 0 | 0 | 0 | 0 | 0 | 0 | 0 | 0 | 0 | 0 | 0 | 0 | 0 | 0 | 0 | 0_E2_Stock |  |  |  |  | 0
| E3 | 0 | 0 | 0 | 0 | 0 | 0 | 0 | 0 | 0 | 0 | 0 | 0 | 0 | 0 | 0 | 0 | 0 | 0 | 0 | 0 | 0 | 0 | 0 | 0 | 0 | 0 | 0 | 0 | 0 | 0 | 0 | 0_E3_Stock |  |  |  |  | 0
| E4 | 0 | 0 | 0 | 0 | 0 | 0 | 0 | 0 | 0 | 0 | 0 | 0 | 0 | 0 | 0 | 0 | 0 | 0 | 0 | 0 | 0 | 0 | 0 | 0 | 0 | 0 | 0 | 0 | 0 | 0 | 0 | 0_E4_Stock |  |  |  |  | 0
| E5 | 0 | 0 | 0 | 0 | 0 | 0 | 0 | 0 | 0 | 0 | 0 | 0 | 0 | 0 | 0 | 0 | 0 | 0 | 0 | 0 | 0 | 0 | 0 | 0 | 0 | 0 | 0 | 0 | 0 | 0 | 0 | 0_E5_Stock |  |  |  |  | 0
| E6 | 0 | 0 | 0 | 0 | 0 | 0 | 0 | 0 | 0 | 0 | 0 | 0 | 0 | 0 | 0 | 0 | 0 | 0 | 0 | 0 | 0 | 0 | 0 | 0 | 0 | 0 | 0 | 0 | 0 | 0 | 0 | 0_E6_Stock |  |  |  |  | 0
| E7 | 0 | 0 | 0 | 0 | 0 | 0 | 0 | 0 | 0 | 0 | 0 | 0 | 0 | 0 | 0 | 0 | 0 | 0 | 0 | 0 | 0 | 0 | 0 | 0 | 0 | 0 | 0 | 0 | 0 | 0 | 0 | 0_E7_Stock |  |  |  |  | 0
| E8 | 0 | 0 | 0 | 0 | 0 | 0 | 0 | 0 | 0 | 0 | 0 | 0 | 0 | 0 | 0 | 0 | 0 | 0 | 0 | 0 | 0 | 0 | 0 | 0 | 0 | 0 | 0 | 0 | 0 | 0 | 0 | 0_E8_Stock |  |  |  |  | 0
| E9 | 0 | 0 | 0 | 0 | 0 | 0 | 0 | 0 | 0 | 0 | 0 | 0 | 0 | 0 | 0 | 0 | 0 | 0 | 0 | 0 | 0 | 0 | 0 | 0 | 0 | 0 | 0 | 0 | 0 | 0 | 0 | 0_E9_Stock |  |  |  |  | 0
| E10 | 0 | 0 | 0 | 0 | 0 | 0 | 0 | 0 | 0 | 0 | 0 | 0 | 0 | 0 | 0 | 0 | 0 | 0 | 0 | 0 | 0 | 0 | 0 | 0 | 0 | 0 | 0 | 0 | 0 | 0 | 0 | 0_E10_Stock |  |  |  |  | 0
| Vintage | 0 | 0 | 0 | 0 | 0 | 0 | 0 | 0 | 0 | 0 | 0 | 0 | 0 | 0 | 0 | 0 | 0 | 0 | 0 | 0 | 0 | 0 | 0 | 0 | 0 | 0 | 0 | 0 | 0 | 0 | 0 | 0_Vintage_Stock |  |  |  |  | 288381.2139
S3C1 |  | Year 0: System 3 Technology 1
Technology Variables
| Tech Key | Year 0: 0
| Peak Factor (S) | Year 0: 0
| Peak Factor (W) | Year 0: 0
| Min Vintage Lifetime | Year 0: 0
| Max Vintage Lifetime | Year 0: 0
| Turnover Style | Year 0: 0
Technology Variables
| Equipment | Year 0: Label; Year 1: Min Lifetime; Year 2: Max Lifetime; Year 3: Degradation; Year 4: Usage; Year 5: Available
| E1 | Year 1: 0; Year 2: 0; Year 3: 0%; Year 4: 0; Year 5: FALSE
| E2 | Year 1: 0; Year 2: 0; Year 3: 0%; Year 4: 0; Year 5: FALSE
| E3 | Year 1: 0; Year 2: 0; Year 3: 0%; Year 4: 0; Year 5: FALSE
| E4 | Year 1: 0; Year 2: 0; Year 3: 0%; Year 4: 0; Year 5: FALSE
| E5 | Year 1: 0; Year 2: 0; Year 3: 0%; Year 4: 0; Year 5: FALSE
| E6 | Year 1: 0; Year 2: 0; Year 3: 0%; Year 4: 0; Year 5: FALSE
| E7 | Year 1: 0; Year 2: 0; Year 3: 0%; Year 4: 0; Year 5: FALSE
| E8 | Year 1: 0; Year 2: 0; Year 3: 0%; Year 4: 0; Year 5: FALSE
| E9 | Year 1: 0; Year 2: 0; Year 3: 0%; Year 4: 0; Year 5: FALSE
| E10 | Year 1: 0; Year 2: 0; Year 3: 0%; Year 4: 0; Year 5: FALSE
Original Forecast Results
| Year | Year 0 | Year 1 | Year 2 | Year 3 | Year 4 | Year 5 | Year 6 | Year 7 | Year 8 | Year 9 | Year 10 | Year 11 | Year 12 | Year 13 | Year 14 | Year 15 | Year 16 | Year 17 | Year 18 | Year 19 | Year 20 | Year 21 | Year 22 | Year 23 | Year 24 | Year 25 | Year 26 | Year 27 | Year 28 | Year 29 | Year 30 | Key
| Units | 0 | 0 | 0 | 0 | 0 | 0 | 0 | 0 | 0 | 0 | 0 | 0 | 0 | 0 | 0 | 0 | 0 | 0 | 0 | 0 | 0 | 0 | 0 | 0 | 0 | 0 | 0 | 0 | 0 | 0 | 0 | #REF! |  |  |  |  | 301957.8232
| Usage | 0 | 0 | 0 | 0 | 0 | 0 | 0 | 0 | 0 | 0 | 0 | 0 | 0 | 0 | 0 | 0 | 0 | 0 | 0 | 0 | 0 | 0 | 0 | 0 | 0 | 0 | 0 | 0 | 0 | 0 | 0 | #REF! |  |  |  |  | 1698.6543
| Peak Demand (S) | 0 | 0 | 0 | 0 | 0 | 0 | 0 | 0 | 0 | 0 | 0 | 0 | 0 | 0 | 0 | 0 | 0 | 0 | 0 | 0 | 0 | 0 | 0 | 0 | 0 | 0 | 0 | 0 | 0 | 0 | 0 | #REF! |  |  |  |  | 0
| Peak Demand (W) | 0 | 0 | 0 | 0 | 0 | 0 | 0 | 0 | 0 | 0 | 0 | 0 | 0 | 0 | 0 | 0 | 0 | 0 | 0 | 0 | 0 | 0 | 0 | 0 | 0 | 0 | 0 | 0 | 0 | 0 | 0 | #REF! |  |  |  |  | 884.6119
| Turnover | 0 | 0 | 0 | 0 | 0 | 0 | 0 | 0 | 0 | 0 | 0 | 0 | 0 | 0 | 0 | 0 | 0 | 0 | 0 | 0 | 0 | 0 | 0 | 0 | 0 | 0 | 0 | 0 | 0 | 0 | 0 | #REF! |  |  |  |  | 6885.4476
| Avg. Replacement Usage | 0 | 0 | 0 | 0 | 0 | 0 | 0 | 0 | 0 | 0 | 0 | 0 | 0 | 0 | 0 | 0 | 0 | 0 | 0 | 0 | 0 | 0 | 0 | 0 | 0 | 0 | 0 | 0 | 0 | 0 | 0 | #REF! |  |  |  |  | 5638.8522
| Avg. Replacement Demand (S) | 0 | 0 | 0 | 0 | 0 | 0 | 0 | 0 | 0 | 0 | 0 | 0 | 0 | 0 | 0 | 0 | 0 | 0 | 0 | 0 | 0 | 0 | 0 | 0 | 0 | 0 | 0 | 0 | 0 | 0 | 0 | #REF! |  |  |  |  | 0
| Avg. Replacement Demand (W) | 0 | 0 | 0 | 0 | 0 | 0 | 0 | 0 | 0 | 0 | 0 | 0 | 0 | 0 | 0 | 0 | 0 | 0 | 0 | 0 | 0 | 0 | 0 | 0 | 0 | 0 | 0 | 0 | 0 | 0 | 0 | #REF! |  |  |  |  | 2.9366
Tech Forecast Stock
| Year | Year 0 | Year 1 | Year 2 | Year 3 | Year 4 | Year 5 | Year 6 | Year 7 | Year 8 | Year 9 | Year 10 | Year 11 | Year 12 | Year 13 | Year 14 | Year 15 | Year 16 | Year 17 | Year 18 | Year 19 | Year 20 | Year 21 | Year 22 | Year 23 | Year 24 | Year 25 | Year 26 | Year 27 | Year 28 | Year 29 | Year 30
| E1 | 0 | 0 | 0 | 0 | 0 | 0 | 0 | 0 | 0 | 0 | 0 | 0 | 0 | 0 | 0 | 0 | 0 | 0 | 0 | 0 | 0 | 0 | 0 | 0 | 0 | 0 | 0 | 0 | 0 | 0 | 0
| E2 | 0 | 0 | 0 | 0 | 0 | 0 | 0 | 0 | 0 | 0 | 0 | 0 | 0 | 0 | 0 | 0 | 0 | 0 | 0 | 0 | 0 | 0 | 0 | 0 | 0 | 0 | 0 | 0 | 0 | 0 | 0
| E3 | 0 | 0 | 0 | 0 | 0 | 0 | 0 | 0 | 0 | 0 | 0 | 0 | 0 | 0 | 0 | 0 | 0 | 0 | 0 | 0 | 0 | 0 | 0 | 0 | 0 | 0 | 0 | 0 | 0 | 0 | 0
| E4 | 0 | 0 | 0 | 0 | 0 | 0 | 0 | 0 | 0 | 0 | 0 | 0 | 0 | 0 | 0 | 0 | 0 | 0 | 0 | 0 | 0 | 0 | 0 | 0 | 0 | 0 | 0 | 0 | 0 | 0 | 0
| E5 | 0 | 0 | 0 | 0 | 0 | 0 | 0 | 0 | 0 | 0 | 0 | 0 | 0 | 0 | 0 | 0 | 0 | 0 | 0 | 0 | 0 | 0 | 0 | 0 | 0 | 0 | 0 | 0 | 0 | 0 | 0
| E6 | 0 | 0 | 0 | 0 | 0 | 0 | 0 | 0 | 0 | 0 | 0 | 0 | 0 | 0 | 0 | 0 | 0 | 0 | 0 | 0 | 0 | 0 | 0 | 0 | 0 | 0 | 0 | 0 | 0 | 0 | 0
| E7 | 0 | 0 | 0 | 0 | 0 | 0 | 0 | 0 | 0 | 0 | 0 | 0 | 0 | 0 | 0 | 0 | 0 | 0 | 0 | 0 | 0 | 0 | 0 | 0 | 0 | 0 | 0 | 0 | 0 | 0 | 0
| E8 | 0 | 0 | 0 | 0 | 0 | 0 | 0 | 0 | 0 | 0 | 0 | 0 | 0 | 0 | 0 | 0 | 0 | 0 | 0 | 0 | 0 | 0 | 0 | 0 | 0 | 0 | 0 | 0 | 0 | 0 | 0
| E9 | 0 | 0 | 0 | 0 | 0 | 0 | 0 | 0 | 0 | 0 | 0 | 0 | 0 | 0 | 0 | 0 | 0 | 0 | 0 | 0 | 0 | 0 | 0 | 0 | 0 | 0 | 0 | 0 | 0 | 0 | 0
| E10 | 0 | 0 | 0 | 0 | 0 | 0 | 0 | 0 | 0 | 0 | 0 | 0 | 0 | 0 | 0 | 0 | 0 | 0 | 0 | 0 | 0 | 0 | 0 | 0 | 0 | 0 | 0 | 0 | 0 | 0 | 0
| Vintage | 0 | 0 | 0 | 0 | 0 | 0 | 0 | 0 | 0 | 0 | 0 | 0 | 0 | 0 | 0 | 0 | 0 | 0 | 0 | 0 | 0 | 0 | 0 | 0 | 0 | 0 | 0 | 0 | 0 | 0 | 0
Stock for Switching
| Year | Year 0 | Year 1 | Year 2 | Year 3 | Year 4 | Year 5 | Year 6 | Year 7 | Year 8 | Year 9 | Year 10 | Year 11 | Year 12 | Year 13 | Year 14 | Year 15 | Year 16 | Year 17 | Year 18 | Year 19 | Year 20 | Year 21 | Year 22 | Year 23 | Year 24 | Year 25 | Year 26 | Year 27 | Year 28 | Year 29 | Year 30
| E1 | 0 | 0 | 0 | 0 | 0 | 0 | 0 | 0 | 0 | 0 | 0 | 0 | 0 | 0 | 0 | 0 | 0 | 0 | 0 | 0 | 0 | 0 | 0 | 0 | 0 | 0 | 0 | 0 | 0 | 0 | 0 | 0_E1_SysStock
| E2 | 0 | 0 | 0 | 0 | 0 | 0 | 0 | 0 | 0 | 0 | 0 | 0 | 0 | 0 | 0 | 0 | 0 | 0 | 0 | 0 | 0 | 0 | 0 | 0 | 0 | 0 | 0 | 0 | 0 | 0 | 0 | 0_E2_SysStock
| E3 | 0 | 0 | 0 | 0 | 0 | 0 | 0 | 0 | 0 | 0 | 0 | 0 | 0 | 0 | 0 | 0 | 0 | 0 | 0 | 0 | 0 | 0 | 0 | 0 | 0 | 0 | 0 | 0 | 0 | 0 | 0 | 0_E3_SysStock
| E4 | 0 | 0 | 0 | 0 | 0 | 0 | 0 | 0 | 0 | 0 | 0 | 0 | 0 | 0 | 0 | 0 | 0 | 0 | 0 | 0 | 0 | 0 | 0 | 0 | 0 | 0 | 0 | 0 | 0 | 0 | 0 | 0_E4_SysStock
| E5 | 0 | 0 | 0 | 0 | 0 | 0 | 0 | 0 | 0 | 0 | 0 | 0 | 0 | 0 | 0 | 0 | 0 | 0 | 0 | 0 | 0 | 0 | 0 | 0 | 0 | 0 | 0 | 0 | 0 | 0 | 0 | 0_E5_SysStock
| E6 | 0 | 0 | 0 | 0 | 0 | 0 | 0 | 0 | 0 | 0 | 0 | 0 | 0 | 0 | 0 | 0 | 0 | 0 | 0 | 0 | 0 | 0 | 0 | 0 | 0 | 0 | 0 | 0 | 0 | 0 | 0 | 0_E6_SysStock
| E7 | 0 | 0 | 0 | 0 | 0 | 0 | 0 | 0 | 0 | 0 | 0 | 0 | 0 | 0 | 0 | 0 | 0 | 0 | 0 | 0 | 0 | 0 | 0 | 0 | 0 | 0 | 0 | 0 | 0 | 0 | 0 | 0_E7_SysStock
| E8 | 0 | 0 | 0 | 0 | 0 | 0 | 0 | 0 | 0 | 0 | 0 | 0 | 0 | 0 | 0 | 0 | 0 | 0 | 0 | 0 | 0 | 0 | 0 | 0 | 0 | 0 | 0 | 0 | 0 | 0 | 0 | 0_E8_SysStock
| E9 | 0 | 0 | 0 | 0 | 0 | 0 | 0 | 0 | 0 | 0 | 0 | 0 | 0 | 0 | 0 | 0 | 0 | 0 | 0 | 0 | 0 | 0 | 0 | 0 | 0 | 0 | 0 | 0 | 0 | 0 | 0 | 0_E9_SysStock
| E10 | 0 | 0 | 0 | 0 | 0 | 0 | 0 | 0 | 0 | 0 | 0 | 0 | 0 | 0 | 0 | 0 | 0 | 0 | 0 | 0 | 0 | 0 | 0 | 0 | 0 | 0 | 0 | 0 | 0 | 0 | 0 | 0_E10_SysStock
| Vintage | 0 | 0 | 0 | 0 | 0 | 0 | 0 | 0 | 0 | 0 | 0 | 0 | 0 | 0 | 0 | 0 | 0 | 0 | 0 | 0 | 0 | 0 | 0 | 0 | 0 | 0 | 0 | 0 | 0 | 0 | 0 | 0_Vintage_SysStock
Tech Forecast Purchases
| Year | Year 0 | Year 1 | Year 2 | Year 3 | Year 4 | Year 5 | Year 6 | Year 7 | Year 8 | Year 9 | Year 10 | Year 11 | Year 12 | Year 13 | Year 14 | Year 15 | Year 16 | Year 17 | Year 18 | Year 19 | Year 20 | Year 21 | Year 22 | Year 23 | Year 24 | Year 25 | Year 26 | Year 27 | Year 28 | Year 29 | Year 30
| E1 | 0 | 0 | 0 | 0 | 0 | 0 | 0 | 0 | 0 | 0 | 0 | 0 | 0 | 0 | 0 | 0 | 0 | 0 | 0 | 0 | 0 | 0 | 0 | 0 | 0 | 0 | 0 | 0 | 0 | 0 | 0
| E2 | 0 | 0 | 0 | 0 | 0 | 0 | 0 | 0 | 0 | 0 | 0 | 0 | 0 | 0 | 0 | 0 | 0 | 0 | 0 | 0 | 0 | 0 | 0 | 0 | 0 | 0 | 0 | 0 | 0 | 0 | 0
| E3 | 0 | 0 | 0 | 0 | 0 | 0 | 0 | 0 | 0 | 0 | 0 | 0 | 0 | 0 | 0 | 0 | 0 | 0 | 0 | 0 | 0 | 0 | 0 | 0 | 0 | 0 | 0 | 0 | 0 | 0 | 0
| E4 | 0 | 0 | 0 | 0 | 0 | 0 | 0 | 0 | 0 | 0 | 0 | 0 | 0 | 0 | 0 | 0 | 0 | 0 | 0 | 0 | 0 | 0 | 0 | 0 | 0 | 0 | 0 | 0 | 0 | 0 | 0
| E5 | 0 | 0 | 0 | 0 | 0 | 0 | 0 | 0 | 0 | 0 | 0 | 0 | 0 | 0 | 0 | 0 | 0 | 0 | 0 | 0 | 0 | 0 | 0 | 0 | 0 | 0 | 0 | 0 | 0 | 0 | 0
| E6 | 0 | 0 | 0 | 0 | 0 | 0 | 0 | 0 | 0 | 0 | 0 | 0 | 0 | 0 | 0 | 0 | 0 | 0 | 0 | 0 | 0 | 0 | 0 | 0 | 0 | 0 | 0 | 0 | 0 | 0 | 0
| E7 | 0 | 0 | 0 | 0 | 0 | 0 | 0 | 0 | 0 | 0 | 0 | 0 | 0 | 0 | 0 | 0 | 0 | 0 | 0 | 0 | 0 | 0 | 0 | 0 | 0 | 0 | 0 | 0 | 0 | 0 | 0
| E8 | 0 | 0 | 0 | 0 | 0 | 0 | 0 | 0 | 0 | 0 | 0 | 0 | 0 | 0 | 0 | 0 | 0 | 0 | 0 | 0 | 0 | 0 | 0 | 0 | 0 | 0 | 0 | 0 | 0 | 0 | 0
| E9 | 0 | 0 | 0 | 0 | 0 | 0 | 0 | 0 | 0 | 0 | 0 | 0 | 0 | 0 | 0 | 0 | 0 | 0 | 0 | 0 | 0 | 0 | 0 | 0 | 0 | 0 | 0 | 0 | 0 | 0 | 0
| E10 | 0 | 0 | 0 | 0 | 0 | 0 | 0 | 0 | 0 | 0 | 0 | 0 | 0 | 0 | 0 | 0 | 0 | 0 | 0 | 0 | 0 | 0 | 0 | 0 | 0 | 0 | 0 | 0 | 0 | 0 | 0
Potential to Switch
| Year | Year 0 | Year 1 | Year 2 | Year 3 | Year 4 | Year 5 | Year 6 | Year 7 | Year 8 | Year 9 | Year 10 | Year 11 | Year 12 | Year 13 | Year 14 | Year 15 | Year 16 | Year 17 | Year 18 | Year 19 | Year 20 | Year 21 | Year 22 | Year 23 | Year 24 | Year 25 | Year 26 | Year 27 | Year 28 | Year 29 | Year 30
| E1 | 0 | 0 | 0 | 0 | 0 | 0 | 0 | 0 | 0 | 0 | 0 | 0 | 0 | 0 | 0 | 0 | 0 | 0 | 0 | 0 | 0 | 0 | 0 | 0 | 0 | 0 | 0 | 0 | 0 | 0 | 0 | 0_E1_Switched Out
| E2 | 0 | 0 | 0 | 0 | 0 | 0 | 0 | 0 | 0 | 0 | 0 | 0 | 0 | 0 | 0 | 0 | 0 | 0 | 0 | 0 | 0 | 0 | 0 | 0 | 0 | 0 | 0 | 0 | 0 | 0 | 0 | 0_E2_Switched Out
| E3 | 0 | 0 | 0 | 0 | 0 | 0 | 0 | 0 | 0 | 0 | 0 | 0 | 0 | 0 | 0 | 0 | 0 | 0 | 0 | 0 | 0 | 0 | 0 | 0 | 0 | 0 | 0 | 0 | 0 | 0 | 0 | 0_E3_Switched Out
| E4 | 0 | 0 | 0 | 0 | 0 | 0 | 0 | 0 | 0 | 0 | 0 | 0 | 0 | 0 | 0 | 0 | 0 | 0 | 0 | 0 | 0 | 0 | 0 | 0 | 0 | 0 | 0 | 0 | 0 | 0 | 0 | 0_E4_Switched Out
| E5 | 0 | 0 | 0 | 0 | 0 | 0 | 0 | 0 | 0 | 0 | 0 | 0 | 0 | 0 | 0 | 0 | 0 | 0 | 0 | 0 | 0 | 0 | 0 | 0 | 0 | 0 | 0 | 0 | 0 | 0 | 0 | 0_E5_Switched Out
| E6 | 0 | 0 | 0 | 0 | 0 | 0 | 0 | 0 | 0 | 0 | 0 | 0 | 0 | 0 | 0 | 0 | 0 | 0 | 0 | 0 | 0 | 0 | 0 | 0 | 0 | 0 | 0 | 0 | 0 | 0 | 0 | 0_E6_Switched Out
| E7 | 0 | 0 | 0 | 0 | 0 | 0 | 0 | 0 | 0 | 0 | 0 | 0 | 0 | 0 | 0 | 0 | 0 | 0 | 0 | 0 | 0 | 0 | 0 | 0 | 0 | 0 | 0 | 0 | 0 | 0 | 0 | 0_E7_Switched Out
| E8 | 0 | 0 | 0 | 0 | 0 | 0 | 0 | 0 | 0 | 0 | 0 | 0 | 0 | 0 | 0 | 0 | 0 | 0 | 0 | 0 | 0 | 0 | 0 | 0 | 0 | 0 | 0 | 0 | 0 | 0 | 0 | 0_E8_Switched Out
| E9 | 0 | 0 | 0 | 0 | 0 | 0 | 0 | 0 | 0 | 0 | 0 | 0 | 0 | 0 | 0 | 0 | 0 | 0 | 0 | 0 | 0 | 0 | 0 | 0 | 0 | 0 | 0 | 0 | 0 | 0 | 0 | 0_E9_Switched Out
| E10 | 0 | 0 | 0 | 0 | 0 | 0 | 0 | 0 | 0 | 0 | 0 | 0 | 0 | 0 | 0 | 0 | 0 | 0 | 0 | 0 | 0 | 0 | 0 | 0 | 0 | 0 | 0 | 0 | 0 | 0 | 0 | 0_E10_Switched Out
Units Out
| E1 | 0 | 0 | 0 | 0 | 0 | 0 | 0 | 0 | 0 | 0 | 0 | 0 | 0 | 0 | 0 | 0 | 0 | 0 | 0 | 0 | 0 | 0 | 0 | 0 | 0 | 0 | 0 | 0 | 0 | 0 | 0
| E2 | 0 | 0 | 0 | 0 | 0 | 0 | 0 | 0 | 0 | 0 | 0 | 0 | 0 | 0 | 0 | 0 | 0 | 0 | 0 | 0 | 0 | 0 | 0 | 0 | 0 | 0 | 0 | 0 | 0 | 0 | 0
| E3 | 0 | 0 | 0 | 0 | 0 | 0 | 0 | 0 | 0 | 0 | 0 | 0 | 0 | 0 | 0 | 0 | 0 | 0 | 0 | 0 | 0 | 0 | 0 | 0 | 0 | 0 | 0 | 0 | 0 | 0 | 0
| E4 | 0 | 0 | 0 | 0 | 0 | 0 | 0 | 0 | 0 | 0 | 0 | 0 | 0 | 0 | 0 | 0 | 0 | 0 | 0 | 0 | 0 | 0 | 0 | 0 | 0 | 0 | 0 | 0 | 0 | 0 | 0
| E5 | 0 | 0 | 0 | 0 | 0 | 0 | 0 | 0 | 0 | 0 | 0 | 0 | 0 | 0 | 0 | 0 | 0 | 0 | 0 | 0 | 0 | 0 | 0 | 0 | 0 | 0 | 0 | 0 | 0 | 0 | 0
| E6 | 0 | 0 | 0 | 0 | 0 | 0 | 0 | 0 | 0 | 0 | 0 | 0 | 0 | 0 | 0 | 0 | 0 | 0 | 0 | 0 | 0 | 0 | 0 | 0 | 0 | 0 | 0 | 0 | 0 | 0 | 0
| E7 | 0 | 0 | 0 | 0 | 0 | 0 | 0 | 0 | 0 | 0 | 0 | 0 | 0 | 0 | 0 | 0 | 0 | 0 | 0 | 0 | 0 | 0 | 0 | 0 | 0 | 0 | 0 | 0 | 0 | 0 | 0
| E8 | 0 | 0 | 0 | 0 | 0 | 0 | 0 | 0 | 0 | 0 | 0 | 0 | 0 | 0 | 0 | 0 | 0 | 0 | 0 | 0 | 0 | 0 | 0 | 0 | 0 | 0 | 0 | 0 | 0 | 0 | 0
| E9 | 0 | 0 | 0 | 0 | 0 | 0 | 0 | 0 | 0 | 0 | 0 | 0 | 0 | 0 | 0 | 0 | 0 | 0 | 0 | 0 | 0 | 0 | 0 | 0 | 0 | 0 | 0 | 0 | 0 | 0 | 0
| E10 | 0 | 0 | 0 | 0 | 0 | 0 | 0 | 0 | 0 | 0 | 0 | 0 | 0 | 0 | 0 | 0 | 0 | 0 | 0 | 0 | 0 | 0 | 0 | 0 | 0 | 0 | 0 | 0 | 0 | 0 | 0
| Vintage | 0 | 0 | 0 | 0 | 0 | 0 | 0 | 0 | 0 | 0 | 0 | 0 | 0 | 0 | 0 | 0 | 0 | 0 | 0 | 0 | 0 | 0 | 0 | 0 | 0 | 0 | 0 | 0 | 0 | 0 | 0
Tech Purchase Shares
| Year | Year 0 | Year 1 | Year 2 | Year 3 | Year 4 | Year 5 | Year 6 | Year 7 | Year 8 | Year 9 | Year 10 | Year 11 | Year 12 | Year 13 | Year 14 | Year 15 | Year 16 | Year 17 | Year 18 | Year 19 | Year 20 | Year 21 | Year 22 | Year 23 | Year 24 | Year 25 | Year 26 | Year 27 | Year 28 | Year 29 | Year 30
E1 | bar: Year 0 to Year 30
E2 | bar: Year 0 to Year 30
E3 | bar: Year 0 to Year 30
E4 | bar: Year 0 to Year 30
E5 | bar: Year 0 to Year 30
E6 | bar: Year 0 to Year 30
E7 | bar: Year 0 to Year 30
E8 | bar: Year 0 to Year 30
E9 | bar: Year 0 to Year 30
E10 | bar: Year 0 to Year 30
Units In from Switching
| E1 | 0 | 0 | 0 | 0 | 0 | 0 | 0 | 0 | 0 | 0 | 0 | 0 | 0 | 0 | 0 | 0 | 0 | 0 | 0 | 0 | 0 | 0 | 0 | 0 | 0 | 0 | 0 | 0 | 0 | 0 | 0
| E2 | 0 | 0 | 0 | 0 | 0 | 0 | 0 | 0 | 0 | 0 | 0 | 0 | 0 | 0 | 0 | 0 | 0 | 0 | 0 | 0 | 0 | 0 | 0 | 0 | 0 | 0 | 0 | 0 | 0 | 0 | 0
| E3 | 0 | 0 | 0 | 0 | 0 | 0 | 0 | 0 | 0 | 0 | 0 | 0 | 0 | 0 | 0 | 0 | 0 | 0 | 0 | 0 | 0 | 0 | 0 | 0 | 0 | 0 | 0 | 0 | 0 | 0 | 0
| E4 | 0 | 0 | 0 | 0 | 0 | 0 | 0 | 0 | 0 | 0 | 0 | 0 | 0 | 0 | 0 | 0 | 0 | 0 | 0 | 0 | 0 | 0 | 0 | 0 | 0 | 0 | 0 | 0 | 0 | 0 | 0
| E5 | 0 | 0 | 0 | 0 | 0 | 0 | 0 | 0 | 0 | 0 | 0 | 0 | 0 | 0 | 0 | 0 | 0 | 0 | 0 | 0 | 0 | 0 | 0 | 0 | 0 | 0 | 0 | 0 | 0 | 0 | 0
| E6 | 0 | 0 | 0 | 0 | 0 | 0 | 0 | 0 | 0 | 0 | 0 | 0 | 0 | 0 | 0 | 0 | 0 | 0 | 0 | 0 | 0 | 0 | 0 | 0 | 0 | 0 | 0 | 0 | 0 | 0 | 0
| E7 | 0 | 0 | 0 | 0 | 0 | 0 | 0 | 0 | 0 | 0 | 0 | 0 | 0 | 0 | 0 | 0 | 0 | 0 | 0 | 0 | 0 | 0 | 0 | 0 | 0 | 0 | 0 | 0 | 0 | 0 | 0
| E8 | 0 | 0 | 0 | 0 | 0 | 0 | 0 | 0 | 0 | 0 | 0 | 0 | 0 | 0 | 0 | 0 | 0 | 0 | 0 | 0 | 0 | 0 | 0 | 0 | 0 | 0 | 0 | 0 | 0 | 0 | 0
| E9 | 0 | 0 | 0 | 0 | 0 | 0 | 0 | 0 | 0 | 0 | 0 | 0 | 0 | 0 | 0 | 0 | 0 | 0 | 0 | 0 | 0 | 0 | 0 | 0 | 0 | 0 | 0 | 0 | 0 | 0 | 0
| E10 | 0 | 0 | 0 | 0 | 0 | 0 | 0 | 0 | 0 | 0 | 0 | 0 | 0 | 0 | 0 | 0 | 0 | 0 | 0 | 0 | 0 | 0 | 0 | 0 | 0 | 0 | 0 | 0 | 0 | 0 | 0
| Vintage | 0 | 0 | 0 | 0 | 0 | 0 | 0 | 0 | 0 | 0 | 0 | 0 | 0 | 0 | 0 | 0 | 0 | 0 | 0 | 0 | 0 | 0 | 0 | 0 | 0 | 0 | 0 | 0 | 0 | 0 | 0
Net Change
| Year | Year 0 | Year 1 | Year 2 | Year 3 | Year 4 | Year 5 | Year 6 | Year 7 | Year 8 | Year 9 | Year 10 | Year 11 | Year 12 | Year 13 | Year 14 | Year 15 | Year 16 | Year 17 | Year 18 | Year 19 | Year 20 | Year 21 | Year 22 | Year 23 | Year 24 | Year 25 | Year 26 | Year 27 | Year 28 | Year 29 | Year 30 | Key
| Units | 0 | 0 | 0 | 0 | 0 | 0 | 0 | 0 | 0 | 0 | 0 | 0 | 0 | 0 | 0 | 0 | 0 | 0 | 0 | 0 | 0 | 0 | 0 | 0 | 0 | 0 | 0 | 0 | 0 | 0 | 0 | 0_Units |  |  |  |  | 301957.8232
| Usage | 0 | 0 | 0 | 0 | 0 | 0 | 0 | 0 | 0 | 0 | 0 | 0 | 0 | 0 | 0 | 0 | 0 | 0 | 0 | 0 | 0 | 0 | 0 | 0 | 0 | 0 | 0 | 0 | 0 | 0 | 0 | 0_Usage |  |  |  |  | 1698.6543
| Peak Demand (S) | 0 | 0 | 0 | 0 | 0 | 0 | 0 | 0 | 0 | 0 | 0 | 0 | 0 | 0 | 0 | 0 | 0 | 0 | 0 | 0 | 0 | 0 | 0 | 0 | 0 | 0 | 0 | 0 | 0 | 0 | 0 | 0_Peak Demand (S) |  |  |  |  | 0
| Peak Demand (W) | 0 | 0 | 0 | 0 | 0 | 0 | 0 | 0 | 0 | 0 | 0 | 0 | 0 | 0 | 0 | 0 | 0 | 0 | 0 | 0 | 0 | 0 | 0 | 0 | 0 | 0 | 0 | 0 | 0 | 0 | 0 | 0_Peak Demand (W) |  |  |  |  | 884.6119
| Turnover | 0 | 0 | 0 | 0 | 0 | 0 | 0 | 0 | 0 | 0 | 0 | 0 | 0 | 0 | 0 | 0 | 0 | 0 | 0 | 0 | 0 | 0 | 0 | 0 | 0 | 0 | 0 | 0 | 0 | 0 | 0 | 0_Turnover |  |  |  |  | 6885.4476
| Avg. Replacement Usage | 0 | 0 | 0 | 0 | 0 | 0 | 0 | 0 | 0 | 0 | 0 | 0 | 0 | 0 | 0 | 0 | 0 | 0 | 0 | 0 | 0 | 0 | 0 | 0 | 0 | 0 | 0 | 0 | 0 | 0 | 0 | 0_Avg. Replacement Usage |  |  |  |  | 5638.8522
| Avg. Replacement Demand (S) | 0 | 0 | 0 | 0 | 0 | 0 | 0 | 0 | 0 | 0 | 0 | 0 | 0 | 0 | 0 | 0 | 0 | 0 | 0 | 0 | 0 | 0 | 0 | 0 | 0 | 0 | 0 | 0 | 0 | 0 | 0 | 0_Avg. Replacement Demand (S) |  |  |  |  | 0
| Avg. Replacement Demand (W) | 0 | 0 | 0 | 0 | 0 | 0 | 0 | 0 | 0 | 0 | 0 | 0 | 0 | 0 | 0 | 0 | 0 | 0 | 0 | 0 | 0 | 0 | 0 | 0 | 0 | 0 | 0 | 0 | 0 | 0 | 0 | 0_Avg. Replacement Demand (W) |  |  |  |  | 2.9366
Purchases
| Year | Year 0 | Year 1 | Year 2 | Year 3 | Year 4 | Year 5 | Year 6 | Year 7 | Year 8 | Year 9 | Year 10 | Year 11 | Year 12 | Year 13 | Year 14 | Year 15 | Year 16 | Year 17 | Year 18 | Year 19 | Year 20 | Year 21 | Year 22 | Year 23 | Year 24 | Year 25 | Year 26 | Year 27 | Year 28 | Year 29 | Year 30
| E1 | 0 | 0 | 0 | 0 | 0 | 0 | 0 | 0 | 0 | 0 | 0 | 0 | 0 | 0 | 0 | 0 | 0 | 0 | 0 | 0 | 0 | 0 | 0 | 0 | 0 | 0 | 0 | 0 | 0 | 0 | 0 | 0_E1_Purchases |  |  |  |  | 6885.4476
| E2 | 0 | 0 | 0 | 0 | 0 | 0 | 0 | 0 | 0 | 0 | 0 | 0 | 0 | 0 | 0 | 0 | 0 | 0 | 0 | 0 | 0 | 0 | 0 | 0 | 0 | 0 | 0 | 0 | 0 | 0 | 0 | 0_E2_Purchases |  |  |  |  | 0
| E3 | 0 | 0 | 0 | 0 | 0 | 0 | 0 | 0 | 0 | 0 | 0 | 0 | 0 | 0 | 0 | 0 | 0 | 0 | 0 | 0 | 0 | 0 | 0 | 0 | 0 | 0 | 0 | 0 | 0 | 0 | 0 | 0_E3_Purchases |  |  |  |  | 0
| E4 | 0 | 0 | 0 | 0 | 0 | 0 | 0 | 0 | 0 | 0 | 0 | 0 | 0 | 0 | 0 | 0 | 0 | 0 | 0 | 0 | 0 | 0 | 0 | 0 | 0 | 0 | 0 | 0 | 0 | 0 | 0 | 0_E4_Purchases |  |  |  |  | 0
| E5 | 0 | 0 | 0 | 0 | 0 | 0 | 0 | 0 | 0 | 0 | 0 | 0 | 0 | 0 | 0 | 0 | 0 | 0 | 0 | 0 | 0 | 0 | 0 | 0 | 0 | 0 | 0 | 0 | 0 | 0 | 0 | 0_E5_Purchases |  |  |  |  | 0
| E6 | 0 | 0 | 0 | 0 | 0 | 0 | 0 | 0 | 0 | 0 | 0 | 0 | 0 | 0 | 0 | 0 | 0 | 0 | 0 | 0 | 0 | 0 | 0 | 0 | 0 | 0 | 0 | 0 | 0 | 0 | 0 | 0_E6_Purchases |  |  |  |  | 0
| E7 | 0 | 0 | 0 | 0 | 0 | 0 | 0 | 0 | 0 | 0 | 0 | 0 | 0 | 0 | 0 | 0 | 0 | 0 | 0 | 0 | 0 | 0 | 0 | 0 | 0 | 0 | 0 | 0 | 0 | 0 | 0 | 0_E7_Purchases |  |  |  |  | 0
| E8 | 0 | 0 | 0 | 0 | 0 | 0 | 0 | 0 | 0 | 0 | 0 | 0 | 0 | 0 | 0 | 0 | 0 | 0 | 0 | 0 | 0 | 0 | 0 | 0 | 0 | 0 | 0 | 0 | 0 | 0 | 0 | 0_E8_Purchases |  |  |  |  | 0
| E9 | 0 | 0 | 0 | 0 | 0 | 0 | 0 | 0 | 0 | 0 | 0 | 0 | 0 | 0 | 0 | 0 | 0 | 0 | 0 | 0 | 0 | 0 | 0 | 0 | 0 | 0 | 0 | 0 | 0 | 0 | 0 | 0_E9_Purchases |  |  |  |  | 0
| E10 | 0 | 0 | 0 | 0 | 0 | 0 | 0 | 0 | 0 | 0 | 0 | 0 | 0 | 0 | 0 | 0 | 0 | 0 | 0 | 0 | 0 | 0 | 0 | 0 | 0 | 0 | 0 | 0 | 0 | 0 | 0 | 0_E10_Purchases |  |  |  |  | 0
Stock
| Year | Year 0 | Year 1 | Year 2 | Year 3 | Year 4 | Year 5 | Year 6 | Year 7 | Year 8 | Year 9 | Year 10 | Year 11 | Year 12 | Year 13 | Year 14 | Year 15 | Year 16 | Year 17 | Year 18 | Year 19 | Year 20 | Year 21 | Year 22 | Year 23 | Year 24 | Year 25 | Year 26 | Year 27 | Year 28 | Year 29 | Year 30
| E1 | 0 | 0 | 0 | 0 | 0 | 0 | 0 | 0 | 0 | 0 | 0 | 0 | 0 | 0 | 0 | 0 | 0 | 0 | 0 | 0 | 0 | 0 | 0 | 0 | 0 | 0 | 0 | 0 | 0 | 0 | 0 | 0_E1_Stock |  |  |  |  | 13576.6093
| E2 | 0 | 0 | 0 | 0 | 0 | 0 | 0 | 0 | 0 | 0 | 0 | 0 | 0 | 0 | 0 | 0 | 0 | 0 | 0 | 0 | 0 | 0 | 0 | 0 | 0 | 0 | 0 | 0 | 0 | 0 | 0 | 0_E2_Stock |  |  |  |  | 0
| E3 | 0 | 0 | 0 | 0 | 0 | 0 | 0 | 0 | 0 | 0 | 0 | 0 | 0 | 0 | 0 | 0 | 0 | 0 | 0 | 0 | 0 | 0 | 0 | 0 | 0 | 0 | 0 | 0 | 0 | 0 | 0 | 0_E3_Stock |  |  |  |  | 0
| E4 | 0 | 0 | 0 | 0 | 0 | 0 | 0 | 0 | 0 | 0 | 0 | 0 | 0 | 0 | 0 | 0 | 0 | 0 | 0 | 0 | 0 | 0 | 0 | 0 | 0 | 0 | 0 | 0 | 0 | 0 | 0 | 0_E4_Stock |  |  |  |  | 0
| E5 | 0 | 0 | 0 | 0 | 0 | 0 | 0 | 0 | 0 | 0 | 0 | 0 | 0 | 0 | 0 | 0 | 0 | 0 | 0 | 0 | 0 | 0 | 0 | 0 | 0 | 0 | 0 | 0 | 0 | 0 | 0 | 0_E5_Stock |  |  |  |  | 0
| E6 | 0 | 0 | 0 | 0 | 0 | 0 | 0 | 0 | 0 | 0 | 0 | 0 | 0 | 0 | 0 | 0 | 0 | 0 | 0 | 0 | 0 | 0 | 0 | 0 | 0 | 0 | 0 | 0 | 0 | 0 | 0 | 0_E6_Stock |  |  |  |  | 0
| E7 | 0 | 0 | 0 | 0 | 0 | 0 | 0 | 0 | 0 | 0 | 0 | 0 | 0 | 0 | 0 | 0 | 0 | 0 | 0 | 0 | 0 | 0 | 0 | 0 | 0 | 0 | 0 | 0 | 0 | 0 | 0 | 0_E7_Stock |  |  |  |  | 0
| E8 | 0 | 0 | 0 | 0 | 0 | 0 | 0 | 0 | 0 | 0 | 0 | 0 | 0 | 0 | 0 | 0 | 0 | 0 | 0 | 0 | 0 | 0 | 0 | 0 | 0 | 0 | 0 | 0 | 0 | 0 | 0 | 0_E8_Stock |  |  |  |  | 0
| E9 | 0 | 0 | 0 | 0 | 0 | 0 | 0 | 0 | 0 | 0 | 0 | 0 | 0 | 0 | 0 | 0 | 0 | 0 | 0 | 0 | 0 | 0 | 0 | 0 | 0 | 0 | 0 | 0 | 0 | 0 | 0 | 0_E9_Stock |  |  |  |  | 0
| E10 | 0 | 0 | 0 | 0 | 0 | 0 | 0 | 0 | 0 | 0 | 0 | 0 | 0 | 0 | 0 | 0 | 0 | 0 | 0 | 0 | 0 | 0 | 0 | 0 | 0 | 0 | 0 | 0 | 0 | 0 | 0 | 0_E10_Stock |  |  |  |  | 0
| Vintage | 0 | 0 | 0 | 0 | 0 | 0 | 0 | 0 | 0 | 0 | 0 | 0 | 0 | 0 | 0 | 0 | 0 | 0 | 0 | 0 | 0 | 0 | 0 | 0 | 0 | 0 | 0 | 0 | 0 | 0 | 0 | 0_Vintage_Stock |  |  |  |  | 288381.2139
S3C2 |  | Year 0: System 3 Technology 2
Technology Variables
| Tech Key | Year 0: 0
| Peak Factor (S) | Year 0: 0
| Peak Factor (W) | Year 0: 0
| Min Vintage Lifetime | Year 0: 0
| Max Vintage Lifetime | Year 0: 0
| Turnover Style | Year 0: 0
Technology Variables
| Equipment | Year 0: Label; Year 1: Min Lifetime; Year 2: Max Lifetime; Year 3: Degradation; Year 4: Usage; Year 5: Available
| E1 | Year 1: 0; Year 2: 0; Year 3: 0%; Year 4: 0; Year 5: FALSE
| E2 | Year 1: 0; Year 2: 0; Year 3: 0%; Year 4: 0; Year 5: FALSE
| E3 | Year 1: 0; Year 2: 0; Year 3: 0%; Year 4: 0; Year 5: FALSE
| E4 | Year 1: 0; Year 2: 0; Year 3: 0%; Year 4: 0; Year 5: FALSE
| E5 | Year 1: 0; Year 2: 0; Year 3: 0%; Year 4: 0; Year 5: FALSE
| E6 | Year 1: 0; Year 2: 0; Year 3: 0%; Year 4: 0; Year 5: FALSE
| E7 | Year 1: 0; Year 2: 0; Year 3: 0%; Year 4: 0; Year 5: FALSE
| E8 | Year 1: 0; Year 2: 0; Year 3: 0%; Year 4: 0; Year 5: FALSE
| E9 | Year 1: 0; Year 2: 0; Year 3: 0%; Year 4: 0; Year 5: FALSE
| E10 | Year 1: 0; Year 2: 0; Year 3: 0%; Year 4: 0; Year 5: FALSE
Original Forecast Results
| Year | Year 0 | Year 1 | Year 2 | Year 3 | Year 4 | Year 5 | Year 6 | Year 7 | Year 8 | Year 9 | Year 10 | Year 11 | Year 12 | Year 13 | Year 14 | Year 15 | Year 16 | Year 17 | Year 18 | Year 19 | Year 20 | Year 21 | Year 22 | Year 23 | Year 24 | Year 25 | Year 26 | Year 27 | Year 28 | Year 29 | Year 30 | Key
| Units | 0 | 0 | 0 | 0 | 0 | 0 | 0 | 0 | 0 | 0 | 0 | 0 | 0 | 0 | 0 | 0 | 0 | 0 | 0 | 0 | 0 | 0 | 0 | 0 | 0 | 0 | 0 | 0 | 0 | 0 | 0 | #REF! |  |  |  |  | 301957.8232
| Usage | 0 | 0 | 0 | 0 | 0 | 0 | 0 | 0 | 0 | 0 | 0 | 0 | 0 | 0 | 0 | 0 | 0 | 0 | 0 | 0 | 0 | 0 | 0 | 0 | 0 | 0 | 0 | 0 | 0 | 0 | 0 | #REF! |  |  |  |  | 1698.6543
| Peak Demand (S) | 0 | 0 | 0 | 0 | 0 | 0 | 0 | 0 | 0 | 0 | 0 | 0 | 0 | 0 | 0 | 0 | 0 | 0 | 0 | 0 | 0 | 0 | 0 | 0 | 0 | 0 | 0 | 0 | 0 | 0 | 0 | #REF! |  |  |  |  | 0
| Peak Demand (W) | 0 | 0 | 0 | 0 | 0 | 0 | 0 | 0 | 0 | 0 | 0 | 0 | 0 | 0 | 0 | 0 | 0 | 0 | 0 | 0 | 0 | 0 | 0 | 0 | 0 | 0 | 0 | 0 | 0 | 0 | 0 | #REF! |  |  |  |  | 884.6119
| Turnover | 0 | 0 | 0 | 0 | 0 | 0 | 0 | 0 | 0 | 0 | 0 | 0 | 0 | 0 | 0 | 0 | 0 | 0 | 0 | 0 | 0 | 0 | 0 | 0 | 0 | 0 | 0 | 0 | 0 | 0 | 0 | #REF! |  |  |  |  | 6885.4476
| Avg. Replacement Usage | 0 | 0 | 0 | 0 | 0 | 0 | 0 | 0 | 0 | 0 | 0 | 0 | 0 | 0 | 0 | 0 | 0 | 0 | 0 | 0 | 0 | 0 | 0 | 0 | 0 | 0 | 0 | 0 | 0 | 0 | 0 | #REF! |  |  |  |  | 5638.8522
| Avg. Replacement Demand (S) | 0 | 0 | 0 | 0 | 0 | 0 | 0 | 0 | 0 | 0 | 0 | 0 | 0 | 0 | 0 | 0 | 0 | 0 | 0 | 0 | 0 | 0 | 0 | 0 | 0 | 0 | 0 | 0 | 0 | 0 | 0 | #REF! |  |  |  |  | 0
| Avg. Replacement Demand (W) | 0 | 0 | 0 | 0 | 0 | 0 | 0 | 0 | 0 | 0 | 0 | 0 | 0 | 0 | 0 | 0 | 0 | 0 | 0 | 0 | 0 | 0 | 0 | 0 | 0 | 0 | 0 | 0 | 0 | 0 | 0 | #REF! |  |  |  |  | 2.9366
Tech Forecast Stock
| Year | Year 0 | Year 1 | Year 2 | Year 3 | Year 4 | Year 5 | Year 6 | Year 7 | Year 8 | Year 9 | Year 10 | Year 11 | Year 12 | Year 13 | Year 14 | Year 15 | Year 16 | Year 17 | Year 18 | Year 19 | Year 20 | Year 21 | Year 22 | Year 23 | Year 24 | Year 25 | Year 26 | Year 27 | Year 28 | Year 29 | Year 30
| E1 | 0 | 0 | 0 | 0 | 0 | 0 | 0 | 0 | 0 | 0 | 0 | 0 | 0 | 0 | 0 | 0 | 0 | 0 | 0 | 0 | 0 | 0 | 0 | 0 | 0 | 0 | 0 | 0 | 0 | 0 | 0
| E2 | 0 | 0 | 0 | 0 | 0 | 0 | 0 | 0 | 0 | 0 | 0 | 0 | 0 | 0 | 0 | 0 | 0 | 0 | 0 | 0 | 0 | 0 | 0 | 0 | 0 | 0 | 0 | 0 | 0 | 0 | 0
| E3 | 0 | 0 | 0 | 0 | 0 | 0 | 0 | 0 | 0 | 0 | 0 | 0 | 0 | 0 | 0 | 0 | 0 | 0 | 0 | 0 | 0 | 0 | 0 | 0 | 0 | 0 | 0 | 0 | 0 | 0 | 0
| E4 | 0 | 0 | 0 | 0 | 0 | 0 | 0 | 0 | 0 | 0 | 0 | 0 | 0 | 0 | 0 | 0 | 0 | 0 | 0 | 0 | 0 | 0 | 0 | 0 | 0 | 0 | 0 | 0 | 0 | 0 | 0
| E5 | 0 | 0 | 0 | 0 | 0 | 0 | 0 | 0 | 0 | 0 | 0 | 0 | 0 | 0 | 0 | 0 | 0 | 0 | 0 | 0 | 0 | 0 | 0 | 0 | 0 | 0 | 0 | 0 | 0 | 0 | 0
| E6 | 0 | 0 | 0 | 0 | 0 | 0 | 0 | 0 | 0 | 0 | 0 | 0 | 0 | 0 | 0 | 0 | 0 | 0 | 0 | 0 | 0 | 0 | 0 | 0 | 0 | 0 | 0 | 0 | 0 | 0 | 0
| E7 | 0 | 0 | 0 | 0 | 0 | 0 | 0 | 0 | 0 | 0 | 0 | 0 | 0 | 0 | 0 | 0 | 0 | 0 | 0 | 0 | 0 | 0 | 0 | 0 | 0 | 0 | 0 | 0 | 0 | 0 | 0
| E8 | 0 | 0 | 0 | 0 | 0 | 0 | 0 | 0 | 0 | 0 | 0 | 0 | 0 | 0 | 0 | 0 | 0 | 0 | 0 | 0 | 0 | 0 | 0 | 0 | 0 | 0 | 0 | 0 | 0 | 0 | 0
| E9 | 0 | 0 | 0 | 0 | 0 | 0 | 0 | 0 | 0 | 0 | 0 | 0 | 0 | 0 | 0 | 0 | 0 | 0 | 0 | 0 | 0 | 0 | 0 | 0 | 0 | 0 | 0 | 0 | 0 | 0 | 0
| E10 | 0 | 0 | 0 | 0 | 0 | 0 | 0 | 0 | 0 | 0 | 0 | 0 | 0 | 0 | 0 | 0 | 0 | 0 | 0 | 0 | 0 | 0 | 0 | 0 | 0 | 0 | 0 | 0 | 0 | 0 | 0
| Vintage | 0 | 0 | 0 | 0 | 0 | 0 | 0 | 0 | 0 | 0 | 0 | 0 | 0 | 0 | 0 | 0 | 0 | 0 | 0 | 0 | 0 | 0 | 0 | 0 | 0 | 0 | 0 | 0 | 0 | 0 | 0
Stock for Switching
| Year | Year 0 | Year 1 | Year 2 | Year 3 | Year 4 | Year 5 | Year 6 | Year 7 | Year 8 | Year 9 | Year 10 | Year 11 | Year 12 | Year 13 | Year 14 | Year 15 | Year 16 | Year 17 | Year 18 | Year 19 | Year 20 | Year 21 | Year 22 | Year 23 | Year 24 | Year 25 | Year 26 | Year 27 | Year 28 | Year 29 | Year 30
| E1 | 0 | 0 | 0 | 0 | 0 | 0 | 0 | 0 | 0 | 0 | 0 | 0 | 0 | 0 | 0 | 0 | 0 | 0 | 0 | 0 | 0 | 0 | 0 | 0 | 0 | 0 | 0 | 0 | 0 | 0 | 0 | 0_E1_SysStock
| E2 | 0 | 0 | 0 | 0 | 0 | 0 | 0 | 0 | 0 | 0 | 0 | 0 | 0 | 0 | 0 | 0 | 0 | 0 | 0 | 0 | 0 | 0 | 0 | 0 | 0 | 0 | 0 | 0 | 0 | 0 | 0 | 0_E2_SysStock
| E3 | 0 | 0 | 0 | 0 | 0 | 0 | 0 | 0 | 0 | 0 | 0 | 0 | 0 | 0 | 0 | 0 | 0 | 0 | 0 | 0 | 0 | 0 | 0 | 0 | 0 | 0 | 0 | 0 | 0 | 0 | 0 | 0_E3_SysStock
| E4 | 0 | 0 | 0 | 0 | 0 | 0 | 0 | 0 | 0 | 0 | 0 | 0 | 0 | 0 | 0 | 0 | 0 | 0 | 0 | 0 | 0 | 0 | 0 | 0 | 0 | 0 | 0 | 0 | 0 | 0 | 0 | 0_E4_SysStock
| E5 | 0 | 0 | 0 | 0 | 0 | 0 | 0 | 0 | 0 | 0 | 0 | 0 | 0 | 0 | 0 | 0 | 0 | 0 | 0 | 0 | 0 | 0 | 0 | 0 | 0 | 0 | 0 | 0 | 0 | 0 | 0 | 0_E5_SysStock
| E6 | 0 | 0 | 0 | 0 | 0 | 0 | 0 | 0 | 0 | 0 | 0 | 0 | 0 | 0 | 0 | 0 | 0 | 0 | 0 | 0 | 0 | 0 | 0 | 0 | 0 | 0 | 0 | 0 | 0 | 0 | 0 | 0_E6_SysStock
| E7 | 0 | 0 | 0 | 0 | 0 | 0 | 0 | 0 | 0 | 0 | 0 | 0 | 0 | 0 | 0 | 0 | 0 | 0 | 0 | 0 | 0 | 0 | 0 | 0 | 0 | 0 | 0 | 0 | 0 | 0 | 0 | 0_E7_SysStock
| E8 | 0 | 0 | 0 | 0 | 0 | 0 | 0 | 0 | 0 | 0 | 0 | 0 | 0 | 0 | 0 | 0 | 0 | 0 | 0 | 0 | 0 | 0 | 0 | 0 | 0 | 0 | 0 | 0 | 0 | 0 | 0 | 0_E8_SysStock
| E9 | 0 | 0 | 0 | 0 | 0 | 0 | 0 | 0 | 0 | 0 | 0 | 0 | 0 | 0 | 0 | 0 | 0 | 0 | 0 | 0 | 0 | 0 | 0 | 0 | 0 | 0 | 0 | 0 | 0 | 0 | 0 | 0_E9_SysStock
| E10 | 0 | 0 | 0 | 0 | 0 | 0 | 0 | 0 | 0 | 0 | 0 | 0 | 0 | 0 | 0 | 0 | 0 | 0 | 0 | 0 | 0 | 0 | 0 | 0 | 0 | 0 | 0 | 0 | 0 | 0 | 0 | 0_E10_SysStock
| Vintage | 0 | 0 | 0 | 0 | 0 | 0 | 0 | 0 | 0 | 0 | 0 | 0 | 0 | 0 | 0 | 0 | 0 | 0 | 0 | 0 | 0 | 0 | 0 | 0 | 0 | 0 | 0 | 0 | 0 | 0 | 0 | 0_Vintage_SysStock
Tech Forecast Purchases
| Year | Year 0 | Year 1 | Year 2 | Year 3 | Year 4 | Year 5 | Year 6 | Year 7 | Year 8 | Year 9 | Year 10 | Year 11 | Year 12 | Year 13 | Year 14 | Year 15 | Year 16 | Year 17 | Year 18 | Year 19 | Year 20 | Year 21 | Year 22 | Year 23 | Year 24 | Year 25 | Year 26 | Year 27 | Year 28 | Year 29 | Year 30
| E1 | 0 | 0 | 0 | 0 | 0 | 0 | 0 | 0 | 0 | 0 | 0 | 0 | 0 | 0 | 0 | 0 | 0 | 0 | 0 | 0 | 0 | 0 | 0 | 0 | 0 | 0 | 0 | 0 | 0 | 0 | 0
| E2 | 0 | 0 | 0 | 0 | 0 | 0 | 0 | 0 | 0 | 0 | 0 | 0 | 0 | 0 | 0 | 0 | 0 | 0 | 0 | 0 | 0 | 0 | 0 | 0 | 0 | 0 | 0 | 0 | 0 | 0 | 0
| E3 | 0 | 0 | 0 | 0 | 0 | 0 | 0 | 0 | 0 | 0 | 0 | 0 | 0 | 0 | 0 | 0 | 0 | 0 | 0 | 0 | 0 | 0 | 0 | 0 | 0 | 0 | 0 | 0 | 0 | 0 | 0
| E4 | 0 | 0 | 0 | 0 | 0 | 0 | 0 | 0 | 0 | 0 | 0 | 0 | 0 | 0 | 0 | 0 | 0 | 0 | 0 | 0 | 0 | 0 | 0 | 0 | 0 | 0 | 0 | 0 | 0 | 0 | 0
| E5 | 0 | 0 | 0 | 0 | 0 | 0 | 0 | 0 | 0 | 0 | 0 | 0 | 0 | 0 | 0 | 0 | 0 | 0 | 0 | 0 | 0 | 0 | 0 | 0 | 0 | 0 | 0 | 0 | 0 | 0 | 0
| E6 | 0 | 0 | 0 | 0 | 0 | 0 | 0 | 0 | 0 | 0 | 0 | 0 | 0 | 0 | 0 | 0 | 0 | 0 | 0 | 0 | 0 | 0 | 0 | 0 | 0 | 0 | 0 | 0 | 0 | 0 | 0
| E7 | 0 | 0 | 0 | 0 | 0 | 0 | 0 | 0 | 0 | 0 | 0 | 0 | 0 | 0 | 0 | 0 | 0 | 0 | 0 | 0 | 0 | 0 | 0 | 0 | 0 | 0 | 0 | 0 | 0 | 0 | 0
| E8 | 0 | 0 | 0 | 0 | 0 | 0 | 0 | 0 | 0 | 0 | 0 | 0 | 0 | 0 | 0 | 0 | 0 | 0 | 0 | 0 | 0 | 0 | 0 | 0 | 0 | 0 | 0 | 0 | 0 | 0 | 0
| E9 | 0 | 0 | 0 | 0 | 0 | 0 | 0 | 0 | 0 | 0 | 0 | 0 | 0 | 0 | 0 | 0 | 0 | 0 | 0 | 0 | 0 | 0 | 0 | 0 | 0 | 0 | 0 | 0 | 0 | 0 | 0
| E10 | 0 | 0 | 0 | 0 | 0 | 0 | 0 | 0 | 0 | 0 | 0 | 0 | 0 | 0 | 0 | 0 | 0 | 0 | 0 | 0 | 0 | 0 | 0 | 0 | 0 | 0 | 0 | 0 | 0 | 0 | 0
Potential to Switch
| Year | Year 0 | Year 1 | Year 2 | Year 3 | Year 4 | Year 5 | Year 6 | Year 7 | Year 8 | Year 9 | Year 10 | Year 11 | Year 12 | Year 13 | Year 14 | Year 15 | Year 16 | Year 17 | Year 18 | Year 19 | Year 20 | Year 21 | Year 22 | Year 23 | Year 24 | Year 25 | Year 26 | Year 27 | Year 28 | Year 29 | Year 30
| E1 | 0 | 0 | 0 | 0 | 0 | 0 | 0 | 0 | 0 | 0 | 0 | 0 | 0 | 0 | 0 | 0 | 0 | 0 | 0 | 0 | 0 | 0 | 0 | 0 | 0 | 0 | 0 | 0 | 0 | 0 | 0 | 0_E1_Switched Out
| E2 | 0 | 0 | 0 | 0 | 0 | 0 | 0 | 0 | 0 | 0 | 0 | 0 | 0 | 0 | 0 | 0 | 0 | 0 | 0 | 0 | 0 | 0 | 0 | 0 | 0 | 0 | 0 | 0 | 0 | 0 | 0 | 0_E2_Switched Out
| E3 | 0 | 0 | 0 | 0 | 0 | 0 | 0 | 0 | 0 | 0 | 0 | 0 | 0 | 0 | 0 | 0 | 0 | 0 | 0 | 0 | 0 | 0 | 0 | 0 | 0 | 0 | 0 | 0 | 0 | 0 | 0 | 0_E3_Switched Out
| E4 | 0 | 0 | 0 | 0 | 0 | 0 | 0 | 0 | 0 | 0 | 0 | 0 | 0 | 0 | 0 | 0 | 0 | 0 | 0 | 0 | 0 | 0 | 0 | 0 | 0 | 0 | 0 | 0 | 0 | 0 | 0 | 0_E4_Switched Out
| E5 | 0 | 0 | 0 | 0 | 0 | 0 | 0 | 0 | 0 | 0 | 0 | 0 | 0 | 0 | 0 | 0 | 0 | 0 | 0 | 0 | 0 | 0 | 0 | 0 | 0 | 0 | 0 | 0 | 0 | 0 | 0 | 0_E5_Switched Out
| E6 | 0 | 0 | 0 | 0 | 0 | 0 | 0 | 0 | 0 | 0 | 0 | 0 | 0 | 0 | 0 | 0 | 0 | 0 | 0 | 0 | 0 | 0 | 0 | 0 | 0 | 0 | 0 | 0 | 0 | 0 | 0 | 0_E6_Switched Out
| E7 | 0 | 0 | 0 | 0 | 0 | 0 | 0 | 0 | 0 | 0 | 0 | 0 | 0 | 0 | 0 | 0 | 0 | 0 | 0 | 0 | 0 | 0 | 0 | 0 | 0 | 0 | 0 | 0 | 0 | 0 | 0 | 0_E7_Switched Out
| E8 | 0 | 0 | 0 | 0 | 0 | 0 | 0 | 0 | 0 | 0 | 0 | 0 | 0 | 0 | 0 | 0 | 0 | 0 | 0 | 0 | 0 | 0 | 0 | 0 | 0 | 0 | 0 | 0 | 0 | 0 | 0 | 0_E8_Switched Out
| E9 | 0 | 0 | 0 | 0 | 0 | 0 | 0 | 0 | 0 | 0 | 0 | 0 | 0 | 0 | 0 | 0 | 0 | 0 | 0 | 0 | 0 | 0 | 0 | 0 | 0 | 0 | 0 | 0 | 0 | 0 | 0 | 0_E9_Switched Out
| E10 | 0 | 0 | 0 | 0 | 0 | 0 | 0 | 0 | 0 | 0 | 0 | 0 | 0 | 0 | 0 | 0 | 0 | 0 | 0 | 0 | 0 | 0 | 0 | 0 | 0 | 0 | 0 | 0 | 0 | 0 | 0 | 0_E10_Switched Out
Units Out
| E1 | 0 | 0 | 0 | 0 | 0 | 0 | 0 | 0 | 0 | 0 | 0 | 0 | 0 | 0 | 0 | 0 | 0 | 0 | 0 | 0 | 0 | 0 | 0 | 0 | 0 | 0 | 0 | 0 | 0 | 0 | 0
| E2 | 0 | 0 | 0 | 0 | 0 | 0 | 0 | 0 | 0 | 0 | 0 | 0 | 0 | 0 | 0 | 0 | 0 | 0 | 0 | 0 | 0 | 0 | 0 | 0 | 0 | 0 | 0 | 0 | 0 | 0 | 0
| E3 | 0 | 0 | 0 | 0 | 0 | 0 | 0 | 0 | 0 | 0 | 0 | 0 | 0 | 0 | 0 | 0 | 0 | 0 | 0 | 0 | 0 | 0 | 0 | 0 | 0 | 0 | 0 | 0 | 0 | 0 | 0
| E4 | 0 | 0 | 0 | 0 | 0 | 0 | 0 | 0 | 0 | 0 | 0 | 0 | 0 | 0 | 0 | 0 | 0 | 0 | 0 | 0 | 0 | 0 | 0 | 0 | 0 | 0 | 0 | 0 | 0 | 0 | 0
| E5 | 0 | 0 | 0 | 0 | 0 | 0 | 0 | 0 | 0 | 0 | 0 | 0 | 0 | 0 | 0 | 0 | 0 | 0 | 0 | 0 | 0 | 0 | 0 | 0 | 0 | 0 | 0 | 0 | 0 | 0 | 0
| E6 | 0 | 0 | 0 | 0 | 0 | 0 | 0 | 0 | 0 | 0 | 0 | 0 | 0 | 0 | 0 | 0 | 0 | 0 | 0 | 0 | 0 | 0 | 0 | 0 | 0 | 0 | 0 | 0 | 0 | 0 | 0
| E7 | 0 | 0 | 0 | 0 | 0 | 0 | 0 | 0 | 0 | 0 | 0 | 0 | 0 | 0 | 0 | 0 | 0 | 0 | 0 | 0 | 0 | 0 | 0 | 0 | 0 | 0 | 0 | 0 | 0 | 0 | 0
| E8 | 0 | 0 | 0 | 0 | 0 | 0 | 0 | 0 | 0 | 0 | 0 | 0 | 0 | 0 | 0 | 0 | 0 | 0 | 0 | 0 | 0 | 0 | 0 | 0 | 0 | 0 | 0 | 0 | 0 | 0 | 0
| E9 | 0 | 0 | 0 | 0 | 0 | 0 | 0 | 0 | 0 | 0 | 0 | 0 | 0 | 0 | 0 | 0 | 0 | 0 | 0 | 0 | 0 | 0 | 0 | 0 | 0 | 0 | 0 | 0 | 0 | 0 | 0
| E10 | 0 | 0 | 0 | 0 | 0 | 0 | 0 | 0 | 0 | 0 | 0 | 0 | 0 | 0 | 0 | 0 | 0 | 0 | 0 | 0 | 0 | 0 | 0 | 0 | 0 | 0 | 0 | 0 | 0 | 0 | 0
| Vintage | 0 | 0 | 0 | 0 | 0 | 0 | 0 | 0 | 0 | 0 | 0 | 0 | 0 | 0 | 0 | 0 | 0 | 0 | 0 | 0 | 0 | 0 | 0 | 0 | 0 | 0 | 0 | 0 | 0 | 0 | 0
Tech Purchase Shares
| Year | Year 0 | Year 1 | Year 2 | Year 3 | Year 4 | Year 5 | Year 6 | Year 7 | Year 8 | Year 9 | Year 10 | Year 11 | Year 12 | Year 13 | Year 14 | Year 15 | Year 16 | Year 17 | Year 18 | Year 19 | Year 20 | Year 21 | Year 22 | Year 23 | Year 24 | Year 25 | Year 26 | Year 27 | Year 28 | Year 29 | Year 30
E1 | bar: Year 0 to Year 30
E2 | bar: Year 0 to Year 30
E3 | bar: Year 0 to Year 30
E4 | bar: Year 0 to Year 30
E5 | bar: Year 0 to Year 30
E6 | bar: Year 0 to Year 30
E7 | bar: Year 0 to Year 30
E8 | bar: Year 0 to Year 30
E9 | bar: Year 0 to Year 30
E10 | bar: Year 0 to Year 30
Units In from Switching
| E1 | 0 | 0 | 0 | 0 | 0 | 0 | 0 | 0 | 0 | 0 | 0 | 0 | 0 | 0 | 0 | 0 | 0 | 0 | 0 | 0 | 0 | 0 | 0 | 0 | 0 | 0 | 0 | 0 | 0 | 0 | 0
| E2 | 0 | 0 | 0 | 0 | 0 | 0 | 0 | 0 | 0 | 0 | 0 | 0 | 0 | 0 | 0 | 0 | 0 | 0 | 0 | 0 | 0 | 0 | 0 | 0 | 0 | 0 | 0 | 0 | 0 | 0 | 0
| E3 | 0 | 0 | 0 | 0 | 0 | 0 | 0 | 0 | 0 | 0 | 0 | 0 | 0 | 0 | 0 | 0 | 0 | 0 | 0 | 0 | 0 | 0 | 0 | 0 | 0 | 0 | 0 | 0 | 0 | 0 | 0
| E4 | 0 | 0 | 0 | 0 | 0 | 0 | 0 | 0 | 0 | 0 | 0 | 0 | 0 | 0 | 0 | 0 | 0 | 0 | 0 | 0 | 0 | 0 | 0 | 0 | 0 | 0 | 0 | 0 | 0 | 0 | 0
| E5 | 0 | 0 | 0 | 0 | 0 | 0 | 0 | 0 | 0 | 0 | 0 | 0 | 0 | 0 | 0 | 0 | 0 | 0 | 0 | 0 | 0 | 0 | 0 | 0 | 0 | 0 | 0 | 0 | 0 | 0 | 0
| E6 | 0 | 0 | 0 | 0 | 0 | 0 | 0 | 0 | 0 | 0 | 0 | 0 | 0 | 0 | 0 | 0 | 0 | 0 | 0 | 0 | 0 | 0 | 0 | 0 | 0 | 0 | 0 | 0 | 0 | 0 | 0
| E7 | 0 | 0 | 0 | 0 | 0 | 0 | 0 | 0 | 0 | 0 | 0 | 0 | 0 | 0 | 0 | 0 | 0 | 0 | 0 | 0 | 0 | 0 | 0 | 0 | 0 | 0 | 0 | 0 | 0 | 0 | 0
| E8 | 0 | 0 | 0 | 0 | 0 | 0 | 0 | 0 | 0 | 0 | 0 | 0 | 0 | 0 | 0 | 0 | 0 | 0 | 0 | 0 | 0 | 0 | 0 | 0 | 0 | 0 | 0 | 0 | 0 | 0 | 0
| E9 | 0 | 0 | 0 | 0 | 0 | 0 | 0 | 0 | 0 | 0 | 0 | 0 | 0 | 0 | 0 | 0 | 0 | 0 | 0 | 0 | 0 | 0 | 0 | 0 | 0 | 0 | 0 | 0 | 0 | 0 | 0
| E10 | 0 | 0 | 0 | 0 | 0 | 0 | 0 | 0 | 0 | 0 | 0 | 0 | 0 | 0 | 0 | 0 | 0 | 0 | 0 | 0 | 0 | 0 | 0 | 0 | 0 | 0 | 0 | 0 | 0 | 0 | 0
| Vintage | 0 | 0 | 0 | 0 | 0 | 0 | 0 | 0 | 0 | 0 | 0 | 0 | 0 | 0 | 0 | 0 | 0 | 0 | 0 | 0 | 0 | 0 | 0 | 0 | 0 | 0 | 0 | 0 | 0 | 0 | 0
Net Change
| Year | Year 0 | Year 1 | Year 2 | Year 3 | Year 4 | Year 5 | Year 6 | Year 7 | Year 8 | Year 9 | Year 10 | Year 11 | Year 12 | Year 13 | Year 14 | Year 15 | Year 16 | Year 17 | Year 18 | Year 19 | Year 20 | Year 21 | Year 22 | Year 23 | Year 24 | Year 25 | Year 26 | Year 27 | Year 28 | Year 29 | Year 30 | Key
| Units | 0 | 0 | 0 | 0 | 0 | 0 | 0 | 0 | 0 | 0 | 0 | 0 | 0 | 0 | 0 | 0 | 0 | 0 | 0 | 0 | 0 | 0 | 0 | 0 | 0 | 0 | 0 | 0 | 0 | 0 | 0 | 0_Units |  |  |  |  | 301957.8232
| Usage | 0 | 0 | 0 | 0 | 0 | 0 | 0 | 0 | 0 | 0 | 0 | 0 | 0 | 0 | 0 | 0 | 0 | 0 | 0 | 0 | 0 | 0 | 0 | 0 | 0 | 0 | 0 | 0 | 0 | 0 | 0 | 0_Usage |  |  |  |  | 1698.6543
| Peak Demand (S) | 0 | 0 | 0 | 0 | 0 | 0 | 0 | 0 | 0 | 0 | 0 | 0 | 0 | 0 | 0 | 0 | 0 | 0 | 0 | 0 | 0 | 0 | 0 | 0 | 0 | 0 | 0 | 0 | 0 | 0 | 0 | 0_Peak Demand (S) |  |  |  |  | 0
| Peak Demand (W) | 0 | 0 | 0 | 0 | 0 | 0 | 0 | 0 | 0 | 0 | 0 | 0 | 0 | 0 | 0 | 0 | 0 | 0 | 0 | 0 | 0 | 0 | 0 | 0 | 0 | 0 | 0 | 0 | 0 | 0 | 0 | 0_Peak Demand (W) |  |  |  |  | 884.6119
| Turnover | 0 | 0 | 0 | 0 | 0 | 0 | 0 | 0 | 0 | 0 | 0 | 0 | 0 | 0 | 0 | 0 | 0 | 0 | 0 | 0 | 0 | 0 | 0 | 0 | 0 | 0 | 0 | 0 | 0 | 0 | 0 | 0_Turnover |  |  |  |  | 6885.4476
| Avg. Replacement Usage | 0 | 0 | 0 | 0 | 0 | 0 | 0 | 0 | 0 | 0 | 0 | 0 | 0 | 0 | 0 | 0 | 0 | 0 | 0 | 0 | 0 | 0 | 0 | 0 | 0 | 0 | 0 | 0 | 0 | 0 | 0 | 0_Avg. Replacement Usage |  |  |  |  | 5638.8522
| Avg. Replacement Demand (S) | 0 | 0 | 0 | 0 | 0 | 0 | 0 | 0 | 0 | 0 | 0 | 0 | 0 | 0 | 0 | 0 | 0 | 0 | 0 | 0 | 0 | 0 | 0 | 0 | 0 | 0 | 0 | 0 | 0 | 0 | 0 | 0_Avg. Replacement Demand (S) |  |  |  |  | 0
| Avg. Replacement Demand (W) | 0 | 0 | 0 | 0 | 0 | 0 | 0 | 0 | 0 | 0 | 0 | 0 | 0 | 0 | 0 | 0 | 0 | 0 | 0 | 0 | 0 | 0 | 0 | 0 | 0 | 0 | 0 | 0 | 0 | 0 | 0 | 0_Avg. Replacement Demand (W) |  |  |  |  | 2.9366
Purchases
| Year | Year 0 | Year 1 | Year 2 | Year 3 | Year 4 | Year 5 | Year 6 | Year 7 | Year 8 | Year 9 | Year 10 | Year 11 | Year 12 | Year 13 | Year 14 | Year 15 | Year 16 | Year 17 | Year 18 | Year 19 | Year 20 | Year 21 | Year 22 | Year 23 | Year 24 | Year 25 | Year 26 | Year 27 | Year 28 | Year 29 | Year 30
| E1 | 0 | 0 | 0 | 0 | 0 | 0 | 0 | 0 | 0 | 0 | 0 | 0 | 0 | 0 | 0 | 0 | 0 | 0 | 0 | 0 | 0 | 0 | 0 | 0 | 0 | 0 | 0 | 0 | 0 | 0 | 0 | 0_E1_Purchases |  |  |  |  | 6885.4476
| E2 | 0 | 0 | 0 | 0 | 0 | 0 | 0 | 0 | 0 | 0 | 0 | 0 | 0 | 0 | 0 | 0 | 0 | 0 | 0 | 0 | 0 | 0 | 0 | 0 | 0 | 0 | 0 | 0 | 0 | 0 | 0 | 0_E2_Purchases |  |  |  |  | 0
| E3 | 0 | 0 | 0 | 0 | 0 | 0 | 0 | 0 | 0 | 0 | 0 | 0 | 0 | 0 | 0 | 0 | 0 | 0 | 0 | 0 | 0 | 0 | 0 | 0 | 0 | 0 | 0 | 0 | 0 | 0 | 0 | 0_E3_Purchases |  |  |  |  | 0
| E4 | 0 | 0 | 0 | 0 | 0 | 0 | 0 | 0 | 0 | 0 | 0 | 0 | 0 | 0 | 0 | 0 | 0 | 0 | 0 | 0 | 0 | 0 | 0 | 0 | 0 | 0 | 0 | 0 | 0 | 0 | 0 | 0_E4_Purchases |  |  |  |  | 0
| E5 | 0 | 0 | 0 | 0 | 0 | 0 | 0 | 0 | 0 | 0 | 0 | 0 | 0 | 0 | 0 | 0 | 0 | 0 | 0 | 0 | 0 | 0 | 0 | 0 | 0 | 0 | 0 | 0 | 0 | 0 | 0 | 0_E5_Purchases |  |  |  |  | 0
| E6 | 0 | 0 | 0 | 0 | 0 | 0 | 0 | 0 | 0 | 0 | 0 | 0 | 0 | 0 | 0 | 0 | 0 | 0 | 0 | 0 | 0 | 0 | 0 | 0 | 0 | 0 | 0 | 0 | 0 | 0 | 0 | 0_E6_Purchases |  |  |  |  | 0
| E7 | 0 | 0 | 0 | 0 | 0 | 0 | 0 | 0 | 0 | 0 | 0 | 0 | 0 | 0 | 0 | 0 | 0 | 0 | 0 | 0 | 0 | 0 | 0 | 0 | 0 | 0 | 0 | 0 | 0 | 0 | 0 | 0_E7_Purchases |  |  |  |  | 0
| E8 | 0 | 0 | 0 | 0 | 0 | 0 | 0 | 0 | 0 | 0 | 0 | 0 | 0 | 0 | 0 | 0 | 0 | 0 | 0 | 0 | 0 | 0 | 0 | 0 | 0 | 0 | 0 | 0 | 0 | 0 | 0 | 0_E8_Purchases |  |  |  |  | 0
| E9 | 0 | 0 | 0 | 0 | 0 | 0 | 0 | 0 | 0 | 0 | 0 | 0 | 0 | 0 | 0 | 0 | 0 | 0 | 0 | 0 | 0 | 0 | 0 | 0 | 0 | 0 | 0 | 0 | 0 | 0 | 0 | 0_E9_Purchases |  |  |  |  | 0
| E10 | 0 | 0 | 0 | 0 | 0 | 0 | 0 | 0 | 0 | 0 | 0 | 0 | 0 | 0 | 0 | 0 | 0 | 0 | 0 | 0 | 0 | 0 | 0 | 0 | 0 | 0 | 0 | 0 | 0 | 0 | 0 | 0_E10_Purchases |  |  |  |  | 0
Stock
| Year | Year 0 | Year 1 | Year 2 | Year 3 | Year 4 | Year 5 | Year 6 | Year 7 | Year 8 | Year 9 | Year 10 | Year 11 | Year 12 | Year 13 | Year 14 | Year 15 | Year 16 | Year 17 | Year 18 | Year 19 | Year 20 | Year 21 | Year 22 | Year 23 | Year 24 | Year 25 | Year 26 | Year 27 | Year 28 | Year 29 | Year 30
| E1 | 0 | 0 | 0 | 0 | 0 | 0 | 0 | 0 | 0 | 0 | 0 | 0 | 0 | 0 | 0 | 0 | 0 | 0 | 0 | 0 | 0 | 0 | 0 | 0 | 0 | 0 | 0 | 0 | 0 | 0 | 0 | 0_E1_Stock |  |  |  |  | 13576.6093
| E2 | 0 | 0 | 0 | 0 | 0 | 0 | 0 | 0 | 0 | 0 | 0 | 0 | 0 | 0 | 0 | 0 | 0 | 0 | 0 | 0 | 0 | 0 | 0 | 0 | 0 | 0 | 0 | 0 | 0 | 0 | 0 | 0_E2_Stock |  |  |  |  | 0
| E3 | 0 | 0 | 0 | 0 | 0 | 0 | 0 | 0 | 0 | 0 | 0 | 0 | 0 | 0 | 0 | 0 | 0 | 0 | 0 | 0 | 0 | 0 | 0 | 0 | 0 | 0 | 0 | 0 | 0 | 0 | 0 | 0_E3_Stock |  |  |  |  | 0
| E4 | 0 | 0 | 0 | 0 | 0 | 0 | 0 | 0 | 0 | 0 | 0 | 0 | 0 | 0 | 0 | 0 | 0 | 0 | 0 | 0 | 0 | 0 | 0 | 0 | 0 | 0 | 0 | 0 | 0 | 0 | 0 | 0_E4_Stock |  |  |  |  | 0
| E5 | 0 | 0 | 0 | 0 | 0 | 0 | 0 | 0 | 0 | 0 | 0 | 0 | 0 | 0 | 0 | 0 | 0 | 0 | 0 | 0 | 0 | 0 | 0 | 0 | 0 | 0 | 0 | 0 | 0 | 0 | 0 | 0_E5_Stock |  |  |  |  | 0
| E6 | 0 | 0 | 0 | 0 | 0 | 0 | 0 | 0 | 0 | 0 | 0 | 0 | 0 | 0 | 0 | 0 | 0 | 0 | 0 | 0 | 0 | 0 | 0 | 0 | 0 | 0 | 0 | 0 | 0 | 0 | 0 | 0_E6_Stock |  |  |  |  | 0
| E7 | 0 | 0 | 0 | 0 | 0 | 0 | 0 | 0 | 0 | 0 | 0 | 0 | 0 | 0 | 0 | 0 | 0 | 0 | 0 | 0 | 0 | 0 | 0 | 0 | 0 | 0 | 0 | 0 | 0 | 0 | 0 | 0_E7_Stock |  |  |  |  | 0
| E8 | 0 | 0 | 0 | 0 | 0 | 0 | 0 | 0 | 0 | 0 | 0 | 0 | 0 | 0 | 0 | 0 | 0 | 0 | 0 | 0 | 0 | 0 | 0 | 0 | 0 | 0 | 0 | 0 | 0 | 0 | 0 | 0_E8_Stock |  |  |  |  | 0
| E9 | 0 | 0 | 0 | 0 | 0 | 0 | 0 | 0 | 0 | 0 | 0 | 0 | 0 | 0 | 0 | 0 | 0 | 0 | 0 | 0 | 0 | 0 | 0 | 0 | 0 | 0 | 0 | 0 | 0 | 0 | 0 | 0_E9_Stock |  |  |  |  | 0
| E10 | 0 | 0 | 0 | 0 | 0 | 0 | 0 | 0 | 0 | 0 | 0 | 0 | 0 | 0 | 0 | 0 | 0 | 0 | 0 | 0 | 0 | 0 | 0 | 0 | 0 | 0 | 0 | 0 | 0 | 0 | 0 | 0_E10_Stock |  |  |  |  | 0
| Vintage | 0 | 0 | 0 | 0 | 0 | 0 | 0 | 0 | 0 | 0 | 0 | 0 | 0 | 0 | 0 | 0 | 0 | 0 | 0 | 0 | 0 | 0 | 0 | 0 | 0 | 0 | 0 | 0 | 0 | 0 | 0 | 0_Vintage_Stock |  |  |  |  | 288381.2139
S3C3 |  | Year 0: System 3 Technology 3
Technology Variables
| Tech Key | Year 0: 0
| Peak Factor (S) | Year 0: 0
| Peak Factor (W) | Year 0: 0
| Min Vintage Lifetime | Year 0: 0
| Max Vintage Lifetime | Year 0: 0
| Turnover Style | Year 0: 0
Technology Variables
| Equipment | Year 0: Label; Year 1: Min Lifetime; Year 2: Max Lifetime; Year 3: Degradation; Year 4: Usage; Year 5: Available
| E1 | Year 1: 0; Year 2: 0; Year 3: 0%; Year 4: 0; Year 5: FALSE
| E2 | Year 1: 0; Year 2: 0; Year 3: 0%; Year 4: 0; Year 5: FALSE
| E3 | Year 1: 0; Year 2: 0; Year 3: 0%; Year 4: 0; Year 5: FALSE
| E4 | Year 1: 0; Year 2: 0; Year 3: 0%; Year 4: 0; Year 5: FALSE
| E5 | Year 1: 0; Year 2: 0; Year 3: 0%; Year 4: 0; Year 5: FALSE
| E6 | Year 1: 0; Year 2: 0; Year 3: 0%; Year 4: 0; Year 5: FALSE
| E7 | Year 1: 0; Year 2: 0; Year 3: 0%; Year 4: 0; Year 5: FALSE
| E8 | Year 1: 0; Year 2: 0; Year 3: 0%; Year 4: 0; Year 5: FALSE
| E9 | Year 1: 0; Year 2: 0; Year 3: 0%; Year 4: 0; Year 5: FALSE
| E10 | Year 1: 0; Year 2: 0; Year 3: 0%; Year 4: 0; Year 5: FALSE
Original Forecast Results
| Year | Year 0 | Year 1 | Year 2 | Year 3 | Year 4 | Year 5 | Year 6 | Year 7 | Year 8 | Year 9 | Year 10 | Year 11 | Year 12 | Year 13 | Year 14 | Year 15 | Year 16 | Year 17 | Year 18 | Year 19 | Year 20 | Year 21 | Year 22 | Year 23 | Year 24 | Year 25 | Year 26 | Year 27 | Year 28 | Year 29 | Year 30 | Key
| Units | 0 | 0 | 0 | 0 | 0 | 0 | 0 | 0 | 0 | 0 | 0 | 0 | 0 | 0 | 0 | 0 | 0 | 0 | 0 | 0 | 0 | 0 | 0 | 0 | 0 | 0 | 0 | 0 | 0 | 0 | 0 | #REF! |  |  |  |  | 301957.8232
| Usage | 0 | 0 | 0 | 0 | 0 | 0 | 0 | 0 | 0 | 0 | 0 | 0 | 0 | 0 | 0 | 0 | 0 | 0 | 0 | 0 | 0 | 0 | 0 | 0 | 0 | 0 | 0 | 0 | 0 | 0 | 0 | #REF! |  |  |  |  | 1698.6543
| Peak Demand (S) | 0 | 0 | 0 | 0 | 0 | 0 | 0 | 0 | 0 | 0 | 0 | 0 | 0 | 0 | 0 | 0 | 0 | 0 | 0 | 0 | 0 | 0 | 0 | 0 | 0 | 0 | 0 | 0 | 0 | 0 | 0 | #REF! |  |  |  |  | 0
| Peak Demand (W) | 0 | 0 | 0 | 0 | 0 | 0 | 0 | 0 | 0 | 0 | 0 | 0 | 0 | 0 | 0 | 0 | 0 | 0 | 0 | 0 | 0 | 0 | 0 | 0 | 0 | 0 | 0 | 0 | 0 | 0 | 0 | #REF! |  |  |  |  | 884.6119
| Turnover | 0 | 0 | 0 | 0 | 0 | 0 | 0 | 0 | 0 | 0 | 0 | 0 | 0 | 0 | 0 | 0 | 0 | 0 | 0 | 0 | 0 | 0 | 0 | 0 | 0 | 0 | 0 | 0 | 0 | 0 | 0 | #REF! |  |  |  |  | 6885.4476
| Avg. Replacement Usage | 0 | 0 | 0 | 0 | 0 | 0 | 0 | 0 | 0 | 0 | 0 | 0 | 0 | 0 | 0 | 0 | 0 | 0 | 0 | 0 | 0 | 0 | 0 | 0 | 0 | 0 | 0 | 0 | 0 | 0 | 0 | #REF! |  |  |  |  | 5638.8522
| Avg. Replacement Demand (S) | 0 | 0 | 0 | 0 | 0 | 0 | 0 | 0 | 0 | 0 | 0 | 0 | 0 | 0 | 0 | 0 | 0 | 0 | 0 | 0 | 0 | 0 | 0 | 0 | 0 | 0 | 0 | 0 | 0 | 0 | 0 | #REF! |  |  |  |  | 0
| Avg. Replacement Demand (W) | 0 | 0 | 0 | 0 | 0 | 0 | 0 | 0 | 0 | 0 | 0 | 0 | 0 | 0 | 0 | 0 | 0 | 0 | 0 | 0 | 0 | 0 | 0 | 0 | 0 | 0 | 0 | 0 | 0 | 0 | 0 | #REF! |  |  |  |  | 2.9366
Tech Forecast Stock
| Year | Year 0 | Year 1 | Year 2 | Year 3 | Year 4 | Year 5 | Year 6 | Year 7 | Year 8 | Year 9 | Year 10 | Year 11 | Year 12 | Year 13 | Year 14 | Year 15 | Year 16 | Year 17 | Year 18 | Year 19 | Year 20 | Year 21 | Year 22 | Year 23 | Year 24 | Year 25 | Year 26 | Year 27 | Year 28 | Year 29 | Year 30
| E1 | 0 | 0 | 0 | 0 | 0 | 0 | 0 | 0 | 0 | 0 | 0 | 0 | 0 | 0 | 0 | 0 | 0 | 0 | 0 | 0 | 0 | 0 | 0 | 0 | 0 | 0 | 0 | 0 | 0 | 0 | 0
| E2 | 0 | 0 | 0 | 0 | 0 | 0 | 0 | 0 | 0 | 0 | 0 | 0 | 0 | 0 | 0 | 0 | 0 | 0 | 0 | 0 | 0 | 0 | 0 | 0 | 0 | 0 | 0 | 0 | 0 | 0 | 0
| E3 | 0 | 0 | 0 | 0 | 0 | 0 | 0 | 0 | 0 | 0 | 0 | 0 | 0 | 0 | 0 | 0 | 0 | 0 | 0 | 0 | 0 | 0 | 0 | 0 | 0 | 0 | 0 | 0 | 0 | 0 | 0
| E4 | 0 | 0 | 0 | 0 | 0 | 0 | 0 | 0 | 0 | 0 | 0 | 0 | 0 | 0 | 0 | 0 | 0 | 0 | 0 | 0 | 0 | 0 | 0 | 0 | 0 | 0 | 0 | 0 | 0 | 0 | 0
| E5 | 0 | 0 | 0 | 0 | 0 | 0 | 0 | 0 | 0 | 0 | 0 | 0 | 0 | 0 | 0 | 0 | 0 | 0 | 0 | 0 | 0 | 0 | 0 | 0 | 0 | 0 | 0 | 0 | 0 | 0 | 0
| E6 | 0 | 0 | 0 | 0 | 0 | 0 | 0 | 0 | 0 | 0 | 0 | 0 | 0 | 0 | 0 | 0 | 0 | 0 | 0 | 0 | 0 | 0 | 0 | 0 | 0 | 0 | 0 | 0 | 0 | 0 | 0
| E7 | 0 | 0 | 0 | 0 | 0 | 0 | 0 | 0 | 0 | 0 | 0 | 0 | 0 | 0 | 0 | 0 | 0 | 0 | 0 | 0 | 0 | 0 | 0 | 0 | 0 | 0 | 0 | 0 | 0 | 0 | 0
| E8 | 0 | 0 | 0 | 0 | 0 | 0 | 0 | 0 | 0 | 0 | 0 | 0 | 0 | 0 | 0 | 0 | 0 | 0 | 0 | 0 | 0 | 0 | 0 | 0 | 0 | 0 | 0 | 0 | 0 | 0 | 0
| E9 | 0 | 0 | 0 | 0 | 0 | 0 | 0 | 0 | 0 | 0 | 0 | 0 | 0 | 0 | 0 | 0 | 0 | 0 | 0 | 0 | 0 | 0 | 0 | 0 | 0 | 0 | 0 | 0 | 0 | 0 | 0
| E10 | 0 | 0 | 0 | 0 | 0 | 0 | 0 | 0 | 0 | 0 | 0 | 0 | 0 | 0 | 0 | 0 | 0 | 0 | 0 | 0 | 0 | 0 | 0 | 0 | 0 | 0 | 0 | 0 | 0 | 0 | 0
| Vintage | 0 | 0 | 0 | 0 | 0 | 0 | 0 | 0 | 0 | 0 | 0 | 0 | 0 | 0 | 0 | 0 | 0 | 0 | 0 | 0 | 0 | 0 | 0 | 0 | 0 | 0 | 0 | 0 | 0 | 0 | 0
Stock for Switching
| Year | Year 0 | Year 1 | Year 2 | Year 3 | Year 4 | Year 5 | Year 6 | Year 7 | Year 8 | Year 9 | Year 10 | Year 11 | Year 12 | Year 13 | Year 14 | Year 15 | Year 16 | Year 17 | Year 18 | Year 19 | Year 20 | Year 21 | Year 22 | Year 23 | Year 24 | Year 25 | Year 26 | Year 27 | Year 28 | Year 29 | Year 30
| E1 | 0 | 0 | 0 | 0 | 0 | 0 | 0 | 0 | 0 | 0 | 0 | 0 | 0 | 0 | 0 | 0 | 0 | 0 | 0 | 0 | 0 | 0 | 0 | 0 | 0 | 0 | 0 | 0 | 0 | 0 | 0 | 0_E1_SysStock
| E2 | 0 | 0 | 0 | 0 | 0 | 0 | 0 | 0 | 0 | 0 | 0 | 0 | 0 | 0 | 0 | 0 | 0 | 0 | 0 | 0 | 0 | 0 | 0 | 0 | 0 | 0 | 0 | 0 | 0 | 0 | 0 | 0_E2_SysStock
| E3 | 0 | 0 | 0 | 0 | 0 | 0 | 0 | 0 | 0 | 0 | 0 | 0 | 0 | 0 | 0 | 0 | 0 | 0 | 0 | 0 | 0 | 0 | 0 | 0 | 0 | 0 | 0 | 0 | 0 | 0 | 0 | 0_E3_SysStock
| E4 | 0 | 0 | 0 | 0 | 0 | 0 | 0 | 0 | 0 | 0 | 0 | 0 | 0 | 0 | 0 | 0 | 0 | 0 | 0 | 0 | 0 | 0 | 0 | 0 | 0 | 0 | 0 | 0 | 0 | 0 | 0 | 0_E4_SysStock
| E5 | 0 | 0 | 0 | 0 | 0 | 0 | 0 | 0 | 0 | 0 | 0 | 0 | 0 | 0 | 0 | 0 | 0 | 0 | 0 | 0 | 0 | 0 | 0 | 0 | 0 | 0 | 0 | 0 | 0 | 0 | 0 | 0_E5_SysStock
| E6 | 0 | 0 | 0 | 0 | 0 | 0 | 0 | 0 | 0 | 0 | 0 | 0 | 0 | 0 | 0 | 0 | 0 | 0 | 0 | 0 | 0 | 0 | 0 | 0 | 0 | 0 | 0 | 0 | 0 | 0 | 0 | 0_E6_SysStock
| E7 | 0 | 0 | 0 | 0 | 0 | 0 | 0 | 0 | 0 | 0 | 0 | 0 | 0 | 0 | 0 | 0 | 0 | 0 | 0 | 0 | 0 | 0 | 0 | 0 | 0 | 0 | 0 | 0 | 0 | 0 | 0 | 0_E7_SysStock
| E8 | 0 | 0 | 0 | 0 | 0 | 0 | 0 | 0 | 0 | 0 | 0 | 0 | 0 | 0 | 0 | 0 | 0 | 0 | 0 | 0 | 0 | 0 | 0 | 0 | 0 | 0 | 0 | 0 | 0 | 0 | 0 | 0_E8_SysStock
| E9 | 0 | 0 | 0 | 0 | 0 | 0 | 0 | 0 | 0 | 0 | 0 | 0 | 0 | 0 | 0 | 0 | 0 | 0 | 0 | 0 | 0 | 0 | 0 | 0 | 0 | 0 | 0 | 0 | 0 | 0 | 0 | 0_E9_SysStock
| E10 | 0 | 0 | 0 | 0 | 0 | 0 | 0 | 0 | 0 | 0 | 0 | 0 | 0 | 0 | 0 | 0 | 0 | 0 | 0 | 0 | 0 | 0 | 0 | 0 | 0 | 0 | 0 | 0 | 0 | 0 | 0 | 0_E10_SysStock
| Vintage | 0 | 0 | 0 | 0 | 0 | 0 | 0 | 0 | 0 | 0 | 0 | 0 | 0 | 0 | 0 | 0 | 0 | 0 | 0 | 0 | 0 | 0 | 0 | 0 | 0 | 0 | 0 | 0 | 0 | 0 | 0 | 0_Vintage_SysStock
Tech Forecast Purchases
| Year | Year 0 | Year 1 | Year 2 | Year 3 | Year 4 | Year 5 | Year 6 | Year 7 | Year 8 | Year 9 | Year 10 | Year 11 | Year 12 | Year 13 | Year 14 | Year 15 | Year 16 | Year 17 | Year 18 | Year 19 | Year 20 | Year 21 | Year 22 | Year 23 | Year 24 | Year 25 | Year 26 | Year 27 | Year 28 | Year 29 | Year 30
| E1 | 0 | 0 | 0 | 0 | 0 | 0 | 0 | 0 | 0 | 0 | 0 | 0 | 0 | 0 | 0 | 0 | 0 | 0 | 0 | 0 | 0 | 0 | 0 | 0 | 0 | 0 | 0 | 0 | 0 | 0 | 0
| E2 | 0 | 0 | 0 | 0 | 0 | 0 | 0 | 0 | 0 | 0 | 0 | 0 | 0 | 0 | 0 | 0 | 0 | 0 | 0 | 0 | 0 | 0 | 0 | 0 | 0 | 0 | 0 | 0 | 0 | 0 | 0
| E3 | 0 | 0 | 0 | 0 | 0 | 0 | 0 | 0 | 0 | 0 | 0 | 0 | 0 | 0 | 0 | 0 | 0 | 0 | 0 | 0 | 0 | 0 | 0 | 0 | 0 | 0 | 0 | 0 | 0 | 0 | 0
| E4 | 0 | 0 | 0 | 0 | 0 | 0 | 0 | 0 | 0 | 0 | 0 | 0 | 0 | 0 | 0 | 0 | 0 | 0 | 0 | 0 | 0 | 0 | 0 | 0 | 0 | 0 | 0 | 0 | 0 | 0 | 0
| E5 | 0 | 0 | 0 | 0 | 0 | 0 | 0 | 0 | 0 | 0 | 0 | 0 | 0 | 0 | 0 | 0 | 0 | 0 | 0 | 0 | 0 | 0 | 0 | 0 | 0 | 0 | 0 | 0 | 0 | 0 | 0
| E6 | 0 | 0 | 0 | 0 | 0 | 0 | 0 | 0 | 0 | 0 | 0 | 0 | 0 | 0 | 0 | 0 | 0 | 0 | 0 | 0 | 0 | 0 | 0 | 0 | 0 | 0 | 0 | 0 | 0 | 0 | 0
| E7 | 0 | 0 | 0 | 0 | 0 | 0 | 0 | 0 | 0 | 0 | 0 | 0 | 0 | 0 | 0 | 0 | 0 | 0 | 0 | 0 | 0 | 0 | 0 | 0 | 0 | 0 | 0 | 0 | 0 | 0 | 0
| E8 | 0 | 0 | 0 | 0 | 0 | 0 | 0 | 0 | 0 | 0 | 0 | 0 | 0 | 0 | 0 | 0 | 0 | 0 | 0 | 0 | 0 | 0 | 0 | 0 | 0 | 0 | 0 | 0 | 0 | 0 | 0
| E9 | 0 | 0 | 0 | 0 | 0 | 0 | 0 | 0 | 0 | 0 | 0 | 0 | 0 | 0 | 0 | 0 | 0 | 0 | 0 | 0 | 0 | 0 | 0 | 0 | 0 | 0 | 0 | 0 | 0 | 0 | 0
| E10 | 0 | 0 | 0 | 0 | 0 | 0 | 0 | 0 | 0 | 0 | 0 | 0 | 0 | 0 | 0 | 0 | 0 | 0 | 0 | 0 | 0 | 0 | 0 | 0 | 0 | 0 | 0 | 0 | 0 | 0 | 0
Potential to Switch
| Year | Year 0 | Year 1 | Year 2 | Year 3 | Year 4 | Year 5 | Year 6 | Year 7 | Year 8 | Year 9 | Year 10 | Year 11 | Year 12 | Year 13 | Year 14 | Year 15 | Year 16 | Year 17 | Year 18 | Year 19 | Year 20 | Year 21 | Year 22 | Year 23 | Year 24 | Year 25 | Year 26 | Year 27 | Year 28 | Year 29 | Year 30
| E1 | 0 | 0 | 0 | 0 | 0 | 0 | 0 | 0 | 0 | 0 | 0 | 0 | 0 | 0 | 0 | 0 | 0 | 0 | 0 | 0 | 0 | 0 | 0 | 0 | 0 | 0 | 0 | 0 | 0 | 0 | 0 | 0_E1_Switched Out
| E2 | 0 | 0 | 0 | 0 | 0 | 0 | 0 | 0 | 0 | 0 | 0 | 0 | 0 | 0 | 0 | 0 | 0 | 0 | 0 | 0 | 0 | 0 | 0 | 0 | 0 | 0 | 0 | 0 | 0 | 0 | 0 | 0_E2_Switched Out
| E3 | 0 | 0 | 0 | 0 | 0 | 0 | 0 | 0 | 0 | 0 | 0 | 0 | 0 | 0 | 0 | 0 | 0 | 0 | 0 | 0 | 0 | 0 | 0 | 0 | 0 | 0 | 0 | 0 | 0 | 0 | 0 | 0_E3_Switched Out
| E4 | 0 | 0 | 0 | 0 | 0 | 0 | 0 | 0 | 0 | 0 | 0 | 0 | 0 | 0 | 0 | 0 | 0 | 0 | 0 | 0 | 0 | 0 | 0 | 0 | 0 | 0 | 0 | 0 | 0 | 0 | 0 | 0_E4_Switched Out
| E5 | 0 | 0 | 0 | 0 | 0 | 0 | 0 | 0 | 0 | 0 | 0 | 0 | 0 | 0 | 0 | 0 | 0 | 0 | 0 | 0 | 0 | 0 | 0 | 0 | 0 | 0 | 0 | 0 | 0 | 0 | 0 | 0_E5_Switched Out
| E6 | 0 | 0 | 0 | 0 | 0 | 0 | 0 | 0 | 0 | 0 | 0 | 0 | 0 | 0 | 0 | 0 | 0 | 0 | 0 | 0 | 0 | 0 | 0 | 0 | 0 | 0 | 0 | 0 | 0 | 0 | 0 | 0_E6_Switched Out
| E7 | 0 | 0 | 0 | 0 | 0 | 0 | 0 | 0 | 0 | 0 | 0 | 0 | 0 | 0 | 0 | 0 | 0 | 0 | 0 | 0 | 0 | 0 | 0 | 0 | 0 | 0 | 0 | 0 | 0 | 0 | 0 | 0_E7_Switched Out
| E8 | 0 | 0 | 0 | 0 | 0 | 0 | 0 | 0 | 0 | 0 | 0 | 0 | 0 | 0 | 0 | 0 | 0 | 0 | 0 | 0 | 0 | 0 | 0 | 0 | 0 | 0 | 0 | 0 | 0 | 0 | 0 | 0_E8_Switched Out
| E9 | 0 | 0 | 0 | 0 | 0 | 0 | 0 | 0 | 0 | 0 | 0 | 0 | 0 | 0 | 0 | 0 | 0 | 0 | 0 | 0 | 0 | 0 | 0 | 0 | 0 | 0 | 0 | 0 | 0 | 0 | 0 | 0_E9_Switched Out
| E10 | 0 | 0 | 0 | 0 | 0 | 0 | 0 | 0 | 0 | 0 | 0 | 0 | 0 | 0 | 0 | 0 | 0 | 0 | 0 | 0 | 0 | 0 | 0 | 0 | 0 | 0 | 0 | 0 | 0 | 0 | 0 | 0_E10_Switched Out
Units Out
| E1 | 0 | 0 | 0 | 0 | 0 | 0 | 0 | 0 | 0 | 0 | 0 | 0 | 0 | 0 | 0 | 0 | 0 | 0 | 0 | 0 | 0 | 0 | 0 | 0 | 0 | 0 | 0 | 0 | 0 | 0 | 0
| E2 | 0 | 0 | 0 | 0 | 0 | 0 | 0 | 0 | 0 | 0 | 0 | 0 | 0 | 0 | 0 | 0 | 0 | 0 | 0 | 0 | 0 | 0 | 0 | 0 | 0 | 0 | 0 | 0 | 0 | 0 | 0
| E3 | 0 | 0 | 0 | 0 | 0 | 0 | 0 | 0 | 0 | 0 | 0 | 0 | 0 | 0 | 0 | 0 | 0 | 0 | 0 | 0 | 0 | 0 | 0 | 0 | 0 | 0 | 0 | 0 | 0 | 0 | 0
| E4 | 0 | 0 | 0 | 0 | 0 | 0 | 0 | 0 | 0 | 0 | 0 | 0 | 0 | 0 | 0 | 0 | 0 | 0 | 0 | 0 | 0 | 0 | 0 | 0 | 0 | 0 | 0 | 0 | 0 | 0 | 0
| E5 | 0 | 0 | 0 | 0 | 0 | 0 | 0 | 0 | 0 | 0 | 0 | 0 | 0 | 0 | 0 | 0 | 0 | 0 | 0 | 0 | 0 | 0 | 0 | 0 | 0 | 0 | 0 | 0 | 0 | 0 | 0
| E6 | 0 | 0 | 0 | 0 | 0 | 0 | 0 | 0 | 0 | 0 | 0 | 0 | 0 | 0 | 0 | 0 | 0 | 0 | 0 | 0 | 0 | 0 | 0 | 0 | 0 | 0 | 0 | 0 | 0 | 0 | 0
| E7 | 0 | 0 | 0 | 0 | 0 | 0 | 0 | 0 | 0 | 0 | 0 | 0 | 0 | 0 | 0 | 0 | 0 | 0 | 0 | 0 | 0 | 0 | 0 | 0 | 0 | 0 | 0 | 0 | 0 | 0 | 0
| E8 | 0 | 0 | 0 | 0 | 0 | 0 | 0 | 0 | 0 | 0 | 0 | 0 | 0 | 0 | 0 | 0 | 0 | 0 | 0 | 0 | 0 | 0 | 0 | 0 | 0 | 0 | 0 | 0 | 0 | 0 | 0
| E9 | 0 | 0 | 0 | 0 | 0 | 0 | 0 | 0 | 0 | 0 | 0 | 0 | 0 | 0 | 0 | 0 | 0 | 0 | 0 | 0 | 0 | 0 | 0 | 0 | 0 | 0 | 0 | 0 | 0 | 0 | 0
| E10 | 0 | 0 | 0 | 0 | 0 | 0 | 0 | 0 | 0 | 0 | 0 | 0 | 0 | 0 | 0 | 0 | 0 | 0 | 0 | 0 | 0 | 0 | 0 | 0 | 0 | 0 | 0 | 0 | 0 | 0 | 0
| Vintage | 0 | 0 | 0 | 0 | 0 | 0 | 0 | 0 | 0 | 0 | 0 | 0 | 0 | 0 | 0 | 0 | 0 | 0 | 0 | 0 | 0 | 0 | 0 | 0 | 0 | 0 | 0 | 0 | 0 | 0 | 0
Tech Purchase Shares
| Year | Year 0 | Year 1 | Year 2 | Year 3 | Year 4 | Year 5 | Year 6 | Year 7 | Year 8 | Year 9 | Year 10 | Year 11 | Year 12 | Year 13 | Year 14 | Year 15 | Year 16 | Year 17 | Year 18 | Year 19 | Year 20 | Year 21 | Year 22 | Year 23 | Year 24 | Year 25 | Year 26 | Year 27 | Year 28 | Year 29 | Year 30
E1 | bar: Year 0 to Year 30
E2 | bar: Year 0 to Year 30
E3 | bar: Year 0 to Year 30
E4 | bar: Year 0 to Year 30
E5 | bar: Year 0 to Year 30
E6 | bar: Year 0 to Year 30
E7 | bar: Year 0 to Year 30
E8 | bar: Year 0 to Year 30
E9 | bar: Year 0 to Year 30
E10 | bar: Year 0 to Year 30
Units In from Switching
| E1 | 0 | 0 | 0 | 0 | 0 | 0 | 0 | 0 | 0 | 0 | 0 | 0 | 0 | 0 | 0 | 0 | 0 | 0 | 0 | 0 | 0 | 0 | 0 | 0 | 0 | 0 | 0 | 0 | 0 | 0 | 0
| E2 | 0 | 0 | 0 | 0 | 0 | 0 | 0 | 0 | 0 | 0 | 0 | 0 | 0 | 0 | 0 | 0 | 0 | 0 | 0 | 0 | 0 | 0 | 0 | 0 | 0 | 0 | 0 | 0 | 0 | 0 | 0
| E3 | 0 | 0 | 0 | 0 | 0 | 0 | 0 | 0 | 0 | 0 | 0 | 0 | 0 | 0 | 0 | 0 | 0 | 0 | 0 | 0 | 0 | 0 | 0 | 0 | 0 | 0 | 0 | 0 | 0 | 0 | 0
| E4 | 0 | 0 | 0 | 0 | 0 | 0 | 0 | 0 | 0 | 0 | 0 | 0 | 0 | 0 | 0 | 0 | 0 | 0 | 0 | 0 | 0 | 0 | 0 | 0 | 0 | 0 | 0 | 0 | 0 | 0 | 0
| E5 | 0 | 0 | 0 | 0 | 0 | 0 | 0 | 0 | 0 | 0 | 0 | 0 | 0 | 0 | 0 | 0 | 0 | 0 | 0 | 0 | 0 | 0 | 0 | 0 | 0 | 0 | 0 | 0 | 0 | 0 | 0
| E6 | 0 | 0 | 0 | 0 | 0 | 0 | 0 | 0 | 0 | 0 | 0 | 0 | 0 | 0 | 0 | 0 | 0 | 0 | 0 | 0 | 0 | 0 | 0 | 0 | 0 | 0 | 0 | 0 | 0 | 0 | 0
| E7 | 0 | 0 | 0 | 0 | 0 | 0 | 0 | 0 | 0 | 0 | 0 | 0 | 0 | 0 | 0 | 0 | 0 | 0 | 0 | 0 | 0 | 0 | 0 | 0 | 0 | 0 | 0 | 0 | 0 | 0 | 0
| E8 | 0 | 0 | 0 | 0 | 0 | 0 | 0 | 0 | 0 | 0 | 0 | 0 | 0 | 0 | 0 | 0 | 0 | 0 | 0 | 0 | 0 | 0 | 0 | 0 | 0 | 0 | 0 | 0 | 0 | 0 | 0
| E9 | 0 | 0 | 0 | 0 | 0 | 0 | 0 | 0 | 0 | 0 | 0 | 0 | 0 | 0 | 0 | 0 | 0 | 0 | 0 | 0 | 0 | 0 | 0 | 0 | 0 | 0 | 0 | 0 | 0 | 0 | 0
| E10 | 0 | 0 | 0 | 0 | 0 | 0 | 0 | 0 | 0 | 0 | 0 | 0 | 0 | 0 | 0 | 0 | 0 | 0 | 0 | 0 | 0 | 0 | 0 | 0 | 0 | 0 | 0 | 0 | 0 | 0 | 0
| Vintage | 0 | 0 | 0 | 0 | 0 | 0 | 0 | 0 | 0 | 0 | 0 | 0 | 0 | 0 | 0 | 0 | 0 | 0 | 0 | 0 | 0 | 0 | 0 | 0 | 0 | 0 | 0 | 0 | 0 | 0 | 0
Net Change
| Year | Year 0 | Year 1 | Year 2 | Year 3 | Year 4 | Year 5 | Year 6 | Year 7 | Year 8 | Year 9 | Year 10 | Year 11 | Year 12 | Year 13 | Year 14 | Year 15 | Year 16 | Year 17 | Year 18 | Year 19 | Year 20 | Year 21 | Year 22 | Year 23 | Year 24 | Year 25 | Year 26 | Year 27 | Year 28 | Year 29 | Year 30 | Key
| Units | 0 | 0 | 0 | 0 | 0 | 0 | 0 | 0 | 0 | 0 | 0 | 0 | 0 | 0 | 0 | 0 | 0 | 0 | 0 | 0 | 0 | 0 | 0 | 0 | 0 | 0 | 0 | 0 | 0 | 0 | 0 | 0_Units |  |  |  |  | 301957.8232
| Usage | 0 | 0 | 0 | 0 | 0 | 0 | 0 | 0 | 0 | 0 | 0 | 0 | 0 | 0 | 0 | 0 | 0 | 0 | 0 | 0 | 0 | 0 | 0 | 0 | 0 | 0 | 0 | 0 | 0 | 0 | 0 | 0_Usage |  |  |  |  | 1698.6543
| Peak Demand (S) | 0 | 0 | 0 | 0 | 0 | 0 | 0 | 0 | 0 | 0 | 0 | 0 | 0 | 0 | 0 | 0 | 0 | 0 | 0 | 0 | 0 | 0 | 0 | 0 | 0 | 0 | 0 | 0 | 0 | 0 | 0 | 0_Peak Demand (S) |  |  |  |  | 0
| Peak Demand (W) | 0 | 0 | 0 | 0 | 0 | 0 | 0 | 0 | 0 | 0 | 0 | 0 | 0 | 0 | 0 | 0 | 0 | 0 | 0 | 0 | 0 | 0 | 0 | 0 | 0 | 0 | 0 | 0 | 0 | 0 | 0 | 0_Peak Demand (W) |  |  |  |  | 884.6119
| Turnover | 0 | 0 | 0 | 0 | 0 | 0 | 0 | 0 | 0 | 0 | 0 | 0 | 0 | 0 | 0 | 0 | 0 | 0 | 0 | 0 | 0 | 0 | 0 | 0 | 0 | 0 | 0 | 0 | 0 | 0 | 0 | 0_Turnover |  |  |  |  | 6885.4476
| Avg. Replacement Usage | 0 | 0 | 0 | 0 | 0 | 0 | 0 | 0 | 0 | 0 | 0 | 0 | 0 | 0 | 0 | 0 | 0 | 0 | 0 | 0 | 0 | 0 | 0 | 0 | 0 | 0 | 0 | 0 | 0 | 0 | 0 | 0_Avg. Replacement Usage |  |  |  |  | 5638.8522
| Avg. Replacement Demand (S) | 0 | 0 | 0 | 0 | 0 | 0 | 0 | 0 | 0 | 0 | 0 | 0 | 0 | 0 | 0 | 0 | 0 | 0 | 0 | 0 | 0 | 0 | 0 | 0 | 0 | 0 | 0 | 0 | 0 | 0 | 0 | 0_Avg. Replacement Demand (S) |  |  |  |  | 0
| Avg. Replacement Demand (W) | 0 | 0 | 0 | 0 | 0 | 0 | 0 | 0 | 0 | 0 | 0 | 0 | 0 | 0 | 0 | 0 | 0 | 0 | 0 | 0 | 0 | 0 | 0 | 0 | 0 | 0 | 0 | 0 | 0 | 0 | 0 | 0_Avg. Replacement Demand (W) |  |  |  |  | 2.9366
Purchases
| Year | Year 0 | Year 1 | Year 2 | Year 3 | Year 4 | Year 5 | Year 6 | Year 7 | Year 8 | Year 9 | Year 10 | Year 11 | Year 12 | Year 13 | Year 14 | Year 15 | Year 16 | Year 17 | Year 18 | Year 19 | Year 20 | Year 21 | Year 22 | Year 23 | Year 24 | Year 25 | Year 26 | Year 27 | Year 28 | Year 29 | Year 30
| E1 | 0 | 0 | 0 | 0 | 0 | 0 | 0 | 0 | 0 | 0 | 0 | 0 | 0 | 0 | 0 | 0 | 0 | 0 | 0 | 0 | 0 | 0 | 0 | 0 | 0 | 0 | 0 | 0 | 0 | 0 | 0 | 0_E1_Purchases |  |  |  |  | 6885.4476
| E2 | 0 | 0 | 0 | 0 | 0 | 0 | 0 | 0 | 0 | 0 | 0 | 0 | 0 | 0 | 0 | 0 | 0 | 0 | 0 | 0 | 0 | 0 | 0 | 0 | 0 | 0 | 0 | 0 | 0 | 0 | 0 | 0_E2_Purchases |  |  |  |  | 0
| E3 | 0 | 0 | 0 | 0 | 0 | 0 | 0 | 0 | 0 | 0 | 0 | 0 | 0 | 0 | 0 | 0 | 0 | 0 | 0 | 0 | 0 | 0 | 0 | 0 | 0 | 0 | 0 | 0 | 0 | 0 | 0 | 0_E3_Purchases |  |  |  |  | 0
| E4 | 0 | 0 | 0 | 0 | 0 | 0 | 0 | 0 | 0 | 0 | 0 | 0 | 0 | 0 | 0 | 0 | 0 | 0 | 0 | 0 | 0 | 0 | 0 | 0 | 0 | 0 | 0 | 0 | 0 | 0 | 0 | 0_E4_Purchases |  |  |  |  | 0
| E5 | 0 | 0 | 0 | 0 | 0 | 0 | 0 | 0 | 0 | 0 | 0 | 0 | 0 | 0 | 0 | 0 | 0 | 0 | 0 | 0 | 0 | 0 | 0 | 0 | 0 | 0 | 0 | 0 | 0 | 0 | 0 | 0_E5_Purchases |  |  |  |  | 0
| E6 | 0 | 0 | 0 | 0 | 0 | 0 | 0 | 0 | 0 | 0 | 0 | 0 | 0 | 0 | 0 | 0 | 0 | 0 | 0 | 0 | 0 | 0 | 0 | 0 | 0 | 0 | 0 | 0 | 0 | 0 | 0 | 0_E6_Purchases |  |  |  |  | 0
| E7 | 0 | 0 | 0 | 0 | 0 | 0 | 0 | 0 | 0 | 0 | 0 | 0 | 0 | 0 | 0 | 0 | 0 | 0 | 0 | 0 | 0 | 0 | 0 | 0 | 0 | 0 | 0 | 0 | 0 | 0 | 0 | 0_E7_Purchases |  |  |  |  | 0
| E8 | 0 | 0 | 0 | 0 | 0 | 0 | 0 | 0 | 0 | 0 | 0 | 0 | 0 | 0 | 0 | 0 | 0 | 0 | 0 | 0 | 0 | 0 | 0 | 0 | 0 | 0 | 0 | 0 | 0 | 0 | 0 | 0_E8_Purchases |  |  |  |  | 0
| E9 | 0 | 0 | 0 | 0 | 0 | 0 | 0 | 0 | 0 | 0 | 0 | 0 | 0 | 0 | 0 | 0 | 0 | 0 | 0 | 0 | 0 | 0 | 0 | 0 | 0 | 0 | 0 | 0 | 0 | 0 | 0 | 0_E9_Purchases |  |  |  |  | 0
| E10 | 0 | 0 | 0 | 0 | 0 | 0 | 0 | 0 | 0 | 0 | 0 | 0 | 0 | 0 | 0 | 0 | 0 | 0 | 0 | 0 | 0 | 0 | 0 | 0 | 0 | 0 | 0 | 0 | 0 | 0 | 0 | 0_E10_Purchases |  |  |  |  | 0
Stock
| Year | Year 0 | Year 1 | Year 2 | Year 3 | Year 4 | Year 5 | Year 6 | Year 7 | Year 8 | Year 9 | Year 10 | Year 11 | Year 12 | Year 13 | Year 14 | Year 15 | Year 16 | Year 17 | Year 18 | Year 19 | Year 20 | Year 21 | Year 22 | Year 23 | Year 24 | Year 25 | Year 26 | Year 27 | Year 28 | Year 29 | Year 30
| E1 | 0 | 0 | 0 | 0 | 0 | 0 | 0 | 0 | 0 | 0 | 0 | 0 | 0 | 0 | 0 | 0 | 0 | 0 | 0 | 0 | 0 | 0 | 0 | 0 | 0 | 0 | 0 | 0 | 0 | 0 | 0 | 0_E1_Stock |  |  |  |  | 13576.6093
| E2 | 0 | 0 | 0 | 0 | 0 | 0 | 0 | 0 | 0 | 0 | 0 | 0 | 0 | 0 | 0 | 0 | 0 | 0 | 0 | 0 | 0 | 0 | 0 | 0 | 0 | 0 | 0 | 0 | 0 | 0 | 0 | 0_E2_Stock |  |  |  |  | 0
| E3 | 0 | 0 | 0 | 0 | 0 | 0 | 0 | 0 | 0 | 0 | 0 | 0 | 0 | 0 | 0 | 0 | 0 | 0 | 0 | 0 | 0 | 0 | 0 | 0 | 0 | 0 | 0 | 0 | 0 | 0 | 0 | 0_E3_Stock |  |  |  |  | 0
| E4 | 0 | 0 | 0 | 0 | 0 | 0 | 0 | 0 | 0 | 0 | 0 | 0 | 0 | 0 | 0 | 0 | 0 | 0 | 0 | 0 | 0 | 0 | 0 | 0 | 0 | 0 | 0 | 0 | 0 | 0 | 0 | 0_E4_Stock |  |  |  |  | 0
| E5 | 0 | 0 | 0 | 0 | 0 | 0 | 0 | 0 | 0 | 0 | 0 | 0 | 0 | 0 | 0 | 0 | 0 | 0 | 0 | 0 | 0 | 0 | 0 | 0 | 0 | 0 | 0 | 0 | 0 | 0 | 0 | 0_E5_Stock |  |  |  |  | 0
| E6 | 0 | 0 | 0 | 0 | 0 | 0 | 0 | 0 | 0 | 0 | 0 | 0 | 0 | 0 | 0 | 0 | 0 | 0 | 0 | 0 | 0 | 0 | 0 | 0 | 0 | 0 | 0 | 0 | 0 | 0 | 0 | 0_E6_Stock |  |  |  |  | 0
| E7 | 0 | 0 | 0 | 0 | 0 | 0 | 0 | 0 | 0 | 0 | 0 | 0 | 0 | 0 | 0 | 0 | 0 | 0 | 0 | 0 | 0 | 0 | 0 | 0 | 0 | 0 | 0 | 0 | 0 | 0 | 0 | 0_E7_Stock |  |  |  |  | 0
| E8 | 0 | 0 | 0 | 0 | 0 | 0 | 0 | 0 | 0 | 0 | 0 | 0 | 0 | 0 | 0 | 0 | 0 | 0 | 0 | 0 | 0 | 0 | 0 | 0 | 0 | 0 | 0 | 0 | 0 | 0 | 0 | 0_E8_Stock |  |  |  |  | 0
| E9 | 0 | 0 | 0 | 0 | 0 | 0 | 0 | 0 | 0 | 0 | 0 | 0 | 0 | 0 | 0 | 0 | 0 | 0 | 0 | 0 | 0 | 0 | 0 | 0 | 0 | 0 | 0 | 0 | 0 | 0 | 0 | 0_E9_Stock |  |  |  |  | 0
| E10 | 0 | 0 | 0 | 0 | 0 | 0 | 0 | 0 | 0 | 0 | 0 | 0 | 0 | 0 | 0 | 0 | 0 | 0 | 0 | 0 | 0 | 0 | 0 | 0 | 0 | 0 | 0 | 0 | 0 | 0 | 0 | 0_E10_Stock |  |  |  |  | 0
| Vintage | 0 | 0 | 0 | 0 | 0 | 0 | 0 | 0 | 0 | 0 | 0 | 0 | 0 | 0 | 0 | 0 | 0 | 0 | 0 | 0 | 0 | 0 | 0 | 0 | 0 | 0 | 0 | 0 | 0 | 0 | 0 | 0_Vintage_Stock |  |  |  |  | 288381.2139
S3C4 |  | Year 0: System 3 Technology 4
Technology Variables
| Tech Key | Year 0: 0
| Peak Factor (S) | Year 0: 0
| Peak Factor (W) | Year 0: 0
| Min Vintage Lifetime | Year 0: 0
| Max Vintage Lifetime | Year 0: 0
| Turnover Style | Year 0: 0
Technology Variables
| Equipment | Year 0: Label; Year 1: Min Lifetime; Year 2: Max Lifetime; Year 3: Degradation; Year 4: Usage; Year 5: Available
| E1 | Year 1: 0; Year 2: 0; Year 3: 0%; Year 4: 0; Year 5: FALSE
| E2 | Year 1: 0; Year 2: 0; Year 3: 0%; Year 4: 0; Year 5: FALSE
| E3 | Year 1: 0; Year 2: 0; Year 3: 0%; Year 4: 0; Year 5: FALSE
| E4 | Year 1: 0; Year 2: 0; Year 3: 0%; Year 4: 0; Year 5: FALSE
| E5 | Year 1: 0; Year 2: 0; Year 3: 0%; Year 4: 0; Year 5: FALSE
| E6 | Year 1: 0; Year 2: 0; Year 3: 0%; Year 4: 0; Year 5: FALSE
| E7 | Year 1: 0; Year 2: 0; Year 3: 0%; Year 4: 0; Year 5: FALSE
| E8 | Year 1: 0; Year 2: 0; Year 3: 0%; Year 4: 0; Year 5: FALSE
| E9 | Year 1: 0; Year 2: 0; Year 3: 0%; Year 4: 0; Year 5: FALSE
| E10 | Year 1: 0; Year 2: 0; Year 3: 0%; Year 4: 0; Year 5: FALSE
Original Forecast Results
| Year | Year 0 | Year 1 | Year 2 | Year 3 | Year 4 | Year 5 | Year 6 | Year 7 | Year 8 | Year 9 | Year 10 | Year 11 | Year 12 | Year 13 | Year 14 | Year 15 | Year 16 | Year 17 | Year 18 | Year 19 | Year 20 | Year 21 | Year 22 | Year 23 | Year 24 | Year 25 | Year 26 | Year 27 | Year 28 | Year 29 | Year 30 | Key
| Units | 0 | 0 | 0 | 0 | 0 | 0 | 0 | 0 | 0 | 0 | 0 | 0 | 0 | 0 | 0 | 0 | 0 | 0 | 0 | 0 | 0 | 0 | 0 | 0 | 0 | 0 | 0 | 0 | 0 | 0 | 0 | #REF! |  |  |  |  | 301957.8232
| Usage | 0 | 0 | 0 | 0 | 0 | 0 | 0 | 0 | 0 | 0 | 0 | 0 | 0 | 0 | 0 | 0 | 0 | 0 | 0 | 0 | 0 | 0 | 0 | 0 | 0 | 0 | 0 | 0 | 0 | 0 | 0 | #REF! |  |  |  |  | 1698.6543
| Peak Demand (S) | 0 | 0 | 0 | 0 | 0 | 0 | 0 | 0 | 0 | 0 | 0 | 0 | 0 | 0 | 0 | 0 | 0 | 0 | 0 | 0 | 0 | 0 | 0 | 0 | 0 | 0 | 0 | 0 | 0 | 0 | 0 | #REF! |  |  |  |  | 0
| Peak Demand (W) | 0 | 0 | 0 | 0 | 0 | 0 | 0 | 0 | 0 | 0 | 0 | 0 | 0 | 0 | 0 | 0 | 0 | 0 | 0 | 0 | 0 | 0 | 0 | 0 | 0 | 0 | 0 | 0 | 0 | 0 | 0 | #REF! |  |  |  |  | 884.6119
| Turnover | 0 | 0 | 0 | 0 | 0 | 0 | 0 | 0 | 0 | 0 | 0 | 0 | 0 | 0 | 0 | 0 | 0 | 0 | 0 | 0 | 0 | 0 | 0 | 0 | 0 | 0 | 0 | 0 | 0 | 0 | 0 | #REF! |  |  |  |  | 6885.4476
| Avg. Replacement Usage | 0 | 0 | 0 | 0 | 0 | 0 | 0 | 0 | 0 | 0 | 0 | 0 | 0 | 0 | 0 | 0 | 0 | 0 | 0 | 0 | 0 | 0 | 0 | 0 | 0 | 0 | 0 | 0 | 0 | 0 | 0 | #REF! |  |  |  |  | 5638.8522
| Avg. Replacement Demand (S) | 0 | 0 | 0 | 0 | 0 | 0 | 0 | 0 | 0 | 0 | 0 | 0 | 0 | 0 | 0 | 0 | 0 | 0 | 0 | 0 | 0 | 0 | 0 | 0 | 0 | 0 | 0 | 0 | 0 | 0 | 0 | #REF! |  |  |  |  | 0
| Avg. Replacement Demand (W) | 0 | 0 | 0 | 0 | 0 | 0 | 0 | 0 | 0 | 0 | 0 | 0 | 0 | 0 | 0 | 0 | 0 | 0 | 0 | 0 | 0 | 0 | 0 | 0 | 0 | 0 | 0 | 0 | 0 | 0 | 0 | #REF! |  |  |  |  | 2.9366
Tech Forecast Stock
| Year | Year 0 | Year 1 | Year 2 | Year 3 | Year 4 | Year 5 | Year 6 | Year 7 | Year 8 | Year 9 | Year 10 | Year 11 | Year 12 | Year 13 | Year 14 | Year 15 | Year 16 | Year 17 | Year 18 | Year 19 | Year 20 | Year 21 | Year 22 | Year 23 | Year 24 | Year 25 | Year 26 | Year 27 | Year 28 | Year 29 | Year 30
| E1 | 0 | 0 | 0 | 0 | 0 | 0 | 0 | 0 | 0 | 0 | 0 | 0 | 0 | 0 | 0 | 0 | 0 | 0 | 0 | 0 | 0 | 0 | 0 | 0 | 0 | 0 | 0 | 0 | 0 | 0 | 0
| E2 | 0 | 0 | 0 | 0 | 0 | 0 | 0 | 0 | 0 | 0 | 0 | 0 | 0 | 0 | 0 | 0 | 0 | 0 | 0 | 0 | 0 | 0 | 0 | 0 | 0 | 0 | 0 | 0 | 0 | 0 | 0
| E3 | 0 | 0 | 0 | 0 | 0 | 0 | 0 | 0 | 0 | 0 | 0 | 0 | 0 | 0 | 0 | 0 | 0 | 0 | 0 | 0 | 0 | 0 | 0 | 0 | 0 | 0 | 0 | 0 | 0 | 0 | 0
| E4 | 0 | 0 | 0 | 0 | 0 | 0 | 0 | 0 | 0 | 0 | 0 | 0 | 0 | 0 | 0 | 0 | 0 | 0 | 0 | 0 | 0 | 0 | 0 | 0 | 0 | 0 | 0 | 0 | 0 | 0 | 0
| E5 | 0 | 0 | 0 | 0 | 0 | 0 | 0 | 0 | 0 | 0 | 0 | 0 | 0 | 0 | 0 | 0 | 0 | 0 | 0 | 0 | 0 | 0 | 0 | 0 | 0 | 0 | 0 | 0 | 0 | 0 | 0
| E6 | 0 | 0 | 0 | 0 | 0 | 0 | 0 | 0 | 0 | 0 | 0 | 0 | 0 | 0 | 0 | 0 | 0 | 0 | 0 | 0 | 0 | 0 | 0 | 0 | 0 | 0 | 0 | 0 | 0 | 0 | 0
| E7 | 0 | 0 | 0 | 0 | 0 | 0 | 0 | 0 | 0 | 0 | 0 | 0 | 0 | 0 | 0 | 0 | 0 | 0 | 0 | 0 | 0 | 0 | 0 | 0 | 0 | 0 | 0 | 0 | 0 | 0 | 0
| E8 | 0 | 0 | 0 | 0 | 0 | 0 | 0 | 0 | 0 | 0 | 0 | 0 | 0 | 0 | 0 | 0 | 0 | 0 | 0 | 0 | 0 | 0 | 0 | 0 | 0 | 0 | 0 | 0 | 0 | 0 | 0
| E9 | 0 | 0 | 0 | 0 | 0 | 0 | 0 | 0 | 0 | 0 | 0 | 0 | 0 | 0 | 0 | 0 | 0 | 0 | 0 | 0 | 0 | 0 | 0 | 0 | 0 | 0 | 0 | 0 | 0 | 0 | 0
| E10 | 0 | 0 | 0 | 0 | 0 | 0 | 0 | 0 | 0 | 0 | 0 | 0 | 0 | 0 | 0 | 0 | 0 | 0 | 0 | 0 | 0 | 0 | 0 | 0 | 0 | 0 | 0 | 0 | 0 | 0 | 0
| Vintage | 0 | 0 | 0 | 0 | 0 | 0 | 0 | 0 | 0 | 0 | 0 | 0 | 0 | 0 | 0 | 0 | 0 | 0 | 0 | 0 | 0 | 0 | 0 | 0 | 0 | 0 | 0 | 0 | 0 | 0 | 0
Stock for Switching
| Year | Year 0 | Year 1 | Year 2 | Year 3 | Year 4 | Year 5 | Year 6 | Year 7 | Year 8 | Year 9 | Year 10 | Year 11 | Year 12 | Year 13 | Year 14 | Year 15 | Year 16 | Year 17 | Year 18 | Year 19 | Year 20 | Year 21 | Year 22 | Year 23 | Year 24 | Year 25 | Year 26 | Year 27 | Year 28 | Year 29 | Year 30
| E1 | 0 | 0 | 0 | 0 | 0 | 0 | 0 | 0 | 0 | 0 | 0 | 0 | 0 | 0 | 0 | 0 | 0 | 0 | 0 | 0 | 0 | 0 | 0 | 0 | 0 | 0 | 0 | 0 | 0 | 0 | 0 | 0_E1_SysStock
| E2 | 0 | 0 | 0 | 0 | 0 | 0 | 0 | 0 | 0 | 0 | 0 | 0 | 0 | 0 | 0 | 0 | 0 | 0 | 0 | 0 | 0 | 0 | 0 | 0 | 0 | 0 | 0 | 0 | 0 | 0 | 0 | 0_E2_SysStock
| E3 | 0 | 0 | 0 | 0 | 0 | 0 | 0 | 0 | 0 | 0 | 0 | 0 | 0 | 0 | 0 | 0 | 0 | 0 | 0 | 0 | 0 | 0 | 0 | 0 | 0 | 0 | 0 | 0 | 0 | 0 | 0 | 0_E3_SysStock
| E4 | 0 | 0 | 0 | 0 | 0 | 0 | 0 | 0 | 0 | 0 | 0 | 0 | 0 | 0 | 0 | 0 | 0 | 0 | 0 | 0 | 0 | 0 | 0 | 0 | 0 | 0 | 0 | 0 | 0 | 0 | 0 | 0_E4_SysStock
| E5 | 0 | 0 | 0 | 0 | 0 | 0 | 0 | 0 | 0 | 0 | 0 | 0 | 0 | 0 | 0 | 0 | 0 | 0 | 0 | 0 | 0 | 0 | 0 | 0 | 0 | 0 | 0 | 0 | 0 | 0 | 0 | 0_E5_SysStock
| E6 | 0 | 0 | 0 | 0 | 0 | 0 | 0 | 0 | 0 | 0 | 0 | 0 | 0 | 0 | 0 | 0 | 0 | 0 | 0 | 0 | 0 | 0 | 0 | 0 | 0 | 0 | 0 | 0 | 0 | 0 | 0 | 0_E6_SysStock
| E7 | 0 | 0 | 0 | 0 | 0 | 0 | 0 | 0 | 0 | 0 | 0 | 0 | 0 | 0 | 0 | 0 | 0 | 0 | 0 | 0 | 0 | 0 | 0 | 0 | 0 | 0 | 0 | 0 | 0 | 0 | 0 | 0_E7_SysStock
| E8 | 0 | 0 | 0 | 0 | 0 | 0 | 0 | 0 | 0 | 0 | 0 | 0 | 0 | 0 | 0 | 0 | 0 | 0 | 0 | 0 | 0 | 0 | 0 | 0 | 0 | 0 | 0 | 0 | 0 | 0 | 0 | 0_E8_SysStock
| E9 | 0 | 0 | 0 | 0 | 0 | 0 | 0 | 0 | 0 | 0 | 0 | 0 | 0 | 0 | 0 | 0 | 0 | 0 | 0 | 0 | 0 | 0 | 0 | 0 | 0 | 0 | 0 | 0 | 0 | 0 | 0 | 0_E9_SysStock
| E10 | 0 | 0 | 0 | 0 | 0 | 0 | 0 | 0 | 0 | 0 | 0 | 0 | 0 | 0 | 0 | 0 | 0 | 0 | 0 | 0 | 0 | 0 | 0 | 0 | 0 | 0 | 0 | 0 | 0 | 0 | 0 | 0_E10_SysStock
| Vintage | 0 | 0 | 0 | 0 | 0 | 0 | 0 | 0 | 0 | 0 | 0 | 0 | 0 | 0 | 0 | 0 | 0 | 0 | 0 | 0 | 0 | 0 | 0 | 0 | 0 | 0 | 0 | 0 | 0 | 0 | 0 | 0_Vintage_SysStock
Tech Forecast Purchases
| Year | Year 0 | Year 1 | Year 2 | Year 3 | Year 4 | Year 5 | Year 6 | Year 7 | Year 8 | Year 9 | Year 10 | Year 11 | Year 12 | Year 13 | Year 14 | Year 15 | Year 16 | Year 17 | Year 18 | Year 19 | Year 20 | Year 21 | Year 22 | Year 23 | Year 24 | Year 25 | Year 26 | Year 27 | Year 28 | Year 29 | Year 30
| E1 | 0 | 0 | 0 | 0 | 0 | 0 | 0 | 0 | 0 | 0 | 0 | 0 | 0 | 0 | 0 | 0 | 0 | 0 | 0 | 0 | 0 | 0 | 0 | 0 | 0 | 0 | 0 | 0 | 0 | 0 | 0
| E2 | 0 | 0 | 0 | 0 | 0 | 0 | 0 | 0 | 0 | 0 | 0 | 0 | 0 | 0 | 0 | 0 | 0 | 0 | 0 | 0 | 0 | 0 | 0 | 0 | 0 | 0 | 0 | 0 | 0 | 0 | 0
| E3 | 0 | 0 | 0 | 0 | 0 | 0 | 0 | 0 | 0 | 0 | 0 | 0 | 0 | 0 | 0 | 0 | 0 | 0 | 0 | 0 | 0 | 0 | 0 | 0 | 0 | 0 | 0 | 0 | 0 | 0 | 0
| E4 | 0 | 0 | 0 | 0 | 0 | 0 | 0 | 0 | 0 | 0 | 0 | 0 | 0 | 0 | 0 | 0 | 0 | 0 | 0 | 0 | 0 | 0 | 0 | 0 | 0 | 0 | 0 | 0 | 0 | 0 | 0
| E5 | 0 | 0 | 0 | 0 | 0 | 0 | 0 | 0 | 0 | 0 | 0 | 0 | 0 | 0 | 0 | 0 | 0 | 0 | 0 | 0 | 0 | 0 | 0 | 0 | 0 | 0 | 0 | 0 | 0 | 0 | 0
| E6 | 0 | 0 | 0 | 0 | 0 | 0 | 0 | 0 | 0 | 0 | 0 | 0 | 0 | 0 | 0 | 0 | 0 | 0 | 0 | 0 | 0 | 0 | 0 | 0 | 0 | 0 | 0 | 0 | 0 | 0 | 0
| E7 | 0 | 0 | 0 | 0 | 0 | 0 | 0 | 0 | 0 | 0 | 0 | 0 | 0 | 0 | 0 | 0 | 0 | 0 | 0 | 0 | 0 | 0 | 0 | 0 | 0 | 0 | 0 | 0 | 0 | 0 | 0
| E8 | 0 | 0 | 0 | 0 | 0 | 0 | 0 | 0 | 0 | 0 | 0 | 0 | 0 | 0 | 0 | 0 | 0 | 0 | 0 | 0 | 0 | 0 | 0 | 0 | 0 | 0 | 0 | 0 | 0 | 0 | 0
| E9 | 0 | 0 | 0 | 0 | 0 | 0 | 0 | 0 | 0 | 0 | 0 | 0 | 0 | 0 | 0 | 0 | 0 | 0 | 0 | 0 | 0 | 0 | 0 | 0 | 0 | 0 | 0 | 0 | 0 | 0 | 0
| E10 | 0 | 0 | 0 | 0 | 0 | 0 | 0 | 0 | 0 | 0 | 0 | 0 | 0 | 0 | 0 | 0 | 0 | 0 | 0 | 0 | 0 | 0 | 0 | 0 | 0 | 0 | 0 | 0 | 0 | 0 | 0
Potential to Switch
| Year | Year 0 | Year 1 | Year 2 | Year 3 | Year 4 | Year 5 | Year 6 | Year 7 | Year 8 | Year 9 | Year 10 | Year 11 | Year 12 | Year 13 | Year 14 | Year 15 | Year 16 | Year 17 | Year 18 | Year 19 | Year 20 | Year 21 | Year 22 | Year 23 | Year 24 | Year 25 | Year 26 | Year 27 | Year 28 | Year 29 | Year 30
| E1 | 0 | 0 | 0 | 0 | 0 | 0 | 0 | 0 | 0 | 0 | 0 | 0 | 0 | 0 | 0 | 0 | 0 | 0 | 0 | 0 | 0 | 0 | 0 | 0 | 0 | 0 | 0 | 0 | 0 | 0 | 0 | 0_E1_Switched Out
| E2 | 0 | 0 | 0 | 0 | 0 | 0 | 0 | 0 | 0 | 0 | 0 | 0 | 0 | 0 | 0 | 0 | 0 | 0 | 0 | 0 | 0 | 0 | 0 | 0 | 0 | 0 | 0 | 0 | 0 | 0 | 0 | 0_E2_Switched Out
| E3 | 0 | 0 | 0 | 0 | 0 | 0 | 0 | 0 | 0 | 0 | 0 | 0 | 0 | 0 | 0 | 0 | 0 | 0 | 0 | 0 | 0 | 0 | 0 | 0 | 0 | 0 | 0 | 0 | 0 | 0 | 0 | 0_E3_Switched Out
| E4 | 0 | 0 | 0 | 0 | 0 | 0 | 0 | 0 | 0 | 0 | 0 | 0 | 0 | 0 | 0 | 0 | 0 | 0 | 0 | 0 | 0 | 0 | 0 | 0 | 0 | 0 | 0 | 0 | 0 | 0 | 0 | 0_E4_Switched Out
| E5 | 0 | 0 | 0 | 0 | 0 | 0 | 0 | 0 | 0 | 0 | 0 | 0 | 0 | 0 | 0 | 0 | 0 | 0 | 0 | 0 | 0 | 0 | 0 | 0 | 0 | 0 | 0 | 0 | 0 | 0 | 0 | 0_E5_Switched Out
| E6 | 0 | 0 | 0 | 0 | 0 | 0 | 0 | 0 | 0 | 0 | 0 | 0 | 0 | 0 | 0 | 0 | 0 | 0 | 0 | 0 | 0 | 0 | 0 | 0 | 0 | 0 | 0 | 0 | 0 | 0 | 0 | 0_E6_Switched Out
| E7 | 0 | 0 | 0 | 0 | 0 | 0 | 0 | 0 | 0 | 0 | 0 | 0 | 0 | 0 | 0 | 0 | 0 | 0 | 0 | 0 | 0 | 0 | 0 | 0 | 0 | 0 | 0 | 0 | 0 | 0 | 0 | 0_E7_Switched Out
| E8 | 0 | 0 | 0 | 0 | 0 | 0 | 0 | 0 | 0 | 0 | 0 | 0 | 0 | 0 | 0 | 0 | 0 | 0 | 0 | 0 | 0 | 0 | 0 | 0 | 0 | 0 | 0 | 0 | 0 | 0 | 0 | 0_E8_Switched Out
| E9 | 0 | 0 | 0 | 0 | 0 | 0 | 0 | 0 | 0 | 0 | 0 | 0 | 0 | 0 | 0 | 0 | 0 | 0 | 0 | 0 | 0 | 0 | 0 | 0 | 0 | 0 | 0 | 0 | 0 | 0 | 0 | 0_E9_Switched Out
| E10 | 0 | 0 | 0 | 0 | 0 | 0 | 0 | 0 | 0 | 0 | 0 | 0 | 0 | 0 | 0 | 0 | 0 | 0 | 0 | 0 | 0 | 0 | 0 | 0 | 0 | 0 | 0 | 0 | 0 | 0 | 0 | 0_E10_Switched Out
Units Out
| E1 | 0 | 0 | 0 | 0 | 0 | 0 | 0 | 0 | 0 | 0 | 0 | 0 | 0 | 0 | 0 | 0 | 0 | 0 | 0 | 0 | 0 | 0 | 0 | 0 | 0 | 0 | 0 | 0 | 0 | 0 | 0
| E2 | 0 | 0 | 0 | 0 | 0 | 0 | 0 | 0 | 0 | 0 | 0 | 0 | 0 | 0 | 0 | 0 | 0 | 0 | 0 | 0 | 0 | 0 | 0 | 0 | 0 | 0 | 0 | 0 | 0 | 0 | 0
| E3 | 0 | 0 | 0 | 0 | 0 | 0 | 0 | 0 | 0 | 0 | 0 | 0 | 0 | 0 | 0 | 0 | 0 | 0 | 0 | 0 | 0 | 0 | 0 | 0 | 0 | 0 | 0 | 0 | 0 | 0 | 0
| E4 | 0 | 0 | 0 | 0 | 0 | 0 | 0 | 0 | 0 | 0 | 0 | 0 | 0 | 0 | 0 | 0 | 0 | 0 | 0 | 0 | 0 | 0 | 0 | 0 | 0 | 0 | 0 | 0 | 0 | 0 | 0
| E5 | 0 | 0 | 0 | 0 | 0 | 0 | 0 | 0 | 0 | 0 | 0 | 0 | 0 | 0 | 0 | 0 | 0 | 0 | 0 | 0 | 0 | 0 | 0 | 0 | 0 | 0 | 0 | 0 | 0 | 0 | 0
| E6 | 0 | 0 | 0 | 0 | 0 | 0 | 0 | 0 | 0 | 0 | 0 | 0 | 0 | 0 | 0 | 0 | 0 | 0 | 0 | 0 | 0 | 0 | 0 | 0 | 0 | 0 | 0 | 0 | 0 | 0 | 0
| E7 | 0 | 0 | 0 | 0 | 0 | 0 | 0 | 0 | 0 | 0 | 0 | 0 | 0 | 0 | 0 | 0 | 0 | 0 | 0 | 0 | 0 | 0 | 0 | 0 | 0 | 0 | 0 | 0 | 0 | 0 | 0
| E8 | 0 | 0 | 0 | 0 | 0 | 0 | 0 | 0 | 0 | 0 | 0 | 0 | 0 | 0 | 0 | 0 | 0 | 0 | 0 | 0 | 0 | 0 | 0 | 0 | 0 | 0 | 0 | 0 | 0 | 0 | 0
| E9 | 0 | 0 | 0 | 0 | 0 | 0 | 0 | 0 | 0 | 0 | 0 | 0 | 0 | 0 | 0 | 0 | 0 | 0 | 0 | 0 | 0 | 0 | 0 | 0 | 0 | 0 | 0 | 0 | 0 | 0 | 0
| E10 | 0 | 0 | 0 | 0 | 0 | 0 | 0 | 0 | 0 | 0 | 0 | 0 | 0 | 0 | 0 | 0 | 0 | 0 | 0 | 0 | 0 | 0 | 0 | 0 | 0 | 0 | 0 | 0 | 0 | 0 | 0
| Vintage | 0 | 0 | 0 | 0 | 0 | 0 | 0 | 0 | 0 | 0 | 0 | 0 | 0 | 0 | 0 | 0 | 0 | 0 | 0 | 0 | 0 | 0 | 0 | 0 | 0 | 0 | 0 | 0 | 0 | 0 | 0
Tech Purchase Shares
| Year | Year 0 | Year 1 | Year 2 | Year 3 | Year 4 | Year 5 | Year 6 | Year 7 | Year 8 | Year 9 | Year 10 | Year 11 | Year 12 | Year 13 | Year 14 | Year 15 | Year 16 | Year 17 | Year 18 | Year 19 | Year 20 | Year 21 | Year 22 | Year 23 | Year 24 | Year 25 | Year 26 | Year 27 | Year 28 | Year 29 | Year 30
E1 | bar: Year 0 to Year 30
E2 | bar: Year 0 to Year 30
E3 | bar: Year 0 to Year 30
E4 | bar: Year 0 to Year 30
E5 | bar: Year 0 to Year 30
E6 | bar: Year 0 to Year 30
E7 | bar: Year 0 to Year 30
E8 | bar: Year 0 to Year 30
E9 | bar: Year 0 to Year 30
E10 | bar: Year 0 to Year 30
Units In from Switching
| E1 | 0 | 0 | 0 | 0 | 0 | 0 | 0 | 0 | 0 | 0 | 0 | 0 | 0 | 0 | 0 | 0 | 0 | 0 | 0 | 0 | 0 | 0 | 0 | 0 | 0 | 0 | 0 | 0 | 0 | 0 | 0
| E2 | 0 | 0 | 0 | 0 | 0 | 0 | 0 | 0 | 0 | 0 | 0 | 0 | 0 | 0 | 0 | 0 | 0 | 0 | 0 | 0 | 0 | 0 | 0 | 0 | 0 | 0 | 0 | 0 | 0 | 0 | 0
| E3 | 0 | 0 | 0 | 0 | 0 | 0 | 0 | 0 | 0 | 0 | 0 | 0 | 0 | 0 | 0 | 0 | 0 | 0 | 0 | 0 | 0 | 0 | 0 | 0 | 0 | 0 | 0 | 0 | 0 | 0 | 0
| E4 | 0 | 0 | 0 | 0 | 0 | 0 | 0 | 0 | 0 | 0 | 0 | 0 | 0 | 0 | 0 | 0 | 0 | 0 | 0 | 0 | 0 | 0 | 0 | 0 | 0 | 0 | 0 | 0 | 0 | 0 | 0
| E5 | 0 | 0 | 0 | 0 | 0 | 0 | 0 | 0 | 0 | 0 | 0 | 0 | 0 | 0 | 0 | 0 | 0 | 0 | 0 | 0 | 0 | 0 | 0 | 0 | 0 | 0 | 0 | 0 | 0 | 0 | 0
| E6 | 0 | 0 | 0 | 0 | 0 | 0 | 0 | 0 | 0 | 0 | 0 | 0 | 0 | 0 | 0 | 0 | 0 | 0 | 0 | 0 | 0 | 0 | 0 | 0 | 0 | 0 | 0 | 0 | 0 | 0 | 0
| E7 | 0 | 0 | 0 | 0 | 0 | 0 | 0 | 0 | 0 | 0 | 0 | 0 | 0 | 0 | 0 | 0 | 0 | 0 | 0 | 0 | 0 | 0 | 0 | 0 | 0 | 0 | 0 | 0 | 0 | 0 | 0
| E8 | 0 | 0 | 0 | 0 | 0 | 0 | 0 | 0 | 0 | 0 | 0 | 0 | 0 | 0 | 0 | 0 | 0 | 0 | 0 | 0 | 0 | 0 | 0 | 0 | 0 | 0 | 0 | 0 | 0 | 0 | 0
| E9 | 0 | 0 | 0 | 0 | 0 | 0 | 0 | 0 | 0 | 0 | 0 | 0 | 0 | 0 | 0 | 0 | 0 | 0 | 0 | 0 | 0 | 0 | 0 | 0 | 0 | 0 | 0 | 0 | 0 | 0 | 0
| E10 | 0 | 0 | 0 | 0 | 0 | 0 | 0 | 0 | 0 | 0 | 0 | 0 | 0 | 0 | 0 | 0 | 0 | 0 | 0 | 0 | 0 | 0 | 0 | 0 | 0 | 0 | 0 | 0 | 0 | 0 | 0
| Vintage | 0 | 0 | 0 | 0 | 0 | 0 | 0 | 0 | 0 | 0 | 0 | 0 | 0 | 0 | 0 | 0 | 0 | 0 | 0 | 0 | 0 | 0 | 0 | 0 | 0 | 0 | 0 | 0 | 0 | 0 | 0
Net Change
| Year | Year 0 | Year 1 | Year 2 | Year 3 | Year 4 | Year 5 | Year 6 | Year 7 | Year 8 | Year 9 | Year 10 | Year 11 | Year 12 | Year 13 | Year 14 | Year 15 | Year 16 | Year 17 | Year 18 | Year 19 | Year 20 | Year 21 | Year 22 | Year 23 | Year 24 | Year 25 | Year 26 | Year 27 | Year 28 | Year 29 | Year 30 | Key
| Units | 0 | 0 | 0 | 0 | 0 | 0 | 0 | 0 | 0 | 0 | 0 | 0 | 0 | 0 | 0 | 0 | 0 | 0 | 0 | 0 | 0 | 0 | 0 | 0 | 0 | 0 | 0 | 0 | 0 | 0 | 0 | 0_Units |  |  |  |  | 301957.8232
| Usage | 0 | 0 | 0 | 0 | 0 | 0 | 0 | 0 | 0 | 0 | 0 | 0 | 0 | 0 | 0 | 0 | 0 | 0 | 0 | 0 | 0 | 0 | 0 | 0 | 0 | 0 | 0 | 0 | 0 | 0 | 0 | 0_Usage |  |  |  |  | 1698.6543
| Peak Demand (S) | 0 | 0 | 0 | 0 | 0 | 0 | 0 | 0 | 0 | 0 | 0 | 0 | 0 | 0 | 0 | 0 | 0 | 0 | 0 | 0 | 0 | 0 | 0 | 0 | 0 | 0 | 0 | 0 | 0 | 0 | 0 | 0_Peak Demand (S) |  |  |  |  | 0
| Peak Demand (W) | 0 | 0 | 0 | 0 | 0 | 0 | 0 | 0 | 0 | 0 | 0 | 0 | 0 | 0 | 0 | 0 | 0 | 0 | 0 | 0 | 0 | 0 | 0 | 0 | 0 | 0 | 0 | 0 | 0 | 0 | 0 | 0_Peak Demand (W) |  |  |  |  | 884.6119
| Turnover | 0 | 0 | 0 | 0 | 0 | 0 | 0 | 0 | 0 | 0 | 0 | 0 | 0 | 0 | 0 | 0 | 0 | 0 | 0 | 0 | 0 | 0 | 0 | 0 | 0 | 0 | 0 | 0 | 0 | 0 | 0 | 0_Turnover |  |  |  |  | 6885.4476
| Avg. Replacement Usage | 0 | 0 | 0 | 0 | 0 | 0 | 0 | 0 | 0 | 0 | 0 | 0 | 0 | 0 | 0 | 0 | 0 | 0 | 0 | 0 | 0 | 0 | 0 | 0 | 0 | 0 | 0 | 0 | 0 | 0 | 0 | 0_Avg. Replacement Usage |  |  |  |  | 5638.8522
| Avg. Replacement Demand (S) | 0 | 0 | 0 | 0 | 0 | 0 | 0 | 0 | 0 | 0 | 0 | 0 | 0 | 0 | 0 | 0 | 0 | 0 | 0 | 0 | 0 | 0 | 0 | 0 | 0 | 0 | 0 | 0 | 0 | 0 | 0 | 0_Avg. Replacement Demand (S) |  |  |  |  | 0
| Avg. Replacement Demand (W) | 0 | 0 | 0 | 0 | 0 | 0 | 0 | 0 | 0 | 0 | 0 | 0 | 0 | 0 | 0 | 0 | 0 | 0 | 0 | 0 | 0 | 0 | 0 | 0 | 0 | 0 | 0 | 0 | 0 | 0 | 0 | 0_Avg. Replacement Demand (W) |  |  |  |  | 2.9366
Purchases
| Year | Year 0 | Year 1 | Year 2 | Year 3 | Year 4 | Year 5 | Year 6 | Year 7 | Year 8 | Year 9 | Year 10 | Year 11 | Year 12 | Year 13 | Year 14 | Year 15 | Year 16 | Year 17 | Year 18 | Year 19 | Year 20 | Year 21 | Year 22 | Year 23 | Year 24 | Year 25 | Year 26 | Year 27 | Year 28 | Year 29 | Year 30
| E1 | 0 | 0 | 0 | 0 | 0 | 0 | 0 | 0 | 0 | 0 | 0 | 0 | 0 | 0 | 0 | 0 | 0 | 0 | 0 | 0 | 0 | 0 | 0 | 0 | 0 | 0 | 0 | 0 | 0 | 0 | 0 | 0_E1_Purchases |  |  |  |  | 6885.4476
| E2 | 0 | 0 | 0 | 0 | 0 | 0 | 0 | 0 | 0 | 0 | 0 | 0 | 0 | 0 | 0 | 0 | 0 | 0 | 0 | 0 | 0 | 0 | 0 | 0 | 0 | 0 | 0 | 0 | 0 | 0 | 0 | 0_E2_Purchases |  |  |  |  | 0
| E3 | 0 | 0 | 0 | 0 | 0 | 0 | 0 | 0 | 0 | 0 | 0 | 0 | 0 | 0 | 0 | 0 | 0 | 0 | 0 | 0 | 0 | 0 | 0 | 0 | 0 | 0 | 0 | 0 | 0 | 0 | 0 | 0_E3_Purchases |  |  |  |  | 0
| E4 | 0 | 0 | 0 | 0 | 0 | 0 | 0 | 0 | 0 | 0 | 0 | 0 | 0 | 0 | 0 | 0 | 0 | 0 | 0 | 0 | 0 | 0 | 0 | 0 | 0 | 0 | 0 | 0 | 0 | 0 | 0 | 0_E4_Purchases |  |  |  |  | 0
| E5 | 0 | 0 | 0 | 0 | 0 | 0 | 0 | 0 | 0 | 0 | 0 | 0 | 0 | 0 | 0 | 0 | 0 | 0 | 0 | 0 | 0 | 0 | 0 | 0 | 0 | 0 | 0 | 0 | 0 | 0 | 0 | 0_E5_Purchases |  |  |  |  | 0
| E6 | 0 | 0 | 0 | 0 | 0 | 0 | 0 | 0 | 0 | 0 | 0 | 0 | 0 | 0 | 0 | 0 | 0 | 0 | 0 | 0 | 0 | 0 | 0 | 0 | 0 | 0 | 0 | 0 | 0 | 0 | 0 | 0_E6_Purchases |  |  |  |  | 0
| E7 | 0 | 0 | 0 | 0 | 0 | 0 | 0 | 0 | 0 | 0 | 0 | 0 | 0 | 0 | 0 | 0 | 0 | 0 | 0 | 0 | 0 | 0 | 0 | 0 | 0 | 0 | 0 | 0 | 0 | 0 | 0 | 0_E7_Purchases |  |  |  |  | 0
| E8 | 0 | 0 | 0 | 0 | 0 | 0 | 0 | 0 | 0 | 0 | 0 | 0 | 0 | 0 | 0 | 0 | 0 | 0 | 0 | 0 | 0 | 0 | 0 | 0 | 0 | 0 | 0 | 0 | 0 | 0 | 0 | 0_E8_Purchases |  |  |  |  | 0
| E9 | 0 | 0 | 0 | 0 | 0 | 0 | 0 | 0 | 0 | 0 | 0 | 0 | 0 | 0 | 0 | 0 | 0 | 0 | 0 | 0 | 0 | 0 | 0 | 0 | 0 | 0 | 0 | 0 | 0 | 0 | 0 | 0_E9_Purchases |  |  |  |  | 0
| E10 | 0 | 0 | 0 | 0 | 0 | 0 | 0 | 0 | 0 | 0 | 0 | 0 | 0 | 0 | 0 | 0 | 0 | 0 | 0 | 0 | 0 | 0 | 0 | 0 | 0 | 0 | 0 | 0 | 0 | 0 | 0 | 0_E10_Purchases |  |  |  |  | 0
Stock
| Year | Year 0 | Year 1 | Year 2 | Year 3 | Year 4 | Year 5 | Year 6 | Year 7 | Year 8 | Year 9 | Year 10 | Year 11 | Year 12 | Year 13 | Year 14 | Year 15 | Year 16 | Year 17 | Year 18 | Year 19 | Year 20 | Year 21 | Year 22 | Year 23 | Year 24 | Year 25 | Year 26 | Year 27 | Year 28 | Year 29 | Year 30
| E1 | 0 | 0 | 0 | 0 | 0 | 0 | 0 | 0 | 0 | 0 | 0 | 0 | 0 | 0 | 0 | 0 | 0 | 0 | 0 | 0 | 0 | 0 | 0 | 0 | 0 | 0 | 0 | 0 | 0 | 0 | 0 | 0_E1_Stock |  |  |  |  | 13576.6093
| E2 | 0 | 0 | 0 | 0 | 0 | 0 | 0 | 0 | 0 | 0 | 0 | 0 | 0 | 0 | 0 | 0 | 0 | 0 | 0 | 0 | 0 | 0 | 0 | 0 | 0 | 0 | 0 | 0 | 0 | 0 | 0 | 0_E2_Stock |  |  |  |  | 0
| E3 | 0 | 0 | 0 | 0 | 0 | 0 | 0 | 0 | 0 | 0 | 0 | 0 | 0 | 0 | 0 | 0 | 0 | 0 | 0 | 0 | 0 | 0 | 0 | 0 | 0 | 0 | 0 | 0 | 0 | 0 | 0 | 0_E3_Stock |  |  |  |  | 0
| E4 | 0 | 0 | 0 | 0 | 0 | 0 | 0 | 0 | 0 | 0 | 0 | 0 | 0 | 0 | 0 | 0 | 0 | 0 | 0 | 0 | 0 | 0 | 0 | 0 | 0 | 0 | 0 | 0 | 0 | 0 | 0 | 0_E4_Stock |  |  |  |  | 0
| E5 | 0 | 0 | 0 | 0 | 0 | 0 | 0 | 0 | 0 | 0 | 0 | 0 | 0 | 0 | 0 | 0 | 0 | 0 | 0 | 0 | 0 | 0 | 0 | 0 | 0 | 0 | 0 | 0 | 0 | 0 | 0 | 0_E5_Stock |  |  |  |  | 0
| E6 | 0 | 0 | 0 | 0 | 0 | 0 | 0 | 0 | 0 | 0 | 0 | 0 | 0 | 0 | 0 | 0 | 0 | 0 | 0 | 0 | 0 | 0 | 0 | 0 | 0 | 0 | 0 | 0 | 0 | 0 | 0 | 0_E6_Stock |  |  |  |  | 0
| E7 | 0 | 0 | 0 | 0 | 0 | 0 | 0 | 0 | 0 | 0 | 0 | 0 | 0 | 0 | 0 | 0 | 0 | 0 | 0 | 0 | 0 | 0 | 0 | 0 | 0 | 0 | 0 | 0 | 0 | 0 | 0 | 0_E7_Stock |  |  |  |  | 0
| E8 | 0 | 0 | 0 | 0 | 0 | 0 | 0 | 0 | 0 | 0 | 0 | 0 | 0 | 0 | 0 | 0 | 0 | 0 | 0 | 0 | 0 | 0 | 0 | 0 | 0 | 0 | 0 | 0 | 0 | 0 | 0 | 0_E8_Stock |  |  |  |  | 0
| E9 | 0 | 0 | 0 | 0 | 0 | 0 | 0 | 0 | 0 | 0 | 0 | 0 | 0 | 0 | 0 | 0 | 0 | 0 | 0 | 0 | 0 | 0 | 0 | 0 | 0 | 0 | 0 | 0 | 0 | 0 | 0 | 0_E9_Stock |  |  |  |  | 0
| E10 | 0 | 0 | 0 | 0 | 0 | 0 | 0 | 0 | 0 | 0 | 0 | 0 | 0 | 0 | 0 | 0 | 0 | 0 | 0 | 0 | 0 | 0 | 0 | 0 | 0 | 0 | 0 | 0 | 0 | 0 | 0 | 0_E10_Stock |  |  |  |  | 0
| Vintage | 0 | 0 | 0 | 0 | 0 | 0 | 0 | 0 | 0 | 0 | 0 | 0 | 0 | 0 | 0 | 0 | 0 | 0 | 0 | 0 | 0 | 0 | 0 | 0 | 0 | 0 | 0 | 0 | 0 | 0 | 0 | 0_Vintage_Stock |  |  |  |  | 288381.2139
S3C5 |  | Year 0: System 3 Technology 5
Technology Variables
| Tech Key | Year 0: 0
| Peak Factor (S) | Year 0: 0
| Peak Factor (W) | Year 0: 0
| Min Vintage Lifetime | Year 0: 0
| Max Vintage Lifetime | Year 0: 0
| Turnover Style | Year 0: 0
Technology Variables
| Equipment | Year 0: Label; Year 1: Min Lifetime; Year 2: Max Lifetime; Year 3: Degradation; Year 4: Usage; Year 5: Available
| E1 | Year 1: 0; Year 2: 0; Year 3: 0%; Year 4: 0; Year 5: FALSE
| E2 | Year 1: 0; Year 2: 0; Year 3: 0%; Year 4: 0; Year 5: FALSE
| E3 | Year 1: 0; Year 2: 0; Year 3: 0%; Year 4: 0; Year 5: FALSE
| E4 | Year 1: 0; Year 2: 0; Year 3: 0%; Year 4: 0; Year 5: FALSE
| E5 | Year 1: 0; Year 2: 0; Year 3: 0%; Year 4: 0; Year 5: FALSE
| E6 | Year 1: 0; Year 2: 0; Year 3: 0%; Year 4: 0; Year 5: FALSE
| E7 | Year 1: 0; Year 2: 0; Year 3: 0%; Year 4: 0; Year 5: FALSE
| E8 | Year 1: 0; Year 2: 0; Year 3: 0%; Year 4: 0; Year 5: FALSE
| E9 | Year 1: 0; Year 2: 0; Year 3: 0%; Year 4: 0; Year 5: FALSE
| E10 | Year 1: 0; Year 2: 0; Year 3: 0%; Year 4: 0; Year 5: FALSE
Original Forecast Results
| Year | Year 0 | Year 1 | Year 2 | Year 3 | Year 4 | Year 5 | Year 6 | Year 7 | Year 8 | Year 9 | Year 10 | Year 11 | Year 12 | Year 13 | Year 14 | Year 15 | Year 16 | Year 17 | Year 18 | Year 19 | Year 20 | Year 21 | Year 22 | Year 23 | Year 24 | Year 25 | Year 26 | Year 27 | Year 28 | Year 29 | Year 30 | Key
| Units | 0 | 0 | 0 | 0 | 0 | 0 | 0 | 0 | 0 | 0 | 0 | 0 | 0 | 0 | 0 | 0 | 0 | 0 | 0 | 0 | 0 | 0 | 0 | 0 | 0 | 0 | 0 | 0 | 0 | 0 | 0 | #REF! |  |  |  |  | 301957.8232
| Usage | 0 | 0 | 0 | 0 | 0 | 0 | 0 | 0 | 0 | 0 | 0 | 0 | 0 | 0 | 0 | 0 | 0 | 0 | 0 | 0 | 0 | 0 | 0 | 0 | 0 | 0 | 0 | 0 | 0 | 0 | 0 | #REF! |  |  |  |  | 1698.6543
| Peak Demand (S) | 0 | 0 | 0 | 0 | 0 | 0 | 0 | 0 | 0 | 0 | 0 | 0 | 0 | 0 | 0 | 0 | 0 | 0 | 0 | 0 | 0 | 0 | 0 | 0 | 0 | 0 | 0 | 0 | 0 | 0 | 0 | #REF! |  |  |  |  | 0
| Peak Demand (W) | 0 | 0 | 0 | 0 | 0 | 0 | 0 | 0 | 0 | 0 | 0 | 0 | 0 | 0 | 0 | 0 | 0 | 0 | 0 | 0 | 0 | 0 | 0 | 0 | 0 | 0 | 0 | 0 | 0 | 0 | 0 | #REF! |  |  |  |  | 884.6119
| Turnover | 0 | 0 | 0 | 0 | 0 | 0 | 0 | 0 | 0 | 0 | 0 | 0 | 0 | 0 | 0 | 0 | 0 | 0 | 0 | 0 | 0 | 0 | 0 | 0 | 0 | 0 | 0 | 0 | 0 | 0 | 0 | #REF! |  |  |  |  | 6885.4476
| Avg. Replacement Usage | 0 | 0 | 0 | 0 | 0 | 0 | 0 | 0 | 0 | 0 | 0 | 0 | 0 | 0 | 0 | 0 | 0 | 0 | 0 | 0 | 0 | 0 | 0 | 0 | 0 | 0 | 0 | 0 | 0 | 0 | 0 | #REF! |  |  |  |  | 5638.8522
| Avg. Replacement Demand (S) | 0 | 0 | 0 | 0 | 0 | 0 | 0 | 0 | 0 | 0 | 0 | 0 | 0 | 0 | 0 | 0 | 0 | 0 | 0 | 0 | 0 | 0 | 0 | 0 | 0 | 0 | 0 | 0 | 0 | 0 | 0 | #REF! |  |  |  |  | 0
| Avg. Replacement Demand (W) | 0 | 0 | 0 | 0 | 0 | 0 | 0 | 0 | 0 | 0 | 0 | 0 | 0 | 0 | 0 | 0 | 0 | 0 | 0 | 0 | 0 | 0 | 0 | 0 | 0 | 0 | 0 | 0 | 0 | 0 | 0 | #REF! |  |  |  |  | 2.9366
Tech Forecast Stock
| Year | Year 0 | Year 1 | Year 2 | Year 3 | Year 4 | Year 5 | Year 6 | Year 7 | Year 8 | Year 9 | Year 10 | Year 11 | Year 12 | Year 13 | Year 14 | Year 15 | Year 16 | Year 17 | Year 18 | Year 19 | Year 20 | Year 21 | Year 22 | Year 23 | Year 24 | Year 25 | Year 26 | Year 27 | Year 28 | Year 29 | Year 30
| E1 | 0 | 0 | 0 | 0 | 0 | 0 | 0 | 0 | 0 | 0 | 0 | 0 | 0 | 0 | 0 | 0 | 0 | 0 | 0 | 0 | 0 | 0 | 0 | 0 | 0 | 0 | 0 | 0 | 0 | 0 | 0
| E2 | 0 | 0 | 0 | 0 | 0 | 0 | 0 | 0 | 0 | 0 | 0 | 0 | 0 | 0 | 0 | 0 | 0 | 0 | 0 | 0 | 0 | 0 | 0 | 0 | 0 | 0 | 0 | 0 | 0 | 0 | 0
| E3 | 0 | 0 | 0 | 0 | 0 | 0 | 0 | 0 | 0 | 0 | 0 | 0 | 0 | 0 | 0 | 0 | 0 | 0 | 0 | 0 | 0 | 0 | 0 | 0 | 0 | 0 | 0 | 0 | 0 | 0 | 0
| E4 | 0 | 0 | 0 | 0 | 0 | 0 | 0 | 0 | 0 | 0 | 0 | 0 | 0 | 0 | 0 | 0 | 0 | 0 | 0 | 0 | 0 | 0 | 0 | 0 | 0 | 0 | 0 | 0 | 0 | 0 | 0
| E5 | 0 | 0 | 0 | 0 | 0 | 0 | 0 | 0 | 0 | 0 | 0 | 0 | 0 | 0 | 0 | 0 | 0 | 0 | 0 | 0 | 0 | 0 | 0 | 0 | 0 | 0 | 0 | 0 | 0 | 0 | 0
| E6 | 0 | 0 | 0 | 0 | 0 | 0 | 0 | 0 | 0 | 0 | 0 | 0 | 0 | 0 | 0 | 0 | 0 | 0 | 0 | 0 | 0 | 0 | 0 | 0 | 0 | 0 | 0 | 0 | 0 | 0 | 0
| E7 | 0 | 0 | 0 | 0 | 0 | 0 | 0 | 0 | 0 | 0 | 0 | 0 | 0 | 0 | 0 | 0 | 0 | 0 | 0 | 0 | 0 | 0 | 0 | 0 | 0 | 0 | 0 | 0 | 0 | 0 | 0
| E8 | 0 | 0 | 0 | 0 | 0 | 0 | 0 | 0 | 0 | 0 | 0 | 0 | 0 | 0 | 0 | 0 | 0 | 0 | 0 | 0 | 0 | 0 | 0 | 0 | 0 | 0 | 0 | 0 | 0 | 0 | 0
| E9 | 0 | 0 | 0 | 0 | 0 | 0 | 0 | 0 | 0 | 0 | 0 | 0 | 0 | 0 | 0 | 0 | 0 | 0 | 0 | 0 | 0 | 0 | 0 | 0 | 0 | 0 | 0 | 0 | 0 | 0 | 0
| E10 | 0 | 0 | 0 | 0 | 0 | 0 | 0 | 0 | 0 | 0 | 0 | 0 | 0 | 0 | 0 | 0 | 0 | 0 | 0 | 0 | 0 | 0 | 0 | 0 | 0 | 0 | 0 | 0 | 0 | 0 | 0
| Vintage | 0 | 0 | 0 | 0 | 0 | 0 | 0 | 0 | 0 | 0 | 0 | 0 | 0 | 0 | 0 | 0 | 0 | 0 | 0 | 0 | 0 | 0 | 0 | 0 | 0 | 0 | 0 | 0 | 0 | 0 | 0
Stock for Switching
| Year | Year 0 | Year 1 | Year 2 | Year 3 | Year 4 | Year 5 | Year 6 | Year 7 | Year 8 | Year 9 | Year 10 | Year 11 | Year 12 | Year 13 | Year 14 | Year 15 | Year 16 | Year 17 | Year 18 | Year 19 | Year 20 | Year 21 | Year 22 | Year 23 | Year 24 | Year 25 | Year 26 | Year 27 | Year 28 | Year 29 | Year 30
| E1 | 0 | 0 | 0 | 0 | 0 | 0 | 0 | 0 | 0 | 0 | 0 | 0 | 0 | 0 | 0 | 0 | 0 | 0 | 0 | 0 | 0 | 0 | 0 | 0 | 0 | 0 | 0 | 0 | 0 | 0 | 0 | 0_E1_SysStock
| E2 | 0 | 0 | 0 | 0 | 0 | 0 | 0 | 0 | 0 | 0 | 0 | 0 | 0 | 0 | 0 | 0 | 0 | 0 | 0 | 0 | 0 | 0 | 0 | 0 | 0 | 0 | 0 | 0 | 0 | 0 | 0 | 0_E2_SysStock
| E3 | 0 | 0 | 0 | 0 | 0 | 0 | 0 | 0 | 0 | 0 | 0 | 0 | 0 | 0 | 0 | 0 | 0 | 0 | 0 | 0 | 0 | 0 | 0 | 0 | 0 | 0 | 0 | 0 | 0 | 0 | 0 | 0_E3_SysStock
| E4 | 0 | 0 | 0 | 0 | 0 | 0 | 0 | 0 | 0 | 0 | 0 | 0 | 0 | 0 | 0 | 0 | 0 | 0 | 0 | 0 | 0 | 0 | 0 | 0 | 0 | 0 | 0 | 0 | 0 | 0 | 0 | 0_E4_SysStock
| E5 | 0 | 0 | 0 | 0 | 0 | 0 | 0 | 0 | 0 | 0 | 0 | 0 | 0 | 0 | 0 | 0 | 0 | 0 | 0 | 0 | 0 | 0 | 0 | 0 | 0 | 0 | 0 | 0 | 0 | 0 | 0 | 0_E5_SysStock
| E6 | 0 | 0 | 0 | 0 | 0 | 0 | 0 | 0 | 0 | 0 | 0 | 0 | 0 | 0 | 0 | 0 | 0 | 0 | 0 | 0 | 0 | 0 | 0 | 0 | 0 | 0 | 0 | 0 | 0 | 0 | 0 | 0_E6_SysStock
| E7 | 0 | 0 | 0 | 0 | 0 | 0 | 0 | 0 | 0 | 0 | 0 | 0 | 0 | 0 | 0 | 0 | 0 | 0 | 0 | 0 | 0 | 0 | 0 | 0 | 0 | 0 | 0 | 0 | 0 | 0 | 0 | 0_E7_SysStock
| E8 | 0 | 0 | 0 | 0 | 0 | 0 | 0 | 0 | 0 | 0 | 0 | 0 | 0 | 0 | 0 | 0 | 0 | 0 | 0 | 0 | 0 | 0 | 0 | 0 | 0 | 0 | 0 | 0 | 0 | 0 | 0 | 0_E8_SysStock
| E9 | 0 | 0 | 0 | 0 | 0 | 0 | 0 | 0 | 0 | 0 | 0 | 0 | 0 | 0 | 0 | 0 | 0 | 0 | 0 | 0 | 0 | 0 | 0 | 0 | 0 | 0 | 0 | 0 | 0 | 0 | 0 | 0_E9_SysStock
| E10 | 0 | 0 | 0 | 0 | 0 | 0 | 0 | 0 | 0 | 0 | 0 | 0 | 0 | 0 | 0 | 0 | 0 | 0 | 0 | 0 | 0 | 0 | 0 | 0 | 0 | 0 | 0 | 0 | 0 | 0 | 0 | 0_E10_SysStock
| Vintage | 0 | 0 | 0 | 0 | 0 | 0 | 0 | 0 | 0 | 0 | 0 | 0 | 0 | 0 | 0 | 0 | 0 | 0 | 0 | 0 | 0 | 0 | 0 | 0 | 0 | 0 | 0 | 0 | 0 | 0 | 0 | 0_Vintage_SysStock
Tech Forecast Purchases
| Year | Year 0 | Year 1 | Year 2 | Year 3 | Year 4 | Year 5 | Year 6 | Year 7 | Year 8 | Year 9 | Year 10 | Year 11 | Year 12 | Year 13 | Year 14 | Year 15 | Year 16 | Year 17 | Year 18 | Year 19 | Year 20 | Year 21 | Year 22 | Year 23 | Year 24 | Year 25 | Year 26 | Year 27 | Year 28 | Year 29 | Year 30
| E1 | 0 | 0 | 0 | 0 | 0 | 0 | 0 | 0 | 0 | 0 | 0 | 0 | 0 | 0 | 0 | 0 | 0 | 0 | 0 | 0 | 0 | 0 | 0 | 0 | 0 | 0 | 0 | 0 | 0 | 0 | 0
| E2 | 0 | 0 | 0 | 0 | 0 | 0 | 0 | 0 | 0 | 0 | 0 | 0 | 0 | 0 | 0 | 0 | 0 | 0 | 0 | 0 | 0 | 0 | 0 | 0 | 0 | 0 | 0 | 0 | 0 | 0 | 0
| E3 | 0 | 0 | 0 | 0 | 0 | 0 | 0 | 0 | 0 | 0 | 0 | 0 | 0 | 0 | 0 | 0 | 0 | 0 | 0 | 0 | 0 | 0 | 0 | 0 | 0 | 0 | 0 | 0 | 0 | 0 | 0
| E4 | 0 | 0 | 0 | 0 | 0 | 0 | 0 | 0 | 0 | 0 | 0 | 0 | 0 | 0 | 0 | 0 | 0 | 0 | 0 | 0 | 0 | 0 | 0 | 0 | 0 | 0 | 0 | 0 | 0 | 0 | 0
| E5 | 0 | 0 | 0 | 0 | 0 | 0 | 0 | 0 | 0 | 0 | 0 | 0 | 0 | 0 | 0 | 0 | 0 | 0 | 0 | 0 | 0 | 0 | 0 | 0 | 0 | 0 | 0 | 0 | 0 | 0 | 0
| E6 | 0 | 0 | 0 | 0 | 0 | 0 | 0 | 0 | 0 | 0 | 0 | 0 | 0 | 0 | 0 | 0 | 0 | 0 | 0 | 0 | 0 | 0 | 0 | 0 | 0 | 0 | 0 | 0 | 0 | 0 | 0
| E7 | 0 | 0 | 0 | 0 | 0 | 0 | 0 | 0 | 0 | 0 | 0 | 0 | 0 | 0 | 0 | 0 | 0 | 0 | 0 | 0 | 0 | 0 | 0 | 0 | 0 | 0 | 0 | 0 | 0 | 0 | 0
| E8 | 0 | 0 | 0 | 0 | 0 | 0 | 0 | 0 | 0 | 0 | 0 | 0 | 0 | 0 | 0 | 0 | 0 | 0 | 0 | 0 | 0 | 0 | 0 | 0 | 0 | 0 | 0 | 0 | 0 | 0 | 0
| E9 | 0 | 0 | 0 | 0 | 0 | 0 | 0 | 0 | 0 | 0 | 0 | 0 | 0 | 0 | 0 | 0 | 0 | 0 | 0 | 0 | 0 | 0 | 0 | 0 | 0 | 0 | 0 | 0 | 0 | 0 | 0
| E10 | 0 | 0 | 0 | 0 | 0 | 0 | 0 | 0 | 0 | 0 | 0 | 0 | 0 | 0 | 0 | 0 | 0 | 0 | 0 | 0 | 0 | 0 | 0 | 0 | 0 | 0 | 0 | 0 | 0 | 0 | 0
Potential to Switch
| Year | Year 0 | Year 1 | Year 2 | Year 3 | Year 4 | Year 5 | Year 6 | Year 7 | Year 8 | Year 9 | Year 10 | Year 11 | Year 12 | Year 13 | Year 14 | Year 15 | Year 16 | Year 17 | Year 18 | Year 19 | Year 20 | Year 21 | Year 22 | Year 23 | Year 24 | Year 25 | Year 26 | Year 27 | Year 28 | Year 29 | Year 30
| E1 | 0 | 0 | 0 | 0 | 0 | 0 | 0 | 0 | 0 | 0 | 0 | 0 | 0 | 0 | 0 | 0 | 0 | 0 | 0 | 0 | 0 | 0 | 0 | 0 | 0 | 0 | 0 | 0 | 0 | 0 | 0 | 0_E1_Switched Out
| E2 | 0 | 0 | 0 | 0 | 0 | 0 | 0 | 0 | 0 | 0 | 0 | 0 | 0 | 0 | 0 | 0 | 0 | 0 | 0 | 0 | 0 | 0 | 0 | 0 | 0 | 0 | 0 | 0 | 0 | 0 | 0 | 0_E2_Switched Out
| E3 | 0 | 0 | 0 | 0 | 0 | 0 | 0 | 0 | 0 | 0 | 0 | 0 | 0 | 0 | 0 | 0 | 0 | 0 | 0 | 0 | 0 | 0 | 0 | 0 | 0 | 0 | 0 | 0 | 0 | 0 | 0 | 0_E3_Switched Out
| E4 | 0 | 0 | 0 | 0 | 0 | 0 | 0 | 0 | 0 | 0 | 0 | 0 | 0 | 0 | 0 | 0 | 0 | 0 | 0 | 0 | 0 | 0 | 0 | 0 | 0 | 0 | 0 | 0 | 0 | 0 | 0 | 0_E4_Switched Out
| E5 | 0 | 0 | 0 | 0 | 0 | 0 | 0 | 0 | 0 | 0 | 0 | 0 | 0 | 0 | 0 | 0 | 0 | 0 | 0 | 0 | 0 | 0 | 0 | 0 | 0 | 0 | 0 | 0 | 0 | 0 | 0 | 0_E5_Switched Out
| E6 | 0 | 0 | 0 | 0 | 0 | 0 | 0 | 0 | 0 | 0 | 0 | 0 | 0 | 0 | 0 | 0 | 0 | 0 | 0 | 0 | 0 | 0 | 0 | 0 | 0 | 0 | 0 | 0 | 0 | 0 | 0 | 0_E6_Switched Out
| E7 | 0 | 0 | 0 | 0 | 0 | 0 | 0 | 0 | 0 | 0 | 0 | 0 | 0 | 0 | 0 | 0 | 0 | 0 | 0 | 0 | 0 | 0 | 0 | 0 | 0 | 0 | 0 | 0 | 0 | 0 | 0 | 0_E7_Switched Out
| E8 | 0 | 0 | 0 | 0 | 0 | 0 | 0 | 0 | 0 | 0 | 0 | 0 | 0 | 0 | 0 | 0 | 0 | 0 | 0 | 0 | 0 | 0 | 0 | 0 | 0 | 0 | 0 | 0 | 0 | 0 | 0 | 0_E8_Switched Out
| E9 | 0 | 0 | 0 | 0 | 0 | 0 | 0 | 0 | 0 | 0 | 0 | 0 | 0 | 0 | 0 | 0 | 0 | 0 | 0 | 0 | 0 | 0 | 0 | 0 | 0 | 0 | 0 | 0 | 0 | 0 | 0 | 0_E9_Switched Out
| E10 | 0 | 0 | 0 | 0 | 0 | 0 | 0 | 0 | 0 | 0 | 0 | 0 | 0 | 0 | 0 | 0 | 0 | 0 | 0 | 0 | 0 | 0 | 0 | 0 | 0 | 0 | 0 | 0 | 0 | 0 | 0 | 0_E10_Switched Out
Units Out
| E1 | 0 | 0 | 0 | 0 | 0 | 0 | 0 | 0 | 0 | 0 | 0 | 0 | 0 | 0 | 0 | 0 | 0 | 0 | 0 | 0 | 0 | 0 | 0 | 0 | 0 | 0 | 0 | 0 | 0 | 0 | 0
| E2 | 0 | 0 | 0 | 0 | 0 | 0 | 0 | 0 | 0 | 0 | 0 | 0 | 0 | 0 | 0 | 0 | 0 | 0 | 0 | 0 | 0 | 0 | 0 | 0 | 0 | 0 | 0 | 0 | 0 | 0 | 0
| E3 | 0 | 0 | 0 | 0 | 0 | 0 | 0 | 0 | 0 | 0 | 0 | 0 | 0 | 0 | 0 | 0 | 0 | 0 | 0 | 0 | 0 | 0 | 0 | 0 | 0 | 0 | 0 | 0 | 0 | 0 | 0
| E4 | 0 | 0 | 0 | 0 | 0 | 0 | 0 | 0 | 0 | 0 | 0 | 0 | 0 | 0 | 0 | 0 | 0 | 0 | 0 | 0 | 0 | 0 | 0 | 0 | 0 | 0 | 0 | 0 | 0 | 0 | 0
| E5 | 0 | 0 | 0 | 0 | 0 | 0 | 0 | 0 | 0 | 0 | 0 | 0 | 0 | 0 | 0 | 0 | 0 | 0 | 0 | 0 | 0 | 0 | 0 | 0 | 0 | 0 | 0 | 0 | 0 | 0 | 0
| E6 | 0 | 0 | 0 | 0 | 0 | 0 | 0 | 0 | 0 | 0 | 0 | 0 | 0 | 0 | 0 | 0 | 0 | 0 | 0 | 0 | 0 | 0 | 0 | 0 | 0 | 0 | 0 | 0 | 0 | 0 | 0
| E7 | 0 | 0 | 0 | 0 | 0 | 0 | 0 | 0 | 0 | 0 | 0 | 0 | 0 | 0 | 0 | 0 | 0 | 0 | 0 | 0 | 0 | 0 | 0 | 0 | 0 | 0 | 0 | 0 | 0 | 0 | 0
| E8 | 0 | 0 | 0 | 0 | 0 | 0 | 0 | 0 | 0 | 0 | 0 | 0 | 0 | 0 | 0 | 0 | 0 | 0 | 0 | 0 | 0 | 0 | 0 | 0 | 0 | 0 | 0 | 0 | 0 | 0 | 0
| E9 | 0 | 0 | 0 | 0 | 0 | 0 | 0 | 0 | 0 | 0 | 0 | 0 | 0 | 0 | 0 | 0 | 0 | 0 | 0 | 0 | 0 | 0 | 0 | 0 | 0 | 0 | 0 | 0 | 0 | 0 | 0
| E10 | 0 | 0 | 0 | 0 | 0 | 0 | 0 | 0 | 0 | 0 | 0 | 0 | 0 | 0 | 0 | 0 | 0 | 0 | 0 | 0 | 0 | 0 | 0 | 0 | 0 | 0 | 0 | 0 | 0 | 0 | 0
| Vintage | 0 | 0 | 0 | 0 | 0 | 0 | 0 | 0 | 0 | 0 | 0 | 0 | 0 | 0 | 0 | 0 | 0 | 0 | 0 | 0 | 0 | 0 | 0 | 0 | 0 | 0 | 0 | 0 | 0 | 0 | 0
Tech Purchase Shares
| Year | Year 0 | Year 1 | Year 2 | Year 3 | Year 4 | Year 5 | Year 6 | Year 7 | Year 8 | Year 9 | Year 10 | Year 11 | Year 12 | Year 13 | Year 14 | Year 15 | Year 16 | Year 17 | Year 18 | Year 19 | Year 20 | Year 21 | Year 22 | Year 23 | Year 24 | Year 25 | Year 26 | Year 27 | Year 28 | Year 29 | Year 30
E1 | bar: Year 0 to Year 30
E2 | bar: Year 0 to Year 30
E3 | bar: Year 0 to Year 30
E4 | bar: Year 0 to Year 30
E5 | bar: Year 0 to Year 30
E6 | bar: Year 0 to Year 30
E7 | bar: Year 0 to Year 30
E8 | bar: Year 0 to Year 30
E9 | bar: Year 0 to Year 30
E10 | bar: Year 0 to Year 30
Units In from Switching
| E1 | 0 | 0 | 0 | 0 | 0 | 0 | 0 | 0 | 0 | 0 | 0 | 0 | 0 | 0 | 0 | 0 | 0 | 0 | 0 | 0 | 0 | 0 | 0 | 0 | 0 | 0 | 0 | 0 | 0 | 0 | 0
| E2 | 0 | 0 | 0 | 0 | 0 | 0 | 0 | 0 | 0 | 0 | 0 | 0 | 0 | 0 | 0 | 0 | 0 | 0 | 0 | 0 | 0 | 0 | 0 | 0 | 0 | 0 | 0 | 0 | 0 | 0 | 0
| E3 | 0 | 0 | 0 | 0 | 0 | 0 | 0 | 0 | 0 | 0 | 0 | 0 | 0 | 0 | 0 | 0 | 0 | 0 | 0 | 0 | 0 | 0 | 0 | 0 | 0 | 0 | 0 | 0 | 0 | 0 | 0
| E4 | 0 | 0 | 0 | 0 | 0 | 0 | 0 | 0 | 0 | 0 | 0 | 0 | 0 | 0 | 0 | 0 | 0 | 0 | 0 | 0 | 0 | 0 | 0 | 0 | 0 | 0 | 0 | 0 | 0 | 0 | 0
| E5 | 0 | 0 | 0 | 0 | 0 | 0 | 0 | 0 | 0 | 0 | 0 | 0 | 0 | 0 | 0 | 0 | 0 | 0 | 0 | 0 | 0 | 0 | 0 | 0 | 0 | 0 | 0 | 0 | 0 | 0 | 0
| E6 | 0 | 0 | 0 | 0 | 0 | 0 | 0 | 0 | 0 | 0 | 0 | 0 | 0 | 0 | 0 | 0 | 0 | 0 | 0 | 0 | 0 | 0 | 0 | 0 | 0 | 0 | 0 | 0 | 0 | 0 | 0
| E7 | 0 | 0 | 0 | 0 | 0 | 0 | 0 | 0 | 0 | 0 | 0 | 0 | 0 | 0 | 0 | 0 | 0 | 0 | 0 | 0 | 0 | 0 | 0 | 0 | 0 | 0 | 0 | 0 | 0 | 0 | 0
| E8 | 0 | 0 | 0 | 0 | 0 | 0 | 0 | 0 | 0 | 0 | 0 | 0 | 0 | 0 | 0 | 0 | 0 | 0 | 0 | 0 | 0 | 0 | 0 | 0 | 0 | 0 | 0 | 0 | 0 | 0 | 0
| E9 | 0 | 0 | 0 | 0 | 0 | 0 | 0 | 0 | 0 | 0 | 0 | 0 | 0 | 0 | 0 | 0 | 0 | 0 | 0 | 0 | 0 | 0 | 0 | 0 | 0 | 0 | 0 | 0 | 0 | 0 | 0
| E10 | 0 | 0 | 0 | 0 | 0 | 0 | 0 | 0 | 0 | 0 | 0 | 0 | 0 | 0 | 0 | 0 | 0 | 0 | 0 | 0 | 0 | 0 | 0 | 0 | 0 | 0 | 0 | 0 | 0 | 0 | 0
| Vintage | 0 | 0 | 0 | 0 | 0 | 0 | 0 | 0 | 0 | 0 | 0 | 0 | 0 | 0 | 0 | 0 | 0 | 0 | 0 | 0 | 0 | 0 | 0 | 0 | 0 | 0 | 0 | 0 | 0 | 0 | 0
Net Change
| Year | Year 0 | Year 1 | Year 2 | Year 3 | Year 4 | Year 5 | Year 6 | Year 7 | Year 8 | Year 9 | Year 10 | Year 11 | Year 12 | Year 13 | Year 14 | Year 15 | Year 16 | Year 17 | Year 18 | Year 19 | Year 20 | Year 21 | Year 22 | Year 23 | Year 24 | Year 25 | Year 26 | Year 27 | Year 28 | Year 29 | Year 30 | Key
| Units | 0 | 0 | 0 | 0 | 0 | 0 | 0 | 0 | 0 | 0 | 0 | 0 | 0 | 0 | 0 | 0 | 0 | 0 | 0 | 0 | 0 | 0 | 0 | 0 | 0 | 0 | 0 | 0 | 0 | 0 | 0 | 0_Units |  |  |  |  | 301957.8232
| Usage | 0 | 0 | 0 | 0 | 0 | 0 | 0 | 0 | 0 | 0 | 0 | 0 | 0 | 0 | 0 | 0 | 0 | 0 | 0 | 0 | 0 | 0 | 0 | 0 | 0 | 0 | 0 | 0 | 0 | 0 | 0 | 0_Usage |  |  |  |  | 1698.6543
| Peak Demand (S) | 0 | 0 | 0 | 0 | 0 | 0 | 0 | 0 | 0 | 0 | 0 | 0 | 0 | 0 | 0 | 0 | 0 | 0 | 0 | 0 | 0 | 0 | 0 | 0 | 0 | 0 | 0 | 0 | 0 | 0 | 0 | 0_Peak Demand (S) |  |  |  |  | 0
| Peak Demand (W) | 0 | 0 | 0 | 0 | 0 | 0 | 0 | 0 | 0 | 0 | 0 | 0 | 0 | 0 | 0 | 0 | 0 | 0 | 0 | 0 | 0 | 0 | 0 | 0 | 0 | 0 | 0 | 0 | 0 | 0 | 0 | 0_Peak Demand (W) |  |  |  |  | 884.6119
| Turnover | 0 | 0 | 0 | 0 | 0 | 0 | 0 | 0 | 0 | 0 | 0 | 0 | 0 | 0 | 0 | 0 | 0 | 0 | 0 | 0 | 0 | 0 | 0 | 0 | 0 | 0 | 0 | 0 | 0 | 0 | 0 | 0_Turnover |  |  |  |  | 6885.4476
| Avg. Replacement Usage | 0 | 0 | 0 | 0 | 0 | 0 | 0 | 0 | 0 | 0 | 0 | 0 | 0 | 0 | 0 | 0 | 0 | 0 | 0 | 0 | 0 | 0 | 0 | 0 | 0 | 0 | 0 | 0 | 0 | 0 | 0 | 0_Avg. Replacement Usage |  |  |  |  | 5638.8522
| Avg. Replacement Demand (S) | 0 | 0 | 0 | 0 | 0 | 0 | 0 | 0 | 0 | 0 | 0 | 0 | 0 | 0 | 0 | 0 | 0 | 0 | 0 | 0 | 0 | 0 | 0 | 0 | 0 | 0 | 0 | 0 | 0 | 0 | 0 | 0_Avg. Replacement Demand (S) |  |  |  |  | 0
| Avg. Replacement Demand (W) | 0 | 0 | 0 | 0 | 0 | 0 | 0 | 0 | 0 | 0 | 0 | 0 | 0 | 0 | 0 | 0 | 0 | 0 | 0 | 0 | 0 | 0 | 0 | 0 | 0 | 0 | 0 | 0 | 0 | 0 | 0 | 0_Avg. Replacement Demand (W) |  |  |  |  | 2.9366
Purchases
| Year | Year 0 | Year 1 | Year 2 | Year 3 | Year 4 | Year 5 | Year 6 | Year 7 | Year 8 | Year 9 | Year 10 | Year 11 | Year 12 | Year 13 | Year 14 | Year 15 | Year 16 | Year 17 | Year 18 | Year 19 | Year 20 | Year 21 | Year 22 | Year 23 | Year 24 | Year 25 | Year 26 | Year 27 | Year 28 | Year 29 | Year 30
| E1 | 0 | 0 | 0 | 0 | 0 | 0 | 0 | 0 | 0 | 0 | 0 | 0 | 0 | 0 | 0 | 0 | 0 | 0 | 0 | 0 | 0 | 0 | 0 | 0 | 0 | 0 | 0 | 0 | 0 | 0 | 0 | 0_E1_Purchases |  |  |  |  | 6885.4476
| E2 | 0 | 0 | 0 | 0 | 0 | 0 | 0 | 0 | 0 | 0 | 0 | 0 | 0 | 0 | 0 | 0 | 0 | 0 | 0 | 0 | 0 | 0 | 0 | 0 | 0 | 0 | 0 | 0 | 0 | 0 | 0 | 0_E2_Purchases |  |  |  |  | 0
| E3 | 0 | 0 | 0 | 0 | 0 | 0 | 0 | 0 | 0 | 0 | 0 | 0 | 0 | 0 | 0 | 0 | 0 | 0 | 0 | 0 | 0 | 0 | 0 | 0 | 0 | 0 | 0 | 0 | 0 | 0 | 0 | 0_E3_Purchases |  |  |  |  | 0
| E4 | 0 | 0 | 0 | 0 | 0 | 0 | 0 | 0 | 0 | 0 | 0 | 0 | 0 | 0 | 0 | 0 | 0 | 0 | 0 | 0 | 0 | 0 | 0 | 0 | 0 | 0 | 0 | 0 | 0 | 0 | 0 | 0_E4_Purchases |  |  |  |  | 0
| E5 | 0 | 0 | 0 | 0 | 0 | 0 | 0 | 0 | 0 | 0 | 0 | 0 | 0 | 0 | 0 | 0 | 0 | 0 | 0 | 0 | 0 | 0 | 0 | 0 | 0 | 0 | 0 | 0 | 0 | 0 | 0 | 0_E5_Purchases |  |  |  |  | 0
| E6 | 0 | 0 | 0 | 0 | 0 | 0 | 0 | 0 | 0 | 0 | 0 | 0 | 0 | 0 | 0 | 0 | 0 | 0 | 0 | 0 | 0 | 0 | 0 | 0 | 0 | 0 | 0 | 0 | 0 | 0 | 0 | 0_E6_Purchases |  |  |  |  | 0
| E7 | 0 | 0 | 0 | 0 | 0 | 0 | 0 | 0 | 0 | 0 | 0 | 0 | 0 | 0 | 0 | 0 | 0 | 0 | 0 | 0 | 0 | 0 | 0 | 0 | 0 | 0 | 0 | 0 | 0 | 0 | 0 | 0_E7_Purchases |  |  |  |  | 0
| E8 | 0 | 0 | 0 | 0 | 0 | 0 | 0 | 0 | 0 | 0 | 0 | 0 | 0 | 0 | 0 | 0 | 0 | 0 | 0 | 0 | 0 | 0 | 0 | 0 | 0 | 0 | 0 | 0 | 0 | 0 | 0 | 0_E8_Purchases |  |  |  |  | 0
| E9 | 0 | 0 | 0 | 0 | 0 | 0 | 0 | 0 | 0 | 0 | 0 | 0 | 0 | 0 | 0 | 0 | 0 | 0 | 0 | 0 | 0 | 0 | 0 | 0 | 0 | 0 | 0 | 0 | 0 | 0 | 0 | 0_E9_Purchases |  |  |  |  | 0
| E10 | 0 | 0 | 0 | 0 | 0 | 0 | 0 | 0 | 0 | 0 | 0 | 0 | 0 | 0 | 0 | 0 | 0 | 0 | 0 | 0 | 0 | 0 | 0 | 0 | 0 | 0 | 0 | 0 | 0 | 0 | 0 | 0_E10_Purchases |  |  |  |  | 0
Stock
| Year | Year 0 | Year 1 | Year 2 | Year 3 | Year 4 | Year 5 | Year 6 | Year 7 | Year 8 | Year 9 | Year 10 | Year 11 | Year 12 | Year 13 | Year 14 | Year 15 | Year 16 | Year 17 | Year 18 | Year 19 | Year 20 | Year 21 | Year 22 | Year 23 | Year 24 | Year 25 | Year 26 | Year 27 | Year 28 | Year 29 | Year 30
| E1 | 0 | 0 | 0 | 0 | 0 | 0 | 0 | 0 | 0 | 0 | 0 | 0 | 0 | 0 | 0 | 0 | 0 | 0 | 0 | 0 | 0 | 0 | 0 | 0 | 0 | 0 | 0 | 0 | 0 | 0 | 0 | 0_E1_Stock |  |  |  |  | 13576.6093
| E2 | 0 | 0 | 0 | 0 | 0 | 0 | 0 | 0 | 0 | 0 | 0 | 0 | 0 | 0 | 0 | 0 | 0 | 0 | 0 | 0 | 0 | 0 | 0 | 0 | 0 | 0 | 0 | 0 | 0 | 0 | 0 | 0_E2_Stock |  |  |  |  | 0
| E3 | 0 | 0 | 0 | 0 | 0 | 0 | 0 | 0 | 0 | 0 | 0 | 0 | 0 | 0 | 0 | 0 | 0 | 0 | 0 | 0 | 0 | 0 | 0 | 0 | 0 | 0 | 0 | 0 | 0 | 0 | 0 | 0_E3_Stock |  |  |  |  | 0
| E4 | 0 | 0 | 0 | 0 | 0 | 0 | 0 | 0 | 0 | 0 | 0 | 0 | 0 | 0 | 0 | 0 | 0 | 0 | 0 | 0 | 0 | 0 | 0 | 0 | 0 | 0 | 0 | 0 | 0 | 0 | 0 | 0_E4_Stock |  |  |  |  | 0
| E5 | 0 | 0 | 0 | 0 | 0 | 0 | 0 | 0 | 0 | 0 | 0 | 0 | 0 | 0 | 0 | 0 | 0 | 0 | 0 | 0 | 0 | 0 | 0 | 0 | 0 | 0 | 0 | 0 | 0 | 0 | 0 | 0_E5_Stock |  |  |  |  | 0
| E6 | 0 | 0 | 0 | 0 | 0 | 0 | 0 | 0 | 0 | 0 | 0 | 0 | 0 | 0 | 0 | 0 | 0 | 0 | 0 | 0 | 0 | 0 | 0 | 0 | 0 | 0 | 0 | 0 | 0 | 0 | 0 | 0_E6_Stock |  |  |  |  | 0
| E7 | 0 | 0 | 0 | 0 | 0 | 0 | 0 | 0 | 0 | 0 | 0 | 0 | 0 | 0 | 0 | 0 | 0 | 0 | 0 | 0 | 0 | 0 | 0 | 0 | 0 | 0 | 0 | 0 | 0 | 0 | 0 | 0_E7_Stock |  |  |  |  | 0
| E8 | 0 | 0 | 0 | 0 | 0 | 0 | 0 | 0 | 0 | 0 | 0 | 0 | 0 | 0 | 0 | 0 | 0 | 0 | 0 | 0 | 0 | 0 | 0 | 0 | 0 | 0 | 0 | 0 | 0 | 0 | 0 | 0_E8_Stock |  |  |  |  | 0
| E9 | 0 | 0 | 0 | 0 | 0 | 0 | 0 | 0 | 0 | 0 | 0 | 0 | 0 | 0 | 0 | 0 | 0 | 0 | 0 | 0 | 0 | 0 | 0 | 0 | 0 | 0 | 0 | 0 | 0 | 0 | 0 | 0_E9_Stock |  |  |  |  | 0
| E10 | 0 | 0 | 0 | 0 | 0 | 0 | 0 | 0 | 0 | 0 | 0 | 0 | 0 | 0 | 0 | 0 | 0 | 0 | 0 | 0 | 0 | 0 | 0 | 0 | 0 | 0 | 0 | 0 | 0 | 0 | 0 | 0_E10_Stock |  |  |  |  | 0
| Vintage | 0 | 0 | 0 | 0 | 0 | 0 | 0 | 0 | 0 | 0 | 0 | 0 | 0 | 0 | 0 | 0 | 0 | 0 | 0 | 0 | 0 | 0 | 0 | 0 | 0 | 0 | 0 | 0 | 0 | 0 | 0 | 0_Vintage_Stock |  |  |  |  | 288381.2139
S4C1 |  | Year 0: System 4 Technology 1
Technology Variables
| Tech Key | Year 0: 0
| Peak Factor (S) | Year 0: 0
| Peak Factor (W) | Year 0: 0
| Min Vintage Lifetime | Year 0: 0
| Max Vintage Lifetime | Year 0: 0
| Turnover Style | Year 0: 0
Technology Variables
| Equipment | Year 0: Label; Year 1: Min Lifetime; Year 2: Max Lifetime; Year 3: Degradation; Year 4: Usage; Year 5: Available
| E1 | Year 1: 0; Year 2: 0; Year 3: 0%; Year 4: 0; Year 5: FALSE
| E2 | Year 1: 0; Year 2: 0; Year 3: 0%; Year 4: 0; Year 5: FALSE
| E3 | Year 1: 0; Year 2: 0; Year 3: 0%; Year 4: 0; Year 5: FALSE
| E4 | Year 1: 0; Year 2: 0; Year 3: 0%; Year 4: 0; Year 5: FALSE
| E5 | Year 1: 0; Year 2: 0; Year 3: 0%; Year 4: 0; Year 5: FALSE
| E6 | Year 1: 0; Year 2: 0; Year 3: 0%; Year 4: 0; Year 5: FALSE
| E7 | Year 1: 0; Year 2: 0; Year 3: 0%; Year 4: 0; Year 5: FALSE
| E8 | Year 1: 0; Year 2: 0; Year 3: 0%; Year 4: 0; Year 5: FALSE
| E9 | Year 1: 0; Year 2: 0; Year 3: 0%; Year 4: 0; Year 5: FALSE
| E10 | Year 1: 0; Year 2: 0; Year 3: 0%; Year 4: 0; Year 5: FALSE
Original Forecast Results
| Year | Year 0 | Year 1 | Year 2 | Year 3 | Year 4 | Year 5 | Year 6 | Year 7 | Year 8 | Year 9 | Year 10 | Year 11 | Year 12 | Year 13 | Year 14 | Year 15 | Year 16 | Year 17 | Year 18 | Year 19 | Year 20 | Year 21 | Year 22 | Year 23 | Year 24 | Year 25 | Year 26 | Year 27 | Year 28 | Year 29 | Year 30 | Key
| Units | 0 | 0 | 0 | 0 | 0 | 0 | 0 | 0 | 0 | 0 | 0 | 0 | 0 | 0 | 0 | 0 | 0 | 0 | 0 | 0 | 0 | 0 | 0 | 0 | 0 | 0 | 0 | 0 | 0 | 0 | 0 | #REF! |  |  |  |  | 301957.8232
| Usage | 0 | 0 | 0 | 0 | 0 | 0 | 0 | 0 | 0 | 0 | 0 | 0 | 0 | 0 | 0 | 0 | 0 | 0 | 0 | 0 | 0 | 0 | 0 | 0 | 0 | 0 | 0 | 0 | 0 | 0 | 0 | #REF! |  |  |  |  | 1698.6543
| Peak Demand (S) | 0 | 0 | 0 | 0 | 0 | 0 | 0 | 0 | 0 | 0 | 0 | 0 | 0 | 0 | 0 | 0 | 0 | 0 | 0 | 0 | 0 | 0 | 0 | 0 | 0 | 0 | 0 | 0 | 0 | 0 | 0 | #REF! |  |  |  |  | 0
| Peak Demand (W) | 0 | 0 | 0 | 0 | 0 | 0 | 0 | 0 | 0 | 0 | 0 | 0 | 0 | 0 | 0 | 0 | 0 | 0 | 0 | 0 | 0 | 0 | 0 | 0 | 0 | 0 | 0 | 0 | 0 | 0 | 0 | #REF! |  |  |  |  | 884.6119
| Turnover | 0 | 0 | 0 | 0 | 0 | 0 | 0 | 0 | 0 | 0 | 0 | 0 | 0 | 0 | 0 | 0 | 0 | 0 | 0 | 0 | 0 | 0 | 0 | 0 | 0 | 0 | 0 | 0 | 0 | 0 | 0 | #REF! |  |  |  |  | 6885.4476
| Avg. Replacement Usage | 0 | 0 | 0 | 0 | 0 | 0 | 0 | 0 | 0 | 0 | 0 | 0 | 0 | 0 | 0 | 0 | 0 | 0 | 0 | 0 | 0 | 0 | 0 | 0 | 0 | 0 | 0 | 0 | 0 | 0 | 0 | #REF! |  |  |  |  | 5638.8522
| Avg. Replacement Demand (S) | 0 | 0 | 0 | 0 | 0 | 0 | 0 | 0 | 0 | 0 | 0 | 0 | 0 | 0 | 0 | 0 | 0 | 0 | 0 | 0 | 0 | 0 | 0 | 0 | 0 | 0 | 0 | 0 | 0 | 0 | 0 | #REF! |  |  |  |  | 0
| Avg. Replacement Demand (W) | 0 | 0 | 0 | 0 | 0 | 0 | 0 | 0 | 0 | 0 | 0 | 0 | 0 | 0 | 0 | 0 | 0 | 0 | 0 | 0 | 0 | 0 | 0 | 0 | 0 | 0 | 0 | 0 | 0 | 0 | 0 | #REF! |  |  |  |  | 2.9366
Tech Forecast Stock
| Year | Year 0 | Year 1 | Year 2 | Year 3 | Year 4 | Year 5 | Year 6 | Year 7 | Year 8 | Year 9 | Year 10 | Year 11 | Year 12 | Year 13 | Year 14 | Year 15 | Year 16 | Year 17 | Year 18 | Year 19 | Year 20 | Year 21 | Year 22 | Year 23 | Year 24 | Year 25 | Year 26 | Year 27 | Year 28 | Year 29 | Year 30
| E1 | 0 | 0 | 0 | 0 | 0 | 0 | 0 | 0 | 0 | 0 | 0 | 0 | 0 | 0 | 0 | 0 | 0 | 0 | 0 | 0 | 0 | 0 | 0 | 0 | 0 | 0 | 0 | 0 | 0 | 0 | 0
| E2 | 0 | 0 | 0 | 0 | 0 | 0 | 0 | 0 | 0 | 0 | 0 | 0 | 0 | 0 | 0 | 0 | 0 | 0 | 0 | 0 | 0 | 0 | 0 | 0 | 0 | 0 | 0 | 0 | 0 | 0 | 0
| E3 | 0 | 0 | 0 | 0 | 0 | 0 | 0 | 0 | 0 | 0 | 0 | 0 | 0 | 0 | 0 | 0 | 0 | 0 | 0 | 0 | 0 | 0 | 0 | 0 | 0 | 0 | 0 | 0 | 0 | 0 | 0
| E4 | 0 | 0 | 0 | 0 | 0 | 0 | 0 | 0 | 0 | 0 | 0 | 0 | 0 | 0 | 0 | 0 | 0 | 0 | 0 | 0 | 0 | 0 | 0 | 0 | 0 | 0 | 0 | 0 | 0 | 0 | 0
| E5 | 0 | 0 | 0 | 0 | 0 | 0 | 0 | 0 | 0 | 0 | 0 | 0 | 0 | 0 | 0 | 0 | 0 | 0 | 0 | 0 | 0 | 0 | 0 | 0 | 0 | 0 | 0 | 0 | 0 | 0 | 0
| E6 | 0 | 0 | 0 | 0 | 0 | 0 | 0 | 0 | 0 | 0 | 0 | 0 | 0 | 0 | 0 | 0 | 0 | 0 | 0 | 0 | 0 | 0 | 0 | 0 | 0 | 0 | 0 | 0 | 0 | 0 | 0
| E7 | 0 | 0 | 0 | 0 | 0 | 0 | 0 | 0 | 0 | 0 | 0 | 0 | 0 | 0 | 0 | 0 | 0 | 0 | 0 | 0 | 0 | 0 | 0 | 0 | 0 | 0 | 0 | 0 | 0 | 0 | 0
| E8 | 0 | 0 | 0 | 0 | 0 | 0 | 0 | 0 | 0 | 0 | 0 | 0 | 0 | 0 | 0 | 0 | 0 | 0 | 0 | 0 | 0 | 0 | 0 | 0 | 0 | 0 | 0 | 0 | 0 | 0 | 0
| E9 | 0 | 0 | 0 | 0 | 0 | 0 | 0 | 0 | 0 | 0 | 0 | 0 | 0 | 0 | 0 | 0 | 0 | 0 | 0 | 0 | 0 | 0 | 0 | 0 | 0 | 0 | 0 | 0 | 0 | 0 | 0
| E10 | 0 | 0 | 0 | 0 | 0 | 0 | 0 | 0 | 0 | 0 | 0 | 0 | 0 | 0 | 0 | 0 | 0 | 0 | 0 | 0 | 0 | 0 | 0 | 0 | 0 | 0 | 0 | 0 | 0 | 0 | 0
| Vintage | 0 | 0 | 0 | 0 | 0 | 0 | 0 | 0 | 0 | 0 | 0 | 0 | 0 | 0 | 0 | 0 | 0 | 0 | 0 | 0 | 0 | 0 | 0 | 0 | 0 | 0 | 0 | 0 | 0 | 0 | 0
Stock for Switching
| Year | Year 0 | Year 1 | Year 2 | Year 3 | Year 4 | Year 5 | Year 6 | Year 7 | Year 8 | Year 9 | Year 10 | Year 11 | Year 12 | Year 13 | Year 14 | Year 15 | Year 16 | Year 17 | Year 18 | Year 19 | Year 20 | Year 21 | Year 22 | Year 23 | Year 24 | Year 25 | Year 26 | Year 27 | Year 28 | Year 29 | Year 30
| E1 | 0 | 0 | 0 | 0 | 0 | 0 | 0 | 0 | 0 | 0 | 0 | 0 | 0 | 0 | 0 | 0 | 0 | 0 | 0 | 0 | 0 | 0 | 0 | 0 | 0 | 0 | 0 | 0 | 0 | 0 | 0 | 0_E1_SysStock
| E2 | 0 | 0 | 0 | 0 | 0 | 0 | 0 | 0 | 0 | 0 | 0 | 0 | 0 | 0 | 0 | 0 | 0 | 0 | 0 | 0 | 0 | 0 | 0 | 0 | 0 | 0 | 0 | 0 | 0 | 0 | 0 | 0_E2_SysStock
| E3 | 0 | 0 | 0 | 0 | 0 | 0 | 0 | 0 | 0 | 0 | 0 | 0 | 0 | 0 | 0 | 0 | 0 | 0 | 0 | 0 | 0 | 0 | 0 | 0 | 0 | 0 | 0 | 0 | 0 | 0 | 0 | 0_E3_SysStock
| E4 | 0 | 0 | 0 | 0 | 0 | 0 | 0 | 0 | 0 | 0 | 0 | 0 | 0 | 0 | 0 | 0 | 0 | 0 | 0 | 0 | 0 | 0 | 0 | 0 | 0 | 0 | 0 | 0 | 0 | 0 | 0 | 0_E4_SysStock
| E5 | 0 | 0 | 0 | 0 | 0 | 0 | 0 | 0 | 0 | 0 | 0 | 0 | 0 | 0 | 0 | 0 | 0 | 0 | 0 | 0 | 0 | 0 | 0 | 0 | 0 | 0 | 0 | 0 | 0 | 0 | 0 | 0_E5_SysStock
| E6 | 0 | 0 | 0 | 0 | 0 | 0 | 0 | 0 | 0 | 0 | 0 | 0 | 0 | 0 | 0 | 0 | 0 | 0 | 0 | 0 | 0 | 0 | 0 | 0 | 0 | 0 | 0 | 0 | 0 | 0 | 0 | 0_E6_SysStock
| E7 | 0 | 0 | 0 | 0 | 0 | 0 | 0 | 0 | 0 | 0 | 0 | 0 | 0 | 0 | 0 | 0 | 0 | 0 | 0 | 0 | 0 | 0 | 0 | 0 | 0 | 0 | 0 | 0 | 0 | 0 | 0 | 0_E7_SysStock
| E8 | 0 | 0 | 0 | 0 | 0 | 0 | 0 | 0 | 0 | 0 | 0 | 0 | 0 | 0 | 0 | 0 | 0 | 0 | 0 | 0 | 0 | 0 | 0 | 0 | 0 | 0 | 0 | 0 | 0 | 0 | 0 | 0_E8_SysStock
| E9 | 0 | 0 | 0 | 0 | 0 | 0 | 0 | 0 | 0 | 0 | 0 | 0 | 0 | 0 | 0 | 0 | 0 | 0 | 0 | 0 | 0 | 0 | 0 | 0 | 0 | 0 | 0 | 0 | 0 | 0 | 0 | 0_E9_SysStock
| E10 | 0 | 0 | 0 | 0 | 0 | 0 | 0 | 0 | 0 | 0 | 0 | 0 | 0 | 0 | 0 | 0 | 0 | 0 | 0 | 0 | 0 | 0 | 0 | 0 | 0 | 0 | 0 | 0 | 0 | 0 | 0 | 0_E10_SysStock
| Vintage | 0 | 0 | 0 | 0 | 0 | 0 | 0 | 0 | 0 | 0 | 0 | 0 | 0 | 0 | 0 | 0 | 0 | 0 | 0 | 0 | 0 | 0 | 0 | 0 | 0 | 0 | 0 | 0 | 0 | 0 | 0 | 0_Vintage_SysStock
Tech Forecast Purchases
| Year | Year 0 | Year 1 | Year 2 | Year 3 | Year 4 | Year 5 | Year 6 | Year 7 | Year 8 | Year 9 | Year 10 | Year 11 | Year 12 | Year 13 | Year 14 | Year 15 | Year 16 | Year 17 | Year 18 | Year 19 | Year 20 | Year 21 | Year 22 | Year 23 | Year 24 | Year 25 | Year 26 | Year 27 | Year 28 | Year 29 | Year 30
| E1 | 0 | 0 | 0 | 0 | 0 | 0 | 0 | 0 | 0 | 0 | 0 | 0 | 0 | 0 | 0 | 0 | 0 | 0 | 0 | 0 | 0 | 0 | 0 | 0 | 0 | 0 | 0 | 0 | 0 | 0 | 0
| E2 | 0 | 0 | 0 | 0 | 0 | 0 | 0 | 0 | 0 | 0 | 0 | 0 | 0 | 0 | 0 | 0 | 0 | 0 | 0 | 0 | 0 | 0 | 0 | 0 | 0 | 0 | 0 | 0 | 0 | 0 | 0
| E3 | 0 | 0 | 0 | 0 | 0 | 0 | 0 | 0 | 0 | 0 | 0 | 0 | 0 | 0 | 0 | 0 | 0 | 0 | 0 | 0 | 0 | 0 | 0 | 0 | 0 | 0 | 0 | 0 | 0 | 0 | 0
| E4 | 0 | 0 | 0 | 0 | 0 | 0 | 0 | 0 | 0 | 0 | 0 | 0 | 0 | 0 | 0 | 0 | 0 | 0 | 0 | 0 | 0 | 0 | 0 | 0 | 0 | 0 | 0 | 0 | 0 | 0 | 0
| E5 | 0 | 0 | 0 | 0 | 0 | 0 | 0 | 0 | 0 | 0 | 0 | 0 | 0 | 0 | 0 | 0 | 0 | 0 | 0 | 0 | 0 | 0 | 0 | 0 | 0 | 0 | 0 | 0 | 0 | 0 | 0
| E6 | 0 | 0 | 0 | 0 | 0 | 0 | 0 | 0 | 0 | 0 | 0 | 0 | 0 | 0 | 0 | 0 | 0 | 0 | 0 | 0 | 0 | 0 | 0 | 0 | 0 | 0 | 0 | 0 | 0 | 0 | 0
| E7 | 0 | 0 | 0 | 0 | 0 | 0 | 0 | 0 | 0 | 0 | 0 | 0 | 0 | 0 | 0 | 0 | 0 | 0 | 0 | 0 | 0 | 0 | 0 | 0 | 0 | 0 | 0 | 0 | 0 | 0 | 0
| E8 | 0 | 0 | 0 | 0 | 0 | 0 | 0 | 0 | 0 | 0 | 0 | 0 | 0 | 0 | 0 | 0 | 0 | 0 | 0 | 0 | 0 | 0 | 0 | 0 | 0 | 0 | 0 | 0 | 0 | 0 | 0
| E9 | 0 | 0 | 0 | 0 | 0 | 0 | 0 | 0 | 0 | 0 | 0 | 0 | 0 | 0 | 0 | 0 | 0 | 0 | 0 | 0 | 0 | 0 | 0 | 0 | 0 | 0 | 0 | 0 | 0 | 0 | 0
| E10 | 0 | 0 | 0 | 0 | 0 | 0 | 0 | 0 | 0 | 0 | 0 | 0 | 0 | 0 | 0 | 0 | 0 | 0 | 0 | 0 | 0 | 0 | 0 | 0 | 0 | 0 | 0 | 0 | 0 | 0 | 0
Potential to Switch
| Year | Year 0 | Year 1 | Year 2 | Year 3 | Year 4 | Year 5 | Year 6 | Year 7 | Year 8 | Year 9 | Year 10 | Year 11 | Year 12 | Year 13 | Year 14 | Year 15 | Year 16 | Year 17 | Year 18 | Year 19 | Year 20 | Year 21 | Year 22 | Year 23 | Year 24 | Year 25 | Year 26 | Year 27 | Year 28 | Year 29 | Year 30
| E1 | 0 | 0 | 0 | 0 | 0 | 0 | 0 | 0 | 0 | 0 | 0 | 0 | 0 | 0 | 0 | 0 | 0 | 0 | 0 | 0 | 0 | 0 | 0 | 0 | 0 | 0 | 0 | 0 | 0 | 0 | 0 | 0_E1_Switched Out
| E2 | 0 | 0 | 0 | 0 | 0 | 0 | 0 | 0 | 0 | 0 | 0 | 0 | 0 | 0 | 0 | 0 | 0 | 0 | 0 | 0 | 0 | 0 | 0 | 0 | 0 | 0 | 0 | 0 | 0 | 0 | 0 | 0_E2_Switched Out
| E3 | 0 | 0 | 0 | 0 | 0 | 0 | 0 | 0 | 0 | 0 | 0 | 0 | 0 | 0 | 0 | 0 | 0 | 0 | 0 | 0 | 0 | 0 | 0 | 0 | 0 | 0 | 0 | 0 | 0 | 0 | 0 | 0_E3_Switched Out
| E4 | 0 | 0 | 0 | 0 | 0 | 0 | 0 | 0 | 0 | 0 | 0 | 0 | 0 | 0 | 0 | 0 | 0 | 0 | 0 | 0 | 0 | 0 | 0 | 0 | 0 | 0 | 0 | 0 | 0 | 0 | 0 | 0_E4_Switched Out
| E5 | 0 | 0 | 0 | 0 | 0 | 0 | 0 | 0 | 0 | 0 | 0 | 0 | 0 | 0 | 0 | 0 | 0 | 0 | 0 | 0 | 0 | 0 | 0 | 0 | 0 | 0 | 0 | 0 | 0 | 0 | 0 | 0_E5_Switched Out
| E6 | 0 | 0 | 0 | 0 | 0 | 0 | 0 | 0 | 0 | 0 | 0 | 0 | 0 | 0 | 0 | 0 | 0 | 0 | 0 | 0 | 0 | 0 | 0 | 0 | 0 | 0 | 0 | 0 | 0 | 0 | 0 | 0_E6_Switched Out
| E7 | 0 | 0 | 0 | 0 | 0 | 0 | 0 | 0 | 0 | 0 | 0 | 0 | 0 | 0 | 0 | 0 | 0 | 0 | 0 | 0 | 0 | 0 | 0 | 0 | 0 | 0 | 0 | 0 | 0 | 0 | 0 | 0_E7_Switched Out
| E8 | 0 | 0 | 0 | 0 | 0 | 0 | 0 | 0 | 0 | 0 | 0 | 0 | 0 | 0 | 0 | 0 | 0 | 0 | 0 | 0 | 0 | 0 | 0 | 0 | 0 | 0 | 0 | 0 | 0 | 0 | 0 | 0_E8_Switched Out
| E9 | 0 | 0 | 0 | 0 | 0 | 0 | 0 | 0 | 0 | 0 | 0 | 0 | 0 | 0 | 0 | 0 | 0 | 0 | 0 | 0 | 0 | 0 | 0 | 0 | 0 | 0 | 0 | 0 | 0 | 0 | 0 | 0_E9_Switched Out
| E10 | 0 | 0 | 0 | 0 | 0 | 0 | 0 | 0 | 0 | 0 | 0 | 0 | 0 | 0 | 0 | 0 | 0 | 0 | 0 | 0 | 0 | 0 | 0 | 0 | 0 | 0 | 0 | 0 | 0 | 0 | 0 | 0_E10_Switched Out
Units Out
| E1 | 0 | 0 | 0 | 0 | 0 | 0 | 0 | 0 | 0 | 0 | 0 | 0 | 0 | 0 | 0 | 0 | 0 | 0 | 0 | 0 | 0 | 0 | 0 | 0 | 0 | 0 | 0 | 0 | 0 | 0 | 0
| E2 | 0 | 0 | 0 | 0 | 0 | 0 | 0 | 0 | 0 | 0 | 0 | 0 | 0 | 0 | 0 | 0 | 0 | 0 | 0 | 0 | 0 | 0 | 0 | 0 | 0 | 0 | 0 | 0 | 0 | 0 | 0
| E3 | 0 | 0 | 0 | 0 | 0 | 0 | 0 | 0 | 0 | 0 | 0 | 0 | 0 | 0 | 0 | 0 | 0 | 0 | 0 | 0 | 0 | 0 | 0 | 0 | 0 | 0 | 0 | 0 | 0 | 0 | 0
| E4 | 0 | 0 | 0 | 0 | 0 | 0 | 0 | 0 | 0 | 0 | 0 | 0 | 0 | 0 | 0 | 0 | 0 | 0 | 0 | 0 | 0 | 0 | 0 | 0 | 0 | 0 | 0 | 0 | 0 | 0 | 0
| E5 | 0 | 0 | 0 | 0 | 0 | 0 | 0 | 0 | 0 | 0 | 0 | 0 | 0 | 0 | 0 | 0 | 0 | 0 | 0 | 0 | 0 | 0 | 0 | 0 | 0 | 0 | 0 | 0 | 0 | 0 | 0
| E6 | 0 | 0 | 0 | 0 | 0 | 0 | 0 | 0 | 0 | 0 | 0 | 0 | 0 | 0 | 0 | 0 | 0 | 0 | 0 | 0 | 0 | 0 | 0 | 0 | 0 | 0 | 0 | 0 | 0 | 0 | 0
| E7 | 0 | 0 | 0 | 0 | 0 | 0 | 0 | 0 | 0 | 0 | 0 | 0 | 0 | 0 | 0 | 0 | 0 | 0 | 0 | 0 | 0 | 0 | 0 | 0 | 0 | 0 | 0 | 0 | 0 | 0 | 0
| E8 | 0 | 0 | 0 | 0 | 0 | 0 | 0 | 0 | 0 | 0 | 0 | 0 | 0 | 0 | 0 | 0 | 0 | 0 | 0 | 0 | 0 | 0 | 0 | 0 | 0 | 0 | 0 | 0 | 0 | 0 | 0
| E9 | 0 | 0 | 0 | 0 | 0 | 0 | 0 | 0 | 0 | 0 | 0 | 0 | 0 | 0 | 0 | 0 | 0 | 0 | 0 | 0 | 0 | 0 | 0 | 0 | 0 | 0 | 0 | 0 | 0 | 0 | 0
| E10 | 0 | 0 | 0 | 0 | 0 | 0 | 0 | 0 | 0 | 0 | 0 | 0 | 0 | 0 | 0 | 0 | 0 | 0 | 0 | 0 | 0 | 0 | 0 | 0 | 0 | 0 | 0 | 0 | 0 | 0 | 0
| Vintage | 0 | 0 | 0 | 0 | 0 | 0 | 0 | 0 | 0 | 0 | 0 | 0 | 0 | 0 | 0 | 0 | 0 | 0 | 0 | 0 | 0 | 0 | 0 | 0 | 0 | 0 | 0 | 0 | 0 | 0 | 0
Tech Purchase Shares
| Year | Year 0 | Year 1 | Year 2 | Year 3 | Year 4 | Year 5 | Year 6 | Year 7 | Year 8 | Year 9 | Year 10 | Year 11 | Year 12 | Year 13 | Year 14 | Year 15 | Year 16 | Year 17 | Year 18 | Year 19 | Year 20 | Year 21 | Year 22 | Year 23 | Year 24 | Year 25 | Year 26 | Year 27 | Year 28 | Year 29 | Year 30
E1 | bar: Year 0 to Year 30
E2 | bar: Year 0 to Year 30
E3 | bar: Year 0 to Year 30
E4 | bar: Year 0 to Year 30
E5 | bar: Year 0 to Year 30
E6 | bar: Year 0 to Year 30
E7 | bar: Year 0 to Year 30
E8 | bar: Year 0 to Year 30
E9 | bar: Year 0 to Year 30
E10 | bar: Year 0 to Year 30
Units In from Switching
| E1 | 0 | 0 | 0 | 0 | 0 | 0 | 0 | 0 | 0 | 0 | 0 | 0 | 0 | 0 | 0 | 0 | 0 | 0 | 0 | 0 | 0 | 0 | 0 | 0 | 0 | 0 | 0 | 0 | 0 | 0 | 0
| E2 | 0 | 0 | 0 | 0 | 0 | 0 | 0 | 0 | 0 | 0 | 0 | 0 | 0 | 0 | 0 | 0 | 0 | 0 | 0 | 0 | 0 | 0 | 0 | 0 | 0 | 0 | 0 | 0 | 0 | 0 | 0
| E3 | 0 | 0 | 0 | 0 | 0 | 0 | 0 | 0 | 0 | 0 | 0 | 0 | 0 | 0 | 0 | 0 | 0 | 0 | 0 | 0 | 0 | 0 | 0 | 0 | 0 | 0 | 0 | 0 | 0 | 0 | 0
| E4 | 0 | 0 | 0 | 0 | 0 | 0 | 0 | 0 | 0 | 0 | 0 | 0 | 0 | 0 | 0 | 0 | 0 | 0 | 0 | 0 | 0 | 0 | 0 | 0 | 0 | 0 | 0 | 0 | 0 | 0 | 0
| E5 | 0 | 0 | 0 | 0 | 0 | 0 | 0 | 0 | 0 | 0 | 0 | 0 | 0 | 0 | 0 | 0 | 0 | 0 | 0 | 0 | 0 | 0 | 0 | 0 | 0 | 0 | 0 | 0 | 0 | 0 | 0
| E6 | 0 | 0 | 0 | 0 | 0 | 0 | 0 | 0 | 0 | 0 | 0 | 0 | 0 | 0 | 0 | 0 | 0 | 0 | 0 | 0 | 0 | 0 | 0 | 0 | 0 | 0 | 0 | 0 | 0 | 0 | 0
| E7 | 0 | 0 | 0 | 0 | 0 | 0 | 0 | 0 | 0 | 0 | 0 | 0 | 0 | 0 | 0 | 0 | 0 | 0 | 0 | 0 | 0 | 0 | 0 | 0 | 0 | 0 | 0 | 0 | 0 | 0 | 0
| E8 | 0 | 0 | 0 | 0 | 0 | 0 | 0 | 0 | 0 | 0 | 0 | 0 | 0 | 0 | 0 | 0 | 0 | 0 | 0 | 0 | 0 | 0 | 0 | 0 | 0 | 0 | 0 | 0 | 0 | 0 | 0
| E9 | 0 | 0 | 0 | 0 | 0 | 0 | 0 | 0 | 0 | 0 | 0 | 0 | 0 | 0 | 0 | 0 | 0 | 0 | 0 | 0 | 0 | 0 | 0 | 0 | 0 | 0 | 0 | 0 | 0 | 0 | 0
| E10 | 0 | 0 | 0 | 0 | 0 | 0 | 0 | 0 | 0 | 0 | 0 | 0 | 0 | 0 | 0 | 0 | 0 | 0 | 0 | 0 | 0 | 0 | 0 | 0 | 0 | 0 | 0 | 0 | 0 | 0 | 0
| Vintage | 0 | 0 | 0 | 0 | 0 | 0 | 0 | 0 | 0 | 0 | 0 | 0 | 0 | 0 | 0 | 0 | 0 | 0 | 0 | 0 | 0 | 0 | 0 | 0 | 0 | 0 | 0 | 0 | 0 | 0 | 0
Net Change
| Year | Year 0 | Year 1 | Year 2 | Year 3 | Year 4 | Year 5 | Year 6 | Year 7 | Year 8 | Year 9 | Year 10 | Year 11 | Year 12 | Year 13 | Year 14 | Year 15 | Year 16 | Year 17 | Year 18 | Year 19 | Year 20 | Year 21 | Year 22 | Year 23 | Year 24 | Year 25 | Year 26 | Year 27 | Year 28 | Year 29 | Year 30 | Key
| Units | 0 | 0 | 0 | 0 | 0 | 0 | 0 | 0 | 0 | 0 | 0 | 0 | 0 | 0 | 0 | 0 | 0 | 0 | 0 | 0 | 0 | 0 | 0 | 0 | 0 | 0 | 0 | 0 | 0 | 0 | 0 | 0_Units |  |  |  |  | 301957.8232
| Usage | 0 | 0 | 0 | 0 | 0 | 0 | 0 | 0 | 0 | 0 | 0 | 0 | 0 | 0 | 0 | 0 | 0 | 0 | 0 | 0 | 0 | 0 | 0 | 0 | 0 | 0 | 0 | 0 | 0 | 0 | 0 | 0_Usage |  |  |  |  | 1698.6543
| Peak Demand (S) | 0 | 0 | 0 | 0 | 0 | 0 | 0 | 0 | 0 | 0 | 0 | 0 | 0 | 0 | 0 | 0 | 0 | 0 | 0 | 0 | 0 | 0 | 0 | 0 | 0 | 0 | 0 | 0 | 0 | 0 | 0 | 0_Peak Demand (S) |  |  |  |  | 0
| Peak Demand (W) | 0 | 0 | 0 | 0 | 0 | 0 | 0 | 0 | 0 | 0 | 0 | 0 | 0 | 0 | 0 | 0 | 0 | 0 | 0 | 0 | 0 | 0 | 0 | 0 | 0 | 0 | 0 | 0 | 0 | 0 | 0 | 0_Peak Demand (W) |  |  |  |  | 884.6119
| Turnover | 0 | 0 | 0 | 0 | 0 | 0 | 0 | 0 | 0 | 0 | 0 | 0 | 0 | 0 | 0 | 0 | 0 | 0 | 0 | 0 | 0 | 0 | 0 | 0 | 0 | 0 | 0 | 0 | 0 | 0 | 0 | 0_Turnover |  |  |  |  | 6885.4476
| Avg. Replacement Usage | 0 | 0 | 0 | 0 | 0 | 0 | 0 | 0 | 0 | 0 | 0 | 0 | 0 | 0 | 0 | 0 | 0 | 0 | 0 | 0 | 0 | 0 | 0 | 0 | 0 | 0 | 0 | 0 | 0 | 0 | 0 | 0_Avg. Replacement Usage |  |  |  |  | 5638.8522
| Avg. Replacement Demand (S) | 0 | 0 | 0 | 0 | 0 | 0 | 0 | 0 | 0 | 0 | 0 | 0 | 0 | 0 | 0 | 0 | 0 | 0 | 0 | 0 | 0 | 0 | 0 | 0 | 0 | 0 | 0 | 0 | 0 | 0 | 0 | 0_Avg. Replacement Demand (S) |  |  |  |  | 0
| Avg. Replacement Demand (W) | 0 | 0 | 0 | 0 | 0 | 0 | 0 | 0 | 0 | 0 | 0 | 0 | 0 | 0 | 0 | 0 | 0 | 0 | 0 | 0 | 0 | 0 | 0 | 0 | 0 | 0 | 0 | 0 | 0 | 0 | 0 | 0_Avg. Replacement Demand (W) |  |  |  |  | 2.9366
Purchases
| Year | Year 0 | Year 1 | Year 2 | Year 3 | Year 4 | Year 5 | Year 6 | Year 7 | Year 8 | Year 9 | Year 10 | Year 11 | Year 12 | Year 13 | Year 14 | Year 15 | Year 16 | Year 17 | Year 18 | Year 19 | Year 20 | Year 21 | Year 22 | Year 23 | Year 24 | Year 25 | Year 26 | Year 27 | Year 28 | Year 29 | Year 30
| E1 | 0 | 0 | 0 | 0 | 0 | 0 | 0 | 0 | 0 | 0 | 0 | 0 | 0 | 0 | 0 | 0 | 0 | 0 | 0 | 0 | 0 | 0 | 0 | 0 | 0 | 0 | 0 | 0 | 0 | 0 | 0 | 0_E1_Purchases |  |  |  |  | 6885.4476
| E2 | 0 | 0 | 0 | 0 | 0 | 0 | 0 | 0 | 0 | 0 | 0 | 0 | 0 | 0 | 0 | 0 | 0 | 0 | 0 | 0 | 0 | 0 | 0 | 0 | 0 | 0 | 0 | 0 | 0 | 0 | 0 | 0_E2_Purchases |  |  |  |  | 0
| E3 | 0 | 0 | 0 | 0 | 0 | 0 | 0 | 0 | 0 | 0 | 0 | 0 | 0 | 0 | 0 | 0 | 0 | 0 | 0 | 0 | 0 | 0 | 0 | 0 | 0 | 0 | 0 | 0 | 0 | 0 | 0 | 0_E3_Purchases |  |  |  |  | 0
| E4 | 0 | 0 | 0 | 0 | 0 | 0 | 0 | 0 | 0 | 0 | 0 | 0 | 0 | 0 | 0 | 0 | 0 | 0 | 0 | 0 | 0 | 0 | 0 | 0 | 0 | 0 | 0 | 0 | 0 | 0 | 0 | 0_E4_Purchases |  |  |  |  | 0
| E5 | 0 | 0 | 0 | 0 | 0 | 0 | 0 | 0 | 0 | 0 | 0 | 0 | 0 | 0 | 0 | 0 | 0 | 0 | 0 | 0 | 0 | 0 | 0 | 0 | 0 | 0 | 0 | 0 | 0 | 0 | 0 | 0_E5_Purchases |  |  |  |  | 0
| E6 | 0 | 0 | 0 | 0 | 0 | 0 | 0 | 0 | 0 | 0 | 0 | 0 | 0 | 0 | 0 | 0 | 0 | 0 | 0 | 0 | 0 | 0 | 0 | 0 | 0 | 0 | 0 | 0 | 0 | 0 | 0 | 0_E6_Purchases |  |  |  |  | 0
| E7 | 0 | 0 | 0 | 0 | 0 | 0 | 0 | 0 | 0 | 0 | 0 | 0 | 0 | 0 | 0 | 0 | 0 | 0 | 0 | 0 | 0 | 0 | 0 | 0 | 0 | 0 | 0 | 0 | 0 | 0 | 0 | 0_E7_Purchases |  |  |  |  | 0
| E8 | 0 | 0 | 0 | 0 | 0 | 0 | 0 | 0 | 0 | 0 | 0 | 0 | 0 | 0 | 0 | 0 | 0 | 0 | 0 | 0 | 0 | 0 | 0 | 0 | 0 | 0 | 0 | 0 | 0 | 0 | 0 | 0_E8_Purchases |  |  |  |  | 0
| E9 | 0 | 0 | 0 | 0 | 0 | 0 | 0 | 0 | 0 | 0 | 0 | 0 | 0 | 0 | 0 | 0 | 0 | 0 | 0 | 0 | 0 | 0 | 0 | 0 | 0 | 0 | 0 | 0 | 0 | 0 | 0 | 0_E9_Purchases |  |  |  |  | 0
| E10 | 0 | 0 | 0 | 0 | 0 | 0 | 0 | 0 | 0 | 0 | 0 | 0 | 0 | 0 | 0 | 0 | 0 | 0 | 0 | 0 | 0 | 0 | 0 | 0 | 0 | 0 | 0 | 0 | 0 | 0 | 0 | 0_E10_Purchases |  |  |  |  | 0
Stock
| Year | Year 0 | Year 1 | Year 2 | Year 3 | Year 4 | Year 5 | Year 6 | Year 7 | Year 8 | Year 9 | Year 10 | Year 11 | Year 12 | Year 13 | Year 14 | Year 15 | Year 16 | Year 17 | Year 18 | Year 19 | Year 20 | Year 21 | Year 22 | Year 23 | Year 24 | Year 25 | Year 26 | Year 27 | Year 28 | Year 29 | Year 30
| E1 | 0 | 0 | 0 | 0 | 0 | 0 | 0 | 0 | 0 | 0 | 0 | 0 | 0 | 0 | 0 | 0 | 0 | 0 | 0 | 0 | 0 | 0 | 0 | 0 | 0 | 0 | 0 | 0 | 0 | 0 | 0 | 0_E1_Stock |  |  |  |  | 13576.6093
| E2 | 0 | 0 | 0 | 0 | 0 | 0 | 0 | 0 | 0 | 0 | 0 | 0 | 0 | 0 | 0 | 0 | 0 | 0 | 0 | 0 | 0 | 0 | 0 | 0 | 0 | 0 | 0 | 0 | 0 | 0 | 0 | 0_E2_Stock |  |  |  |  | 0
| E3 | 0 | 0 | 0 | 0 | 0 | 0 | 0 | 0 | 0 | 0 | 0 | 0 | 0 | 0 | 0 | 0 | 0 | 0 | 0 | 0 | 0 | 0 | 0 | 0 | 0 | 0 | 0 | 0 | 0 | 0 | 0 | 0_E3_Stock |  |  |  |  | 0
| E4 | 0 | 0 | 0 | 0 | 0 | 0 | 0 | 0 | 0 | 0 | 0 | 0 | 0 | 0 | 0 | 0 | 0 | 0 | 0 | 0 | 0 | 0 | 0 | 0 | 0 | 0 | 0 | 0 | 0 | 0 | 0 | 0_E4_Stock |  |  |  |  | 0
| E5 | 0 | 0 | 0 | 0 | 0 | 0 | 0 | 0 | 0 | 0 | 0 | 0 | 0 | 0 | 0 | 0 | 0 | 0 | 0 | 0 | 0 | 0 | 0 | 0 | 0 | 0 | 0 | 0 | 0 | 0 | 0 | 0_E5_Stock |  |  |  |  | 0
| E6 | 0 | 0 | 0 | 0 | 0 | 0 | 0 | 0 | 0 | 0 | 0 | 0 | 0 | 0 | 0 | 0 | 0 | 0 | 0 | 0 | 0 | 0 | 0 | 0 | 0 | 0 | 0 | 0 | 0 | 0 | 0 | 0_E6_Stock |  |  |  |  | 0
| E7 | 0 | 0 | 0 | 0 | 0 | 0 | 0 | 0 | 0 | 0 | 0 | 0 | 0 | 0 | 0 | 0 | 0 | 0 | 0 | 0 | 0 | 0 | 0 | 0 | 0 | 0 | 0 | 0 | 0 | 0 | 0 | 0_E7_Stock |  |  |  |  | 0
| E8 | 0 | 0 | 0 | 0 | 0 | 0 | 0 | 0 | 0 | 0 | 0 | 0 | 0 | 0 | 0 | 0 | 0 | 0 | 0 | 0 | 0 | 0 | 0 | 0 | 0 | 0 | 0 | 0 | 0 | 0 | 0 | 0_E8_Stock |  |  |  |  | 0
| E9 | 0 | 0 | 0 | 0 | 0 | 0 | 0 | 0 | 0 | 0 | 0 | 0 | 0 | 0 | 0 | 0 | 0 | 0 | 0 | 0 | 0 | 0 | 0 | 0 | 0 | 0 | 0 | 0 | 0 | 0 | 0 | 0_E9_Stock |  |  |  |  | 0
| E10 | 0 | 0 | 0 | 0 | 0 | 0 | 0 | 0 | 0 | 0 | 0 | 0 | 0 | 0 | 0 | 0 | 0 | 0 | 0 | 0 | 0 | 0 | 0 | 0 | 0 | 0 | 0 | 0 | 0 | 0 | 0 | 0_E10_Stock |  |  |  |  | 0
| Vintage | 0 | 0 | 0 | 0 | 0 | 0 | 0 | 0 | 0 | 0 | 0 | 0 | 0 | 0 | 0 | 0 | 0 | 0 | 0 | 0 | 0 | 0 | 0 | 0 | 0 | 0 | 0 | 0 | 0 | 0 | 0 | 0_Vintage_Stock |  |  |  |  | 288381.2139
S4C2 |  | Year 0: System 4 Technology 2
Technology Variables
| Tech Key | Year 0: 0
| Peak Factor (S) | Year 0: 0
| Peak Factor (W) | Year 0: 0
| Min Vintage Lifetime | Year 0: 0
| Max Vintage Lifetime | Year 0: 0
| Turnover Style | Year 0: 0
Technology Variables
| Equipment | Year 0: Label; Year 1: Min Lifetime; Year 2: Max Lifetime; Year 3: Degradation; Year 4: Usage; Year 5: Available
| E1 | Year 1: 0; Year 2: 0; Year 3: 0%; Year 4: 0; Year 5: FALSE
| E2 | Year 1: 0; Year 2: 0; Year 3: 0%; Year 4: 0; Year 5: FALSE
| E3 | Year 1: 0; Year 2: 0; Year 3: 0%; Year 4: 0; Year 5: FALSE
| E4 | Year 1: 0; Year 2: 0; Year 3: 0%; Year 4: 0; Year 5: FALSE
| E5 | Year 1: 0; Year 2: 0; Year 3: 0%; Year 4: 0; Year 5: FALSE
| E6 | Year 1: 0; Year 2: 0; Year 3: 0%; Year 4: 0; Year 5: FALSE
| E7 | Year 1: 0; Year 2: 0; Year 3: 0%; Year 4: 0; Year 5: FALSE
| E8 | Year 1: 0; Year 2: 0; Year 3: 0%; Year 4: 0; Year 5: FALSE
| E9 | Year 1: 0; Year 2: 0; Year 3: 0%; Year 4: 0; Year 5: FALSE
| E10 | Year 1: 0; Year 2: 0; Year 3: 0%; Year 4: 0; Year 5: FALSE
Original Forecast Results
| Year | Year 0 | Year 1 | Year 2 | Year 3 | Year 4 | Year 5 | Year 6 | Year 7 | Year 8 | Year 9 | Year 10 | Year 11 | Year 12 | Year 13 | Year 14 | Year 15 | Year 16 | Year 17 | Year 18 | Year 19 | Year 20 | Year 21 | Year 22 | Year 23 | Year 24 | Year 25 | Year 26 | Year 27 | Year 28 | Year 29 | Year 30 | Key
| Units | 0 | 0 | 0 | 0 | 0 | 0 | 0 | 0 | 0 | 0 | 0 | 0 | 0 | 0 | 0 | 0 | 0 | 0 | 0 | 0 | 0 | 0 | 0 | 0 | 0 | 0 | 0 | 0 | 0 | 0 | 0 | #REF! |  |  |  |  | 301957.8232
| Usage | 0 | 0 | 0 | 0 | 0 | 0 | 0 | 0 | 0 | 0 | 0 | 0 | 0 | 0 | 0 | 0 | 0 | 0 | 0 | 0 | 0 | 0 | 0 | 0 | 0 | 0 | 0 | 0 | 0 | 0 | 0 | #REF! |  |  |  |  | 1698.6543
| Peak Demand (S) | 0 | 0 | 0 | 0 | 0 | 0 | 0 | 0 | 0 | 0 | 0 | 0 | 0 | 0 | 0 | 0 | 0 | 0 | 0 | 0 | 0 | 0 | 0 | 0 | 0 | 0 | 0 | 0 | 0 | 0 | 0 | #REF! |  |  |  |  | 0
| Peak Demand (W) | 0 | 0 | 0 | 0 | 0 | 0 | 0 | 0 | 0 | 0 | 0 | 0 | 0 | 0 | 0 | 0 | 0 | 0 | 0 | 0 | 0 | 0 | 0 | 0 | 0 | 0 | 0 | 0 | 0 | 0 | 0 | #REF! |  |  |  |  | 884.6119
| Turnover | 0 | 0 | 0 | 0 | 0 | 0 | 0 | 0 | 0 | 0 | 0 | 0 | 0 | 0 | 0 | 0 | 0 | 0 | 0 | 0 | 0 | 0 | 0 | 0 | 0 | 0 | 0 | 0 | 0 | 0 | 0 | #REF! |  |  |  |  | 6885.4476
| Avg. Replacement Usage | 0 | 0 | 0 | 0 | 0 | 0 | 0 | 0 | 0 | 0 | 0 | 0 | 0 | 0 | 0 | 0 | 0 | 0 | 0 | 0 | 0 | 0 | 0 | 0 | 0 | 0 | 0 | 0 | 0 | 0 | 0 | #REF! |  |  |  |  | 5638.8522
| Avg. Replacement Demand (S) | 0 | 0 | 0 | 0 | 0 | 0 | 0 | 0 | 0 | 0 | 0 | 0 | 0 | 0 | 0 | 0 | 0 | 0 | 0 | 0 | 0 | 0 | 0 | 0 | 0 | 0 | 0 | 0 | 0 | 0 | 0 | #REF! |  |  |  |  | 0
| Avg. Replacement Demand (W) | 0 | 0 | 0 | 0 | 0 | 0 | 0 | 0 | 0 | 0 | 0 | 0 | 0 | 0 | 0 | 0 | 0 | 0 | 0 | 0 | 0 | 0 | 0 | 0 | 0 | 0 | 0 | 0 | 0 | 0 | 0 | #REF! |  |  |  |  | 2.9366
Tech Forecast Stock
| Year | Year 0 | Year 1 | Year 2 | Year 3 | Year 4 | Year 5 | Year 6 | Year 7 | Year 8 | Year 9 | Year 10 | Year 11 | Year 12 | Year 13 | Year 14 | Year 15 | Year 16 | Year 17 | Year 18 | Year 19 | Year 20 | Year 21 | Year 22 | Year 23 | Year 24 | Year 25 | Year 26 | Year 27 | Year 28 | Year 29 | Year 30
| E1 | 0 | 0 | 0 | 0 | 0 | 0 | 0 | 0 | 0 | 0 | 0 | 0 | 0 | 0 | 0 | 0 | 0 | 0 | 0 | 0 | 0 | 0 | 0 | 0 | 0 | 0 | 0 | 0 | 0 | 0 | 0
| E2 | 0 | 0 | 0 | 0 | 0 | 0 | 0 | 0 | 0 | 0 | 0 | 0 | 0 | 0 | 0 | 0 | 0 | 0 | 0 | 0 | 0 | 0 | 0 | 0 | 0 | 0 | 0 | 0 | 0 | 0 | 0
| E3 | 0 | 0 | 0 | 0 | 0 | 0 | 0 | 0 | 0 | 0 | 0 | 0 | 0 | 0 | 0 | 0 | 0 | 0 | 0 | 0 | 0 | 0 | 0 | 0 | 0 | 0 | 0 | 0 | 0 | 0 | 0
| E4 | 0 | 0 | 0 | 0 | 0 | 0 | 0 | 0 | 0 | 0 | 0 | 0 | 0 | 0 | 0 | 0 | 0 | 0 | 0 | 0 | 0 | 0 | 0 | 0 | 0 | 0 | 0 | 0 | 0 | 0 | 0
| E5 | 0 | 0 | 0 | 0 | 0 | 0 | 0 | 0 | 0 | 0 | 0 | 0 | 0 | 0 | 0 | 0 | 0 | 0 | 0 | 0 | 0 | 0 | 0 | 0 | 0 | 0 | 0 | 0 | 0 | 0 | 0
| E6 | 0 | 0 | 0 | 0 | 0 | 0 | 0 | 0 | 0 | 0 | 0 | 0 | 0 | 0 | 0 | 0 | 0 | 0 | 0 | 0 | 0 | 0 | 0 | 0 | 0 | 0 | 0 | 0 | 0 | 0 | 0
| E7 | 0 | 0 | 0 | 0 | 0 | 0 | 0 | 0 | 0 | 0 | 0 | 0 | 0 | 0 | 0 | 0 | 0 | 0 | 0 | 0 | 0 | 0 | 0 | 0 | 0 | 0 | 0 | 0 | 0 | 0 | 0
| E8 | 0 | 0 | 0 | 0 | 0 | 0 | 0 | 0 | 0 | 0 | 0 | 0 | 0 | 0 | 0 | 0 | 0 | 0 | 0 | 0 | 0 | 0 | 0 | 0 | 0 | 0 | 0 | 0 | 0 | 0 | 0
| E9 | 0 | 0 | 0 | 0 | 0 | 0 | 0 | 0 | 0 | 0 | 0 | 0 | 0 | 0 | 0 | 0 | 0 | 0 | 0 | 0 | 0 | 0 | 0 | 0 | 0 | 0 | 0 | 0 | 0 | 0 | 0
| E10 | 0 | 0 | 0 | 0 | 0 | 0 | 0 | 0 | 0 | 0 | 0 | 0 | 0 | 0 | 0 | 0 | 0 | 0 | 0 | 0 | 0 | 0 | 0 | 0 | 0 | 0 | 0 | 0 | 0 | 0 | 0
| Vintage | 0 | 0 | 0 | 0 | 0 | 0 | 0 | 0 | 0 | 0 | 0 | 0 | 0 | 0 | 0 | 0 | 0 | 0 | 0 | 0 | 0 | 0 | 0 | 0 | 0 | 0 | 0 | 0 | 0 | 0 | 0
Stock for Switching
| Year | Year 0 | Year 1 | Year 2 | Year 3 | Year 4 | Year 5 | Year 6 | Year 7 | Year 8 | Year 9 | Year 10 | Year 11 | Year 12 | Year 13 | Year 14 | Year 15 | Year 16 | Year 17 | Year 18 | Year 19 | Year 20 | Year 21 | Year 22 | Year 23 | Year 24 | Year 25 | Year 26 | Year 27 | Year 28 | Year 29 | Year 30
| E1 | 0 | 0 | 0 | 0 | 0 | 0 | 0 | 0 | 0 | 0 | 0 | 0 | 0 | 0 | 0 | 0 | 0 | 0 | 0 | 0 | 0 | 0 | 0 | 0 | 0 | 0 | 0 | 0 | 0 | 0 | 0 | 0_E1_SysStock
| E2 | 0 | 0 | 0 | 0 | 0 | 0 | 0 | 0 | 0 | 0 | 0 | 0 | 0 | 0 | 0 | 0 | 0 | 0 | 0 | 0 | 0 | 0 | 0 | 0 | 0 | 0 | 0 | 0 | 0 | 0 | 0 | 0_E2_SysStock
| E3 | 0 | 0 | 0 | 0 | 0 | 0 | 0 | 0 | 0 | 0 | 0 | 0 | 0 | 0 | 0 | 0 | 0 | 0 | 0 | 0 | 0 | 0 | 0 | 0 | 0 | 0 | 0 | 0 | 0 | 0 | 0 | 0_E3_SysStock
| E4 | 0 | 0 | 0 | 0 | 0 | 0 | 0 | 0 | 0 | 0 | 0 | 0 | 0 | 0 | 0 | 0 | 0 | 0 | 0 | 0 | 0 | 0 | 0 | 0 | 0 | 0 | 0 | 0 | 0 | 0 | 0 | 0_E4_SysStock
| E5 | 0 | 0 | 0 | 0 | 0 | 0 | 0 | 0 | 0 | 0 | 0 | 0 | 0 | 0 | 0 | 0 | 0 | 0 | 0 | 0 | 0 | 0 | 0 | 0 | 0 | 0 | 0 | 0 | 0 | 0 | 0 | 0_E5_SysStock
| E6 | 0 | 0 | 0 | 0 | 0 | 0 | 0 | 0 | 0 | 0 | 0 | 0 | 0 | 0 | 0 | 0 | 0 | 0 | 0 | 0 | 0 | 0 | 0 | 0 | 0 | 0 | 0 | 0 | 0 | 0 | 0 | 0_E6_SysStock
| E7 | 0 | 0 | 0 | 0 | 0 | 0 | 0 | 0 | 0 | 0 | 0 | 0 | 0 | 0 | 0 | 0 | 0 | 0 | 0 | 0 | 0 | 0 | 0 | 0 | 0 | 0 | 0 | 0 | 0 | 0 | 0 | 0_E7_SysStock
| E8 | 0 | 0 | 0 | 0 | 0 | 0 | 0 | 0 | 0 | 0 | 0 | 0 | 0 | 0 | 0 | 0 | 0 | 0 | 0 | 0 | 0 | 0 | 0 | 0 | 0 | 0 | 0 | 0 | 0 | 0 | 0 | 0_E8_SysStock
| E9 | 0 | 0 | 0 | 0 | 0 | 0 | 0 | 0 | 0 | 0 | 0 | 0 | 0 | 0 | 0 | 0 | 0 | 0 | 0 | 0 | 0 | 0 | 0 | 0 | 0 | 0 | 0 | 0 | 0 | 0 | 0 | 0_E9_SysStock
| E10 | 0 | 0 | 0 | 0 | 0 | 0 | 0 | 0 | 0 | 0 | 0 | 0 | 0 | 0 | 0 | 0 | 0 | 0 | 0 | 0 | 0 | 0 | 0 | 0 | 0 | 0 | 0 | 0 | 0 | 0 | 0 | 0_E10_SysStock
| Vintage | 0 | 0 | 0 | 0 | 0 | 0 | 0 | 0 | 0 | 0 | 0 | 0 | 0 | 0 | 0 | 0 | 0 | 0 | 0 | 0 | 0 | 0 | 0 | 0 | 0 | 0 | 0 | 0 | 0 | 0 | 0 | 0_Vintage_SysStock
Tech Forecast Purchases
| Year | Year 0 | Year 1 | Year 2 | Year 3 | Year 4 | Year 5 | Year 6 | Year 7 | Year 8 | Year 9 | Year 10 | Year 11 | Year 12 | Year 13 | Year 14 | Year 15 | Year 16 | Year 17 | Year 18 | Year 19 | Year 20 | Year 21 | Year 22 | Year 23 | Year 24 | Year 25 | Year 26 | Year 27 | Year 28 | Year 29 | Year 30
| E1 | 0 | 0 | 0 | 0 | 0 | 0 | 0 | 0 | 0 | 0 | 0 | 0 | 0 | 0 | 0 | 0 | 0 | 0 | 0 | 0 | 0 | 0 | 0 | 0 | 0 | 0 | 0 | 0 | 0 | 0 | 0
| E2 | 0 | 0 | 0 | 0 | 0 | 0 | 0 | 0 | 0 | 0 | 0 | 0 | 0 | 0 | 0 | 0 | 0 | 0 | 0 | 0 | 0 | 0 | 0 | 0 | 0 | 0 | 0 | 0 | 0 | 0 | 0
| E3 | 0 | 0 | 0 | 0 | 0 | 0 | 0 | 0 | 0 | 0 | 0 | 0 | 0 | 0 | 0 | 0 | 0 | 0 | 0 | 0 | 0 | 0 | 0 | 0 | 0 | 0 | 0 | 0 | 0 | 0 | 0
| E4 | 0 | 0 | 0 | 0 | 0 | 0 | 0 | 0 | 0 | 0 | 0 | 0 | 0 | 0 | 0 | 0 | 0 | 0 | 0 | 0 | 0 | 0 | 0 | 0 | 0 | 0 | 0 | 0 | 0 | 0 | 0
| E5 | 0 | 0 | 0 | 0 | 0 | 0 | 0 | 0 | 0 | 0 | 0 | 0 | 0 | 0 | 0 | 0 | 0 | 0 | 0 | 0 | 0 | 0 | 0 | 0 | 0 | 0 | 0 | 0 | 0 | 0 | 0
| E6 | 0 | 0 | 0 | 0 | 0 | 0 | 0 | 0 | 0 | 0 | 0 | 0 | 0 | 0 | 0 | 0 | 0 | 0 | 0 | 0 | 0 | 0 | 0 | 0 | 0 | 0 | 0 | 0 | 0 | 0 | 0
| E7 | 0 | 0 | 0 | 0 | 0 | 0 | 0 | 0 | 0 | 0 | 0 | 0 | 0 | 0 | 0 | 0 | 0 | 0 | 0 | 0 | 0 | 0 | 0 | 0 | 0 | 0 | 0 | 0 | 0 | 0 | 0
| E8 | 0 | 0 | 0 | 0 | 0 | 0 | 0 | 0 | 0 | 0 | 0 | 0 | 0 | 0 | 0 | 0 | 0 | 0 | 0 | 0 | 0 | 0 | 0 | 0 | 0 | 0 | 0 | 0 | 0 | 0 | 0
| E9 | 0 | 0 | 0 | 0 | 0 | 0 | 0 | 0 | 0 | 0 | 0 | 0 | 0 | 0 | 0 | 0 | 0 | 0 | 0 | 0 | 0 | 0 | 0 | 0 | 0 | 0 | 0 | 0 | 0 | 0 | 0
| E10 | 0 | 0 | 0 | 0 | 0 | 0 | 0 | 0 | 0 | 0 | 0 | 0 | 0 | 0 | 0 | 0 | 0 | 0 | 0 | 0 | 0 | 0 | 0 | 0 | 0 | 0 | 0 | 0 | 0 | 0 | 0
Potential to Switch
| Year | Year 0 | Year 1 | Year 2 | Year 3 | Year 4 | Year 5 | Year 6 | Year 7 | Year 8 | Year 9 | Year 10 | Year 11 | Year 12 | Year 13 | Year 14 | Year 15 | Year 16 | Year 17 | Year 18 | Year 19 | Year 20 | Year 21 | Year 22 | Year 23 | Year 24 | Year 25 | Year 26 | Year 27 | Year 28 | Year 29 | Year 30
| E1 | 0 | 0 | 0 | 0 | 0 | 0 | 0 | 0 | 0 | 0 | 0 | 0 | 0 | 0 | 0 | 0 | 0 | 0 | 0 | 0 | 0 | 0 | 0 | 0 | 0 | 0 | 0 | 0 | 0 | 0 | 0 | 0_E1_Switched Out
| E2 | 0 | 0 | 0 | 0 | 0 | 0 | 0 | 0 | 0 | 0 | 0 | 0 | 0 | 0 | 0 | 0 | 0 | 0 | 0 | 0 | 0 | 0 | 0 | 0 | 0 | 0 | 0 | 0 | 0 | 0 | 0 | 0_E2_Switched Out
| E3 | 0 | 0 | 0 | 0 | 0 | 0 | 0 | 0 | 0 | 0 | 0 | 0 | 0 | 0 | 0 | 0 | 0 | 0 | 0 | 0 | 0 | 0 | 0 | 0 | 0 | 0 | 0 | 0 | 0 | 0 | 0 | 0_E3_Switched Out
| E4 | 0 | 0 | 0 | 0 | 0 | 0 | 0 | 0 | 0 | 0 | 0 | 0 | 0 | 0 | 0 | 0 | 0 | 0 | 0 | 0 | 0 | 0 | 0 | 0 | 0 | 0 | 0 | 0 | 0 | 0 | 0 | 0_E4_Switched Out
| E5 | 0 | 0 | 0 | 0 | 0 | 0 | 0 | 0 | 0 | 0 | 0 | 0 | 0 | 0 | 0 | 0 | 0 | 0 | 0 | 0 | 0 | 0 | 0 | 0 | 0 | 0 | 0 | 0 | 0 | 0 | 0 | 0_E5_Switched Out
| E6 | 0 | 0 | 0 | 0 | 0 | 0 | 0 | 0 | 0 | 0 | 0 | 0 | 0 | 0 | 0 | 0 | 0 | 0 | 0 | 0 | 0 | 0 | 0 | 0 | 0 | 0 | 0 | 0 | 0 | 0 | 0 | 0_E6_Switched Out
| E7 | 0 | 0 | 0 | 0 | 0 | 0 | 0 | 0 | 0 | 0 | 0 | 0 | 0 | 0 | 0 | 0 | 0 | 0 | 0 | 0 | 0 | 0 | 0 | 0 | 0 | 0 | 0 | 0 | 0 | 0 | 0 | 0_E7_Switched Out
| E8 | 0 | 0 | 0 | 0 | 0 | 0 | 0 | 0 | 0 | 0 | 0 | 0 | 0 | 0 | 0 | 0 | 0 | 0 | 0 | 0 | 0 | 0 | 0 | 0 | 0 | 0 | 0 | 0 | 0 | 0 | 0 | 0_E8_Switched Out
| E9 | 0 | 0 | 0 | 0 | 0 | 0 | 0 | 0 | 0 | 0 | 0 | 0 | 0 | 0 | 0 | 0 | 0 | 0 | 0 | 0 | 0 | 0 | 0 | 0 | 0 | 0 | 0 | 0 | 0 | 0 | 0 | 0_E9_Switched Out
| E10 | 0 | 0 | 0 | 0 | 0 | 0 | 0 | 0 | 0 | 0 | 0 | 0 | 0 | 0 | 0 | 0 | 0 | 0 | 0 | 0 | 0 | 0 | 0 | 0 | 0 | 0 | 0 | 0 | 0 | 0 | 0 | 0_E10_Switched Out
Units Out
| E1 | 0 | 0 | 0 | 0 | 0 | 0 | 0 | 0 | 0 | 0 | 0 | 0 | 0 | 0 | 0 | 0 | 0 | 0 | 0 | 0 | 0 | 0 | 0 | 0 | 0 | 0 | 0 | 0 | 0 | 0 | 0
| E2 | 0 | 0 | 0 | 0 | 0 | 0 | 0 | 0 | 0 | 0 | 0 | 0 | 0 | 0 | 0 | 0 | 0 | 0 | 0 | 0 | 0 | 0 | 0 | 0 | 0 | 0 | 0 | 0 | 0 | 0 | 0
| E3 | 0 | 0 | 0 | 0 | 0 | 0 | 0 | 0 | 0 | 0 | 0 | 0 | 0 | 0 | 0 | 0 | 0 | 0 | 0 | 0 | 0 | 0 | 0 | 0 | 0 | 0 | 0 | 0 | 0 | 0 | 0
| E4 | 0 | 0 | 0 | 0 | 0 | 0 | 0 | 0 | 0 | 0 | 0 | 0 | 0 | 0 | 0 | 0 | 0 | 0 | 0 | 0 | 0 | 0 | 0 | 0 | 0 | 0 | 0 | 0 | 0 | 0 | 0
| E5 | 0 | 0 | 0 | 0 | 0 | 0 | 0 | 0 | 0 | 0 | 0 | 0 | 0 | 0 | 0 | 0 | 0 | 0 | 0 | 0 | 0 | 0 | 0 | 0 | 0 | 0 | 0 | 0 | 0 | 0 | 0
| E6 | 0 | 0 | 0 | 0 | 0 | 0 | 0 | 0 | 0 | 0 | 0 | 0 | 0 | 0 | 0 | 0 | 0 | 0 | 0 | 0 | 0 | 0 | 0 | 0 | 0 | 0 | 0 | 0 | 0 | 0 | 0
| E7 | 0 | 0 | 0 | 0 | 0 | 0 | 0 | 0 | 0 | 0 | 0 | 0 | 0 | 0 | 0 | 0 | 0 | 0 | 0 | 0 | 0 | 0 | 0 | 0 | 0 | 0 | 0 | 0 | 0 | 0 | 0
| E8 | 0 | 0 | 0 | 0 | 0 | 0 | 0 | 0 | 0 | 0 | 0 | 0 | 0 | 0 | 0 | 0 | 0 | 0 | 0 | 0 | 0 | 0 | 0 | 0 | 0 | 0 | 0 | 0 | 0 | 0 | 0
| E9 | 0 | 0 | 0 | 0 | 0 | 0 | 0 | 0 | 0 | 0 | 0 | 0 | 0 | 0 | 0 | 0 | 0 | 0 | 0 | 0 | 0 | 0 | 0 | 0 | 0 | 0 | 0 | 0 | 0 | 0 | 0
| E10 | 0 | 0 | 0 | 0 | 0 | 0 | 0 | 0 | 0 | 0 | 0 | 0 | 0 | 0 | 0 | 0 | 0 | 0 | 0 | 0 | 0 | 0 | 0 | 0 | 0 | 0 | 0 | 0 | 0 | 0 | 0
| Vintage | 0 | 0 | 0 | 0 | 0 | 0 | 0 | 0 | 0 | 0 | 0 | 0 | 0 | 0 | 0 | 0 | 0 | 0 | 0 | 0 | 0 | 0 | 0 | 0 | 0 | 0 | 0 | 0 | 0 | 0 | 0
Tech Purchase Shares
| Year | Year 0 | Year 1 | Year 2 | Year 3 | Year 4 | Year 5 | Year 6 | Year 7 | Year 8 | Year 9 | Year 10 | Year 11 | Year 12 | Year 13 | Year 14 | Year 15 | Year 16 | Year 17 | Year 18 | Year 19 | Year 20 | Year 21 | Year 22 | Year 23 | Year 24 | Year 25 | Year 26 | Year 27 | Year 28 | Year 29 | Year 30
E1 | bar: Year 0 to Year 30
E2 | bar: Year 0 to Year 30
E3 | bar: Year 0 to Year 30
E4 | bar: Year 0 to Year 30
E5 | bar: Year 0 to Year 30
E6 | bar: Year 0 to Year 30
E7 | bar: Year 0 to Year 30
E8 | bar: Year 0 to Year 30
E9 | bar: Year 0 to Year 30
E10 | bar: Year 0 to Year 30
Units In from Switching
| E1 | 0 | 0 | 0 | 0 | 0 | 0 | 0 | 0 | 0 | 0 | 0 | 0 | 0 | 0 | 0 | 0 | 0 | 0 | 0 | 0 | 0 | 0 | 0 | 0 | 0 | 0 | 0 | 0 | 0 | 0 | 0
| E2 | 0 | 0 | 0 | 0 | 0 | 0 | 0 | 0 | 0 | 0 | 0 | 0 | 0 | 0 | 0 | 0 | 0 | 0 | 0 | 0 | 0 | 0 | 0 | 0 | 0 | 0 | 0 | 0 | 0 | 0 | 0
| E3 | 0 | 0 | 0 | 0 | 0 | 0 | 0 | 0 | 0 | 0 | 0 | 0 | 0 | 0 | 0 | 0 | 0 | 0 | 0 | 0 | 0 | 0 | 0 | 0 | 0 | 0 | 0 | 0 | 0 | 0 | 0
| E4 | 0 | 0 | 0 | 0 | 0 | 0 | 0 | 0 | 0 | 0 | 0 | 0 | 0 | 0 | 0 | 0 | 0 | 0 | 0 | 0 | 0 | 0 | 0 | 0 | 0 | 0 | 0 | 0 | 0 | 0 | 0
| E5 | 0 | 0 | 0 | 0 | 0 | 0 | 0 | 0 | 0 | 0 | 0 | 0 | 0 | 0 | 0 | 0 | 0 | 0 | 0 | 0 | 0 | 0 | 0 | 0 | 0 | 0 | 0 | 0 | 0 | 0 | 0
| E6 | 0 | 0 | 0 | 0 | 0 | 0 | 0 | 0 | 0 | 0 | 0 | 0 | 0 | 0 | 0 | 0 | 0 | 0 | 0 | 0 | 0 | 0 | 0 | 0 | 0 | 0 | 0 | 0 | 0 | 0 | 0
| E7 | 0 | 0 | 0 | 0 | 0 | 0 | 0 | 0 | 0 | 0 | 0 | 0 | 0 | 0 | 0 | 0 | 0 | 0 | 0 | 0 | 0 | 0 | 0 | 0 | 0 | 0 | 0 | 0 | 0 | 0 | 0
| E8 | 0 | 0 | 0 | 0 | 0 | 0 | 0 | 0 | 0 | 0 | 0 | 0 | 0 | 0 | 0 | 0 | 0 | 0 | 0 | 0 | 0 | 0 | 0 | 0 | 0 | 0 | 0 | 0 | 0 | 0 | 0
| E9 | 0 | 0 | 0 | 0 | 0 | 0 | 0 | 0 | 0 | 0 | 0 | 0 | 0 | 0 | 0 | 0 | 0 | 0 | 0 | 0 | 0 | 0 | 0 | 0 | 0 | 0 | 0 | 0 | 0 | 0 | 0
| E10 | 0 | 0 | 0 | 0 | 0 | 0 | 0 | 0 | 0 | 0 | 0 | 0 | 0 | 0 | 0 | 0 | 0 | 0 | 0 | 0 | 0 | 0 | 0 | 0 | 0 | 0 | 0 | 0 | 0 | 0 | 0
| Vintage | 0 | 0 | 0 | 0 | 0 | 0 | 0 | 0 | 0 | 0 | 0 | 0 | 0 | 0 | 0 | 0 | 0 | 0 | 0 | 0 | 0 | 0 | 0 | 0 | 0 | 0 | 0 | 0 | 0 | 0 | 0
Net Change
| Year | Year 0 | Year 1 | Year 2 | Year 3 | Year 4 | Year 5 | Year 6 | Year 7 | Year 8 | Year 9 | Year 10 | Year 11 | Year 12 | Year 13 | Year 14 | Year 15 | Year 16 | Year 17 | Year 18 | Year 19 | Year 20 | Year 21 | Year 22 | Year 23 | Year 24 | Year 25 | Year 26 | Year 27 | Year 28 | Year 29 | Year 30 | Key
| Units | 0 | 0 | 0 | 0 | 0 | 0 | 0 | 0 | 0 | 0 | 0 | 0 | 0 | 0 | 0 | 0 | 0 | 0 | 0 | 0 | 0 | 0 | 0 | 0 | 0 | 0 | 0 | 0 | 0 | 0 | 0 | 0_Units |  |  |  |  | 301957.8232
| Usage | 0 | 0 | 0 | 0 | 0 | 0 | 0 | 0 | 0 | 0 | 0 | 0 | 0 | 0 | 0 | 0 | 0 | 0 | 0 | 0 | 0 | 0 | 0 | 0 | 0 | 0 | 0 | 0 | 0 | 0 | 0 | 0_Usage |  |  |  |  | 1698.6543
| Peak Demand (S) | 0 | 0 | 0 | 0 | 0 | 0 | 0 | 0 | 0 | 0 | 0 | 0 | 0 | 0 | 0 | 0 | 0 | 0 | 0 | 0 | 0 | 0 | 0 | 0 | 0 | 0 | 0 | 0 | 0 | 0 | 0 | 0_Peak Demand (S) |  |  |  |  | 0
| Peak Demand (W) | 0 | 0 | 0 | 0 | 0 | 0 | 0 | 0 | 0 | 0 | 0 | 0 | 0 | 0 | 0 | 0 | 0 | 0 | 0 | 0 | 0 | 0 | 0 | 0 | 0 | 0 | 0 | 0 | 0 | 0 | 0 | 0_Peak Demand (W) |  |  |  |  | 884.6119
| Turnover | 0 | 0 | 0 | 0 | 0 | 0 | 0 | 0 | 0 | 0 | 0 | 0 | 0 | 0 | 0 | 0 | 0 | 0 | 0 | 0 | 0 | 0 | 0 | 0 | 0 | 0 | 0 | 0 | 0 | 0 | 0 | 0_Turnover |  |  |  |  | 6885.4476
| Avg. Replacement Usage | 0 | 0 | 0 | 0 | 0 | 0 | 0 | 0 | 0 | 0 | 0 | 0 | 0 | 0 | 0 | 0 | 0 | 0 | 0 | 0 | 0 | 0 | 0 | 0 | 0 | 0 | 0 | 0 | 0 | 0 | 0 | 0_Avg. Replacement Usage |  |  |  |  | 5638.8522
| Avg. Replacement Demand (S) | 0 | 0 | 0 | 0 | 0 | 0 | 0 | 0 | 0 | 0 | 0 | 0 | 0 | 0 | 0 | 0 | 0 | 0 | 0 | 0 | 0 | 0 | 0 | 0 | 0 | 0 | 0 | 0 | 0 | 0 | 0 | 0_Avg. Replacement Demand (S) |  |  |  |  | 0
| Avg. Replacement Demand (W) | 0 | 0 | 0 | 0 | 0 | 0 | 0 | 0 | 0 | 0 | 0 | 0 | 0 | 0 | 0 | 0 | 0 | 0 | 0 | 0 | 0 | 0 | 0 | 0 | 0 | 0 | 0 | 0 | 0 | 0 | 0 | 0_Avg. Replacement Demand (W) |  |  |  |  | 2.9366
Purchases
| Year | Year 0 | Year 1 | Year 2 | Year 3 | Year 4 | Year 5 | Year 6 | Year 7 | Year 8 | Year 9 | Year 10 | Year 11 | Year 12 | Year 13 | Year 14 | Year 15 | Year 16 | Year 17 | Year 18 | Year 19 | Year 20 | Year 21 | Year 22 | Year 23 | Year 24 | Year 25 | Year 26 | Year 27 | Year 28 | Year 29 | Year 30
| E1 | 0 | 0 | 0 | 0 | 0 | 0 | 0 | 0 | 0 | 0 | 0 | 0 | 0 | 0 | 0 | 0 | 0 | 0 | 0 | 0 | 0 | 0 | 0 | 0 | 0 | 0 | 0 | 0 | 0 | 0 | 0 | 0_E1_Purchases |  |  |  |  | 6885.4476
| E2 | 0 | 0 | 0 | 0 | 0 | 0 | 0 | 0 | 0 | 0 | 0 | 0 | 0 | 0 | 0 | 0 | 0 | 0 | 0 | 0 | 0 | 0 | 0 | 0 | 0 | 0 | 0 | 0 | 0 | 0 | 0 | 0_E2_Purchases |  |  |  |  | 0
| E3 | 0 | 0 | 0 | 0 | 0 | 0 | 0 | 0 | 0 | 0 | 0 | 0 | 0 | 0 | 0 | 0 | 0 | 0 | 0 | 0 | 0 | 0 | 0 | 0 | 0 | 0 | 0 | 0 | 0 | 0 | 0 | 0_E3_Purchases |  |  |  |  | 0
| E4 | 0 | 0 | 0 | 0 | 0 | 0 | 0 | 0 | 0 | 0 | 0 | 0 | 0 | 0 | 0 | 0 | 0 | 0 | 0 | 0 | 0 | 0 | 0 | 0 | 0 | 0 | 0 | 0 | 0 | 0 | 0 | 0_E4_Purchases |  |  |  |  | 0
| E5 | 0 | 0 | 0 | 0 | 0 | 0 | 0 | 0 | 0 | 0 | 0 | 0 | 0 | 0 | 0 | 0 | 0 | 0 | 0 | 0 | 0 | 0 | 0 | 0 | 0 | 0 | 0 | 0 | 0 | 0 | 0 | 0_E5_Purchases |  |  |  |  | 0
| E6 | 0 | 0 | 0 | 0 | 0 | 0 | 0 | 0 | 0 | 0 | 0 | 0 | 0 | 0 | 0 | 0 | 0 | 0 | 0 | 0 | 0 | 0 | 0 | 0 | 0 | 0 | 0 | 0 | 0 | 0 | 0 | 0_E6_Purchases |  |  |  |  | 0
| E7 | 0 | 0 | 0 | 0 | 0 | 0 | 0 | 0 | 0 | 0 | 0 | 0 | 0 | 0 | 0 | 0 | 0 | 0 | 0 | 0 | 0 | 0 | 0 | 0 | 0 | 0 | 0 | 0 | 0 | 0 | 0 | 0_E7_Purchases |  |  |  |  | 0
| E8 | 0 | 0 | 0 | 0 | 0 | 0 | 0 | 0 | 0 | 0 | 0 | 0 | 0 | 0 | 0 | 0 | 0 | 0 | 0 | 0 | 0 | 0 | 0 | 0 | 0 | 0 | 0 | 0 | 0 | 0 | 0 | 0_E8_Purchases |  |  |  |  | 0
| E9 | 0 | 0 | 0 | 0 | 0 | 0 | 0 | 0 | 0 | 0 | 0 | 0 | 0 | 0 | 0 | 0 | 0 | 0 | 0 | 0 | 0 | 0 | 0 | 0 | 0 | 0 | 0 | 0 | 0 | 0 | 0 | 0_E9_Purchases |  |  |  |  | 0
| E10 | 0 | 0 | 0 | 0 | 0 | 0 | 0 | 0 | 0 | 0 | 0 | 0 | 0 | 0 | 0 | 0 | 0 | 0 | 0 | 0 | 0 | 0 | 0 | 0 | 0 | 0 | 0 | 0 | 0 | 0 | 0 | 0_E10_Purchases |  |  |  |  | 0
Stock
| Year | Year 0 | Year 1 | Year 2 | Year 3 | Year 4 | Year 5 | Year 6 | Year 7 | Year 8 | Year 9 | Year 10 | Year 11 | Year 12 | Year 13 | Year 14 | Year 15 | Year 16 | Year 17 | Year 18 | Year 19 | Year 20 | Year 21 | Year 22 | Year 23 | Year 24 | Year 25 | Year 26 | Year 27 | Year 28 | Year 29 | Year 30
| E1 | 0 | 0 | 0 | 0 | 0 | 0 | 0 | 0 | 0 | 0 | 0 | 0 | 0 | 0 | 0 | 0 | 0 | 0 | 0 | 0 | 0 | 0 | 0 | 0 | 0 | 0 | 0 | 0 | 0 | 0 | 0 | 0_E1_Stock |  |  |  |  | 13576.6093
| E2 | 0 | 0 | 0 | 0 | 0 | 0 | 0 | 0 | 0 | 0 | 0 | 0 | 0 | 0 | 0 | 0 | 0 | 0 | 0 | 0 | 0 | 0 | 0 | 0 | 0 | 0 | 0 | 0 | 0 | 0 | 0 | 0_E2_Stock |  |  |  |  | 0
| E3 | 0 | 0 | 0 | 0 | 0 | 0 | 0 | 0 | 0 | 0 | 0 | 0 | 0 | 0 | 0 | 0 | 0 | 0 | 0 | 0 | 0 | 0 | 0 | 0 | 0 | 0 | 0 | 0 | 0 | 0 | 0 | 0_E3_Stock |  |  |  |  | 0
| E4 | 0 | 0 | 0 | 0 | 0 | 0 | 0 | 0 | 0 | 0 | 0 | 0 | 0 | 0 | 0 | 0 | 0 | 0 | 0 | 0 | 0 | 0 | 0 | 0 | 0 | 0 | 0 | 0 | 0 | 0 | 0 | 0_E4_Stock |  |  |  |  | 0
| E5 | 0 | 0 | 0 | 0 | 0 | 0 | 0 | 0 | 0 | 0 | 0 | 0 | 0 | 0 | 0 | 0 | 0 | 0 | 0 | 0 | 0 | 0 | 0 | 0 | 0 | 0 | 0 | 0 | 0 | 0 | 0 | 0_E5_Stock |  |  |  |  | 0
| E6 | 0 | 0 | 0 | 0 | 0 | 0 | 0 | 0 | 0 | 0 | 0 | 0 | 0 | 0 | 0 | 0 | 0 | 0 | 0 | 0 | 0 | 0 | 0 | 0 | 0 | 0 | 0 | 0 | 0 | 0 | 0 | 0_E6_Stock |  |  |  |  | 0
| E7 | 0 | 0 | 0 | 0 | 0 | 0 | 0 | 0 | 0 | 0 | 0 | 0 | 0 | 0 | 0 | 0 | 0 | 0 | 0 | 0 | 0 | 0 | 0 | 0 | 0 | 0 | 0 | 0 | 0 | 0 | 0 | 0_E7_Stock |  |  |  |  | 0
| E8 | 0 | 0 | 0 | 0 | 0 | 0 | 0 | 0 | 0 | 0 | 0 | 0 | 0 | 0 | 0 | 0 | 0 | 0 | 0 | 0 | 0 | 0 | 0 | 0 | 0 | 0 | 0 | 0 | 0 | 0 | 0 | 0_E8_Stock |  |  |  |  | 0
| E9 | 0 | 0 | 0 | 0 | 0 | 0 | 0 | 0 | 0 | 0 | 0 | 0 | 0 | 0 | 0 | 0 | 0 | 0 | 0 | 0 | 0 | 0 | 0 | 0 | 0 | 0 | 0 | 0 | 0 | 0 | 0 | 0_E9_Stock |  |  |  |  | 0
| E10 | 0 | 0 | 0 | 0 | 0 | 0 | 0 | 0 | 0 | 0 | 0 | 0 | 0 | 0 | 0 | 0 | 0 | 0 | 0 | 0 | 0 | 0 | 0 | 0 | 0 | 0 | 0 | 0 | 0 | 0 | 0 | 0_E10_Stock |  |  |  |  | 0
| Vintage | 0 | 0 | 0 | 0 | 0 | 0 | 0 | 0 | 0 | 0 | 0 | 0 | 0 | 0 | 0 | 0 | 0 | 0 | 0 | 0 | 0 | 0 | 0 | 0 | 0 | 0 | 0 | 0 | 0 | 0 | 0 | 0_Vintage_Stock |  |  |  |  | 288381.2139
S4C3 |  | Year 0: System 4 Technology 3
Technology Variables
| Tech Key | Year 0: 0
| Peak Factor (S) | Year 0: 0
| Peak Factor (W) | Year 0: 0
| Min Vintage Lifetime | Year 0: 0
| Max Vintage Lifetime | Year 0: 0
| Turnover Style | Year 0: 0
Technology Variables
| Equipment | Year 0: Label; Year 1: Min Lifetime; Year 2: Max Lifetime; Year 3: Degradation; Year 4: Usage; Year 5: Available
| E1 | Year 1: 0; Year 2: 0; Year 3: 0%; Year 4: 0; Year 5: FALSE
| E2 | Year 1: 0; Year 2: 0; Year 3: 0%; Year 4: 0; Year 5: FALSE
| E3 | Year 1: 0; Year 2: 0; Year 3: 0%; Year 4: 0; Year 5: FALSE
| E4 | Year 1: 0; Year 2: 0; Year 3: 0%; Year 4: 0; Year 5: FALSE
| E5 | Year 1: 0; Year 2: 0; Year 3: 0%; Year 4: 0; Year 5: FALSE
| E6 | Year 1: 0; Year 2: 0; Year 3: 0%; Year 4: 0; Year 5: FALSE
| E7 | Year 1: 0; Year 2: 0; Year 3: 0%; Year 4: 0; Year 5: FALSE
| E8 | Year 1: 0; Year 2: 0; Year 3: 0%; Year 4: 0; Year 5: FALSE
| E9 | Year 1: 0; Year 2: 0; Year 3: 0%; Year 4: 0; Year 5: FALSE
| E10 | Year 1: 0; Year 2: 0; Year 3: 0%; Year 4: 0; Year 5: FALSE
Original Forecast Results
| Year | Year 0 | Year 1 | Year 2 | Year 3 | Year 4 | Year 5 | Year 6 | Year 7 | Year 8 | Year 9 | Year 10 | Year 11 | Year 12 | Year 13 | Year 14 | Year 15 | Year 16 | Year 17 | Year 18 | Year 19 | Year 20 | Year 21 | Year 22 | Year 23 | Year 24 | Year 25 | Year 26 | Year 27 | Year 28 | Year 29 | Year 30 | Key
| Units | 0 | 0 | 0 | 0 | 0 | 0 | 0 | 0 | 0 | 0 | 0 | 0 | 0 | 0 | 0 | 0 | 0 | 0 | 0 | 0 | 0 | 0 | 0 | 0 | 0 | 0 | 0 | 0 | 0 | 0 | 0 | #REF! |  |  |  |  | 301957.8232
| Usage | 0 | 0 | 0 | 0 | 0 | 0 | 0 | 0 | 0 | 0 | 0 | 0 | 0 | 0 | 0 | 0 | 0 | 0 | 0 | 0 | 0 | 0 | 0 | 0 | 0 | 0 | 0 | 0 | 0 | 0 | 0 | #REF! |  |  |  |  | 1698.6543
| Peak Demand (S) | 0 | 0 | 0 | 0 | 0 | 0 | 0 | 0 | 0 | 0 | 0 | 0 | 0 | 0 | 0 | 0 | 0 | 0 | 0 | 0 | 0 | 0 | 0 | 0 | 0 | 0 | 0 | 0 | 0 | 0 | 0 | #REF! |  |  |  |  | 0
| Peak Demand (W) | 0 | 0 | 0 | 0 | 0 | 0 | 0 | 0 | 0 | 0 | 0 | 0 | 0 | 0 | 0 | 0 | 0 | 0 | 0 | 0 | 0 | 0 | 0 | 0 | 0 | 0 | 0 | 0 | 0 | 0 | 0 | #REF! |  |  |  |  | 884.6119
| Turnover | 0 | 0 | 0 | 0 | 0 | 0 | 0 | 0 | 0 | 0 | 0 | 0 | 0 | 0 | 0 | 0 | 0 | 0 | 0 | 0 | 0 | 0 | 0 | 0 | 0 | 0 | 0 | 0 | 0 | 0 | 0 | #REF! |  |  |  |  | 6885.4476
| Avg. Replacement Usage | 0 | 0 | 0 | 0 | 0 | 0 | 0 | 0 | 0 | 0 | 0 | 0 | 0 | 0 | 0 | 0 | 0 | 0 | 0 | 0 | 0 | 0 | 0 | 0 | 0 | 0 | 0 | 0 | 0 | 0 | 0 | #REF! |  |  |  |  | 5638.8522
| Avg. Replacement Demand (S) | 0 | 0 | 0 | 0 | 0 | 0 | 0 | 0 | 0 | 0 | 0 | 0 | 0 | 0 | 0 | 0 | 0 | 0 | 0 | 0 | 0 | 0 | 0 | 0 | 0 | 0 | 0 | 0 | 0 | 0 | 0 | #REF! |  |  |  |  | 0
| Avg. Replacement Demand (W) | 0 | 0 | 0 | 0 | 0 | 0 | 0 | 0 | 0 | 0 | 0 | 0 | 0 | 0 | 0 | 0 | 0 | 0 | 0 | 0 | 0 | 0 | 0 | 0 | 0 | 0 | 0 | 0 | 0 | 0 | 0 | #REF! |  |  |  |  | 2.9366
Tech Forecast Stock
| Year | Year 0 | Year 1 | Year 2 | Year 3 | Year 4 | Year 5 | Year 6 | Year 7 | Year 8 | Year 9 | Year 10 | Year 11 | Year 12 | Year 13 | Year 14 | Year 15 | Year 16 | Year 17 | Year 18 | Year 19 | Year 20 | Year 21 | Year 22 | Year 23 | Year 24 | Year 25 | Year 26 | Year 27 | Year 28 | Year 29 | Year 30
| E1 | 0 | 0 | 0 | 0 | 0 | 0 | 0 | 0 | 0 | 0 | 0 | 0 | 0 | 0 | 0 | 0 | 0 | 0 | 0 | 0 | 0 | 0 | 0 | 0 | 0 | 0 | 0 | 0 | 0 | 0 | 0
| E2 | 0 | 0 | 0 | 0 | 0 | 0 | 0 | 0 | 0 | 0 | 0 | 0 | 0 | 0 | 0 | 0 | 0 | 0 | 0 | 0 | 0 | 0 | 0 | 0 | 0 | 0 | 0 | 0 | 0 | 0 | 0
| E3 | 0 | 0 | 0 | 0 | 0 | 0 | 0 | 0 | 0 | 0 | 0 | 0 | 0 | 0 | 0 | 0 | 0 | 0 | 0 | 0 | 0 | 0 | 0 | 0 | 0 | 0 | 0 | 0 | 0 | 0 | 0
| E4 | 0 | 0 | 0 | 0 | 0 | 0 | 0 | 0 | 0 | 0 | 0 | 0 | 0 | 0 | 0 | 0 | 0 | 0 | 0 | 0 | 0 | 0 | 0 | 0 | 0 | 0 | 0 | 0 | 0 | 0 | 0
| E5 | 0 | 0 | 0 | 0 | 0 | 0 | 0 | 0 | 0 | 0 | 0 | 0 | 0 | 0 | 0 | 0 | 0 | 0 | 0 | 0 | 0 | 0 | 0 | 0 | 0 | 0 | 0 | 0 | 0 | 0 | 0
| E6 | 0 | 0 | 0 | 0 | 0 | 0 | 0 | 0 | 0 | 0 | 0 | 0 | 0 | 0 | 0 | 0 | 0 | 0 | 0 | 0 | 0 | 0 | 0 | 0 | 0 | 0 | 0 | 0 | 0 | 0 | 0
| E7 | 0 | 0 | 0 | 0 | 0 | 0 | 0 | 0 | 0 | 0 | 0 | 0 | 0 | 0 | 0 | 0 | 0 | 0 | 0 | 0 | 0 | 0 | 0 | 0 | 0 | 0 | 0 | 0 | 0 | 0 | 0
| E8 | 0 | 0 | 0 | 0 | 0 | 0 | 0 | 0 | 0 | 0 | 0 | 0 | 0 | 0 | 0 | 0 | 0 | 0 | 0 | 0 | 0 | 0 | 0 | 0 | 0 | 0 | 0 | 0 | 0 | 0 | 0
| E9 | 0 | 0 | 0 | 0 | 0 | 0 | 0 | 0 | 0 | 0 | 0 | 0 | 0 | 0 | 0 | 0 | 0 | 0 | 0 | 0 | 0 | 0 | 0 | 0 | 0 | 0 | 0 | 0 | 0 | 0 | 0
| E10 | 0 | 0 | 0 | 0 | 0 | 0 | 0 | 0 | 0 | 0 | 0 | 0 | 0 | 0 | 0 | 0 | 0 | 0 | 0 | 0 | 0 | 0 | 0 | 0 | 0 | 0 | 0 | 0 | 0 | 0 | 0
| Vintage | 0 | 0 | 0 | 0 | 0 | 0 | 0 | 0 | 0 | 0 | 0 | 0 | 0 | 0 | 0 | 0 | 0 | 0 | 0 | 0 | 0 | 0 | 0 | 0 | 0 | 0 | 0 | 0 | 0 | 0 | 0
Stock for Switching
| Year | Year 0 | Year 1 | Year 2 | Year 3 | Year 4 | Year 5 | Year 6 | Year 7 | Year 8 | Year 9 | Year 10 | Year 11 | Year 12 | Year 13 | Year 14 | Year 15 | Year 16 | Year 17 | Year 18 | Year 19 | Year 20 | Year 21 | Year 22 | Year 23 | Year 24 | Year 25 | Year 26 | Year 27 | Year 28 | Year 29 | Year 30
| E1 | 0 | 0 | 0 | 0 | 0 | 0 | 0 | 0 | 0 | 0 | 0 | 0 | 0 | 0 | 0 | 0 | 0 | 0 | 0 | 0 | 0 | 0 | 0 | 0 | 0 | 0 | 0 | 0 | 0 | 0 | 0 | 0_E1_SysStock
| E2 | 0 | 0 | 0 | 0 | 0 | 0 | 0 | 0 | 0 | 0 | 0 | 0 | 0 | 0 | 0 | 0 | 0 | 0 | 0 | 0 | 0 | 0 | 0 | 0 | 0 | 0 | 0 | 0 | 0 | 0 | 0 | 0_E2_SysStock
| E3 | 0 | 0 | 0 | 0 | 0 | 0 | 0 | 0 | 0 | 0 | 0 | 0 | 0 | 0 | 0 | 0 | 0 | 0 | 0 | 0 | 0 | 0 | 0 | 0 | 0 | 0 | 0 | 0 | 0 | 0 | 0 | 0_E3_SysStock
| E4 | 0 | 0 | 0 | 0 | 0 | 0 | 0 | 0 | 0 | 0 | 0 | 0 | 0 | 0 | 0 | 0 | 0 | 0 | 0 | 0 | 0 | 0 | 0 | 0 | 0 | 0 | 0 | 0 | 0 | 0 | 0 | 0_E4_SysStock
| E5 | 0 | 0 | 0 | 0 | 0 | 0 | 0 | 0 | 0 | 0 | 0 | 0 | 0 | 0 | 0 | 0 | 0 | 0 | 0 | 0 | 0 | 0 | 0 | 0 | 0 | 0 | 0 | 0 | 0 | 0 | 0 | 0_E5_SysStock
| E6 | 0 | 0 | 0 | 0 | 0 | 0 | 0 | 0 | 0 | 0 | 0 | 0 | 0 | 0 | 0 | 0 | 0 | 0 | 0 | 0 | 0 | 0 | 0 | 0 | 0 | 0 | 0 | 0 | 0 | 0 | 0 | 0_E6_SysStock
| E7 | 0 | 0 | 0 | 0 | 0 | 0 | 0 | 0 | 0 | 0 | 0 | 0 | 0 | 0 | 0 | 0 | 0 | 0 | 0 | 0 | 0 | 0 | 0 | 0 | 0 | 0 | 0 | 0 | 0 | 0 | 0 | 0_E7_SysStock
| E8 | 0 | 0 | 0 | 0 | 0 | 0 | 0 | 0 | 0 | 0 | 0 | 0 | 0 | 0 | 0 | 0 | 0 | 0 | 0 | 0 | 0 | 0 | 0 | 0 | 0 | 0 | 0 | 0 | 0 | 0 | 0 | 0_E8_SysStock
| E9 | 0 | 0 | 0 | 0 | 0 | 0 | 0 | 0 | 0 | 0 | 0 | 0 | 0 | 0 | 0 | 0 | 0 | 0 | 0 | 0 | 0 | 0 | 0 | 0 | 0 | 0 | 0 | 0 | 0 | 0 | 0 | 0_E9_SysStock
| E10 | 0 | 0 | 0 | 0 | 0 | 0 | 0 | 0 | 0 | 0 | 0 | 0 | 0 | 0 | 0 | 0 | 0 | 0 | 0 | 0 | 0 | 0 | 0 | 0 | 0 | 0 | 0 | 0 | 0 | 0 | 0 | 0_E10_SysStock
| Vintage | 0 | 0 | 0 | 0 | 0 | 0 | 0 | 0 | 0 | 0 | 0 | 0 | 0 | 0 | 0 | 0 | 0 | 0 | 0 | 0 | 0 | 0 | 0 | 0 | 0 | 0 | 0 | 0 | 0 | 0 | 0 | 0_Vintage_SysStock
Tech Forecast Purchases
| Year | Year 0 | Year 1 | Year 2 | Year 3 | Year 4 | Year 5 | Year 6 | Year 7 | Year 8 | Year 9 | Year 10 | Year 11 | Year 12 | Year 13 | Year 14 | Year 15 | Year 16 | Year 17 | Year 18 | Year 19 | Year 20 | Year 21 | Year 22 | Year 23 | Year 24 | Year 25 | Year 26 | Year 27 | Year 28 | Year 29 | Year 30
| E1 | 0 | 0 | 0 | 0 | 0 | 0 | 0 | 0 | 0 | 0 | 0 | 0 | 0 | 0 | 0 | 0 | 0 | 0 | 0 | 0 | 0 | 0 | 0 | 0 | 0 | 0 | 0 | 0 | 0 | 0 | 0
| E2 | 0 | 0 | 0 | 0 | 0 | 0 | 0 | 0 | 0 | 0 | 0 | 0 | 0 | 0 | 0 | 0 | 0 | 0 | 0 | 0 | 0 | 0 | 0 | 0 | 0 | 0 | 0 | 0 | 0 | 0 | 0
| E3 | 0 | 0 | 0 | 0 | 0 | 0 | 0 | 0 | 0 | 0 | 0 | 0 | 0 | 0 | 0 | 0 | 0 | 0 | 0 | 0 | 0 | 0 | 0 | 0 | 0 | 0 | 0 | 0 | 0 | 0 | 0
| E4 | 0 | 0 | 0 | 0 | 0 | 0 | 0 | 0 | 0 | 0 | 0 | 0 | 0 | 0 | 0 | 0 | 0 | 0 | 0 | 0 | 0 | 0 | 0 | 0 | 0 | 0 | 0 | 0 | 0 | 0 | 0
| E5 | 0 | 0 | 0 | 0 | 0 | 0 | 0 | 0 | 0 | 0 | 0 | 0 | 0 | 0 | 0 | 0 | 0 | 0 | 0 | 0 | 0 | 0 | 0 | 0 | 0 | 0 | 0 | 0 | 0 | 0 | 0
| E6 | 0 | 0 | 0 | 0 | 0 | 0 | 0 | 0 | 0 | 0 | 0 | 0 | 0 | 0 | 0 | 0 | 0 | 0 | 0 | 0 | 0 | 0 | 0 | 0 | 0 | 0 | 0 | 0 | 0 | 0 | 0
| E7 | 0 | 0 | 0 | 0 | 0 | 0 | 0 | 0 | 0 | 0 | 0 | 0 | 0 | 0 | 0 | 0 | 0 | 0 | 0 | 0 | 0 | 0 | 0 | 0 | 0 | 0 | 0 | 0 | 0 | 0 | 0
| E8 | 0 | 0 | 0 | 0 | 0 | 0 | 0 | 0 | 0 | 0 | 0 | 0 | 0 | 0 | 0 | 0 | 0 | 0 | 0 | 0 | 0 | 0 | 0 | 0 | 0 | 0 | 0 | 0 | 0 | 0 | 0
| E9 | 0 | 0 | 0 | 0 | 0 | 0 | 0 | 0 | 0 | 0 | 0 | 0 | 0 | 0 | 0 | 0 | 0 | 0 | 0 | 0 | 0 | 0 | 0 | 0 | 0 | 0 | 0 | 0 | 0 | 0 | 0
| E10 | 0 | 0 | 0 | 0 | 0 | 0 | 0 | 0 | 0 | 0 | 0 | 0 | 0 | 0 | 0 | 0 | 0 | 0 | 0 | 0 | 0 | 0 | 0 | 0 | 0 | 0 | 0 | 0 | 0 | 0 | 0
Potential to Switch
| Year | Year 0 | Year 1 | Year 2 | Year 3 | Year 4 | Year 5 | Year 6 | Year 7 | Year 8 | Year 9 | Year 10 | Year 11 | Year 12 | Year 13 | Year 14 | Year 15 | Year 16 | Year 17 | Year 18 | Year 19 | Year 20 | Year 21 | Year 22 | Year 23 | Year 24 | Year 25 | Year 26 | Year 27 | Year 28 | Year 29 | Year 30
| E1 | 0 | 0 | 0 | 0 | 0 | 0 | 0 | 0 | 0 | 0 | 0 | 0 | 0 | 0 | 0 | 0 | 0 | 0 | 0 | 0 | 0 | 0 | 0 | 0 | 0 | 0 | 0 | 0 | 0 | 0 | 0 | 0_E1_Switched Out
| E2 | 0 | 0 | 0 | 0 | 0 | 0 | 0 | 0 | 0 | 0 | 0 | 0 | 0 | 0 | 0 | 0 | 0 | 0 | 0 | 0 | 0 | 0 | 0 | 0 | 0 | 0 | 0 | 0 | 0 | 0 | 0 | 0_E2_Switched Out
| E3 | 0 | 0 | 0 | 0 | 0 | 0 | 0 | 0 | 0 | 0 | 0 | 0 | 0 | 0 | 0 | 0 | 0 | 0 | 0 | 0 | 0 | 0 | 0 | 0 | 0 | 0 | 0 | 0 | 0 | 0 | 0 | 0_E3_Switched Out
| E4 | 0 | 0 | 0 | 0 | 0 | 0 | 0 | 0 | 0 | 0 | 0 | 0 | 0 | 0 | 0 | 0 | 0 | 0 | 0 | 0 | 0 | 0 | 0 | 0 | 0 | 0 | 0 | 0 | 0 | 0 | 0 | 0_E4_Switched Out
| E5 | 0 | 0 | 0 | 0 | 0 | 0 | 0 | 0 | 0 | 0 | 0 | 0 | 0 | 0 | 0 | 0 | 0 | 0 | 0 | 0 | 0 | 0 | 0 | 0 | 0 | 0 | 0 | 0 | 0 | 0 | 0 | 0_E5_Switched Out
| E6 | 0 | 0 | 0 | 0 | 0 | 0 | 0 | 0 | 0 | 0 | 0 | 0 | 0 | 0 | 0 | 0 | 0 | 0 | 0 | 0 | 0 | 0 | 0 | 0 | 0 | 0 | 0 | 0 | 0 | 0 | 0 | 0_E6_Switched Out
| E7 | 0 | 0 | 0 | 0 | 0 | 0 | 0 | 0 | 0 | 0 | 0 | 0 | 0 | 0 | 0 | 0 | 0 | 0 | 0 | 0 | 0 | 0 | 0 | 0 | 0 | 0 | 0 | 0 | 0 | 0 | 0 | 0_E7_Switched Out
| E8 | 0 | 0 | 0 | 0 | 0 | 0 | 0 | 0 | 0 | 0 | 0 | 0 | 0 | 0 | 0 | 0 | 0 | 0 | 0 | 0 | 0 | 0 | 0 | 0 | 0 | 0 | 0 | 0 | 0 | 0 | 0 | 0_E8_Switched Out
| E9 | 0 | 0 | 0 | 0 | 0 | 0 | 0 | 0 | 0 | 0 | 0 | 0 | 0 | 0 | 0 | 0 | 0 | 0 | 0 | 0 | 0 | 0 | 0 | 0 | 0 | 0 | 0 | 0 | 0 | 0 | 0 | 0_E9_Switched Out
| E10 | 0 | 0 | 0 | 0 | 0 | 0 | 0 | 0 | 0 | 0 | 0 | 0 | 0 | 0 | 0 | 0 | 0 | 0 | 0 | 0 | 0 | 0 | 0 | 0 | 0 | 0 | 0 | 0 | 0 | 0 | 0 | 0_E10_Switched Out
Units Out
| E1 | 0 | 0 | 0 | 0 | 0 | 0 | 0 | 0 | 0 | 0 | 0 | 0 | 0 | 0 | 0 | 0 | 0 | 0 | 0 | 0 | 0 | 0 | 0 | 0 | 0 | 0 | 0 | 0 | 0 | 0 | 0
| E2 | 0 | 0 | 0 | 0 | 0 | 0 | 0 | 0 | 0 | 0 | 0 | 0 | 0 | 0 | 0 | 0 | 0 | 0 | 0 | 0 | 0 | 0 | 0 | 0 | 0 | 0 | 0 | 0 | 0 | 0 | 0
| E3 | 0 | 0 | 0 | 0 | 0 | 0 | 0 | 0 | 0 | 0 | 0 | 0 | 0 | 0 | 0 | 0 | 0 | 0 | 0 | 0 | 0 | 0 | 0 | 0 | 0 | 0 | 0 | 0 | 0 | 0 | 0
| E4 | 0 | 0 | 0 | 0 | 0 | 0 | 0 | 0 | 0 | 0 | 0 | 0 | 0 | 0 | 0 | 0 | 0 | 0 | 0 | 0 | 0 | 0 | 0 | 0 | 0 | 0 | 0 | 0 | 0 | 0 | 0
| E5 | 0 | 0 | 0 | 0 | 0 | 0 | 0 | 0 | 0 | 0 | 0 | 0 | 0 | 0 | 0 | 0 | 0 | 0 | 0 | 0 | 0 | 0 | 0 | 0 | 0 | 0 | 0 | 0 | 0 | 0 | 0
| E6 | 0 | 0 | 0 | 0 | 0 | 0 | 0 | 0 | 0 | 0 | 0 | 0 | 0 | 0 | 0 | 0 | 0 | 0 | 0 | 0 | 0 | 0 | 0 | 0 | 0 | 0 | 0 | 0 | 0 | 0 | 0
| E7 | 0 | 0 | 0 | 0 | 0 | 0 | 0 | 0 | 0 | 0 | 0 | 0 | 0 | 0 | 0 | 0 | 0 | 0 | 0 | 0 | 0 | 0 | 0 | 0 | 0 | 0 | 0 | 0 | 0 | 0 | 0
| E8 | 0 | 0 | 0 | 0 | 0 | 0 | 0 | 0 | 0 | 0 | 0 | 0 | 0 | 0 | 0 | 0 | 0 | 0 | 0 | 0 | 0 | 0 | 0 | 0 | 0 | 0 | 0 | 0 | 0 | 0 | 0
| E9 | 0 | 0 | 0 | 0 | 0 | 0 | 0 | 0 | 0 | 0 | 0 | 0 | 0 | 0 | 0 | 0 | 0 | 0 | 0 | 0 | 0 | 0 | 0 | 0 | 0 | 0 | 0 | 0 | 0 | 0 | 0
| E10 | 0 | 0 | 0 | 0 | 0 | 0 | 0 | 0 | 0 | 0 | 0 | 0 | 0 | 0 | 0 | 0 | 0 | 0 | 0 | 0 | 0 | 0 | 0 | 0 | 0 | 0 | 0 | 0 | 0 | 0 | 0
| Vintage | 0 | 0 | 0 | 0 | 0 | 0 | 0 | 0 | 0 | 0 | 0 | 0 | 0 | 0 | 0 | 0 | 0 | 0 | 0 | 0 | 0 | 0 | 0 | 0 | 0 | 0 | 0 | 0 | 0 | 0 | 0
Tech Purchase Shares
| Year | Year 0 | Year 1 | Year 2 | Year 3 | Year 4 | Year 5 | Year 6 | Year 7 | Year 8 | Year 9 | Year 10 | Year 11 | Year 12 | Year 13 | Year 14 | Year 15 | Year 16 | Year 17 | Year 18 | Year 19 | Year 20 | Year 21 | Year 22 | Year 23 | Year 24 | Year 25 | Year 26 | Year 27 | Year 28 | Year 29 | Year 30
E1 | bar: Year 0 to Year 30
E2 | bar: Year 0 to Year 30
E3 | bar: Year 0 to Year 30
E4 | bar: Year 0 to Year 30
E5 | bar: Year 0 to Year 30
E6 | bar: Year 0 to Year 30
E7 | bar: Year 0 to Year 30
E8 | bar: Year 0 to Year 30
E9 | bar: Year 0 to Year 30
E10 | bar: Year 0 to Year 30
Units In from Switching
| E1 | 0 | 0 | 0 | 0 | 0 | 0 | 0 | 0 | 0 | 0 | 0 | 0 | 0 | 0 | 0 | 0 | 0 | 0 | 0 | 0 | 0 | 0 | 0 | 0 | 0 | 0 | 0 | 0 | 0 | 0 | 0
| E2 | 0 | 0 | 0 | 0 | 0 | 0 | 0 | 0 | 0 | 0 | 0 | 0 | 0 | 0 | 0 | 0 | 0 | 0 | 0 | 0 | 0 | 0 | 0 | 0 | 0 | 0 | 0 | 0 | 0 | 0 | 0
| E3 | 0 | 0 | 0 | 0 | 0 | 0 | 0 | 0 | 0 | 0 | 0 | 0 | 0 | 0 | 0 | 0 | 0 | 0 | 0 | 0 | 0 | 0 | 0 | 0 | 0 | 0 | 0 | 0 | 0 | 0 | 0
| E4 | 0 | 0 | 0 | 0 | 0 | 0 | 0 | 0 | 0 | 0 | 0 | 0 | 0 | 0 | 0 | 0 | 0 | 0 | 0 | 0 | 0 | 0 | 0 | 0 | 0 | 0 | 0 | 0 | 0 | 0 | 0
| E5 | 0 | 0 | 0 | 0 | 0 | 0 | 0 | 0 | 0 | 0 | 0 | 0 | 0 | 0 | 0 | 0 | 0 | 0 | 0 | 0 | 0 | 0 | 0 | 0 | 0 | 0 | 0 | 0 | 0 | 0 | 0
| E6 | 0 | 0 | 0 | 0 | 0 | 0 | 0 | 0 | 0 | 0 | 0 | 0 | 0 | 0 | 0 | 0 | 0 | 0 | 0 | 0 | 0 | 0 | 0 | 0 | 0 | 0 | 0 | 0 | 0 | 0 | 0
| E7 | 0 | 0 | 0 | 0 | 0 | 0 | 0 | 0 | 0 | 0 | 0 | 0 | 0 | 0 | 0 | 0 | 0 | 0 | 0 | 0 | 0 | 0 | 0 | 0 | 0 | 0 | 0 | 0 | 0 | 0 | 0
| E8 | 0 | 0 | 0 | 0 | 0 | 0 | 0 | 0 | 0 | 0 | 0 | 0 | 0 | 0 | 0 | 0 | 0 | 0 | 0 | 0 | 0 | 0 | 0 | 0 | 0 | 0 | 0 | 0 | 0 | 0 | 0
| E9 | 0 | 0 | 0 | 0 | 0 | 0 | 0 | 0 | 0 | 0 | 0 | 0 | 0 | 0 | 0 | 0 | 0 | 0 | 0 | 0 | 0 | 0 | 0 | 0 | 0 | 0 | 0 | 0 | 0 | 0 | 0
| E10 | 0 | 0 | 0 | 0 | 0 | 0 | 0 | 0 | 0 | 0 | 0 | 0 | 0 | 0 | 0 | 0 | 0 | 0 | 0 | 0 | 0 | 0 | 0 | 0 | 0 | 0 | 0 | 0 | 0 | 0 | 0
| Vintage | 0 | 0 | 0 | 0 | 0 | 0 | 0 | 0 | 0 | 0 | 0 | 0 | 0 | 0 | 0 | 0 | 0 | 0 | 0 | 0 | 0 | 0 | 0 | 0 | 0 | 0 | 0 | 0 | 0 | 0 | 0
Net Change
| Year | Year 0 | Year 1 | Year 2 | Year 3 | Year 4 | Year 5 | Year 6 | Year 7 | Year 8 | Year 9 | Year 10 | Year 11 | Year 12 | Year 13 | Year 14 | Year 15 | Year 16 | Year 17 | Year 18 | Year 19 | Year 20 | Year 21 | Year 22 | Year 23 | Year 24 | Year 25 | Year 26 | Year 27 | Year 28 | Year 29 | Year 30 | Key
| Units | 0 | 0 | 0 | 0 | 0 | 0 | 0 | 0 | 0 | 0 | 0 | 0 | 0 | 0 | 0 | 0 | 0 | 0 | 0 | 0 | 0 | 0 | 0 | 0 | 0 | 0 | 0 | 0 | 0 | 0 | 0 | 0_Units |  |  |  |  | 301957.8232
| Usage | 0 | 0 | 0 | 0 | 0 | 0 | 0 | 0 | 0 | 0 | 0 | 0 | 0 | 0 | 0 | 0 | 0 | 0 | 0 | 0 | 0 | 0 | 0 | 0 | 0 | 0 | 0 | 0 | 0 | 0 | 0 | 0_Usage |  |  |  |  | 1698.6543
| Peak Demand (S) | 0 | 0 | 0 | 0 | 0 | 0 | 0 | 0 | 0 | 0 | 0 | 0 | 0 | 0 | 0 | 0 | 0 | 0 | 0 | 0 | 0 | 0 | 0 | 0 | 0 | 0 | 0 | 0 | 0 | 0 | 0 | 0_Peak Demand (S) |  |  |  |  | 0
| Peak Demand (W) | 0 | 0 | 0 | 0 | 0 | 0 | 0 | 0 | 0 | 0 | 0 | 0 | 0 | 0 | 0 | 0 | 0 | 0 | 0 | 0 | 0 | 0 | 0 | 0 | 0 | 0 | 0 | 0 | 0 | 0 | 0 | 0_Peak Demand (W) |  |  |  |  | 884.6119
| Turnover | 0 | 0 | 0 | 0 | 0 | 0 | 0 | 0 | 0 | 0 | 0 | 0 | 0 | 0 | 0 | 0 | 0 | 0 | 0 | 0 | 0 | 0 | 0 | 0 | 0 | 0 | 0 | 0 | 0 | 0 | 0 | 0_Turnover |  |  |  |  | 6885.4476
| Avg. Replacement Usage | 0 | 0 | 0 | 0 | 0 | 0 | 0 | 0 | 0 | 0 | 0 | 0 | 0 | 0 | 0 | 0 | 0 | 0 | 0 | 0 | 0 | 0 | 0 | 0 | 0 | 0 | 0 | 0 | 0 | 0 | 0 | 0_Avg. Replacement Usage |  |  |  |  | 5638.8522
| Avg. Replacement Demand (S) | 0 | 0 | 0 | 0 | 0 | 0 | 0 | 0 | 0 | 0 | 0 | 0 | 0 | 0 | 0 | 0 | 0 | 0 | 0 | 0 | 0 | 0 | 0 | 0 | 0 | 0 | 0 | 0 | 0 | 0 | 0 | 0_Avg. Replacement Demand (S) |  |  |  |  | 0
| Avg. Replacement Demand (W) | 0 | 0 | 0 | 0 | 0 | 0 | 0 | 0 | 0 | 0 | 0 | 0 | 0 | 0 | 0 | 0 | 0 | 0 | 0 | 0 | 0 | 0 | 0 | 0 | 0 | 0 | 0 | 0 | 0 | 0 | 0 | 0_Avg. Replacement Demand (W) |  |  |  |  | 2.9366
Purchases
| Year | Year 0 | Year 1 | Year 2 | Year 3 | Year 4 | Year 5 | Year 6 | Year 7 | Year 8 | Year 9 | Year 10 | Year 11 | Year 12 | Year 13 | Year 14 | Year 15 | Year 16 | Year 17 | Year 18 | Year 19 | Year 20 | Year 21 | Year 22 | Year 23 | Year 24 | Year 25 | Year 26 | Year 27 | Year 28 | Year 29 | Year 30
| E1 | 0 | 0 | 0 | 0 | 0 | 0 | 0 | 0 | 0 | 0 | 0 | 0 | 0 | 0 | 0 | 0 | 0 | 0 | 0 | 0 | 0 | 0 | 0 | 0 | 0 | 0 | 0 | 0 | 0 | 0 | 0 | 0_E1_Purchases |  |  |  |  | 6885.4476
| E2 | 0 | 0 | 0 | 0 | 0 | 0 | 0 | 0 | 0 | 0 | 0 | 0 | 0 | 0 | 0 | 0 | 0 | 0 | 0 | 0 | 0 | 0 | 0 | 0 | 0 | 0 | 0 | 0 | 0 | 0 | 0 | 0_E2_Purchases |  |  |  |  | 0
| E3 | 0 | 0 | 0 | 0 | 0 | 0 | 0 | 0 | 0 | 0 | 0 | 0 | 0 | 0 | 0 | 0 | 0 | 0 | 0 | 0 | 0 | 0 | 0 | 0 | 0 | 0 | 0 | 0 | 0 | 0 | 0 | 0_E3_Purchases |  |  |  |  | 0
| E4 | 0 | 0 | 0 | 0 | 0 | 0 | 0 | 0 | 0 | 0 | 0 | 0 | 0 | 0 | 0 | 0 | 0 | 0 | 0 | 0 | 0 | 0 | 0 | 0 | 0 | 0 | 0 | 0 | 0 | 0 | 0 | 0_E4_Purchases |  |  |  |  | 0
| E5 | 0 | 0 | 0 | 0 | 0 | 0 | 0 | 0 | 0 | 0 | 0 | 0 | 0 | 0 | 0 | 0 | 0 | 0 | 0 | 0 | 0 | 0 | 0 | 0 | 0 | 0 | 0 | 0 | 0 | 0 | 0 | 0_E5_Purchases |  |  |  |  | 0
| E6 | 0 | 0 | 0 | 0 | 0 | 0 | 0 | 0 | 0 | 0 | 0 | 0 | 0 | 0 | 0 | 0 | 0 | 0 | 0 | 0 | 0 | 0 | 0 | 0 | 0 | 0 | 0 | 0 | 0 | 0 | 0 | 0_E6_Purchases |  |  |  |  | 0
| E7 | 0 | 0 | 0 | 0 | 0 | 0 | 0 | 0 | 0 | 0 | 0 | 0 | 0 | 0 | 0 | 0 | 0 | 0 | 0 | 0 | 0 | 0 | 0 | 0 | 0 | 0 | 0 | 0 | 0 | 0 | 0 | 0_E7_Purchases |  |  |  |  | 0
| E8 | 0 | 0 | 0 | 0 | 0 | 0 | 0 | 0 | 0 | 0 | 0 | 0 | 0 | 0 | 0 | 0 | 0 | 0 | 0 | 0 | 0 | 0 | 0 | 0 | 0 | 0 | 0 | 0 | 0 | 0 | 0 | 0_E8_Purchases |  |  |  |  | 0
| E9 | 0 | 0 | 0 | 0 | 0 | 0 | 0 | 0 | 0 | 0 | 0 | 0 | 0 | 0 | 0 | 0 | 0 | 0 | 0 | 0 | 0 | 0 | 0 | 0 | 0 | 0 | 0 | 0 | 0 | 0 | 0 | 0_E9_Purchases |  |  |  |  | 0
| E10 | 0 | 0 | 0 | 0 | 0 | 0 | 0 | 0 | 0 | 0 | 0 | 0 | 0 | 0 | 0 | 0 | 0 | 0 | 0 | 0 | 0 | 0 | 0 | 0 | 0 | 0 | 0 | 0 | 0 | 0 | 0 | 0_E10_Purchases |  |  |  |  | 0
Stock
| Year | Year 0 | Year 1 | Year 2 | Year 3 | Year 4 | Year 5 | Year 6 | Year 7 | Year 8 | Year 9 | Year 10 | Year 11 | Year 12 | Year 13 | Year 14 | Year 15 | Year 16 | Year 17 | Year 18 | Year 19 | Year 20 | Year 21 | Year 22 | Year 23 | Year 24 | Year 25 | Year 26 | Year 27 | Year 28 | Year 29 | Year 30
| E1 | 0 | 0 | 0 | 0 | 0 | 0 | 0 | 0 | 0 | 0 | 0 | 0 | 0 | 0 | 0 | 0 | 0 | 0 | 0 | 0 | 0 | 0 | 0 | 0 | 0 | 0 | 0 | 0 | 0 | 0 | 0 | 0_E1_Stock |  |  |  |  | 13576.6093
| E2 | 0 | 0 | 0 | 0 | 0 | 0 | 0 | 0 | 0 | 0 | 0 | 0 | 0 | 0 | 0 | 0 | 0 | 0 | 0 | 0 | 0 | 0 | 0 | 0 | 0 | 0 | 0 | 0 | 0 | 0 | 0 | 0_E2_Stock |  |  |  |  | 0
| E3 | 0 | 0 | 0 | 0 | 0 | 0 | 0 | 0 | 0 | 0 | 0 | 0 | 0 | 0 | 0 | 0 | 0 | 0 | 0 | 0 | 0 | 0 | 0 | 0 | 0 | 0 | 0 | 0 | 0 | 0 | 0 | 0_E3_Stock |  |  |  |  | 0
| E4 | 0 | 0 | 0 | 0 | 0 | 0 | 0 | 0 | 0 | 0 | 0 | 0 | 0 | 0 | 0 | 0 | 0 | 0 | 0 | 0 | 0 | 0 | 0 | 0 | 0 | 0 | 0 | 0 | 0 | 0 | 0 | 0_E4_Stock |  |  |  |  | 0
| E5 | 0 | 0 | 0 | 0 | 0 | 0 | 0 | 0 | 0 | 0 | 0 | 0 | 0 | 0 | 0 | 0 | 0 | 0 | 0 | 0 | 0 | 0 | 0 | 0 | 0 | 0 | 0 | 0 | 0 | 0 | 0 | 0_E5_Stock |  |  |  |  | 0
| E6 | 0 | 0 | 0 | 0 | 0 | 0 | 0 | 0 | 0 | 0 | 0 | 0 | 0 | 0 | 0 | 0 | 0 | 0 | 0 | 0 | 0 | 0 | 0 | 0 | 0 | 0 | 0 | 0 | 0 | 0 | 0 | 0_E6_Stock |  |  |  |  | 0
| E7 | 0 | 0 | 0 | 0 | 0 | 0 | 0 | 0 | 0 | 0 | 0 | 0 | 0 | 0 | 0 | 0 | 0 | 0 | 0 | 0 | 0 | 0 | 0 | 0 | 0 | 0 | 0 | 0 | 0 | 0 | 0 | 0_E7_Stock |  |  |  |  | 0
| E8 | 0 | 0 | 0 | 0 | 0 | 0 | 0 | 0 | 0 | 0 | 0 | 0 | 0 | 0 | 0 | 0 | 0 | 0 | 0 | 0 | 0 | 0 | 0 | 0 | 0 | 0 | 0 | 0 | 0 | 0 | 0 | 0_E8_Stock |  |  |  |  | 0
| E9 | 0 | 0 | 0 | 0 | 0 | 0 | 0 | 0 | 0 | 0 | 0 | 0 | 0 | 0 | 0 | 0 | 0 | 0 | 0 | 0 | 0 | 0 | 0 | 0 | 0 | 0 | 0 | 0 | 0 | 0 | 0 | 0_E9_Stock |  |  |  |  | 0
| E10 | 0 | 0 | 0 | 0 | 0 | 0 | 0 | 0 | 0 | 0 | 0 | 0 | 0 | 0 | 0 | 0 | 0 | 0 | 0 | 0 | 0 | 0 | 0 | 0 | 0 | 0 | 0 | 0 | 0 | 0 | 0 | 0_E10_Stock |  |  |  |  | 0
| Vintage | 0 | 0 | 0 | 0 | 0 | 0 | 0 | 0 | 0 | 0 | 0 | 0 | 0 | 0 | 0 | 0 | 0 | 0 | 0 | 0 | 0 | 0 | 0 | 0 | 0 | 0 | 0 | 0 | 0 | 0 | 0 | 0_Vintage_Stock |  |  |  |  | 288381.2139
S4C4 |  | Year 0: System 4 Technology 4
Technology Variables
| Tech Key | Year 0: 0
| Peak Factor (S) | Year 0: 0
| Peak Factor (W) | Year 0: 0
| Min Vintage Lifetime | Year 0: 0
| Max Vintage Lifetime | Year 0: 0
| Turnover Style | Year 0: 0
Technology Variables
| Equipment | Year 0: Label; Year 1: Min Lifetime; Year 2: Max Lifetime; Year 3: Degradation; Year 4: Usage; Year 5: Available
| E1 | Year 1: 0; Year 2: 0; Year 3: 0%; Year 4: 0; Year 5: FALSE
| E2 | Year 1: 0; Year 2: 0; Year 3: 0%; Year 4: 0; Year 5: FALSE
| E3 | Year 1: 0; Year 2: 0; Year 3: 0%; Year 4: 0; Year 5: FALSE
| E4 | Year 1: 0; Year 2: 0; Year 3: 0%; Year 4: 0; Year 5: FALSE
| E5 | Year 1: 0; Year 2: 0; Year 3: 0%; Year 4: 0; Year 5: FALSE
| E6 | Year 1: 0; Year 2: 0; Year 3: 0%; Year 4: 0; Year 5: FALSE
| E7 | Year 1: 0; Year 2: 0; Year 3: 0%; Year 4: 0; Year 5: FALSE
| E8 | Year 1: 0; Year 2: 0; Year 3: 0%; Year 4: 0; Year 5: FALSE
| E9 | Year 1: 0; Year 2: 0; Year 3: 0%; Year 4: 0; Year 5: FALSE
| E10 | Year 1: 0; Year 2: 0; Year 3: 0%; Year 4: 0; Year 5: FALSE
Original Forecast Results
| Year | Year 0 | Year 1 | Year 2 | Year 3 | Year 4 | Year 5 | Year 6 | Year 7 | Year 8 | Year 9 | Year 10 | Year 11 | Year 12 | Year 13 | Year 14 | Year 15 | Year 16 | Year 17 | Year 18 | Year 19 | Year 20 | Year 21 | Year 22 | Year 23 | Year 24 | Year 25 | Year 26 | Year 27 | Year 28 | Year 29 | Year 30 | Key
| Units | 0 | 0 | 0 | 0 | 0 | 0 | 0 | 0 | 0 | 0 | 0 | 0 | 0 | 0 | 0 | 0 | 0 | 0 | 0 | 0 | 0 | 0 | 0 | 0 | 0 | 0 | 0 | 0 | 0 | 0 | 0 | #REF! |  |  |  |  | 301957.8232
| Usage | 0 | 0 | 0 | 0 | 0 | 0 | 0 | 0 | 0 | 0 | 0 | 0 | 0 | 0 | 0 | 0 | 0 | 0 | 0 | 0 | 0 | 0 | 0 | 0 | 0 | 0 | 0 | 0 | 0 | 0 | 0 | #REF! |  |  |  |  | 1698.6543
| Peak Demand (S) | 0 | 0 | 0 | 0 | 0 | 0 | 0 | 0 | 0 | 0 | 0 | 0 | 0 | 0 | 0 | 0 | 0 | 0 | 0 | 0 | 0 | 0 | 0 | 0 | 0 | 0 | 0 | 0 | 0 | 0 | 0 | #REF! |  |  |  |  | 0
| Peak Demand (W) | 0 | 0 | 0 | 0 | 0 | 0 | 0 | 0 | 0 | 0 | 0 | 0 | 0 | 0 | 0 | 0 | 0 | 0 | 0 | 0 | 0 | 0 | 0 | 0 | 0 | 0 | 0 | 0 | 0 | 0 | 0 | #REF! |  |  |  |  | 884.6119
| Turnover | 0 | 0 | 0 | 0 | 0 | 0 | 0 | 0 | 0 | 0 | 0 | 0 | 0 | 0 | 0 | 0 | 0 | 0 | 0 | 0 | 0 | 0 | 0 | 0 | 0 | 0 | 0 | 0 | 0 | 0 | 0 | #REF! |  |  |  |  | 6885.4476
| Avg. Replacement Usage | 0 | 0 | 0 | 0 | 0 | 0 | 0 | 0 | 0 | 0 | 0 | 0 | 0 | 0 | 0 | 0 | 0 | 0 | 0 | 0 | 0 | 0 | 0 | 0 | 0 | 0 | 0 | 0 | 0 | 0 | 0 | #REF! |  |  |  |  | 5638.8522
| Avg. Replacement Demand (S) | 0 | 0 | 0 | 0 | 0 | 0 | 0 | 0 | 0 | 0 | 0 | 0 | 0 | 0 | 0 | 0 | 0 | 0 | 0 | 0 | 0 | 0 | 0 | 0 | 0 | 0 | 0 | 0 | 0 | 0 | 0 | #REF! |  |  |  |  | 0
| Avg. Replacement Demand (W) | 0 | 0 | 0 | 0 | 0 | 0 | 0 | 0 | 0 | 0 | 0 | 0 | 0 | 0 | 0 | 0 | 0 | 0 | 0 | 0 | 0 | 0 | 0 | 0 | 0 | 0 | 0 | 0 | 0 | 0 | 0 | #REF! |  |  |  |  | 2.9366
Tech Forecast Stock
| Year | Year 0 | Year 1 | Year 2 | Year 3 | Year 4 | Year 5 | Year 6 | Year 7 | Year 8 | Year 9 | Year 10 | Year 11 | Year 12 | Year 13 | Year 14 | Year 15 | Year 16 | Year 17 | Year 18 | Year 19 | Year 20 | Year 21 | Year 22 | Year 23 | Year 24 | Year 25 | Year 26 | Year 27 | Year 28 | Year 29 | Year 30
| E1 | 0 | 0 | 0 | 0 | 0 | 0 | 0 | 0 | 0 | 0 | 0 | 0 | 0 | 0 | 0 | 0 | 0 | 0 | 0 | 0 | 0 | 0 | 0 | 0 | 0 | 0 | 0 | 0 | 0 | 0 | 0
| E2 | 0 | 0 | 0 | 0 | 0 | 0 | 0 | 0 | 0 | 0 | 0 | 0 | 0 | 0 | 0 | 0 | 0 | 0 | 0 | 0 | 0 | 0 | 0 | 0 | 0 | 0 | 0 | 0 | 0 | 0 | 0
| E3 | 0 | 0 | 0 | 0 | 0 | 0 | 0 | 0 | 0 | 0 | 0 | 0 | 0 | 0 | 0 | 0 | 0 | 0 | 0 | 0 | 0 | 0 | 0 | 0 | 0 | 0 | 0 | 0 | 0 | 0 | 0
| E4 | 0 | 0 | 0 | 0 | 0 | 0 | 0 | 0 | 0 | 0 | 0 | 0 | 0 | 0 | 0 | 0 | 0 | 0 | 0 | 0 | 0 | 0 | 0 | 0 | 0 | 0 | 0 | 0 | 0 | 0 | 0
| E5 | 0 | 0 | 0 | 0 | 0 | 0 | 0 | 0 | 0 | 0 | 0 | 0 | 0 | 0 | 0 | 0 | 0 | 0 | 0 | 0 | 0 | 0 | 0 | 0 | 0 | 0 | 0 | 0 | 0 | 0 | 0
| E6 | 0 | 0 | 0 | 0 | 0 | 0 | 0 | 0 | 0 | 0 | 0 | 0 | 0 | 0 | 0 | 0 | 0 | 0 | 0 | 0 | 0 | 0 | 0 | 0 | 0 | 0 | 0 | 0 | 0 | 0 | 0
| E7 | 0 | 0 | 0 | 0 | 0 | 0 | 0 | 0 | 0 | 0 | 0 | 0 | 0 | 0 | 0 | 0 | 0 | 0 | 0 | 0 | 0 | 0 | 0 | 0 | 0 | 0 | 0 | 0 | 0 | 0 | 0
| E8 | 0 | 0 | 0 | 0 | 0 | 0 | 0 | 0 | 0 | 0 | 0 | 0 | 0 | 0 | 0 | 0 | 0 | 0 | 0 | 0 | 0 | 0 | 0 | 0 | 0 | 0 | 0 | 0 | 0 | 0 | 0
| E9 | 0 | 0 | 0 | 0 | 0 | 0 | 0 | 0 | 0 | 0 | 0 | 0 | 0 | 0 | 0 | 0 | 0 | 0 | 0 | 0 | 0 | 0 | 0 | 0 | 0 | 0 | 0 | 0 | 0 | 0 | 0
| E10 | 0 | 0 | 0 | 0 | 0 | 0 | 0 | 0 | 0 | 0 | 0 | 0 | 0 | 0 | 0 | 0 | 0 | 0 | 0 | 0 | 0 | 0 | 0 | 0 | 0 | 0 | 0 | 0 | 0 | 0 | 0
| Vintage | 0 | 0 | 0 | 0 | 0 | 0 | 0 | 0 | 0 | 0 | 0 | 0 | 0 | 0 | 0 | 0 | 0 | 0 | 0 | 0 | 0 | 0 | 0 | 0 | 0 | 0 | 0 | 0 | 0 | 0 | 0
Stock for Switching
| Year | Year 0 | Year 1 | Year 2 | Year 3 | Year 4 | Year 5 | Year 6 | Year 7 | Year 8 | Year 9 | Year 10 | Year 11 | Year 12 | Year 13 | Year 14 | Year 15 | Year 16 | Year 17 | Year 18 | Year 19 | Year 20 | Year 21 | Year 22 | Year 23 | Year 24 | Year 25 | Year 26 | Year 27 | Year 28 | Year 29 | Year 30
| E1 | 0 | 0 | 0 | 0 | 0 | 0 | 0 | 0 | 0 | 0 | 0 | 0 | 0 | 0 | 0 | 0 | 0 | 0 | 0 | 0 | 0 | 0 | 0 | 0 | 0 | 0 | 0 | 0 | 0 | 0 | 0 | 0_E1_SysStock
| E2 | 0 | 0 | 0 | 0 | 0 | 0 | 0 | 0 | 0 | 0 | 0 | 0 | 0 | 0 | 0 | 0 | 0 | 0 | 0 | 0 | 0 | 0 | 0 | 0 | 0 | 0 | 0 | 0 | 0 | 0 | 0 | 0_E2_SysStock
| E3 | 0 | 0 | 0 | 0 | 0 | 0 | 0 | 0 | 0 | 0 | 0 | 0 | 0 | 0 | 0 | 0 | 0 | 0 | 0 | 0 | 0 | 0 | 0 | 0 | 0 | 0 | 0 | 0 | 0 | 0 | 0 | 0_E3_SysStock
| E4 | 0 | 0 | 0 | 0 | 0 | 0 | 0 | 0 | 0 | 0 | 0 | 0 | 0 | 0 | 0 | 0 | 0 | 0 | 0 | 0 | 0 | 0 | 0 | 0 | 0 | 0 | 0 | 0 | 0 | 0 | 0 | 0_E4_SysStock
| E5 | 0 | 0 | 0 | 0 | 0 | 0 | 0 | 0 | 0 | 0 | 0 | 0 | 0 | 0 | 0 | 0 | 0 | 0 | 0 | 0 | 0 | 0 | 0 | 0 | 0 | 0 | 0 | 0 | 0 | 0 | 0 | 0_E5_SysStock
| E6 | 0 | 0 | 0 | 0 | 0 | 0 | 0 | 0 | 0 | 0 | 0 | 0 | 0 | 0 | 0 | 0 | 0 | 0 | 0 | 0 | 0 | 0 | 0 | 0 | 0 | 0 | 0 | 0 | 0 | 0 | 0 | 0_E6_SysStock
| E7 | 0 | 0 | 0 | 0 | 0 | 0 | 0 | 0 | 0 | 0 | 0 | 0 | 0 | 0 | 0 | 0 | 0 | 0 | 0 | 0 | 0 | 0 | 0 | 0 | 0 | 0 | 0 | 0 | 0 | 0 | 0 | 0_E7_SysStock
| E8 | 0 | 0 | 0 | 0 | 0 | 0 | 0 | 0 | 0 | 0 | 0 | 0 | 0 | 0 | 0 | 0 | 0 | 0 | 0 | 0 | 0 | 0 | 0 | 0 | 0 | 0 | 0 | 0 | 0 | 0 | 0 | 0_E8_SysStock
| E9 | 0 | 0 | 0 | 0 | 0 | 0 | 0 | 0 | 0 | 0 | 0 | 0 | 0 | 0 | 0 | 0 | 0 | 0 | 0 | 0 | 0 | 0 | 0 | 0 | 0 | 0 | 0 | 0 | 0 | 0 | 0 | 0_E9_SysStock
| E10 | 0 | 0 | 0 | 0 | 0 | 0 | 0 | 0 | 0 | 0 | 0 | 0 | 0 | 0 | 0 | 0 | 0 | 0 | 0 | 0 | 0 | 0 | 0 | 0 | 0 | 0 | 0 | 0 | 0 | 0 | 0 | 0_E10_SysStock
| Vintage | 0 | 0 | 0 | 0 | 0 | 0 | 0 | 0 | 0 | 0 | 0 | 0 | 0 | 0 | 0 | 0 | 0 | 0 | 0 | 0 | 0 | 0 | 0 | 0 | 0 | 0 | 0 | 0 | 0 | 0 | 0 | 0_Vintage_SysStock
Tech Forecast Purchases
| Year | Year 0 | Year 1 | Year 2 | Year 3 | Year 4 | Year 5 | Year 6 | Year 7 | Year 8 | Year 9 | Year 10 | Year 11 | Year 12 | Year 13 | Year 14 | Year 15 | Year 16 | Year 17 | Year 18 | Year 19 | Year 20 | Year 21 | Year 22 | Year 23 | Year 24 | Year 25 | Year 26 | Year 27 | Year 28 | Year 29 | Year 30
| E1 | 0 | 0 | 0 | 0 | 0 | 0 | 0 | 0 | 0 | 0 | 0 | 0 | 0 | 0 | 0 | 0 | 0 | 0 | 0 | 0 | 0 | 0 | 0 | 0 | 0 | 0 | 0 | 0 | 0 | 0 | 0
| E2 | 0 | 0 | 0 | 0 | 0 | 0 | 0 | 0 | 0 | 0 | 0 | 0 | 0 | 0 | 0 | 0 | 0 | 0 | 0 | 0 | 0 | 0 | 0 | 0 | 0 | 0 | 0 | 0 | 0 | 0 | 0
| E3 | 0 | 0 | 0 | 0 | 0 | 0 | 0 | 0 | 0 | 0 | 0 | 0 | 0 | 0 | 0 | 0 | 0 | 0 | 0 | 0 | 0 | 0 | 0 | 0 | 0 | 0 | 0 | 0 | 0 | 0 | 0
| E4 | 0 | 0 | 0 | 0 | 0 | 0 | 0 | 0 | 0 | 0 | 0 | 0 | 0 | 0 | 0 | 0 | 0 | 0 | 0 | 0 | 0 | 0 | 0 | 0 | 0 | 0 | 0 | 0 | 0 | 0 | 0
| E5 | 0 | 0 | 0 | 0 | 0 | 0 | 0 | 0 | 0 | 0 | 0 | 0 | 0 | 0 | 0 | 0 | 0 | 0 | 0 | 0 | 0 | 0 | 0 | 0 | 0 | 0 | 0 | 0 | 0 | 0 | 0
| E6 | 0 | 0 | 0 | 0 | 0 | 0 | 0 | 0 | 0 | 0 | 0 | 0 | 0 | 0 | 0 | 0 | 0 | 0 | 0 | 0 | 0 | 0 | 0 | 0 | 0 | 0 | 0 | 0 | 0 | 0 | 0
| E7 | 0 | 0 | 0 | 0 | 0 | 0 | 0 | 0 | 0 | 0 | 0 | 0 | 0 | 0 | 0 | 0 | 0 | 0 | 0 | 0 | 0 | 0 | 0 | 0 | 0 | 0 | 0 | 0 | 0 | 0 | 0
| E8 | 0 | 0 | 0 | 0 | 0 | 0 | 0 | 0 | 0 | 0 | 0 | 0 | 0 | 0 | 0 | 0 | 0 | 0 | 0 | 0 | 0 | 0 | 0 | 0 | 0 | 0 | 0 | 0 | 0 | 0 | 0
| E9 | 0 | 0 | 0 | 0 | 0 | 0 | 0 | 0 | 0 | 0 | 0 | 0 | 0 | 0 | 0 | 0 | 0 | 0 | 0 | 0 | 0 | 0 | 0 | 0 | 0 | 0 | 0 | 0 | 0 | 0 | 0
| E10 | 0 | 0 | 0 | 0 | 0 | 0 | 0 | 0 | 0 | 0 | 0 | 0 | 0 | 0 | 0 | 0 | 0 | 0 | 0 | 0 | 0 | 0 | 0 | 0 | 0 | 0 | 0 | 0 | 0 | 0 | 0
Potential to Switch
| Year | Year 0 | Year 1 | Year 2 | Year 3 | Year 4 | Year 5 | Year 6 | Year 7 | Year 8 | Year 9 | Year 10 | Year 11 | Year 12 | Year 13 | Year 14 | Year 15 | Year 16 | Year 17 | Year 18 | Year 19 | Year 20 | Year 21 | Year 22 | Year 23 | Year 24 | Year 25 | Year 26 | Year 27 | Year 28 | Year 29 | Year 30
| E1 | 0 | 0 | 0 | 0 | 0 | 0 | 0 | 0 | 0 | 0 | 0 | 0 | 0 | 0 | 0 | 0 | 0 | 0 | 0 | 0 | 0 | 0 | 0 | 0 | 0 | 0 | 0 | 0 | 0 | 0 | 0 | 0_E1_Switched Out
| E2 | 0 | 0 | 0 | 0 | 0 | 0 | 0 | 0 | 0 | 0 | 0 | 0 | 0 | 0 | 0 | 0 | 0 | 0 | 0 | 0 | 0 | 0 | 0 | 0 | 0 | 0 | 0 | 0 | 0 | 0 | 0 | 0_E2_Switched Out
| E3 | 0 | 0 | 0 | 0 | 0 | 0 | 0 | 0 | 0 | 0 | 0 | 0 | 0 | 0 | 0 | 0 | 0 | 0 | 0 | 0 | 0 | 0 | 0 | 0 | 0 | 0 | 0 | 0 | 0 | 0 | 0 | 0_E3_Switched Out
| E4 | 0 | 0 | 0 | 0 | 0 | 0 | 0 | 0 | 0 | 0 | 0 | 0 | 0 | 0 | 0 | 0 | 0 | 0 | 0 | 0 | 0 | 0 | 0 | 0 | 0 | 0 | 0 | 0 | 0 | 0 | 0 | 0_E4_Switched Out
| E5 | 0 | 0 | 0 | 0 | 0 | 0 | 0 | 0 | 0 | 0 | 0 | 0 | 0 | 0 | 0 | 0 | 0 | 0 | 0 | 0 | 0 | 0 | 0 | 0 | 0 | 0 | 0 | 0 | 0 | 0 | 0 | 0_E5_Switched Out
| E6 | 0 | 0 | 0 | 0 | 0 | 0 | 0 | 0 | 0 | 0 | 0 | 0 | 0 | 0 | 0 | 0 | 0 | 0 | 0 | 0 | 0 | 0 | 0 | 0 | 0 | 0 | 0 | 0 | 0 | 0 | 0 | 0_E6_Switched Out
| E7 | 0 | 0 | 0 | 0 | 0 | 0 | 0 | 0 | 0 | 0 | 0 | 0 | 0 | 0 | 0 | 0 | 0 | 0 | 0 | 0 | 0 | 0 | 0 | 0 | 0 | 0 | 0 | 0 | 0 | 0 | 0 | 0_E7_Switched Out
| E8 | 0 | 0 | 0 | 0 | 0 | 0 | 0 | 0 | 0 | 0 | 0 | 0 | 0 | 0 | 0 | 0 | 0 | 0 | 0 | 0 | 0 | 0 | 0 | 0 | 0 | 0 | 0 | 0 | 0 | 0 | 0 | 0_E8_Switched Out
| E9 | 0 | 0 | 0 | 0 | 0 | 0 | 0 | 0 | 0 | 0 | 0 | 0 | 0 | 0 | 0 | 0 | 0 | 0 | 0 | 0 | 0 | 0 | 0 | 0 | 0 | 0 | 0 | 0 | 0 | 0 | 0 | 0_E9_Switched Out
| E10 | 0 | 0 | 0 | 0 | 0 | 0 | 0 | 0 | 0 | 0 | 0 | 0 | 0 | 0 | 0 | 0 | 0 | 0 | 0 | 0 | 0 | 0 | 0 | 0 | 0 | 0 | 0 | 0 | 0 | 0 | 0 | 0_E10_Switched Out
Units Out
| E1 | 0 | 0 | 0 | 0 | 0 | 0 | 0 | 0 | 0 | 0 | 0 | 0 | 0 | 0 | 0 | 0 | 0 | 0 | 0 | 0 | 0 | 0 | 0 | 0 | 0 | 0 | 0 | 0 | 0 | 0 | 0
| E2 | 0 | 0 | 0 | 0 | 0 | 0 | 0 | 0 | 0 | 0 | 0 | 0 | 0 | 0 | 0 | 0 | 0 | 0 | 0 | 0 | 0 | 0 | 0 | 0 | 0 | 0 | 0 | 0 | 0 | 0 | 0
| E3 | 0 | 0 | 0 | 0 | 0 | 0 | 0 | 0 | 0 | 0 | 0 | 0 | 0 | 0 | 0 | 0 | 0 | 0 | 0 | 0 | 0 | 0 | 0 | 0 | 0 | 0 | 0 | 0 | 0 | 0 | 0
| E4 | 0 | 0 | 0 | 0 | 0 | 0 | 0 | 0 | 0 | 0 | 0 | 0 | 0 | 0 | 0 | 0 | 0 | 0 | 0 | 0 | 0 | 0 | 0 | 0 | 0 | 0 | 0 | 0 | 0 | 0 | 0
| E5 | 0 | 0 | 0 | 0 | 0 | 0 | 0 | 0 | 0 | 0 | 0 | 0 | 0 | 0 | 0 | 0 | 0 | 0 | 0 | 0 | 0 | 0 | 0 | 0 | 0 | 0 | 0 | 0 | 0 | 0 | 0
| E6 | 0 | 0 | 0 | 0 | 0 | 0 | 0 | 0 | 0 | 0 | 0 | 0 | 0 | 0 | 0 | 0 | 0 | 0 | 0 | 0 | 0 | 0 | 0 | 0 | 0 | 0 | 0 | 0 | 0 | 0 | 0
| E7 | 0 | 0 | 0 | 0 | 0 | 0 | 0 | 0 | 0 | 0 | 0 | 0 | 0 | 0 | 0 | 0 | 0 | 0 | 0 | 0 | 0 | 0 | 0 | 0 | 0 | 0 | 0 | 0 | 0 | 0 | 0
| E8 | 0 | 0 | 0 | 0 | 0 | 0 | 0 | 0 | 0 | 0 | 0 | 0 | 0 | 0 | 0 | 0 | 0 | 0 | 0 | 0 | 0 | 0 | 0 | 0 | 0 | 0 | 0 | 0 | 0 | 0 | 0
| E9 | 0 | 0 | 0 | 0 | 0 | 0 | 0 | 0 | 0 | 0 | 0 | 0 | 0 | 0 | 0 | 0 | 0 | 0 | 0 | 0 | 0 | 0 | 0 | 0 | 0 | 0 | 0 | 0 | 0 | 0 | 0
| E10 | 0 | 0 | 0 | 0 | 0 | 0 | 0 | 0 | 0 | 0 | 0 | 0 | 0 | 0 | 0 | 0 | 0 | 0 | 0 | 0 | 0 | 0 | 0 | 0 | 0 | 0 | 0 | 0 | 0 | 0 | 0
| Vintage | 0 | 0 | 0 | 0 | 0 | 0 | 0 | 0 | 0 | 0 | 0 | 0 | 0 | 0 | 0 | 0 | 0 | 0 | 0 | 0 | 0 | 0 | 0 | 0 | 0 | 0 | 0 | 0 | 0 | 0 | 0
Tech Purchase Shares
| Year | Year 0 | Year 1 | Year 2 | Year 3 | Year 4 | Year 5 | Year 6 | Year 7 | Year 8 | Year 9 | Year 10 | Year 11 | Year 12 | Year 13 | Year 14 | Year 15 | Year 16 | Year 17 | Year 18 | Year 19 | Year 20 | Year 21 | Year 22 | Year 23 | Year 24 | Year 25 | Year 26 | Year 27 | Year 28 | Year 29 | Year 30
E1 | bar: Year 0 to Year 30
E2 | bar: Year 0 to Year 30
E3 | bar: Year 0 to Year 30
E4 | bar: Year 0 to Year 30
E5 | bar: Year 0 to Year 30
E6 | bar: Year 0 to Year 30
E7 | bar: Year 0 to Year 30
E8 | bar: Year 0 to Year 30
E9 | bar: Year 0 to Year 30
E10 | bar: Year 0 to Year 30
Units In from Switching
| E1 | 0 | 0 | 0 | 0 | 0 | 0 | 0 | 0 | 0 | 0 | 0 | 0 | 0 | 0 | 0 | 0 | 0 | 0 | 0 | 0 | 0 | 0 | 0 | 0 | 0 | 0 | 0 | 0 | 0 | 0 | 0
| E2 | 0 | 0 | 0 | 0 | 0 | 0 | 0 | 0 | 0 | 0 | 0 | 0 | 0 | 0 | 0 | 0 | 0 | 0 | 0 | 0 | 0 | 0 | 0 | 0 | 0 | 0 | 0 | 0 | 0 | 0 | 0
| E3 | 0 | 0 | 0 | 0 | 0 | 0 | 0 | 0 | 0 | 0 | 0 | 0 | 0 | 0 | 0 | 0 | 0 | 0 | 0 | 0 | 0 | 0 | 0 | 0 | 0 | 0 | 0 | 0 | 0 | 0 | 0
| E4 | 0 | 0 | 0 | 0 | 0 | 0 | 0 | 0 | 0 | 0 | 0 | 0 | 0 | 0 | 0 | 0 | 0 | 0 | 0 | 0 | 0 | 0 | 0 | 0 | 0 | 0 | 0 | 0 | 0 | 0 | 0
| E5 | 0 | 0 | 0 | 0 | 0 | 0 | 0 | 0 | 0 | 0 | 0 | 0 | 0 | 0 | 0 | 0 | 0 | 0 | 0 | 0 | 0 | 0 | 0 | 0 | 0 | 0 | 0 | 0 | 0 | 0 | 0
| E6 | 0 | 0 | 0 | 0 | 0 | 0 | 0 | 0 | 0 | 0 | 0 | 0 | 0 | 0 | 0 | 0 | 0 | 0 | 0 | 0 | 0 | 0 | 0 | 0 | 0 | 0 | 0 | 0 | 0 | 0 | 0
| E7 | 0 | 0 | 0 | 0 | 0 | 0 | 0 | 0 | 0 | 0 | 0 | 0 | 0 | 0 | 0 | 0 | 0 | 0 | 0 | 0 | 0 | 0 | 0 | 0 | 0 | 0 | 0 | 0 | 0 | 0 | 0
| E8 | 0 | 0 | 0 | 0 | 0 | 0 | 0 | 0 | 0 | 0 | 0 | 0 | 0 | 0 | 0 | 0 | 0 | 0 | 0 | 0 | 0 | 0 | 0 | 0 | 0 | 0 | 0 | 0 | 0 | 0 | 0
| E9 | 0 | 0 | 0 | 0 | 0 | 0 | 0 | 0 | 0 | 0 | 0 | 0 | 0 | 0 | 0 | 0 | 0 | 0 | 0 | 0 | 0 | 0 | 0 | 0 | 0 | 0 | 0 | 0 | 0 | 0 | 0
| E10 | 0 | 0 | 0 | 0 | 0 | 0 | 0 | 0 | 0 | 0 | 0 | 0 | 0 | 0 | 0 | 0 | 0 | 0 | 0 | 0 | 0 | 0 | 0 | 0 | 0 | 0 | 0 | 0 | 0 | 0 | 0
| Vintage | 0 | 0 | 0 | 0 | 0 | 0 | 0 | 0 | 0 | 0 | 0 | 0 | 0 | 0 | 0 | 0 | 0 | 0 | 0 | 0 | 0 | 0 | 0 | 0 | 0 | 0 | 0 | 0 | 0 | 0 | 0
Net Change
| Year | Year 0 | Year 1 | Year 2 | Year 3 | Year 4 | Year 5 | Year 6 | Year 7 | Year 8 | Year 9 | Year 10 | Year 11 | Year 12 | Year 13 | Year 14 | Year 15 | Year 16 | Year 17 | Year 18 | Year 19 | Year 20 | Year 21 | Year 22 | Year 23 | Year 24 | Year 25 | Year 26 | Year 27 | Year 28 | Year 29 | Year 30 | Key
| Units | 0 | 0 | 0 | 0 | 0 | 0 | 0 | 0 | 0 | 0 | 0 | 0 | 0 | 0 | 0 | 0 | 0 | 0 | 0 | 0 | 0 | 0 | 0 | 0 | 0 | 0 | 0 | 0 | 0 | 0 | 0 | 0_Units |  |  |  |  | 301957.8232
| Usage | 0 | 0 | 0 | 0 | 0 | 0 | 0 | 0 | 0 | 0 | 0 | 0 | 0 | 0 | 0 | 0 | 0 | 0 | 0 | 0 | 0 | 0 | 0 | 0 | 0 | 0 | 0 | 0 | 0 | 0 | 0 | 0_Usage |  |  |  |  | 1698.6543
| Peak Demand (S) | 0 | 0 | 0 | 0 | 0 | 0 | 0 | 0 | 0 | 0 | 0 | 0 | 0 | 0 | 0 | 0 | 0 | 0 | 0 | 0 | 0 | 0 | 0 | 0 | 0 | 0 | 0 | 0 | 0 | 0 | 0 | 0_Peak Demand (S) |  |  |  |  | 0
| Peak Demand (W) | 0 | 0 | 0 | 0 | 0 | 0 | 0 | 0 | 0 | 0 | 0 | 0 | 0 | 0 | 0 | 0 | 0 | 0 | 0 | 0 | 0 | 0 | 0 | 0 | 0 | 0 | 0 | 0 | 0 | 0 | 0 | 0_Peak Demand (W) |  |  |  |  | 884.6119
| Turnover | 0 | 0 | 0 | 0 | 0 | 0 | 0 | 0 | 0 | 0 | 0 | 0 | 0 | 0 | 0 | 0 | 0 | 0 | 0 | 0 | 0 | 0 | 0 | 0 | 0 | 0 | 0 | 0 | 0 | 0 | 0 | 0_Turnover |  |  |  |  | 6885.4476
| Avg. Replacement Usage | 0 | 0 | 0 | 0 | 0 | 0 | 0 | 0 | 0 | 0 | 0 | 0 | 0 | 0 | 0 | 0 | 0 | 0 | 0 | 0 | 0 | 0 | 0 | 0 | 0 | 0 | 0 | 0 | 0 | 0 | 0 | 0_Avg. Replacement Usage |  |  |  |  | 5638.8522
| Avg. Replacement Demand (S) | 0 | 0 | 0 | 0 | 0 | 0 | 0 | 0 | 0 | 0 | 0 | 0 | 0 | 0 | 0 | 0 | 0 | 0 | 0 | 0 | 0 | 0 | 0 | 0 | 0 | 0 | 0 | 0 | 0 | 0 | 0 | 0_Avg. Replacement Demand (S) |  |  |  |  | 0
| Avg. Replacement Demand (W) | 0 | 0 | 0 | 0 | 0 | 0 | 0 | 0 | 0 | 0 | 0 | 0 | 0 | 0 | 0 | 0 | 0 | 0 | 0 | 0 | 0 | 0 | 0 | 0 | 0 | 0 | 0 | 0 | 0 | 0 | 0 | 0_Avg. Replacement Demand (W) |  |  |  |  | 2.9366
Purchases
| Year | Year 0 | Year 1 | Year 2 | Year 3 | Year 4 | Year 5 | Year 6 | Year 7 | Year 8 | Year 9 | Year 10 | Year 11 | Year 12 | Year 13 | Year 14 | Year 15 | Year 16 | Year 17 | Year 18 | Year 19 | Year 20 | Year 21 | Year 22 | Year 23 | Year 24 | Year 25 | Year 26 | Year 27 | Year 28 | Year 29 | Year 30
| E1 | 0 | 0 | 0 | 0 | 0 | 0 | 0 | 0 | 0 | 0 | 0 | 0 | 0 | 0 | 0 | 0 | 0 | 0 | 0 | 0 | 0 | 0 | 0 | 0 | 0 | 0 | 0 | 0 | 0 | 0 | 0 | 0_E1_Purchases |  |  |  |  | 6885.4476
| E2 | 0 | 0 | 0 | 0 | 0 | 0 | 0 | 0 | 0 | 0 | 0 | 0 | 0 | 0 | 0 | 0 | 0 | 0 | 0 | 0 | 0 | 0 | 0 | 0 | 0 | 0 | 0 | 0 | 0 | 0 | 0 | 0_E2_Purchases |  |  |  |  | 0
| E3 | 0 | 0 | 0 | 0 | 0 | 0 | 0 | 0 | 0 | 0 | 0 | 0 | 0 | 0 | 0 | 0 | 0 | 0 | 0 | 0 | 0 | 0 | 0 | 0 | 0 | 0 | 0 | 0 | 0 | 0 | 0 | 0_E3_Purchases |  |  |  |  | 0
| E4 | 0 | 0 | 0 | 0 | 0 | 0 | 0 | 0 | 0 | 0 | 0 | 0 | 0 | 0 | 0 | 0 | 0 | 0 | 0 | 0 | 0 | 0 | 0 | 0 | 0 | 0 | 0 | 0 | 0 | 0 | 0 | 0_E4_Purchases |  |  |  |  | 0
| E5 | 0 | 0 | 0 | 0 | 0 | 0 | 0 | 0 | 0 | 0 | 0 | 0 | 0 | 0 | 0 | 0 | 0 | 0 | 0 | 0 | 0 | 0 | 0 | 0 | 0 | 0 | 0 | 0 | 0 | 0 | 0 | 0_E5_Purchases |  |  |  |  | 0
| E6 | 0 | 0 | 0 | 0 | 0 | 0 | 0 | 0 | 0 | 0 | 0 | 0 | 0 | 0 | 0 | 0 | 0 | 0 | 0 | 0 | 0 | 0 | 0 | 0 | 0 | 0 | 0 | 0 | 0 | 0 | 0 | 0_E6_Purchases |  |  |  |  | 0
| E7 | 0 | 0 | 0 | 0 | 0 | 0 | 0 | 0 | 0 | 0 | 0 | 0 | 0 | 0 | 0 | 0 | 0 | 0 | 0 | 0 | 0 | 0 | 0 | 0 | 0 | 0 | 0 | 0 | 0 | 0 | 0 | 0_E7_Purchases |  |  |  |  | 0
| E8 | 0 | 0 | 0 | 0 | 0 | 0 | 0 | 0 | 0 | 0 | 0 | 0 | 0 | 0 | 0 | 0 | 0 | 0 | 0 | 0 | 0 | 0 | 0 | 0 | 0 | 0 | 0 | 0 | 0 | 0 | 0 | 0_E8_Purchases |  |  |  |  | 0
| E9 | 0 | 0 | 0 | 0 | 0 | 0 | 0 | 0 | 0 | 0 | 0 | 0 | 0 | 0 | 0 | 0 | 0 | 0 | 0 | 0 | 0 | 0 | 0 | 0 | 0 | 0 | 0 | 0 | 0 | 0 | 0 | 0_E9_Purchases |  |  |  |  | 0
| E10 | 0 | 0 | 0 | 0 | 0 | 0 | 0 | 0 | 0 | 0 | 0 | 0 | 0 | 0 | 0 | 0 | 0 | 0 | 0 | 0 | 0 | 0 | 0 | 0 | 0 | 0 | 0 | 0 | 0 | 0 | 0 | 0_E10_Purchases |  |  |  |  | 0
Stock
| Year | Year 0 | Year 1 | Year 2 | Year 3 | Year 4 | Year 5 | Year 6 | Year 7 | Year 8 | Year 9 | Year 10 | Year 11 | Year 12 | Year 13 | Year 14 | Year 15 | Year 16 | Year 17 | Year 18 | Year 19 | Year 20 | Year 21 | Year 22 | Year 23 | Year 24 | Year 25 | Year 26 | Year 27 | Year 28 | Year 29 | Year 30
| E1 | 0 | 0 | 0 | 0 | 0 | 0 | 0 | 0 | 0 | 0 | 0 | 0 | 0 | 0 | 0 | 0 | 0 | 0 | 0 | 0 | 0 | 0 | 0 | 0 | 0 | 0 | 0 | 0 | 0 | 0 | 0 | 0_E1_Stock |  |  |  |  | 13576.6093
| E2 | 0 | 0 | 0 | 0 | 0 | 0 | 0 | 0 | 0 | 0 | 0 | 0 | 0 | 0 | 0 | 0 | 0 | 0 | 0 | 0 | 0 | 0 | 0 | 0 | 0 | 0 | 0 | 0 | 0 | 0 | 0 | 0_E2_Stock |  |  |  |  | 0
| E3 | 0 | 0 | 0 | 0 | 0 | 0 | 0 | 0 | 0 | 0 | 0 | 0 | 0 | 0 | 0 | 0 | 0 | 0 | 0 | 0 | 0 | 0 | 0 | 0 | 0 | 0 | 0 | 0 | 0 | 0 | 0 | 0_E3_Stock |  |  |  |  | 0
| E4 | 0 | 0 | 0 | 0 | 0 | 0 | 0 | 0 | 0 | 0 | 0 | 0 | 0 | 0 | 0 | 0 | 0 | 0 | 0 | 0 | 0 | 0 | 0 | 0 | 0 | 0 | 0 | 0 | 0 | 0 | 0 | 0_E4_Stock |  |  |  |  | 0
| E5 | 0 | 0 | 0 | 0 | 0 | 0 | 0 | 0 | 0 | 0 | 0 | 0 | 0 | 0 | 0 | 0 | 0 | 0 | 0 | 0 | 0 | 0 | 0 | 0 | 0 | 0 | 0 | 0 | 0 | 0 | 0 | 0_E5_Stock |  |  |  |  | 0
| E6 | 0 | 0 | 0 | 0 | 0 | 0 | 0 | 0 | 0 | 0 | 0 | 0 | 0 | 0 | 0 | 0 | 0 | 0 | 0 | 0 | 0 | 0 | 0 | 0 | 0 | 0 | 0 | 0 | 0 | 0 | 0 | 0_E6_Stock |  |  |  |  | 0
| E7 | 0 | 0 | 0 | 0 | 0 | 0 | 0 | 0 | 0 | 0 | 0 | 0 | 0 | 0 | 0 | 0 | 0 | 0 | 0 | 0 | 0 | 0 | 0 | 0 | 0 | 0 | 0 | 0 | 0 | 0 | 0 | 0_E7_Stock |  |  |  |  | 0
| E8 | 0 | 0 | 0 | 0 | 0 | 0 | 0 | 0 | 0 | 0 | 0 | 0 | 0 | 0 | 0 | 0 | 0 | 0 | 0 | 0 | 0 | 0 | 0 | 0 | 0 | 0 | 0 | 0 | 0 | 0 | 0 | 0_E8_Stock |  |  |  |  | 0
| E9 | 0 | 0 | 0 | 0 | 0 | 0 | 0 | 0 | 0 | 0 | 0 | 0 | 0 | 0 | 0 | 0 | 0 | 0 | 0 | 0 | 0 | 0 | 0 | 0 | 0 | 0 | 0 | 0 | 0 | 0 | 0 | 0_E9_Stock |  |  |  |  | 0
| E10 | 0 | 0 | 0 | 0 | 0 | 0 | 0 | 0 | 0 | 0 | 0 | 0 | 0 | 0 | 0 | 0 | 0 | 0 | 0 | 0 | 0 | 0 | 0 | 0 | 0 | 0 | 0 | 0 | 0 | 0 | 0 | 0_E10_Stock |  |  |  |  | 0
| Vintage | 0 | 0 | 0 | 0 | 0 | 0 | 0 | 0 | 0 | 0 | 0 | 0 | 0 | 0 | 0 | 0 | 0 | 0 | 0 | 0 | 0 | 0 | 0 | 0 | 0 | 0 | 0 | 0 | 0 | 0 | 0 | 0_Vintage_Stock |  |  |  |  | 288381.2139
S4C5 |  | Year 0: System 4 Technology 5
Technology Variables
| Tech Key | Year 0: 0
| Peak Factor (S) | Year 0: 0
| Peak Factor (W) | Year 0: 0
| Min Vintage Lifetime | Year 0: 0
| Max Vintage Lifetime | Year 0: 0
| Turnover Style | Year 0: 0
Technology Variables
| Equipment | Year 0: Label; Year 1: Min Lifetime; Year 2: Max Lifetime; Year 3: Degradation; Year 4: Usage; Year 5: Available
| E1 | Year 1: 0; Year 2: 0; Year 3: 0%; Year 4: 0; Year 5: FALSE
| E2 | Year 1: 0; Year 2: 0; Year 3: 0%; Year 4: 0; Year 5: FALSE
| E3 | Year 1: 0; Year 2: 0; Year 3: 0%; Year 4: 0; Year 5: FALSE
| E4 | Year 1: 0; Year 2: 0; Year 3: 0%; Year 4: 0; Year 5: FALSE
| E5 | Year 1: 0; Year 2: 0; Year 3: 0%; Year 4: 0; Year 5: FALSE
| E6 | Year 1: 0; Year 2: 0; Year 3: 0%; Year 4: 0; Year 5: FALSE
| E7 | Year 1: 0; Year 2: 0; Year 3: 0%; Year 4: 0; Year 5: FALSE
| E8 | Year 1: 0; Year 2: 0; Year 3: 0%; Year 4: 0; Year 5: FALSE
| E9 | Year 1: 0; Year 2: 0; Year 3: 0%; Year 4: 0; Year 5: FALSE
| E10 | Year 1: 0; Year 2: 0; Year 3: 0%; Year 4: 0; Year 5: FALSE
Original Forecast Results
| Year | Year 0 | Year 1 | Year 2 | Year 3 | Year 4 | Year 5 | Year 6 | Year 7 | Year 8 | Year 9 | Year 10 | Year 11 | Year 12 | Year 13 | Year 14 | Year 15 | Year 16 | Year 17 | Year 18 | Year 19 | Year 20 | Year 21 | Year 22 | Year 23 | Year 24 | Year 25 | Year 26 | Year 27 | Year 28 | Year 29 | Year 30 | Key
| Units | 0 | 0 | 0 | 0 | 0 | 0 | 0 | 0 | 0 | 0 | 0 | 0 | 0 | 0 | 0 | 0 | 0 | 0 | 0 | 0 | 0 | 0 | 0 | 0 | 0 | 0 | 0 | 0 | 0 | 0 | 0 | #REF! |  |  |  |  | 301957.8232
| Usage | 0 | 0 | 0 | 0 | 0 | 0 | 0 | 0 | 0 | 0 | 0 | 0 | 0 | 0 | 0 | 0 | 0 | 0 | 0 | 0 | 0 | 0 | 0 | 0 | 0 | 0 | 0 | 0 | 0 | 0 | 0 | #REF! |  |  |  |  | 1698.6543
| Peak Demand (S) | 0 | 0 | 0 | 0 | 0 | 0 | 0 | 0 | 0 | 0 | 0 | 0 | 0 | 0 | 0 | 0 | 0 | 0 | 0 | 0 | 0 | 0 | 0 | 0 | 0 | 0 | 0 | 0 | 0 | 0 | 0 | #REF! |  |  |  |  | 0
| Peak Demand (W) | 0 | 0 | 0 | 0 | 0 | 0 | 0 | 0 | 0 | 0 | 0 | 0 | 0 | 0 | 0 | 0 | 0 | 0 | 0 | 0 | 0 | 0 | 0 | 0 | 0 | 0 | 0 | 0 | 0 | 0 | 0 | #REF! |  |  |  |  | 884.6119
| Turnover | 0 | 0 | 0 | 0 | 0 | 0 | 0 | 0 | 0 | 0 | 0 | 0 | 0 | 0 | 0 | 0 | 0 | 0 | 0 | 0 | 0 | 0 | 0 | 0 | 0 | 0 | 0 | 0 | 0 | 0 | 0 | #REF! |  |  |  |  | 6885.4476
| Avg. Replacement Usage | 0 | 0 | 0 | 0 | 0 | 0 | 0 | 0 | 0 | 0 | 0 | 0 | 0 | 0 | 0 | 0 | 0 | 0 | 0 | 0 | 0 | 0 | 0 | 0 | 0 | 0 | 0 | 0 | 0 | 0 | 0 | #REF! |  |  |  |  | 5638.8522
| Avg. Replacement Demand (S) | 0 | 0 | 0 | 0 | 0 | 0 | 0 | 0 | 0 | 0 | 0 | 0 | 0 | 0 | 0 | 0 | 0 | 0 | 0 | 0 | 0 | 0 | 0 | 0 | 0 | 0 | 0 | 0 | 0 | 0 | 0 | #REF! |  |  |  |  | 0
| Avg. Replacement Demand (W) | 0 | 0 | 0 | 0 | 0 | 0 | 0 | 0 | 0 | 0 | 0 | 0 | 0 | 0 | 0 | 0 | 0 | 0 | 0 | 0 | 0 | 0 | 0 | 0 | 0 | 0 | 0 | 0 | 0 | 0 | 0 | #REF! |  |  |  |  | 2.9366
Tech Forecast Stock
| Year | Year 0 | Year 1 | Year 2 | Year 3 | Year 4 | Year 5 | Year 6 | Year 7 | Year 8 | Year 9 | Year 10 | Year 11 | Year 12 | Year 13 | Year 14 | Year 15 | Year 16 | Year 17 | Year 18 | Year 19 | Year 20 | Year 21 | Year 22 | Year 23 | Year 24 | Year 25 | Year 26 | Year 27 | Year 28 | Year 29 | Year 30
| E1 | 0 | 0 | 0 | 0 | 0 | 0 | 0 | 0 | 0 | 0 | 0 | 0 | 0 | 0 | 0 | 0 | 0 | 0 | 0 | 0 | 0 | 0 | 0 | 0 | 0 | 0 | 0 | 0 | 0 | 0 | 0
| E2 | 0 | 0 | 0 | 0 | 0 | 0 | 0 | 0 | 0 | 0 | 0 | 0 | 0 | 0 | 0 | 0 | 0 | 0 | 0 | 0 | 0 | 0 | 0 | 0 | 0 | 0 | 0 | 0 | 0 | 0 | 0
| E3 | 0 | 0 | 0 | 0 | 0 | 0 | 0 | 0 | 0 | 0 | 0 | 0 | 0 | 0 | 0 | 0 | 0 | 0 | 0 | 0 | 0 | 0 | 0 | 0 | 0 | 0 | 0 | 0 | 0 | 0 | 0
| E4 | 0 | 0 | 0 | 0 | 0 | 0 | 0 | 0 | 0 | 0 | 0 | 0 | 0 | 0 | 0 | 0 | 0 | 0 | 0 | 0 | 0 | 0 | 0 | 0 | 0 | 0 | 0 | 0 | 0 | 0 | 0
| E5 | 0 | 0 | 0 | 0 | 0 | 0 | 0 | 0 | 0 | 0 | 0 | 0 | 0 | 0 | 0 | 0 | 0 | 0 | 0 | 0 | 0 | 0 | 0 | 0 | 0 | 0 | 0 | 0 | 0 | 0 | 0
| E6 | 0 | 0 | 0 | 0 | 0 | 0 | 0 | 0 | 0 | 0 | 0 | 0 | 0 | 0 | 0 | 0 | 0 | 0 | 0 | 0 | 0 | 0 | 0 | 0 | 0 | 0 | 0 | 0 | 0 | 0 | 0
| E7 | 0 | 0 | 0 | 0 | 0 | 0 | 0 | 0 | 0 | 0 | 0 | 0 | 0 | 0 | 0 | 0 | 0 | 0 | 0 | 0 | 0 | 0 | 0 | 0 | 0 | 0 | 0 | 0 | 0 | 0 | 0
| E8 | 0 | 0 | 0 | 0 | 0 | 0 | 0 | 0 | 0 | 0 | 0 | 0 | 0 | 0 | 0 | 0 | 0 | 0 | 0 | 0 | 0 | 0 | 0 | 0 | 0 | 0 | 0 | 0 | 0 | 0 | 0
| E9 | 0 | 0 | 0 | 0 | 0 | 0 | 0 | 0 | 0 | 0 | 0 | 0 | 0 | 0 | 0 | 0 | 0 | 0 | 0 | 0 | 0 | 0 | 0 | 0 | 0 | 0 | 0 | 0 | 0 | 0 | 0
| E10 | 0 | 0 | 0 | 0 | 0 | 0 | 0 | 0 | 0 | 0 | 0 | 0 | 0 | 0 | 0 | 0 | 0 | 0 | 0 | 0 | 0 | 0 | 0 | 0 | 0 | 0 | 0 | 0 | 0 | 0 | 0
| Vintage | 0 | 0 | 0 | 0 | 0 | 0 | 0 | 0 | 0 | 0 | 0 | 0 | 0 | 0 | 0 | 0 | 0 | 0 | 0 | 0 | 0 | 0 | 0 | 0 | 0 | 0 | 0 | 0 | 0 | 0 | 0
Stock for Switching
| Year | Year 0 | Year 1 | Year 2 | Year 3 | Year 4 | Year 5 | Year 6 | Year 7 | Year 8 | Year 9 | Year 10 | Year 11 | Year 12 | Year 13 | Year 14 | Year 15 | Year 16 | Year 17 | Year 18 | Year 19 | Year 20 | Year 21 | Year 22 | Year 23 | Year 24 | Year 25 | Year 26 | Year 27 | Year 28 | Year 29 | Year 30
| E1 | 0 | 0 | 0 | 0 | 0 | 0 | 0 | 0 | 0 | 0 | 0 | 0 | 0 | 0 | 0 | 0 | 0 | 0 | 0 | 0 | 0 | 0 | 0 | 0 | 0 | 0 | 0 | 0 | 0 | 0 | 0 | 0_E1_SysStock
| E2 | 0 | 0 | 0 | 0 | 0 | 0 | 0 | 0 | 0 | 0 | 0 | 0 | 0 | 0 | 0 | 0 | 0 | 0 | 0 | 0 | 0 | 0 | 0 | 0 | 0 | 0 | 0 | 0 | 0 | 0 | 0 | 0_E2_SysStock
| E3 | 0 | 0 | 0 | 0 | 0 | 0 | 0 | 0 | 0 | 0 | 0 | 0 | 0 | 0 | 0 | 0 | 0 | 0 | 0 | 0 | 0 | 0 | 0 | 0 | 0 | 0 | 0 | 0 | 0 | 0 | 0 | 0_E3_SysStock
| E4 | 0 | 0 | 0 | 0 | 0 | 0 | 0 | 0 | 0 | 0 | 0 | 0 | 0 | 0 | 0 | 0 | 0 | 0 | 0 | 0 | 0 | 0 | 0 | 0 | 0 | 0 | 0 | 0 | 0 | 0 | 0 | 0_E4_SysStock
| E5 | 0 | 0 | 0 | 0 | 0 | 0 | 0 | 0 | 0 | 0 | 0 | 0 | 0 | 0 | 0 | 0 | 0 | 0 | 0 | 0 | 0 | 0 | 0 | 0 | 0 | 0 | 0 | 0 | 0 | 0 | 0 | 0_E5_SysStock
| E6 | 0 | 0 | 0 | 0 | 0 | 0 | 0 | 0 | 0 | 0 | 0 | 0 | 0 | 0 | 0 | 0 | 0 | 0 | 0 | 0 | 0 | 0 | 0 | 0 | 0 | 0 | 0 | 0 | 0 | 0 | 0 | 0_E6_SysStock
| E7 | 0 | 0 | 0 | 0 | 0 | 0 | 0 | 0 | 0 | 0 | 0 | 0 | 0 | 0 | 0 | 0 | 0 | 0 | 0 | 0 | 0 | 0 | 0 | 0 | 0 | 0 | 0 | 0 | 0 | 0 | 0 | 0_E7_SysStock
| E8 | 0 | 0 | 0 | 0 | 0 | 0 | 0 | 0 | 0 | 0 | 0 | 0 | 0 | 0 | 0 | 0 | 0 | 0 | 0 | 0 | 0 | 0 | 0 | 0 | 0 | 0 | 0 | 0 | 0 | 0 | 0 | 0_E8_SysStock
| E9 | 0 | 0 | 0 | 0 | 0 | 0 | 0 | 0 | 0 | 0 | 0 | 0 | 0 | 0 | 0 | 0 | 0 | 0 | 0 | 0 | 0 | 0 | 0 | 0 | 0 | 0 | 0 | 0 | 0 | 0 | 0 | 0_E9_SysStock
| E10 | 0 | 0 | 0 | 0 | 0 | 0 | 0 | 0 | 0 | 0 | 0 | 0 | 0 | 0 | 0 | 0 | 0 | 0 | 0 | 0 | 0 | 0 | 0 | 0 | 0 | 0 | 0 | 0 | 0 | 0 | 0 | 0_E10_SysStock
| Vintage | 0 | 0 | 0 | 0 | 0 | 0 | 0 | 0 | 0 | 0 | 0 | 0 | 0 | 0 | 0 | 0 | 0 | 0 | 0 | 0 | 0 | 0 | 0 | 0 | 0 | 0 | 0 | 0 | 0 | 0 | 0 | 0_Vintage_SysStock
Tech Forecast Purchases
| Year | Year 0 | Year 1 | Year 2 | Year 3 | Year 4 | Year 5 | Year 6 | Year 7 | Year 8 | Year 9 | Year 10 | Year 11 | Year 12 | Year 13 | Year 14 | Year 15 | Year 16 | Year 17 | Year 18 | Year 19 | Year 20 | Year 21 | Year 22 | Year 23 | Year 24 | Year 25 | Year 26 | Year 27 | Year 28 | Year 29 | Year 30
| E1 | 0 | 0 | 0 | 0 | 0 | 0 | 0 | 0 | 0 | 0 | 0 | 0 | 0 | 0 | 0 | 0 | 0 | 0 | 0 | 0 | 0 | 0 | 0 | 0 | 0 | 0 | 0 | 0 | 0 | 0 | 0
| E2 | 0 | 0 | 0 | 0 | 0 | 0 | 0 | 0 | 0 | 0 | 0 | 0 | 0 | 0 | 0 | 0 | 0 | 0 | 0 | 0 | 0 | 0 | 0 | 0 | 0 | 0 | 0 | 0 | 0 | 0 | 0
| E3 | 0 | 0 | 0 | 0 | 0 | 0 | 0 | 0 | 0 | 0 | 0 | 0 | 0 | 0 | 0 | 0 | 0 | 0 | 0 | 0 | 0 | 0 | 0 | 0 | 0 | 0 | 0 | 0 | 0 | 0 | 0
| E4 | 0 | 0 | 0 | 0 | 0 | 0 | 0 | 0 | 0 | 0 | 0 | 0 | 0 | 0 | 0 | 0 | 0 | 0 | 0 | 0 | 0 | 0 | 0 | 0 | 0 | 0 | 0 | 0 | 0 | 0 | 0
| E5 | 0 | 0 | 0 | 0 | 0 | 0 | 0 | 0 | 0 | 0 | 0 | 0 | 0 | 0 | 0 | 0 | 0 | 0 | 0 | 0 | 0 | 0 | 0 | 0 | 0 | 0 | 0 | 0 | 0 | 0 | 0
| E6 | 0 | 0 | 0 | 0 | 0 | 0 | 0 | 0 | 0 | 0 | 0 | 0 | 0 | 0 | 0 | 0 | 0 | 0 | 0 | 0 | 0 | 0 | 0 | 0 | 0 | 0 | 0 | 0 | 0 | 0 | 0
| E7 | 0 | 0 | 0 | 0 | 0 | 0 | 0 | 0 | 0 | 0 | 0 | 0 | 0 | 0 | 0 | 0 | 0 | 0 | 0 | 0 | 0 | 0 | 0 | 0 | 0 | 0 | 0 | 0 | 0 | 0 | 0
| E8 | 0 | 0 | 0 | 0 | 0 | 0 | 0 | 0 | 0 | 0 | 0 | 0 | 0 | 0 | 0 | 0 | 0 | 0 | 0 | 0 | 0 | 0 | 0 | 0 | 0 | 0 | 0 | 0 | 0 | 0 | 0
| E9 | 0 | 0 | 0 | 0 | 0 | 0 | 0 | 0 | 0 | 0 | 0 | 0 | 0 | 0 | 0 | 0 | 0 | 0 | 0 | 0 | 0 | 0 | 0 | 0 | 0 | 0 | 0 | 0 | 0 | 0 | 0
| E10 | 0 | 0 | 0 | 0 | 0 | 0 | 0 | 0 | 0 | 0 | 0 | 0 | 0 | 0 | 0 | 0 | 0 | 0 | 0 | 0 | 0 | 0 | 0 | 0 | 0 | 0 | 0 | 0 | 0 | 0 | 0
Potential to Switch
| Year | Year 0 | Year 1 | Year 2 | Year 3 | Year 4 | Year 5 | Year 6 | Year 7 | Year 8 | Year 9 | Year 10 | Year 11 | Year 12 | Year 13 | Year 14 | Year 15 | Year 16 | Year 17 | Year 18 | Year 19 | Year 20 | Year 21 | Year 22 | Year 23 | Year 24 | Year 25 | Year 26 | Year 27 | Year 28 | Year 29 | Year 30
| E1 | 0 | 0 | 0 | 0 | 0 | 0 | 0 | 0 | 0 | 0 | 0 | 0 | 0 | 0 | 0 | 0 | 0 | 0 | 0 | 0 | 0 | 0 | 0 | 0 | 0 | 0 | 0 | 0 | 0 | 0 | 0 | 0_E1_Switched Out
| E2 | 0 | 0 | 0 | 0 | 0 | 0 | 0 | 0 | 0 | 0 | 0 | 0 | 0 | 0 | 0 | 0 | 0 | 0 | 0 | 0 | 0 | 0 | 0 | 0 | 0 | 0 | 0 | 0 | 0 | 0 | 0 | 0_E2_Switched Out
| E3 | 0 | 0 | 0 | 0 | 0 | 0 | 0 | 0 | 0 | 0 | 0 | 0 | 0 | 0 | 0 | 0 | 0 | 0 | 0 | 0 | 0 | 0 | 0 | 0 | 0 | 0 | 0 | 0 | 0 | 0 | 0 | 0_E3_Switched Out
| E4 | 0 | 0 | 0 | 0 | 0 | 0 | 0 | 0 | 0 | 0 | 0 | 0 | 0 | 0 | 0 | 0 | 0 | 0 | 0 | 0 | 0 | 0 | 0 | 0 | 0 | 0 | 0 | 0 | 0 | 0 | 0 | 0_E4_Switched Out
| E5 | 0 | 0 | 0 | 0 | 0 | 0 | 0 | 0 | 0 | 0 | 0 | 0 | 0 | 0 | 0 | 0 | 0 | 0 | 0 | 0 | 0 | 0 | 0 | 0 | 0 | 0 | 0 | 0 | 0 | 0 | 0 | 0_E5_Switched Out
| E6 | 0 | 0 | 0 | 0 | 0 | 0 | 0 | 0 | 0 | 0 | 0 | 0 | 0 | 0 | 0 | 0 | 0 | 0 | 0 | 0 | 0 | 0 | 0 | 0 | 0 | 0 | 0 | 0 | 0 | 0 | 0 | 0_E6_Switched Out
| E7 | 0 | 0 | 0 | 0 | 0 | 0 | 0 | 0 | 0 | 0 | 0 | 0 | 0 | 0 | 0 | 0 | 0 | 0 | 0 | 0 | 0 | 0 | 0 | 0 | 0 | 0 | 0 | 0 | 0 | 0 | 0 | 0_E7_Switched Out
| E8 | 0 | 0 | 0 | 0 | 0 | 0 | 0 | 0 | 0 | 0 | 0 | 0 | 0 | 0 | 0 | 0 | 0 | 0 | 0 | 0 | 0 | 0 | 0 | 0 | 0 | 0 | 0 | 0 | 0 | 0 | 0 | 0_E8_Switched Out
| E9 | 0 | 0 | 0 | 0 | 0 | 0 | 0 | 0 | 0 | 0 | 0 | 0 | 0 | 0 | 0 | 0 | 0 | 0 | 0 | 0 | 0 | 0 | 0 | 0 | 0 | 0 | 0 | 0 | 0 | 0 | 0 | 0_E9_Switched Out
| E10 | 0 | 0 | 0 | 0 | 0 | 0 | 0 | 0 | 0 | 0 | 0 | 0 | 0 | 0 | 0 | 0 | 0 | 0 | 0 | 0 | 0 | 0 | 0 | 0 | 0 | 0 | 0 | 0 | 0 | 0 | 0 | 0_E10_Switched Out
Units Out
| E1 | 0 | 0 | 0 | 0 | 0 | 0 | 0 | 0 | 0 | 0 | 0 | 0 | 0 | 0 | 0 | 0 | 0 | 0 | 0 | 0 | 0 | 0 | 0 | 0 | 0 | 0 | 0 | 0 | 0 | 0 | 0
| E2 | 0 | 0 | 0 | 0 | 0 | 0 | 0 | 0 | 0 | 0 | 0 | 0 | 0 | 0 | 0 | 0 | 0 | 0 | 0 | 0 | 0 | 0 | 0 | 0 | 0 | 0 | 0 | 0 | 0 | 0 | 0
| E3 | 0 | 0 | 0 | 0 | 0 | 0 | 0 | 0 | 0 | 0 | 0 | 0 | 0 | 0 | 0 | 0 | 0 | 0 | 0 | 0 | 0 | 0 | 0 | 0 | 0 | 0 | 0 | 0 | 0 | 0 | 0
| E4 | 0 | 0 | 0 | 0 | 0 | 0 | 0 | 0 | 0 | 0 | 0 | 0 | 0 | 0 | 0 | 0 | 0 | 0 | 0 | 0 | 0 | 0 | 0 | 0 | 0 | 0 | 0 | 0 | 0 | 0 | 0
| E5 | 0 | 0 | 0 | 0 | 0 | 0 | 0 | 0 | 0 | 0 | 0 | 0 | 0 | 0 | 0 | 0 | 0 | 0 | 0 | 0 | 0 | 0 | 0 | 0 | 0 | 0 | 0 | 0 | 0 | 0 | 0
| E6 | 0 | 0 | 0 | 0 | 0 | 0 | 0 | 0 | 0 | 0 | 0 | 0 | 0 | 0 | 0 | 0 | 0 | 0 | 0 | 0 | 0 | 0 | 0 | 0 | 0 | 0 | 0 | 0 | 0 | 0 | 0
| E7 | 0 | 0 | 0 | 0 | 0 | 0 | 0 | 0 | 0 | 0 | 0 | 0 | 0 | 0 | 0 | 0 | 0 | 0 | 0 | 0 | 0 | 0 | 0 | 0 | 0 | 0 | 0 | 0 | 0 | 0 | 0
| E8 | 0 | 0 | 0 | 0 | 0 | 0 | 0 | 0 | 0 | 0 | 0 | 0 | 0 | 0 | 0 | 0 | 0 | 0 | 0 | 0 | 0 | 0 | 0 | 0 | 0 | 0 | 0 | 0 | 0 | 0 | 0
| E9 | 0 | 0 | 0 | 0 | 0 | 0 | 0 | 0 | 0 | 0 | 0 | 0 | 0 | 0 | 0 | 0 | 0 | 0 | 0 | 0 | 0 | 0 | 0 | 0 | 0 | 0 | 0 | 0 | 0 | 0 | 0
| E10 | 0 | 0 | 0 | 0 | 0 | 0 | 0 | 0 | 0 | 0 | 0 | 0 | 0 | 0 | 0 | 0 | 0 | 0 | 0 | 0 | 0 | 0 | 0 | 0 | 0 | 0 | 0 | 0 | 0 | 0 | 0
| Vintage | 0 | 0 | 0 | 0 | 0 | 0 | 0 | 0 | 0 | 0 | 0 | 0 | 0 | 0 | 0 | 0 | 0 | 0 | 0 | 0 | 0 | 0 | 0 | 0 | 0 | 0 | 0 | 0 | 0 | 0 | 0
Tech Purchase Shares
| Year | Year 0 | Year 1 | Year 2 | Year 3 | Year 4 | Year 5 | Year 6 | Year 7 | Year 8 | Year 9 | Year 10 | Year 11 | Year 12 | Year 13 | Year 14 | Year 15 | Year 16 | Year 17 | Year 18 | Year 19 | Year 20 | Year 21 | Year 22 | Year 23 | Year 24 | Year 25 | Year 26 | Year 27 | Year 28 | Year 29 | Year 30
E1 | bar: Year 0 to Year 30
E2 | bar: Year 0 to Year 30
E3 | bar: Year 0 to Year 30
E4 | bar: Year 0 to Year 30
E5 | bar: Year 0 to Year 30
E6 | bar: Year 0 to Year 30
E7 | bar: Year 0 to Year 30
E8 | bar: Year 0 to Year 30
E9 | bar: Year 0 to Year 30
E10 | bar: Year 0 to Year 30
Units In from Switching
| E1 | 0 | 0 | 0 | 0 | 0 | 0 | 0 | 0 | 0 | 0 | 0 | 0 | 0 | 0 | 0 | 0 | 0 | 0 | 0 | 0 | 0 | 0 | 0 | 0 | 0 | 0 | 0 | 0 | 0 | 0 | 0
| E2 | 0 | 0 | 0 | 0 | 0 | 0 | 0 | 0 | 0 | 0 | 0 | 0 | 0 | 0 | 0 | 0 | 0 | 0 | 0 | 0 | 0 | 0 | 0 | 0 | 0 | 0 | 0 | 0 | 0 | 0 | 0
| E3 | 0 | 0 | 0 | 0 | 0 | 0 | 0 | 0 | 0 | 0 | 0 | 0 | 0 | 0 | 0 | 0 | 0 | 0 | 0 | 0 | 0 | 0 | 0 | 0 | 0 | 0 | 0 | 0 | 0 | 0 | 0
| E4 | 0 | 0 | 0 | 0 | 0 | 0 | 0 | 0 | 0 | 0 | 0 | 0 | 0 | 0 | 0 | 0 | 0 | 0 | 0 | 0 | 0 | 0 | 0 | 0 | 0 | 0 | 0 | 0 | 0 | 0 | 0
| E5 | 0 | 0 | 0 | 0 | 0 | 0 | 0 | 0 | 0 | 0 | 0 | 0 | 0 | 0 | 0 | 0 | 0 | 0 | 0 | 0 | 0 | 0 | 0 | 0 | 0 | 0 | 0 | 0 | 0 | 0 | 0
| E6 | 0 | 0 | 0 | 0 | 0 | 0 | 0 | 0 | 0 | 0 | 0 | 0 | 0 | 0 | 0 | 0 | 0 | 0 | 0 | 0 | 0 | 0 | 0 | 0 | 0 | 0 | 0 | 0 | 0 | 0 | 0
| E7 | 0 | 0 | 0 | 0 | 0 | 0 | 0 | 0 | 0 | 0 | 0 | 0 | 0 | 0 | 0 | 0 | 0 | 0 | 0 | 0 | 0 | 0 | 0 | 0 | 0 | 0 | 0 | 0 | 0 | 0 | 0
| E8 | 0 | 0 | 0 | 0 | 0 | 0 | 0 | 0 | 0 | 0 | 0 | 0 | 0 | 0 | 0 | 0 | 0 | 0 | 0 | 0 | 0 | 0 | 0 | 0 | 0 | 0 | 0 | 0 | 0 | 0 | 0
| E9 | 0 | 0 | 0 | 0 | 0 | 0 | 0 | 0 | 0 | 0 | 0 | 0 | 0 | 0 | 0 | 0 | 0 | 0 | 0 | 0 | 0 | 0 | 0 | 0 | 0 | 0 | 0 | 0 | 0 | 0 | 0
| E10 | 0 | 0 | 0 | 0 | 0 | 0 | 0 | 0 | 0 | 0 | 0 | 0 | 0 | 0 | 0 | 0 | 0 | 0 | 0 | 0 | 0 | 0 | 0 | 0 | 0 | 0 | 0 | 0 | 0 | 0 | 0
| Vintage | 0 | 0 | 0 | 0 | 0 | 0 | 0 | 0 | 0 | 0 | 0 | 0 | 0 | 0 | 0 | 0 | 0 | 0 | 0 | 0 | 0 | 0 | 0 | 0 | 0 | 0 | 0 | 0 | 0 | 0 | 0
Net Change
| Year | Year 0 | Year 1 | Year 2 | Year 3 | Year 4 | Year 5 | Year 6 | Year 7 | Year 8 | Year 9 | Year 10 | Year 11 | Year 12 | Year 13 | Year 14 | Year 15 | Year 16 | Year 17 | Year 18 | Year 19 | Year 20 | Year 21 | Year 22 | Year 23 | Year 24 | Year 25 | Year 26 | Year 27 | Year 28 | Year 29 | Year 30 | Key
| Units | 0 | 0 | 0 | 0 | 0 | 0 | 0 | 0 | 0 | 0 | 0 | 0 | 0 | 0 | 0 | 0 | 0 | 0 | 0 | 0 | 0 | 0 | 0 | 0 | 0 | 0 | 0 | 0 | 0 | 0 | 0 | 0_Units |  |  |  |  | 301957.8232
| Usage | 0 | 0 | 0 | 0 | 0 | 0 | 0 | 0 | 0 | 0 | 0 | 0 | 0 | 0 | 0 | 0 | 0 | 0 | 0 | 0 | 0 | 0 | 0 | 0 | 0 | 0 | 0 | 0 | 0 | 0 | 0 | 0_Usage |  |  |  |  | 1698.6543
| Peak Demand (S) | 0 | 0 | 0 | 0 | 0 | 0 | 0 | 0 | 0 | 0 | 0 | 0 | 0 | 0 | 0 | 0 | 0 | 0 | 0 | 0 | 0 | 0 | 0 | 0 | 0 | 0 | 0 | 0 | 0 | 0 | 0 | 0_Peak Demand (S) |  |  |  |  | 0
| Peak Demand (W) | 0 | 0 | 0 | 0 | 0 | 0 | 0 | 0 | 0 | 0 | 0 | 0 | 0 | 0 | 0 | 0 | 0 | 0 | 0 | 0 | 0 | 0 | 0 | 0 | 0 | 0 | 0 | 0 | 0 | 0 | 0 | 0_Peak Demand (W) |  |  |  |  | 884.6119
| Turnover | 0 | 0 | 0 | 0 | 0 | 0 | 0 | 0 | 0 | 0 | 0 | 0 | 0 | 0 | 0 | 0 | 0 | 0 | 0 | 0 | 0 | 0 | 0 | 0 | 0 | 0 | 0 | 0 | 0 | 0 | 0 | 0_Turnover |  |  |  |  | 6885.4476
| Avg. Replacement Usage | 0 | 0 | 0 | 0 | 0 | 0 | 0 | 0 | 0 | 0 | 0 | 0 | 0 | 0 | 0 | 0 | 0 | 0 | 0 | 0 | 0 | 0 | 0 | 0 | 0 | 0 | 0 | 0 | 0 | 0 | 0 | 0_Avg. Replacement Usage |  |  |  |  | 5638.8522
| Avg. Replacement Demand (S) | 0 | 0 | 0 | 0 | 0 | 0 | 0 | 0 | 0 | 0 | 0 | 0 | 0 | 0 | 0 | 0 | 0 | 0 | 0 | 0 | 0 | 0 | 0 | 0 | 0 | 0 | 0 | 0 | 0 | 0 | 0 | 0_Avg. Replacement Demand (S) |  |  |  |  | 0
| Avg. Replacement Demand (W) | 0 | 0 | 0 | 0 | 0 | 0 | 0 | 0 | 0 | 0 | 0 | 0 | 0 | 0 | 0 | 0 | 0 | 0 | 0 | 0 | 0 | 0 | 0 | 0 | 0 | 0 | 0 | 0 | 0 | 0 | 0 | 0_Avg. Replacement Demand (W) |  |  |  |  | 2.9366
Purchases
| Year | Year 0 | Year 1 | Year 2 | Year 3 | Year 4 | Year 5 | Year 6 | Year 7 | Year 8 | Year 9 | Year 10 | Year 11 | Year 12 | Year 13 | Year 14 | Year 15 | Year 16 | Year 17 | Year 18 | Year 19 | Year 20 | Year 21 | Year 22 | Year 23 | Year 24 | Year 25 | Year 26 | Year 27 | Year 28 | Year 29 | Year 30
| E1 | 0 | 0 | 0 | 0 | 0 | 0 | 0 | 0 | 0 | 0 | 0 | 0 | 0 | 0 | 0 | 0 | 0 | 0 | 0 | 0 | 0 | 0 | 0 | 0 | 0 | 0 | 0 | 0 | 0 | 0 | 0 | 0_E1_Purchases |  |  |  |  | 6885.4476
| E2 | 0 | 0 | 0 | 0 | 0 | 0 | 0 | 0 | 0 | 0 | 0 | 0 | 0 | 0 | 0 | 0 | 0 | 0 | 0 | 0 | 0 | 0 | 0 | 0 | 0 | 0 | 0 | 0 | 0 | 0 | 0 | 0_E2_Purchases |  |  |  |  | 0
| E3 | 0 | 0 | 0 | 0 | 0 | 0 | 0 | 0 | 0 | 0 | 0 | 0 | 0 | 0 | 0 | 0 | 0 | 0 | 0 | 0 | 0 | 0 | 0 | 0 | 0 | 0 | 0 | 0 | 0 | 0 | 0 | 0_E3_Purchases |  |  |  |  | 0
| E4 | 0 | 0 | 0 | 0 | 0 | 0 | 0 | 0 | 0 | 0 | 0 | 0 | 0 | 0 | 0 | 0 | 0 | 0 | 0 | 0 | 0 | 0 | 0 | 0 | 0 | 0 | 0 | 0 | 0 | 0 | 0 | 0_E4_Purchases |  |  |  |  | 0
| E5 | 0 | 0 | 0 | 0 | 0 | 0 | 0 | 0 | 0 | 0 | 0 | 0 | 0 | 0 | 0 | 0 | 0 | 0 | 0 | 0 | 0 | 0 | 0 | 0 | 0 | 0 | 0 | 0 | 0 | 0 | 0 | 0_E5_Purchases |  |  |  |  | 0
| E6 | 0 | 0 | 0 | 0 | 0 | 0 | 0 | 0 | 0 | 0 | 0 | 0 | 0 | 0 | 0 | 0 | 0 | 0 | 0 | 0 | 0 | 0 | 0 | 0 | 0 | 0 | 0 | 0 | 0 | 0 | 0 | 0_E6_Purchases |  |  |  |  | 0
| E7 | 0 | 0 | 0 | 0 | 0 | 0 | 0 | 0 | 0 | 0 | 0 | 0 | 0 | 0 | 0 | 0 | 0 | 0 | 0 | 0 | 0 | 0 | 0 | 0 | 0 | 0 | 0 | 0 | 0 | 0 | 0 | 0_E7_Purchases |  |  |  |  | 0
| E8 | 0 | 0 | 0 | 0 | 0 | 0 | 0 | 0 | 0 | 0 | 0 | 0 | 0 | 0 | 0 | 0 | 0 | 0 | 0 | 0 | 0 | 0 | 0 | 0 | 0 | 0 | 0 | 0 | 0 | 0 | 0 | 0_E8_Purchases |  |  |  |  | 0
| E9 | 0 | 0 | 0 | 0 | 0 | 0 | 0 | 0 | 0 | 0 | 0 | 0 | 0 | 0 | 0 | 0 | 0 | 0 | 0 | 0 | 0 | 0 | 0 | 0 | 0 | 0 | 0 | 0 | 0 | 0 | 0 | 0_E9_Purchases |  |  |  |  | 0
| E10 | 0 | 0 | 0 | 0 | 0 | 0 | 0 | 0 | 0 | 0 | 0 | 0 | 0 | 0 | 0 | 0 | 0 | 0 | 0 | 0 | 0 | 0 | 0 | 0 | 0 | 0 | 0 | 0 | 0 | 0 | 0 | 0_E10_Purchases |  |  |  |  | 0
Stock
| Year | Year 0 | Year 1 | Year 2 | Year 3 | Year 4 | Year 5 | Year 6 | Year 7 | Year 8 | Year 9 | Year 10 | Year 11 | Year 12 | Year 13 | Year 14 | Year 15 | Year 16 | Year 17 | Year 18 | Year 19 | Year 20 | Year 21 | Year 22 | Year 23 | Year 24 | Year 25 | Year 26 | Year 27 | Year 28 | Year 29 | Year 30
| E1 | 0 | 0 | 0 | 0 | 0 | 0 | 0 | 0 | 0 | 0 | 0 | 0 | 0 | 0 | 0 | 0 | 0 | 0 | 0 | 0 | 0 | 0 | 0 | 0 | 0 | 0 | 0 | 0 | 0 | 0 | 0 | 0_E1_Stock |  |  |  |  | 13576.6093
| E2 | 0 | 0 | 0 | 0 | 0 | 0 | 0 | 0 | 0 | 0 | 0 | 0 | 0 | 0 | 0 | 0 | 0 | 0 | 0 | 0 | 0 | 0 | 0 | 0 | 0 | 0 | 0 | 0 | 0 | 0 | 0 | 0_E2_Stock |  |  |  |  | 0
| E3 | 0 | 0 | 0 | 0 | 0 | 0 | 0 | 0 | 0 | 0 | 0 | 0 | 0 | 0 | 0 | 0 | 0 | 0 | 0 | 0 | 0 | 0 | 0 | 0 | 0 | 0 | 0 | 0 | 0 | 0 | 0 | 0_E3_Stock |  |  |  |  | 0
| E4 | 0 | 0 | 0 | 0 | 0 | 0 | 0 | 0 | 0 | 0 | 0 | 0 | 0 | 0 | 0 | 0 | 0 | 0 | 0 | 0 | 0 | 0 | 0 | 0 | 0 | 0 | 0 | 0 | 0 | 0 | 0 | 0_E4_Stock |  |  |  |  | 0
| E5 | 0 | 0 | 0 | 0 | 0 | 0 | 0 | 0 | 0 | 0 | 0 | 0 | 0 | 0 | 0 | 0 | 0 | 0 | 0 | 0 | 0 | 0 | 0 | 0 | 0 | 0 | 0 | 0 | 0 | 0 | 0 | 0_E5_Stock |  |  |  |  | 0
| E6 | 0 | 0 | 0 | 0 | 0 | 0 | 0 | 0 | 0 | 0 | 0 | 0 | 0 | 0 | 0 | 0 | 0 | 0 | 0 | 0 | 0 | 0 | 0 | 0 | 0 | 0 | 0 | 0 | 0 | 0 | 0 | 0_E6_Stock |  |  |  |  | 0
| E7 | 0 | 0 | 0 | 0 | 0 | 0 | 0 | 0 | 0 | 0 | 0 | 0 | 0 | 0 | 0 | 0 | 0 | 0 | 0 | 0 | 0 | 0 | 0 | 0 | 0 | 0 | 0 | 0 | 0 | 0 | 0 | 0_E7_Stock |  |  |  |  | 0
| E8 | 0 | 0 | 0 | 0 | 0 | 0 | 0 | 0 | 0 | 0 | 0 | 0 | 0 | 0 | 0 | 0 | 0 | 0 | 0 | 0 | 0 | 0 | 0 | 0 | 0 | 0 | 0 | 0 | 0 | 0 | 0 | 0_E8_Stock |  |  |  |  | 0
| E9 | 0 | 0 | 0 | 0 | 0 | 0 | 0 | 0 | 0 | 0 | 0 | 0 | 0 | 0 | 0 | 0 | 0 | 0 | 0 | 0 | 0 | 0 | 0 | 0 | 0 | 0 | 0 | 0 | 0 | 0 | 0 | 0_E9_Stock |  |  |  |  | 0
| E10 | 0 | 0 | 0 | 0 | 0 | 0 | 0 | 0 | 0 | 0 | 0 | 0 | 0 | 0 | 0 | 0 | 0 | 0 | 0 | 0 | 0 | 0 | 0 | 0 | 0 | 0 | 0 | 0 | 0 | 0 | 0 | 0_E10_Stock |  |  |  |  | 0
| Vintage | 0 | 0 | 0 | 0 | 0 | 0 | 0 | 0 | 0 | 0 | 0 | 0 | 0 | 0 | 0 | 0 | 0 | 0 | 0 | 0 | 0 | 0 | 0 | 0 | 0 | 0 | 0 | 0 | 0 | 0 | 0 | 0_Vintage_Stock |  |  |  |  | 288381.2139
S5C1 |  | Year 0: System 5 Technology 1
Technology Variables
| Tech Key | Year 0: 0
| Peak Factor (S) | Year 0: 0
| Peak Factor (W) | Year 0: 0
| Min Vintage Lifetime | Year 0: 0
| Max Vintage Lifetime | Year 0: 0
| Turnover Style | Year 0: 0
Technology Variables
| Equipment | Year 0: Label; Year 1: Min Lifetime; Year 2: Max Lifetime; Year 3: Degradation; Year 4: Usage; Year 5: Available
| E1 | Year 1: 0; Year 2: 0; Year 3: 0%; Year 4: 0; Year 5: FALSE
| E2 | Year 1: 0; Year 2: 0; Year 3: 0%; Year 4: 0; Year 5: FALSE
| E3 | Year 1: 0; Year 2: 0; Year 3: 0%; Year 4: 0; Year 5: FALSE
| E4 | Year 1: 0; Year 2: 0; Year 3: 0%; Year 4: 0; Year 5: FALSE
| E5 | Year 1: 0; Year 2: 0; Year 3: 0%; Year 4: 0; Year 5: FALSE
| E6 | Year 1: 0; Year 2: 0; Year 3: 0%; Year 4: 0; Year 5: FALSE
| E7 | Year 1: 0; Year 2: 0; Year 3: 0%; Year 4: 0; Year 5: FALSE
| E8 | Year 1: 0; Year 2: 0; Year 3: 0%; Year 4: 0; Year 5: FALSE
| E9 | Year 1: 0; Year 2: 0; Year 3: 0%; Year 4: 0; Year 5: FALSE
| E10 | Year 1: 0; Year 2: 0; Year 3: 0%; Year 4: 0; Year 5: FALSE
Original Forecast Results
| Year | Year 0 | Year 1 | Year 2 | Year 3 | Year 4 | Year 5 | Year 6 | Year 7 | Year 8 | Year 9 | Year 10 | Year 11 | Year 12 | Year 13 | Year 14 | Year 15 | Year 16 | Year 17 | Year 18 | Year 19 | Year 20 | Year 21 | Year 22 | Year 23 | Year 24 | Year 25 | Year 26 | Year 27 | Year 28 | Year 29 | Year 30 | Key
| Units | 0 | 0 | 0 | 0 | 0 | 0 | 0 | 0 | 0 | 0 | 0 | 0 | 0 | 0 | 0 | 0 | 0 | 0 | 0 | 0 | 0 | 0 | 0 | 0 | 0 | 0 | 0 | 0 | 0 | 0 | 0 | #REF! |  |  |  |  | 301957.8232
| Usage | 0 | 0 | 0 | 0 | 0 | 0 | 0 | 0 | 0 | 0 | 0 | 0 | 0 | 0 | 0 | 0 | 0 | 0 | 0 | 0 | 0 | 0 | 0 | 0 | 0 | 0 | 0 | 0 | 0 | 0 | 0 | #REF! |  |  |  |  | 1698.6543
| Peak Demand (S) | 0 | 0 | 0 | 0 | 0 | 0 | 0 | 0 | 0 | 0 | 0 | 0 | 0 | 0 | 0 | 0 | 0 | 0 | 0 | 0 | 0 | 0 | 0 | 0 | 0 | 0 | 0 | 0 | 0 | 0 | 0 | #REF! |  |  |  |  | 0
| Peak Demand (W) | 0 | 0 | 0 | 0 | 0 | 0 | 0 | 0 | 0 | 0 | 0 | 0 | 0 | 0 | 0 | 0 | 0 | 0 | 0 | 0 | 0 | 0 | 0 | 0 | 0 | 0 | 0 | 0 | 0 | 0 | 0 | #REF! |  |  |  |  | 884.6119
| Turnover | 0 | 0 | 0 | 0 | 0 | 0 | 0 | 0 | 0 | 0 | 0 | 0 | 0 | 0 | 0 | 0 | 0 | 0 | 0 | 0 | 0 | 0 | 0 | 0 | 0 | 0 | 0 | 0 | 0 | 0 | 0 | #REF! |  |  |  |  | 6885.4476
| Avg. Replacement Usage | 0 | 0 | 0 | 0 | 0 | 0 | 0 | 0 | 0 | 0 | 0 | 0 | 0 | 0 | 0 | 0 | 0 | 0 | 0 | 0 | 0 | 0 | 0 | 0 | 0 | 0 | 0 | 0 | 0 | 0 | 0 | #REF! |  |  |  |  | 5638.8522
| Avg. Replacement Demand (S) | 0 | 0 | 0 | 0 | 0 | 0 | 0 | 0 | 0 | 0 | 0 | 0 | 0 | 0 | 0 | 0 | 0 | 0 | 0 | 0 | 0 | 0 | 0 | 0 | 0 | 0 | 0 | 0 | 0 | 0 | 0 | #REF! |  |  |  |  | 0
| Avg. Replacement Demand (W) | 0 | 0 | 0 | 0 | 0 | 0 | 0 | 0 | 0 | 0 | 0 | 0 | 0 | 0 | 0 | 0 | 0 | 0 | 0 | 0 | 0 | 0 | 0 | 0 | 0 | 0 | 0 | 0 | 0 | 0 | 0 | #REF! |  |  |  |  | 2.9366
Tech Forecast Stock
| Year | Year 0 | Year 1 | Year 2 | Year 3 | Year 4 | Year 5 | Year 6 | Year 7 | Year 8 | Year 9 | Year 10 | Year 11 | Year 12 | Year 13 | Year 14 | Year 15 | Year 16 | Year 17 | Year 18 | Year 19 | Year 20 | Year 21 | Year 22 | Year 23 | Year 24 | Year 25 | Year 26 | Year 27 | Year 28 | Year 29 | Year 30
| E1 | 0 | 0 | 0 | 0 | 0 | 0 | 0 | 0 | 0 | 0 | 0 | 0 | 0 | 0 | 0 | 0 | 0 | 0 | 0 | 0 | 0 | 0 | 0 | 0 | 0 | 0 | 0 | 0 | 0 | 0 | 0
| E2 | 0 | 0 | 0 | 0 | 0 | 0 | 0 | 0 | 0 | 0 | 0 | 0 | 0 | 0 | 0 | 0 | 0 | 0 | 0 | 0 | 0 | 0 | 0 | 0 | 0 | 0 | 0 | 0 | 0 | 0 | 0
| E3 | 0 | 0 | 0 | 0 | 0 | 0 | 0 | 0 | 0 | 0 | 0 | 0 | 0 | 0 | 0 | 0 | 0 | 0 | 0 | 0 | 0 | 0 | 0 | 0 | 0 | 0 | 0 | 0 | 0 | 0 | 0
| E4 | 0 | 0 | 0 | 0 | 0 | 0 | 0 | 0 | 0 | 0 | 0 | 0 | 0 | 0 | 0 | 0 | 0 | 0 | 0 | 0 | 0 | 0 | 0 | 0 | 0 | 0 | 0 | 0 | 0 | 0 | 0
| E5 | 0 | 0 | 0 | 0 | 0 | 0 | 0 | 0 | 0 | 0 | 0 | 0 | 0 | 0 | 0 | 0 | 0 | 0 | 0 | 0 | 0 | 0 | 0 | 0 | 0 | 0 | 0 | 0 | 0 | 0 | 0
| E6 | 0 | 0 | 0 | 0 | 0 | 0 | 0 | 0 | 0 | 0 | 0 | 0 | 0 | 0 | 0 | 0 | 0 | 0 | 0 | 0 | 0 | 0 | 0 | 0 | 0 | 0 | 0 | 0 | 0 | 0 | 0
| E7 | 0 | 0 | 0 | 0 | 0 | 0 | 0 | 0 | 0 | 0 | 0 | 0 | 0 | 0 | 0 | 0 | 0 | 0 | 0 | 0 | 0 | 0 | 0 | 0 | 0 | 0 | 0 | 0 | 0 | 0 | 0
| E8 | 0 | 0 | 0 | 0 | 0 | 0 | 0 | 0 | 0 | 0 | 0 | 0 | 0 | 0 | 0 | 0 | 0 | 0 | 0 | 0 | 0 | 0 | 0 | 0 | 0 | 0 | 0 | 0 | 0 | 0 | 0
| E9 | 0 | 0 | 0 | 0 | 0 | 0 | 0 | 0 | 0 | 0 | 0 | 0 | 0 | 0 | 0 | 0 | 0 | 0 | 0 | 0 | 0 | 0 | 0 | 0 | 0 | 0 | 0 | 0 | 0 | 0 | 0
| E10 | 0 | 0 | 0 | 0 | 0 | 0 | 0 | 0 | 0 | 0 | 0 | 0 | 0 | 0 | 0 | 0 | 0 | 0 | 0 | 0 | 0 | 0 | 0 | 0 | 0 | 0 | 0 | 0 | 0 | 0 | 0
| Vintage | 0 | 0 | 0 | 0 | 0 | 0 | 0 | 0 | 0 | 0 | 0 | 0 | 0 | 0 | 0 | 0 | 0 | 0 | 0 | 0 | 0 | 0 | 0 | 0 | 0 | 0 | 0 | 0 | 0 | 0 | 0
Stock for Switching
| Year | Year 0 | Year 1 | Year 2 | Year 3 | Year 4 | Year 5 | Year 6 | Year 7 | Year 8 | Year 9 | Year 10 | Year 11 | Year 12 | Year 13 | Year 14 | Year 15 | Year 16 | Year 17 | Year 18 | Year 19 | Year 20 | Year 21 | Year 22 | Year 23 | Year 24 | Year 25 | Year 26 | Year 27 | Year 28 | Year 29 | Year 30
| E1 | 0 | 0 | 0 | 0 | 0 | 0 | 0 | 0 | 0 | 0 | 0 | 0 | 0 | 0 | 0 | 0 | 0 | 0 | 0 | 0 | 0 | 0 | 0 | 0 | 0 | 0 | 0 | 0 | 0 | 0 | 0 | 0_E1_SysStock
| E2 | 0 | 0 | 0 | 0 | 0 | 0 | 0 | 0 | 0 | 0 | 0 | 0 | 0 | 0 | 0 | 0 | 0 | 0 | 0 | 0 | 0 | 0 | 0 | 0 | 0 | 0 | 0 | 0 | 0 | 0 | 0 | 0_E2_SysStock
| E3 | 0 | 0 | 0 | 0 | 0 | 0 | 0 | 0 | 0 | 0 | 0 | 0 | 0 | 0 | 0 | 0 | 0 | 0 | 0 | 0 | 0 | 0 | 0 | 0 | 0 | 0 | 0 | 0 | 0 | 0 | 0 | 0_E3_SysStock
| E4 | 0 | 0 | 0 | 0 | 0 | 0 | 0 | 0 | 0 | 0 | 0 | 0 | 0 | 0 | 0 | 0 | 0 | 0 | 0 | 0 | 0 | 0 | 0 | 0 | 0 | 0 | 0 | 0 | 0 | 0 | 0 | 0_E4_SysStock
| E5 | 0 | 0 | 0 | 0 | 0 | 0 | 0 | 0 | 0 | 0 | 0 | 0 | 0 | 0 | 0 | 0 | 0 | 0 | 0 | 0 | 0 | 0 | 0 | 0 | 0 | 0 | 0 | 0 | 0 | 0 | 0 | 0_E5_SysStock
| E6 | 0 | 0 | 0 | 0 | 0 | 0 | 0 | 0 | 0 | 0 | 0 | 0 | 0 | 0 | 0 | 0 | 0 | 0 | 0 | 0 | 0 | 0 | 0 | 0 | 0 | 0 | 0 | 0 | 0 | 0 | 0 | 0_E6_SysStock
| E7 | 0 | 0 | 0 | 0 | 0 | 0 | 0 | 0 | 0 | 0 | 0 | 0 | 0 | 0 | 0 | 0 | 0 | 0 | 0 | 0 | 0 | 0 | 0 | 0 | 0 | 0 | 0 | 0 | 0 | 0 | 0 | 0_E7_SysStock
| E8 | 0 | 0 | 0 | 0 | 0 | 0 | 0 | 0 | 0 | 0 | 0 | 0 | 0 | 0 | 0 | 0 | 0 | 0 | 0 | 0 | 0 | 0 | 0 | 0 | 0 | 0 | 0 | 0 | 0 | 0 | 0 | 0_E8_SysStock
| E9 | 0 | 0 | 0 | 0 | 0 | 0 | 0 | 0 | 0 | 0 | 0 | 0 | 0 | 0 | 0 | 0 | 0 | 0 | 0 | 0 | 0 | 0 | 0 | 0 | 0 | 0 | 0 | 0 | 0 | 0 | 0 | 0_E9_SysStock
| E10 | 0 | 0 | 0 | 0 | 0 | 0 | 0 | 0 | 0 | 0 | 0 | 0 | 0 | 0 | 0 | 0 | 0 | 0 | 0 | 0 | 0 | 0 | 0 | 0 | 0 | 0 | 0 | 0 | 0 | 0 | 0 | 0_E10_SysStock
| Vintage | 0 | 0 | 0 | 0 | 0 | 0 | 0 | 0 | 0 | 0 | 0 | 0 | 0 | 0 | 0 | 0 | 0 | 0 | 0 | 0 | 0 | 0 | 0 | 0 | 0 | 0 | 0 | 0 | 0 | 0 | 0 | 0_Vintage_SysStock
Tech Forecast Purchases
| Year | Year 0 | Year 1 | Year 2 | Year 3 | Year 4 | Year 5 | Year 6 | Year 7 | Year 8 | Year 9 | Year 10 | Year 11 | Year 12 | Year 13 | Year 14 | Year 15 | Year 16 | Year 17 | Year 18 | Year 19 | Year 20 | Year 21 | Year 22 | Year 23 | Year 24 | Year 25 | Year 26 | Year 27 | Year 28 | Year 29 | Year 30
| E1 | 0 | 0 | 0 | 0 | 0 | 0 | 0 | 0 | 0 | 0 | 0 | 0 | 0 | 0 | 0 | 0 | 0 | 0 | 0 | 0 | 0 | 0 | 0 | 0 | 0 | 0 | 0 | 0 | 0 | 0 | 0
| E2 | 0 | 0 | 0 | 0 | 0 | 0 | 0 | 0 | 0 | 0 | 0 | 0 | 0 | 0 | 0 | 0 | 0 | 0 | 0 | 0 | 0 | 0 | 0 | 0 | 0 | 0 | 0 | 0 | 0 | 0 | 0
| E3 | 0 | 0 | 0 | 0 | 0 | 0 | 0 | 0 | 0 | 0 | 0 | 0 | 0 | 0 | 0 | 0 | 0 | 0 | 0 | 0 | 0 | 0 | 0 | 0 | 0 | 0 | 0 | 0 | 0 | 0 | 0
| E4 | 0 | 0 | 0 | 0 | 0 | 0 | 0 | 0 | 0 | 0 | 0 | 0 | 0 | 0 | 0 | 0 | 0 | 0 | 0 | 0 | 0 | 0 | 0 | 0 | 0 | 0 | 0 | 0 | 0 | 0 | 0
| E5 | 0 | 0 | 0 | 0 | 0 | 0 | 0 | 0 | 0 | 0 | 0 | 0 | 0 | 0 | 0 | 0 | 0 | 0 | 0 | 0 | 0 | 0 | 0 | 0 | 0 | 0 | 0 | 0 | 0 | 0 | 0
| E6 | 0 | 0 | 0 | 0 | 0 | 0 | 0 | 0 | 0 | 0 | 0 | 0 | 0 | 0 | 0 | 0 | 0 | 0 | 0 | 0 | 0 | 0 | 0 | 0 | 0 | 0 | 0 | 0 | 0 | 0 | 0
| E7 | 0 | 0 | 0 | 0 | 0 | 0 | 0 | 0 | 0 | 0 | 0 | 0 | 0 | 0 | 0 | 0 | 0 | 0 | 0 | 0 | 0 | 0 | 0 | 0 | 0 | 0 | 0 | 0 | 0 | 0 | 0
| E8 | 0 | 0 | 0 | 0 | 0 | 0 | 0 | 0 | 0 | 0 | 0 | 0 | 0 | 0 | 0 | 0 | 0 | 0 | 0 | 0 | 0 | 0 | 0 | 0 | 0 | 0 | 0 | 0 | 0 | 0 | 0
| E9 | 0 | 0 | 0 | 0 | 0 | 0 | 0 | 0 | 0 | 0 | 0 | 0 | 0 | 0 | 0 | 0 | 0 | 0 | 0 | 0 | 0 | 0 | 0 | 0 | 0 | 0 | 0 | 0 | 0 | 0 | 0
| E10 | 0 | 0 | 0 | 0 | 0 | 0 | 0 | 0 | 0 | 0 | 0 | 0 | 0 | 0 | 0 | 0 | 0 | 0 | 0 | 0 | 0 | 0 | 0 | 0 | 0 | 0 | 0 | 0 | 0 | 0 | 0
Potential to Switch
| Year | Year 0 | Year 1 | Year 2 | Year 3 | Year 4 | Year 5 | Year 6 | Year 7 | Year 8 | Year 9 | Year 10 | Year 11 | Year 12 | Year 13 | Year 14 | Year 15 | Year 16 | Year 17 | Year 18 | Year 19 | Year 20 | Year 21 | Year 22 | Year 23 | Year 24 | Year 25 | Year 26 | Year 27 | Year 28 | Year 29 | Year 30
| E1 | 0 | 0 | 0 | 0 | 0 | 0 | 0 | 0 | 0 | 0 | 0 | 0 | 0 | 0 | 0 | 0 | 0 | 0 | 0 | 0 | 0 | 0 | 0 | 0 | 0 | 0 | 0 | 0 | 0 | 0 | 0 | 0_E1_Switched Out
| E2 | 0 | 0 | 0 | 0 | 0 | 0 | 0 | 0 | 0 | 0 | 0 | 0 | 0 | 0 | 0 | 0 | 0 | 0 | 0 | 0 | 0 | 0 | 0 | 0 | 0 | 0 | 0 | 0 | 0 | 0 | 0 | 0_E2_Switched Out
| E3 | 0 | 0 | 0 | 0 | 0 | 0 | 0 | 0 | 0 | 0 | 0 | 0 | 0 | 0 | 0 | 0 | 0 | 0 | 0 | 0 | 0 | 0 | 0 | 0 | 0 | 0 | 0 | 0 | 0 | 0 | 0 | 0_E3_Switched Out
| E4 | 0 | 0 | 0 | 0 | 0 | 0 | 0 | 0 | 0 | 0 | 0 | 0 | 0 | 0 | 0 | 0 | 0 | 0 | 0 | 0 | 0 | 0 | 0 | 0 | 0 | 0 | 0 | 0 | 0 | 0 | 0 | 0_E4_Switched Out
| E5 | 0 | 0 | 0 | 0 | 0 | 0 | 0 | 0 | 0 | 0 | 0 | 0 | 0 | 0 | 0 | 0 | 0 | 0 | 0 | 0 | 0 | 0 | 0 | 0 | 0 | 0 | 0 | 0 | 0 | 0 | 0 | 0_E5_Switched Out
| E6 | 0 | 0 | 0 | 0 | 0 | 0 | 0 | 0 | 0 | 0 | 0 | 0 | 0 | 0 | 0 | 0 | 0 | 0 | 0 | 0 | 0 | 0 | 0 | 0 | 0 | 0 | 0 | 0 | 0 | 0 | 0 | 0_E6_Switched Out
| E7 | 0 | 0 | 0 | 0 | 0 | 0 | 0 | 0 | 0 | 0 | 0 | 0 | 0 | 0 | 0 | 0 | 0 | 0 | 0 | 0 | 0 | 0 | 0 | 0 | 0 | 0 | 0 | 0 | 0 | 0 | 0 | 0_E7_Switched Out
| E8 | 0 | 0 | 0 | 0 | 0 | 0 | 0 | 0 | 0 | 0 | 0 | 0 | 0 | 0 | 0 | 0 | 0 | 0 | 0 | 0 | 0 | 0 | 0 | 0 | 0 | 0 | 0 | 0 | 0 | 0 | 0 | 0_E8_Switched Out
| E9 | 0 | 0 | 0 | 0 | 0 | 0 | 0 | 0 | 0 | 0 | 0 | 0 | 0 | 0 | 0 | 0 | 0 | 0 | 0 | 0 | 0 | 0 | 0 | 0 | 0 | 0 | 0 | 0 | 0 | 0 | 0 | 0_E9_Switched Out
| E10 | 0 | 0 | 0 | 0 | 0 | 0 | 0 | 0 | 0 | 0 | 0 | 0 | 0 | 0 | 0 | 0 | 0 | 0 | 0 | 0 | 0 | 0 | 0 | 0 | 0 | 0 | 0 | 0 | 0 | 0 | 0 | 0_E10_Switched Out
Units Out
| E1 | 0 | 0 | 0 | 0 | 0 | 0 | 0 | 0 | 0 | 0 | 0 | 0 | 0 | 0 | 0 | 0 | 0 | 0 | 0 | 0 | 0 | 0 | 0 | 0 | 0 | 0 | 0 | 0 | 0 | 0 | 0
| E2 | 0 | 0 | 0 | 0 | 0 | 0 | 0 | 0 | 0 | 0 | 0 | 0 | 0 | 0 | 0 | 0 | 0 | 0 | 0 | 0 | 0 | 0 | 0 | 0 | 0 | 0 | 0 | 0 | 0 | 0 | 0
| E3 | 0 | 0 | 0 | 0 | 0 | 0 | 0 | 0 | 0 | 0 | 0 | 0 | 0 | 0 | 0 | 0 | 0 | 0 | 0 | 0 | 0 | 0 | 0 | 0 | 0 | 0 | 0 | 0 | 0 | 0 | 0
| E4 | 0 | 0 | 0 | 0 | 0 | 0 | 0 | 0 | 0 | 0 | 0 | 0 | 0 | 0 | 0 | 0 | 0 | 0 | 0 | 0 | 0 | 0 | 0 | 0 | 0 | 0 | 0 | 0 | 0 | 0 | 0
| E5 | 0 | 0 | 0 | 0 | 0 | 0 | 0 | 0 | 0 | 0 | 0 | 0 | 0 | 0 | 0 | 0 | 0 | 0 | 0 | 0 | 0 | 0 | 0 | 0 | 0 | 0 | 0 | 0 | 0 | 0 | 0
| E6 | 0 | 0 | 0 | 0 | 0 | 0 | 0 | 0 | 0 | 0 | 0 | 0 | 0 | 0 | 0 | 0 | 0 | 0 | 0 | 0 | 0 | 0 | 0 | 0 | 0 | 0 | 0 | 0 | 0 | 0 | 0
| E7 | 0 | 0 | 0 | 0 | 0 | 0 | 0 | 0 | 0 | 0 | 0 | 0 | 0 | 0 | 0 | 0 | 0 | 0 | 0 | 0 | 0 | 0 | 0 | 0 | 0 | 0 | 0 | 0 | 0 | 0 | 0
| E8 | 0 | 0 | 0 | 0 | 0 | 0 | 0 | 0 | 0 | 0 | 0 | 0 | 0 | 0 | 0 | 0 | 0 | 0 | 0 | 0 | 0 | 0 | 0 | 0 | 0 | 0 | 0 | 0 | 0 | 0 | 0
| E9 | 0 | 0 | 0 | 0 | 0 | 0 | 0 | 0 | 0 | 0 | 0 | 0 | 0 | 0 | 0 | 0 | 0 | 0 | 0 | 0 | 0 | 0 | 0 | 0 | 0 | 0 | 0 | 0 | 0 | 0 | 0
| E10 | 0 | 0 | 0 | 0 | 0 | 0 | 0 | 0 | 0 | 0 | 0 | 0 | 0 | 0 | 0 | 0 | 0 | 0 | 0 | 0 | 0 | 0 | 0 | 0 | 0 | 0 | 0 | 0 | 0 | 0 | 0
| Vintage | 0 | 0 | 0 | 0 | 0 | 0 | 0 | 0 | 0 | 0 | 0 | 0 | 0 | 0 | 0 | 0 | 0 | 0 | 0 | 0 | 0 | 0 | 0 | 0 | 0 | 0 | 0 | 0 | 0 | 0 | 0
Tech Purchase Shares
| Year | Year 0 | Year 1 | Year 2 | Year 3 | Year 4 | Year 5 | Year 6 | Year 7 | Year 8 | Year 9 | Year 10 | Year 11 | Year 12 | Year 13 | Year 14 | Year 15 | Year 16 | Year 17 | Year 18 | Year 19 | Year 20 | Year 21 | Year 22 | Year 23 | Year 24 | Year 25 | Year 26 | Year 27 | Year 28 | Year 29 | Year 30
E1 | bar: Year 0 to Year 30
E2 | bar: Year 0 to Year 30
E3 | bar: Year 0 to Year 30
E4 | bar: Year 0 to Year 30
E5 | bar: Year 0 to Year 30
E6 | bar: Year 0 to Year 30
E7 | bar: Year 0 to Year 30
E8 | bar: Year 0 to Year 30
E9 | bar: Year 0 to Year 30
E10 | bar: Year 0 to Year 30
Units In from Switching
| E1 | 0 | 0 | 0 | 0 | 0 | 0 | 0 | 0 | 0 | 0 | 0 | 0 | 0 | 0 | 0 | 0 | 0 | 0 | 0 | 0 | 0 | 0 | 0 | 0 | 0 | 0 | 0 | 0 | 0 | 0 | 0
| E2 | 0 | 0 | 0 | 0 | 0 | 0 | 0 | 0 | 0 | 0 | 0 | 0 | 0 | 0 | 0 | 0 | 0 | 0 | 0 | 0 | 0 | 0 | 0 | 0 | 0 | 0 | 0 | 0 | 0 | 0 | 0
| E3 | 0 | 0 | 0 | 0 | 0 | 0 | 0 | 0 | 0 | 0 | 0 | 0 | 0 | 0 | 0 | 0 | 0 | 0 | 0 | 0 | 0 | 0 | 0 | 0 | 0 | 0 | 0 | 0 | 0 | 0 | 0
| E4 | 0 | 0 | 0 | 0 | 0 | 0 | 0 | 0 | 0 | 0 | 0 | 0 | 0 | 0 | 0 | 0 | 0 | 0 | 0 | 0 | 0 | 0 | 0 | 0 | 0 | 0 | 0 | 0 | 0 | 0 | 0
| E5 | 0 | 0 | 0 | 0 | 0 | 0 | 0 | 0 | 0 | 0 | 0 | 0 | 0 | 0 | 0 | 0 | 0 | 0 | 0 | 0 | 0 | 0 | 0 | 0 | 0 | 0 | 0 | 0 | 0 | 0 | 0
| E6 | 0 | 0 | 0 | 0 | 0 | 0 | 0 | 0 | 0 | 0 | 0 | 0 | 0 | 0 | 0 | 0 | 0 | 0 | 0 | 0 | 0 | 0 | 0 | 0 | 0 | 0 | 0 | 0 | 0 | 0 | 0
| E7 | 0 | 0 | 0 | 0 | 0 | 0 | 0 | 0 | 0 | 0 | 0 | 0 | 0 | 0 | 0 | 0 | 0 | 0 | 0 | 0 | 0 | 0 | 0 | 0 | 0 | 0 | 0 | 0 | 0 | 0 | 0
| E8 | 0 | 0 | 0 | 0 | 0 | 0 | 0 | 0 | 0 | 0 | 0 | 0 | 0 | 0 | 0 | 0 | 0 | 0 | 0 | 0 | 0 | 0 | 0 | 0 | 0 | 0 | 0 | 0 | 0 | 0 | 0
| E9 | 0 | 0 | 0 | 0 | 0 | 0 | 0 | 0 | 0 | 0 | 0 | 0 | 0 | 0 | 0 | 0 | 0 | 0 | 0 | 0 | 0 | 0 | 0 | 0 | 0 | 0 | 0 | 0 | 0 | 0 | 0
| E10 | 0 | 0 | 0 | 0 | 0 | 0 | 0 | 0 | 0 | 0 | 0 | 0 | 0 | 0 | 0 | 0 | 0 | 0 | 0 | 0 | 0 | 0 | 0 | 0 | 0 | 0 | 0 | 0 | 0 | 0 | 0
| Vintage | 0 | 0 | 0 | 0 | 0 | 0 | 0 | 0 | 0 | 0 | 0 | 0 | 0 | 0 | 0 | 0 | 0 | 0 | 0 | 0 | 0 | 0 | 0 | 0 | 0 | 0 | 0 | 0 | 0 | 0 | 0
Net Change
| Year | Year 0 | Year 1 | Year 2 | Year 3 | Year 4 | Year 5 | Year 6 | Year 7 | Year 8 | Year 9 | Year 10 | Year 11 | Year 12 | Year 13 | Year 14 | Year 15 | Year 16 | Year 17 | Year 18 | Year 19 | Year 20 | Year 21 | Year 22 | Year 23 | Year 24 | Year 25 | Year 26 | Year 27 | Year 28 | Year 29 | Year 30 | Key
| Units | 0 | 0 | 0 | 0 | 0 | 0 | 0 | 0 | 0 | 0 | 0 | 0 | 0 | 0 | 0 | 0 | 0 | 0 | 0 | 0 | 0 | 0 | 0 | 0 | 0 | 0 | 0 | 0 | 0 | 0 | 0 | 0_Units |  |  |  |  | 301957.8232
| Usage | 0 | 0 | 0 | 0 | 0 | 0 | 0 | 0 | 0 | 0 | 0 | 0 | 0 | 0 | 0 | 0 | 0 | 0 | 0 | 0 | 0 | 0 | 0 | 0 | 0 | 0 | 0 | 0 | 0 | 0 | 0 | 0_Usage |  |  |  |  | 1698.6543
| Peak Demand (S) | 0 | 0 | 0 | 0 | 0 | 0 | 0 | 0 | 0 | 0 | 0 | 0 | 0 | 0 | 0 | 0 | 0 | 0 | 0 | 0 | 0 | 0 | 0 | 0 | 0 | 0 | 0 | 0 | 0 | 0 | 0 | 0_Peak Demand (S) |  |  |  |  | 0
| Peak Demand (W) | 0 | 0 | 0 | 0 | 0 | 0 | 0 | 0 | 0 | 0 | 0 | 0 | 0 | 0 | 0 | 0 | 0 | 0 | 0 | 0 | 0 | 0 | 0 | 0 | 0 | 0 | 0 | 0 | 0 | 0 | 0 | 0_Peak Demand (W) |  |  |  |  | 884.6119
| Turnover | 0 | 0 | 0 | 0 | 0 | 0 | 0 | 0 | 0 | 0 | 0 | 0 | 0 | 0 | 0 | 0 | 0 | 0 | 0 | 0 | 0 | 0 | 0 | 0 | 0 | 0 | 0 | 0 | 0 | 0 | 0 | 0_Turnover |  |  |  |  | 6885.4476
| Avg. Replacement Usage | 0 | 0 | 0 | 0 | 0 | 0 | 0 | 0 | 0 | 0 | 0 | 0 | 0 | 0 | 0 | 0 | 0 | 0 | 0 | 0 | 0 | 0 | 0 | 0 | 0 | 0 | 0 | 0 | 0 | 0 | 0 | 0_Avg. Replacement Usage |  |  |  |  | 5638.8522
| Avg. Replacement Demand (S) | 0 | 0 | 0 | 0 | 0 | 0 | 0 | 0 | 0 | 0 | 0 | 0 | 0 | 0 | 0 | 0 | 0 | 0 | 0 | 0 | 0 | 0 | 0 | 0 | 0 | 0 | 0 | 0 | 0 | 0 | 0 | 0_Avg. Replacement Demand (S) |  |  |  |  | 0
| Avg. Replacement Demand (W) | 0 | 0 | 0 | 0 | 0 | 0 | 0 | 0 | 0 | 0 | 0 | 0 | 0 | 0 | 0 | 0 | 0 | 0 | 0 | 0 | 0 | 0 | 0 | 0 | 0 | 0 | 0 | 0 | 0 | 0 | 0 | 0_Avg. Replacement Demand (W) |  |  |  |  | 2.9366
Purchases
| Year | Year 0 | Year 1 | Year 2 | Year 3 | Year 4 | Year 5 | Year 6 | Year 7 | Year 8 | Year 9 | Year 10 | Year 11 | Year 12 | Year 13 | Year 14 | Year 15 | Year 16 | Year 17 | Year 18 | Year 19 | Year 20 | Year 21 | Year 22 | Year 23 | Year 24 | Year 25 | Year 26 | Year 27 | Year 28 | Year 29 | Year 30
| E1 | 0 | 0 | 0 | 0 | 0 | 0 | 0 | 0 | 0 | 0 | 0 | 0 | 0 | 0 | 0 | 0 | 0 | 0 | 0 | 0 | 0 | 0 | 0 | 0 | 0 | 0 | 0 | 0 | 0 | 0 | 0 | 0_E1_Purchases |  |  |  |  | 6885.4476
| E2 | 0 | 0 | 0 | 0 | 0 | 0 | 0 | 0 | 0 | 0 | 0 | 0 | 0 | 0 | 0 | 0 | 0 | 0 | 0 | 0 | 0 | 0 | 0 | 0 | 0 | 0 | 0 | 0 | 0 | 0 | 0 | 0_E2_Purchases |  |  |  |  | 0
| E3 | 0 | 0 | 0 | 0 | 0 | 0 | 0 | 0 | 0 | 0 | 0 | 0 | 0 | 0 | 0 | 0 | 0 | 0 | 0 | 0 | 0 | 0 | 0 | 0 | 0 | 0 | 0 | 0 | 0 | 0 | 0 | 0_E3_Purchases |  |  |  |  | 0
| E4 | 0 | 0 | 0 | 0 | 0 | 0 | 0 | 0 | 0 | 0 | 0 | 0 | 0 | 0 | 0 | 0 | 0 | 0 | 0 | 0 | 0 | 0 | 0 | 0 | 0 | 0 | 0 | 0 | 0 | 0 | 0 | 0_E4_Purchases |  |  |  |  | 0
| E5 | 0 | 0 | 0 | 0 | 0 | 0 | 0 | 0 | 0 | 0 | 0 | 0 | 0 | 0 | 0 | 0 | 0 | 0 | 0 | 0 | 0 | 0 | 0 | 0 | 0 | 0 | 0 | 0 | 0 | 0 | 0 | 0_E5_Purchases |  |  |  |  | 0
| E6 | 0 | 0 | 0 | 0 | 0 | 0 | 0 | 0 | 0 | 0 | 0 | 0 | 0 | 0 | 0 | 0 | 0 | 0 | 0 | 0 | 0 | 0 | 0 | 0 | 0 | 0 | 0 | 0 | 0 | 0 | 0 | 0_E6_Purchases |  |  |  |  | 0
| E7 | 0 | 0 | 0 | 0 | 0 | 0 | 0 | 0 | 0 | 0 | 0 | 0 | 0 | 0 | 0 | 0 | 0 | 0 | 0 | 0 | 0 | 0 | 0 | 0 | 0 | 0 | 0 | 0 | 0 | 0 | 0 | 0_E7_Purchases |  |  |  |  | 0
| E8 | 0 | 0 | 0 | 0 | 0 | 0 | 0 | 0 | 0 | 0 | 0 | 0 | 0 | 0 | 0 | 0 | 0 | 0 | 0 | 0 | 0 | 0 | 0 | 0 | 0 | 0 | 0 | 0 | 0 | 0 | 0 | 0_E8_Purchases |  |  |  |  | 0
| E9 | 0 | 0 | 0 | 0 | 0 | 0 | 0 | 0 | 0 | 0 | 0 | 0 | 0 | 0 | 0 | 0 | 0 | 0 | 0 | 0 | 0 | 0 | 0 | 0 | 0 | 0 | 0 | 0 | 0 | 0 | 0 | 0_E9_Purchases |  |  |  |  | 0
| E10 | 0 | 0 | 0 | 0 | 0 | 0 | 0 | 0 | 0 | 0 | 0 | 0 | 0 | 0 | 0 | 0 | 0 | 0 | 0 | 0 | 0 | 0 | 0 | 0 | 0 | 0 | 0 | 0 | 0 | 0 | 0 | 0_E10_Purchases |  |  |  |  | 0
Stock
| Year | Year 0 | Year 1 | Year 2 | Year 3 | Year 4 | Year 5 | Year 6 | Year 7 | Year 8 | Year 9 | Year 10 | Year 11 | Year 12 | Year 13 | Year 14 | Year 15 | Year 16 | Year 17 | Year 18 | Year 19 | Year 20 | Year 21 | Year 22 | Year 23 | Year 24 | Year 25 | Year 26 | Year 27 | Year 28 | Year 29 | Year 30
| E1 | 0 | 0 | 0 | 0 | 0 | 0 | 0 | 0 | 0 | 0 | 0 | 0 | 0 | 0 | 0 | 0 | 0 | 0 | 0 | 0 | 0 | 0 | 0 | 0 | 0 | 0 | 0 | 0 | 0 | 0 | 0 | 0_E1_Stock |  |  |  |  | 13576.6093
| E2 | 0 | 0 | 0 | 0 | 0 | 0 | 0 | 0 | 0 | 0 | 0 | 0 | 0 | 0 | 0 | 0 | 0 | 0 | 0 | 0 | 0 | 0 | 0 | 0 | 0 | 0 | 0 | 0 | 0 | 0 | 0 | 0_E2_Stock |  |  |  |  | 0
| E3 | 0 | 0 | 0 | 0 | 0 | 0 | 0 | 0 | 0 | 0 | 0 | 0 | 0 | 0 | 0 | 0 | 0 | 0 | 0 | 0 | 0 | 0 | 0 | 0 | 0 | 0 | 0 | 0 | 0 | 0 | 0 | 0_E3_Stock |  |  |  |  | 0
| E4 | 0 | 0 | 0 | 0 | 0 | 0 | 0 | 0 | 0 | 0 | 0 | 0 | 0 | 0 | 0 | 0 | 0 | 0 | 0 | 0 | 0 | 0 | 0 | 0 | 0 | 0 | 0 | 0 | 0 | 0 | 0 | 0_E4_Stock |  |  |  |  | 0
| E5 | 0 | 0 | 0 | 0 | 0 | 0 | 0 | 0 | 0 | 0 | 0 | 0 | 0 | 0 | 0 | 0 | 0 | 0 | 0 | 0 | 0 | 0 | 0 | 0 | 0 | 0 | 0 | 0 | 0 | 0 | 0 | 0_E5_Stock |  |  |  |  | 0
| E6 | 0 | 0 | 0 | 0 | 0 | 0 | 0 | 0 | 0 | 0 | 0 | 0 | 0 | 0 | 0 | 0 | 0 | 0 | 0 | 0 | 0 | 0 | 0 | 0 | 0 | 0 | 0 | 0 | 0 | 0 | 0 | 0_E6_Stock |  |  |  |  | 0
| E7 | 0 | 0 | 0 | 0 | 0 | 0 | 0 | 0 | 0 | 0 | 0 | 0 | 0 | 0 | 0 | 0 | 0 | 0 | 0 | 0 | 0 | 0 | 0 | 0 | 0 | 0 | 0 | 0 | 0 | 0 | 0 | 0_E7_Stock |  |  |  |  | 0
| E8 | 0 | 0 | 0 | 0 | 0 | 0 | 0 | 0 | 0 | 0 | 0 | 0 | 0 | 0 | 0 | 0 | 0 | 0 | 0 | 0 | 0 | 0 | 0 | 0 | 0 | 0 | 0 | 0 | 0 | 0 | 0 | 0_E8_Stock |  |  |  |  | 0
| E9 | 0 | 0 | 0 | 0 | 0 | 0 | 0 | 0 | 0 | 0 | 0 | 0 | 0 | 0 | 0 | 0 | 0 | 0 | 0 | 0 | 0 | 0 | 0 | 0 | 0 | 0 | 0 | 0 | 0 | 0 | 0 | 0_E9_Stock |  |  |  |  | 0
| E10 | 0 | 0 | 0 | 0 | 0 | 0 | 0 | 0 | 0 | 0 | 0 | 0 | 0 | 0 | 0 | 0 | 0 | 0 | 0 | 0 | 0 | 0 | 0 | 0 | 0 | 0 | 0 | 0 | 0 | 0 | 0 | 0_E10_Stock |  |  |  |  | 0
| Vintage | 0 | 0 | 0 | 0 | 0 | 0 | 0 | 0 | 0 | 0 | 0 | 0 | 0 | 0 | 0 | 0 | 0 | 0 | 0 | 0 | 0 | 0 | 0 | 0 | 0 | 0 | 0 | 0 | 0 | 0 | 0 | 0_Vintage_Stock |  |  |  |  | 288381.2139
S5C2 |  | Year 0: System 5 Technology 2
Technology Variables
| Tech Key | Year 0: 0
| Peak Factor (S) | Year 0: 0
| Peak Factor (W) | Year 0: 0
| Min Vintage Lifetime | Year 0: 0
| Max Vintage Lifetime | Year 0: 0
| Turnover Style | Year 0: 0
Technology Variables
| Equipment | Year 0: Label; Year 1: Min Lifetime; Year 2: Max Lifetime; Year 3: Degradation; Year 4: Usage; Year 5: Available
| E1 | Year 1: 0; Year 2: 0; Year 3: 0%; Year 4: 0; Year 5: FALSE
| E2 | Year 1: 0; Year 2: 0; Year 3: 0%; Year 4: 0; Year 5: FALSE
| E3 | Year 1: 0; Year 2: 0; Year 3: 0%; Year 4: 0; Year 5: FALSE
| E4 | Year 1: 0; Year 2: 0; Year 3: 0%; Year 4: 0; Year 5: FALSE
| E5 | Year 1: 0; Year 2: 0; Year 3: 0%; Year 4: 0; Year 5: FALSE
| E6 | Year 1: 0; Year 2: 0; Year 3: 0%; Year 4: 0; Year 5: FALSE
| E7 | Year 1: 0; Year 2: 0; Year 3: 0%; Year 4: 0; Year 5: FALSE
| E8 | Year 1: 0; Year 2: 0; Year 3: 0%; Year 4: 0; Year 5: FALSE
| E9 | Year 1: 0; Year 2: 0; Year 3: 0%; Year 4: 0; Year 5: FALSE
| E10 | Year 1: 0; Year 2: 0; Year 3: 0%; Year 4: 0; Year 5: FALSE
Original Forecast Results
| Year | Year 0 | Year 1 | Year 2 | Year 3 | Year 4 | Year 5 | Year 6 | Year 7 | Year 8 | Year 9 | Year 10 | Year 11 | Year 12 | Year 13 | Year 14 | Year 15 | Year 16 | Year 17 | Year 18 | Year 19 | Year 20 | Year 21 | Year 22 | Year 23 | Year 24 | Year 25 | Year 26 | Year 27 | Year 28 | Year 29 | Year 30 | Key
| Units | 0 | 0 | 0 | 0 | 0 | 0 | 0 | 0 | 0 | 0 | 0 | 0 | 0 | 0 | 0 | 0 | 0 | 0 | 0 | 0 | 0 | 0 | 0 | 0 | 0 | 0 | 0 | 0 | 0 | 0 | 0 | #REF! |  |  |  |  | 301957.8232
| Usage | 0 | 0 | 0 | 0 | 0 | 0 | 0 | 0 | 0 | 0 | 0 | 0 | 0 | 0 | 0 | 0 | 0 | 0 | 0 | 0 | 0 | 0 | 0 | 0 | 0 | 0 | 0 | 0 | 0 | 0 | 0 | #REF! |  |  |  |  | 1698.6543
| Peak Demand (S) | 0 | 0 | 0 | 0 | 0 | 0 | 0 | 0 | 0 | 0 | 0 | 0 | 0 | 0 | 0 | 0 | 0 | 0 | 0 | 0 | 0 | 0 | 0 | 0 | 0 | 0 | 0 | 0 | 0 | 0 | 0 | #REF! |  |  |  |  | 0
| Peak Demand (W) | 0 | 0 | 0 | 0 | 0 | 0 | 0 | 0 | 0 | 0 | 0 | 0 | 0 | 0 | 0 | 0 | 0 | 0 | 0 | 0 | 0 | 0 | 0 | 0 | 0 | 0 | 0 | 0 | 0 | 0 | 0 | #REF! |  |  |  |  | 884.6119
| Turnover | 0 | 0 | 0 | 0 | 0 | 0 | 0 | 0 | 0 | 0 | 0 | 0 | 0 | 0 | 0 | 0 | 0 | 0 | 0 | 0 | 0 | 0 | 0 | 0 | 0 | 0 | 0 | 0 | 0 | 0 | 0 | #REF! |  |  |  |  | 6885.4476
| Avg. Replacement Usage | 0 | 0 | 0 | 0 | 0 | 0 | 0 | 0 | 0 | 0 | 0 | 0 | 0 | 0 | 0 | 0 | 0 | 0 | 0 | 0 | 0 | 0 | 0 | 0 | 0 | 0 | 0 | 0 | 0 | 0 | 0 | #REF! |  |  |  |  | 5638.8522
| Avg. Replacement Demand (S) | 0 | 0 | 0 | 0 | 0 | 0 | 0 | 0 | 0 | 0 | 0 | 0 | 0 | 0 | 0 | 0 | 0 | 0 | 0 | 0 | 0 | 0 | 0 | 0 | 0 | 0 | 0 | 0 | 0 | 0 | 0 | #REF! |  |  |  |  | 0
| Avg. Replacement Demand (W) | 0 | 0 | 0 | 0 | 0 | 0 | 0 | 0 | 0 | 0 | 0 | 0 | 0 | 0 | 0 | 0 | 0 | 0 | 0 | 0 | 0 | 0 | 0 | 0 | 0 | 0 | 0 | 0 | 0 | 0 | 0 | #REF! |  |  |  |  | 2.9366
Tech Forecast Stock
| Year | Year 0 | Year 1 | Year 2 | Year 3 | Year 4 | Year 5 | Year 6 | Year 7 | Year 8 | Year 9 | Year 10 | Year 11 | Year 12 | Year 13 | Year 14 | Year 15 | Year 16 | Year 17 | Year 18 | Year 19 | Year 20 | Year 21 | Year 22 | Year 23 | Year 24 | Year 25 | Year 26 | Year 27 | Year 28 | Year 29 | Year 30
| E1 | 0 | 0 | 0 | 0 | 0 | 0 | 0 | 0 | 0 | 0 | 0 | 0 | 0 | 0 | 0 | 0 | 0 | 0 | 0 | 0 | 0 | 0 | 0 | 0 | 0 | 0 | 0 | 0 | 0 | 0 | 0
| E2 | 0 | 0 | 0 | 0 | 0 | 0 | 0 | 0 | 0 | 0 | 0 | 0 | 0 | 0 | 0 | 0 | 0 | 0 | 0 | 0 | 0 | 0 | 0 | 0 | 0 | 0 | 0 | 0 | 0 | 0 | 0
| E3 | 0 | 0 | 0 | 0 | 0 | 0 | 0 | 0 | 0 | 0 | 0 | 0 | 0 | 0 | 0 | 0 | 0 | 0 | 0 | 0 | 0 | 0 | 0 | 0 | 0 | 0 | 0 | 0 | 0 | 0 | 0
| E4 | 0 | 0 | 0 | 0 | 0 | 0 | 0 | 0 | 0 | 0 | 0 | 0 | 0 | 0 | 0 | 0 | 0 | 0 | 0 | 0 | 0 | 0 | 0 | 0 | 0 | 0 | 0 | 0 | 0 | 0 | 0
| E5 | 0 | 0 | 0 | 0 | 0 | 0 | 0 | 0 | 0 | 0 | 0 | 0 | 0 | 0 | 0 | 0 | 0 | 0 | 0 | 0 | 0 | 0 | 0 | 0 | 0 | 0 | 0 | 0 | 0 | 0 | 0
| E6 | 0 | 0 | 0 | 0 | 0 | 0 | 0 | 0 | 0 | 0 | 0 | 0 | 0 | 0 | 0 | 0 | 0 | 0 | 0 | 0 | 0 | 0 | 0 | 0 | 0 | 0 | 0 | 0 | 0 | 0 | 0
| E7 | 0 | 0 | 0 | 0 | 0 | 0 | 0 | 0 | 0 | 0 | 0 | 0 | 0 | 0 | 0 | 0 | 0 | 0 | 0 | 0 | 0 | 0 | 0 | 0 | 0 | 0 | 0 | 0 | 0 | 0 | 0
| E8 | 0 | 0 | 0 | 0 | 0 | 0 | 0 | 0 | 0 | 0 | 0 | 0 | 0 | 0 | 0 | 0 | 0 | 0 | 0 | 0 | 0 | 0 | 0 | 0 | 0 | 0 | 0 | 0 | 0 | 0 | 0
| E9 | 0 | 0 | 0 | 0 | 0 | 0 | 0 | 0 | 0 | 0 | 0 | 0 | 0 | 0 | 0 | 0 | 0 | 0 | 0 | 0 | 0 | 0 | 0 | 0 | 0 | 0 | 0 | 0 | 0 | 0 | 0
| E10 | 0 | 0 | 0 | 0 | 0 | 0 | 0 | 0 | 0 | 0 | 0 | 0 | 0 | 0 | 0 | 0 | 0 | 0 | 0 | 0 | 0 | 0 | 0 | 0 | 0 | 0 | 0 | 0 | 0 | 0 | 0
| Vintage | 0 | 0 | 0 | 0 | 0 | 0 | 0 | 0 | 0 | 0 | 0 | 0 | 0 | 0 | 0 | 0 | 0 | 0 | 0 | 0 | 0 | 0 | 0 | 0 | 0 | 0 | 0 | 0 | 0 | 0 | 0
Stock for Switching
| Year | Year 0 | Year 1 | Year 2 | Year 3 | Year 4 | Year 5 | Year 6 | Year 7 | Year 8 | Year 9 | Year 10 | Year 11 | Year 12 | Year 13 | Year 14 | Year 15 | Year 16 | Year 17 | Year 18 | Year 19 | Year 20 | Year 21 | Year 22 | Year 23 | Year 24 | Year 25 | Year 26 | Year 27 | Year 28 | Year 29 | Year 30
| E1 | 0 | 0 | 0 | 0 | 0 | 0 | 0 | 0 | 0 | 0 | 0 | 0 | 0 | 0 | 0 | 0 | 0 | 0 | 0 | 0 | 0 | 0 | 0 | 0 | 0 | 0 | 0 | 0 | 0 | 0 | 0 | 0_E1_SysStock
| E2 | 0 | 0 | 0 | 0 | 0 | 0 | 0 | 0 | 0 | 0 | 0 | 0 | 0 | 0 | 0 | 0 | 0 | 0 | 0 | 0 | 0 | 0 | 0 | 0 | 0 | 0 | 0 | 0 | 0 | 0 | 0 | 0_E2_SysStock
| E3 | 0 | 0 | 0 | 0 | 0 | 0 | 0 | 0 | 0 | 0 | 0 | 0 | 0 | 0 | 0 | 0 | 0 | 0 | 0 | 0 | 0 | 0 | 0 | 0 | 0 | 0 | 0 | 0 | 0 | 0 | 0 | 0_E3_SysStock
| E4 | 0 | 0 | 0 | 0 | 0 | 0 | 0 | 0 | 0 | 0 | 0 | 0 | 0 | 0 | 0 | 0 | 0 | 0 | 0 | 0 | 0 | 0 | 0 | 0 | 0 | 0 | 0 | 0 | 0 | 0 | 0 | 0_E4_SysStock
| E5 | 0 | 0 | 0 | 0 | 0 | 0 | 0 | 0 | 0 | 0 | 0 | 0 | 0 | 0 | 0 | 0 | 0 | 0 | 0 | 0 | 0 | 0 | 0 | 0 | 0 | 0 | 0 | 0 | 0 | 0 | 0 | 0_E5_SysStock
| E6 | 0 | 0 | 0 | 0 | 0 | 0 | 0 | 0 | 0 | 0 | 0 | 0 | 0 | 0 | 0 | 0 | 0 | 0 | 0 | 0 | 0 | 0 | 0 | 0 | 0 | 0 | 0 | 0 | 0 | 0 | 0 | 0_E6_SysStock
| E7 | 0 | 0 | 0 | 0 | 0 | 0 | 0 | 0 | 0 | 0 | 0 | 0 | 0 | 0 | 0 | 0 | 0 | 0 | 0 | 0 | 0 | 0 | 0 | 0 | 0 | 0 | 0 | 0 | 0 | 0 | 0 | 0_E7_SysStock
| E8 | 0 | 0 | 0 | 0 | 0 | 0 | 0 | 0 | 0 | 0 | 0 | 0 | 0 | 0 | 0 | 0 | 0 | 0 | 0 | 0 | 0 | 0 | 0 | 0 | 0 | 0 | 0 | 0 | 0 | 0 | 0 | 0_E8_SysStock
| E9 | 0 | 0 | 0 | 0 | 0 | 0 | 0 | 0 | 0 | 0 | 0 | 0 | 0 | 0 | 0 | 0 | 0 | 0 | 0 | 0 | 0 | 0 | 0 | 0 | 0 | 0 | 0 | 0 | 0 | 0 | 0 | 0_E9_SysStock
| E10 | 0 | 0 | 0 | 0 | 0 | 0 | 0 | 0 | 0 | 0 | 0 | 0 | 0 | 0 | 0 | 0 | 0 | 0 | 0 | 0 | 0 | 0 | 0 | 0 | 0 | 0 | 0 | 0 | 0 | 0 | 0 | 0_E10_SysStock
| Vintage | 0 | 0 | 0 | 0 | 0 | 0 | 0 | 0 | 0 | 0 | 0 | 0 | 0 | 0 | 0 | 0 | 0 | 0 | 0 | 0 | 0 | 0 | 0 | 0 | 0 | 0 | 0 | 0 | 0 | 0 | 0 | 0_Vintage_SysStock
Tech Forecast Purchases
| Year | Year 0 | Year 1 | Year 2 | Year 3 | Year 4 | Year 5 | Year 6 | Year 7 | Year 8 | Year 9 | Year 10 | Year 11 | Year 12 | Year 13 | Year 14 | Year 15 | Year 16 | Year 17 | Year 18 | Year 19 | Year 20 | Year 21 | Year 22 | Year 23 | Year 24 | Year 25 | Year 26 | Year 27 | Year 28 | Year 29 | Year 30
| E1 | 0 | 0 | 0 | 0 | 0 | 0 | 0 | 0 | 0 | 0 | 0 | 0 | 0 | 0 | 0 | 0 | 0 | 0 | 0 | 0 | 0 | 0 | 0 | 0 | 0 | 0 | 0 | 0 | 0 | 0 | 0
| E2 | 0 | 0 | 0 | 0 | 0 | 0 | 0 | 0 | 0 | 0 | 0 | 0 | 0 | 0 | 0 | 0 | 0 | 0 | 0 | 0 | 0 | 0 | 0 | 0 | 0 | 0 | 0 | 0 | 0 | 0 | 0
| E3 | 0 | 0 | 0 | 0 | 0 | 0 | 0 | 0 | 0 | 0 | 0 | 0 | 0 | 0 | 0 | 0 | 0 | 0 | 0 | 0 | 0 | 0 | 0 | 0 | 0 | 0 | 0 | 0 | 0 | 0 | 0
| E4 | 0 | 0 | 0 | 0 | 0 | 0 | 0 | 0 | 0 | 0 | 0 | 0 | 0 | 0 | 0 | 0 | 0 | 0 | 0 | 0 | 0 | 0 | 0 | 0 | 0 | 0 | 0 | 0 | 0 | 0 | 0
| E5 | 0 | 0 | 0 | 0 | 0 | 0 | 0 | 0 | 0 | 0 | 0 | 0 | 0 | 0 | 0 | 0 | 0 | 0 | 0 | 0 | 0 | 0 | 0 | 0 | 0 | 0 | 0 | 0 | 0 | 0 | 0
| E6 | 0 | 0 | 0 | 0 | 0 | 0 | 0 | 0 | 0 | 0 | 0 | 0 | 0 | 0 | 0 | 0 | 0 | 0 | 0 | 0 | 0 | 0 | 0 | 0 | 0 | 0 | 0 | 0 | 0 | 0 | 0
| E7 | 0 | 0 | 0 | 0 | 0 | 0 | 0 | 0 | 0 | 0 | 0 | 0 | 0 | 0 | 0 | 0 | 0 | 0 | 0 | 0 | 0 | 0 | 0 | 0 | 0 | 0 | 0 | 0 | 0 | 0 | 0
| E8 | 0 | 0 | 0 | 0 | 0 | 0 | 0 | 0 | 0 | 0 | 0 | 0 | 0 | 0 | 0 | 0 | 0 | 0 | 0 | 0 | 0 | 0 | 0 | 0 | 0 | 0 | 0 | 0 | 0 | 0 | 0
| E9 | 0 | 0 | 0 | 0 | 0 | 0 | 0 | 0 | 0 | 0 | 0 | 0 | 0 | 0 | 0 | 0 | 0 | 0 | 0 | 0 | 0 | 0 | 0 | 0 | 0 | 0 | 0 | 0 | 0 | 0 | 0
| E10 | 0 | 0 | 0 | 0 | 0 | 0 | 0 | 0 | 0 | 0 | 0 | 0 | 0 | 0 | 0 | 0 | 0 | 0 | 0 | 0 | 0 | 0 | 0 | 0 | 0 | 0 | 0 | 0 | 0 | 0 | 0
Potential to Switch
| Year | Year 0 | Year 1 | Year 2 | Year 3 | Year 4 | Year 5 | Year 6 | Year 7 | Year 8 | Year 9 | Year 10 | Year 11 | Year 12 | Year 13 | Year 14 | Year 15 | Year 16 | Year 17 | Year 18 | Year 19 | Year 20 | Year 21 | Year 22 | Year 23 | Year 24 | Year 25 | Year 26 | Year 27 | Year 28 | Year 29 | Year 30
| E1 | 0 | 0 | 0 | 0 | 0 | 0 | 0 | 0 | 0 | 0 | 0 | 0 | 0 | 0 | 0 | 0 | 0 | 0 | 0 | 0 | 0 | 0 | 0 | 0 | 0 | 0 | 0 | 0 | 0 | 0 | 0 | 0_E1_Switched Out
| E2 | 0 | 0 | 0 | 0 | 0 | 0 | 0 | 0 | 0 | 0 | 0 | 0 | 0 | 0 | 0 | 0 | 0 | 0 | 0 | 0 | 0 | 0 | 0 | 0 | 0 | 0 | 0 | 0 | 0 | 0 | 0 | 0_E2_Switched Out
| E3 | 0 | 0 | 0 | 0 | 0 | 0 | 0 | 0 | 0 | 0 | 0 | 0 | 0 | 0 | 0 | 0 | 0 | 0 | 0 | 0 | 0 | 0 | 0 | 0 | 0 | 0 | 0 | 0 | 0 | 0 | 0 | 0_E3_Switched Out
| E4 | 0 | 0 | 0 | 0 | 0 | 0 | 0 | 0 | 0 | 0 | 0 | 0 | 0 | 0 | 0 | 0 | 0 | 0 | 0 | 0 | 0 | 0 | 0 | 0 | 0 | 0 | 0 | 0 | 0 | 0 | 0 | 0_E4_Switched Out
| E5 | 0 | 0 | 0 | 0 | 0 | 0 | 0 | 0 | 0 | 0 | 0 | 0 | 0 | 0 | 0 | 0 | 0 | 0 | 0 | 0 | 0 | 0 | 0 | 0 | 0 | 0 | 0 | 0 | 0 | 0 | 0 | 0_E5_Switched Out
| E6 | 0 | 0 | 0 | 0 | 0 | 0 | 0 | 0 | 0 | 0 | 0 | 0 | 0 | 0 | 0 | 0 | 0 | 0 | 0 | 0 | 0 | 0 | 0 | 0 | 0 | 0 | 0 | 0 | 0 | 0 | 0 | 0_E6_Switched Out
| E7 | 0 | 0 | 0 | 0 | 0 | 0 | 0 | 0 | 0 | 0 | 0 | 0 | 0 | 0 | 0 | 0 | 0 | 0 | 0 | 0 | 0 | 0 | 0 | 0 | 0 | 0 | 0 | 0 | 0 | 0 | 0 | 0_E7_Switched Out
| E8 | 0 | 0 | 0 | 0 | 0 | 0 | 0 | 0 | 0 | 0 | 0 | 0 | 0 | 0 | 0 | 0 | 0 | 0 | 0 | 0 | 0 | 0 | 0 | 0 | 0 | 0 | 0 | 0 | 0 | 0 | 0 | 0_E8_Switched Out
| E9 | 0 | 0 | 0 | 0 | 0 | 0 | 0 | 0 | 0 | 0 | 0 | 0 | 0 | 0 | 0 | 0 | 0 | 0 | 0 | 0 | 0 | 0 | 0 | 0 | 0 | 0 | 0 | 0 | 0 | 0 | 0 | 0_E9_Switched Out
| E10 | 0 | 0 | 0 | 0 | 0 | 0 | 0 | 0 | 0 | 0 | 0 | 0 | 0 | 0 | 0 | 0 | 0 | 0 | 0 | 0 | 0 | 0 | 0 | 0 | 0 | 0 | 0 | 0 | 0 | 0 | 0 | 0_E10_Switched Out
Units Out
| E1 | 0 | 0 | 0 | 0 | 0 | 0 | 0 | 0 | 0 | 0 | 0 | 0 | 0 | 0 | 0 | 0 | 0 | 0 | 0 | 0 | 0 | 0 | 0 | 0 | 0 | 0 | 0 | 0 | 0 | 0 | 0
| E2 | 0 | 0 | 0 | 0 | 0 | 0 | 0 | 0 | 0 | 0 | 0 | 0 | 0 | 0 | 0 | 0 | 0 | 0 | 0 | 0 | 0 | 0 | 0 | 0 | 0 | 0 | 0 | 0 | 0 | 0 | 0
| E3 | 0 | 0 | 0 | 0 | 0 | 0 | 0 | 0 | 0 | 0 | 0 | 0 | 0 | 0 | 0 | 0 | 0 | 0 | 0 | 0 | 0 | 0 | 0 | 0 | 0 | 0 | 0 | 0 | 0 | 0 | 0
| E4 | 0 | 0 | 0 | 0 | 0 | 0 | 0 | 0 | 0 | 0 | 0 | 0 | 0 | 0 | 0 | 0 | 0 | 0 | 0 | 0 | 0 | 0 | 0 | 0 | 0 | 0 | 0 | 0 | 0 | 0 | 0
| E5 | 0 | 0 | 0 | 0 | 0 | 0 | 0 | 0 | 0 | 0 | 0 | 0 | 0 | 0 | 0 | 0 | 0 | 0 | 0 | 0 | 0 | 0 | 0 | 0 | 0 | 0 | 0 | 0 | 0 | 0 | 0
| E6 | 0 | 0 | 0 | 0 | 0 | 0 | 0 | 0 | 0 | 0 | 0 | 0 | 0 | 0 | 0 | 0 | 0 | 0 | 0 | 0 | 0 | 0 | 0 | 0 | 0 | 0 | 0 | 0 | 0 | 0 | 0
| E7 | 0 | 0 | 0 | 0 | 0 | 0 | 0 | 0 | 0 | 0 | 0 | 0 | 0 | 0 | 0 | 0 | 0 | 0 | 0 | 0 | 0 | 0 | 0 | 0 | 0 | 0 | 0 | 0 | 0 | 0 | 0
| E8 | 0 | 0 | 0 | 0 | 0 | 0 | 0 | 0 | 0 | 0 | 0 | 0 | 0 | 0 | 0 | 0 | 0 | 0 | 0 | 0 | 0 | 0 | 0 | 0 | 0 | 0 | 0 | 0 | 0 | 0 | 0
| E9 | 0 | 0 | 0 | 0 | 0 | 0 | 0 | 0 | 0 | 0 | 0 | 0 | 0 | 0 | 0 | 0 | 0 | 0 | 0 | 0 | 0 | 0 | 0 | 0 | 0 | 0 | 0 | 0 | 0 | 0 | 0
| E10 | 0 | 0 | 0 | 0 | 0 | 0 | 0 | 0 | 0 | 0 | 0 | 0 | 0 | 0 | 0 | 0 | 0 | 0 | 0 | 0 | 0 | 0 | 0 | 0 | 0 | 0 | 0 | 0 | 0 | 0 | 0
| Vintage | 0 | 0 | 0 | 0 | 0 | 0 | 0 | 0 | 0 | 0 | 0 | 0 | 0 | 0 | 0 | 0 | 0 | 0 | 0 | 0 | 0 | 0 | 0 | 0 | 0 | 0 | 0 | 0 | 0 | 0 | 0
Tech Purchase Shares
| Year | Year 0 | Year 1 | Year 2 | Year 3 | Year 4 | Year 5 | Year 6 | Year 7 | Year 8 | Year 9 | Year 10 | Year 11 | Year 12 | Year 13 | Year 14 | Year 15 | Year 16 | Year 17 | Year 18 | Year 19 | Year 20 | Year 21 | Year 22 | Year 23 | Year 24 | Year 25 | Year 26 | Year 27 | Year 28 | Year 29 | Year 30
E1 | bar: Year 0 to Year 30
E2 | bar: Year 0 to Year 30
E3 | bar: Year 0 to Year 30
E4 | bar: Year 0 to Year 30
E5 | bar: Year 0 to Year 30
E6 | bar: Year 0 to Year 30
E7 | bar: Year 0 to Year 30
E8 | bar: Year 0 to Year 30
E9 | bar: Year 0 to Year 30
E10 | bar: Year 0 to Year 30
Units In from Switching
| E1 | 0 | 0 | 0 | 0 | 0 | 0 | 0 | 0 | 0 | 0 | 0 | 0 | 0 | 0 | 0 | 0 | 0 | 0 | 0 | 0 | 0 | 0 | 0 | 0 | 0 | 0 | 0 | 0 | 0 | 0 | 0
| E2 | 0 | 0 | 0 | 0 | 0 | 0 | 0 | 0 | 0 | 0 | 0 | 0 | 0 | 0 | 0 | 0 | 0 | 0 | 0 | 0 | 0 | 0 | 0 | 0 | 0 | 0 | 0 | 0 | 0 | 0 | 0
| E3 | 0 | 0 | 0 | 0 | 0 | 0 | 0 | 0 | 0 | 0 | 0 | 0 | 0 | 0 | 0 | 0 | 0 | 0 | 0 | 0 | 0 | 0 | 0 | 0 | 0 | 0 | 0 | 0 | 0 | 0 | 0
| E4 | 0 | 0 | 0 | 0 | 0 | 0 | 0 | 0 | 0 | 0 | 0 | 0 | 0 | 0 | 0 | 0 | 0 | 0 | 0 | 0 | 0 | 0 | 0 | 0 | 0 | 0 | 0 | 0 | 0 | 0 | 0
| E5 | 0 | 0 | 0 | 0 | 0 | 0 | 0 | 0 | 0 | 0 | 0 | 0 | 0 | 0 | 0 | 0 | 0 | 0 | 0 | 0 | 0 | 0 | 0 | 0 | 0 | 0 | 0 | 0 | 0 | 0 | 0
| E6 | 0 | 0 | 0 | 0 | 0 | 0 | 0 | 0 | 0 | 0 | 0 | 0 | 0 | 0 | 0 | 0 | 0 | 0 | 0 | 0 | 0 | 0 | 0 | 0 | 0 | 0 | 0 | 0 | 0 | 0 | 0
| E7 | 0 | 0 | 0 | 0 | 0 | 0 | 0 | 0 | 0 | 0 | 0 | 0 | 0 | 0 | 0 | 0 | 0 | 0 | 0 | 0 | 0 | 0 | 0 | 0 | 0 | 0 | 0 | 0 | 0 | 0 | 0
| E8 | 0 | 0 | 0 | 0 | 0 | 0 | 0 | 0 | 0 | 0 | 0 | 0 | 0 | 0 | 0 | 0 | 0 | 0 | 0 | 0 | 0 | 0 | 0 | 0 | 0 | 0 | 0 | 0 | 0 | 0 | 0
| E9 | 0 | 0 | 0 | 0 | 0 | 0 | 0 | 0 | 0 | 0 | 0 | 0 | 0 | 0 | 0 | 0 | 0 | 0 | 0 | 0 | 0 | 0 | 0 | 0 | 0 | 0 | 0 | 0 | 0 | 0 | 0
| E10 | 0 | 0 | 0 | 0 | 0 | 0 | 0 | 0 | 0 | 0 | 0 | 0 | 0 | 0 | 0 | 0 | 0 | 0 | 0 | 0 | 0 | 0 | 0 | 0 | 0 | 0 | 0 | 0 | 0 | 0 | 0
| Vintage | 0 | 0 | 0 | 0 | 0 | 0 | 0 | 0 | 0 | 0 | 0 | 0 | 0 | 0 | 0 | 0 | 0 | 0 | 0 | 0 | 0 | 0 | 0 | 0 | 0 | 0 | 0 | 0 | 0 | 0 | 0
Net Change
| Year | Year 0 | Year 1 | Year 2 | Year 3 | Year 4 | Year 5 | Year 6 | Year 7 | Year 8 | Year 9 | Year 10 | Year 11 | Year 12 | Year 13 | Year 14 | Year 15 | Year 16 | Year 17 | Year 18 | Year 19 | Year 20 | Year 21 | Year 22 | Year 23 | Year 24 | Year 25 | Year 26 | Year 27 | Year 28 | Year 29 | Year 30 | Key
| Units | 0 | 0 | 0 | 0 | 0 | 0 | 0 | 0 | 0 | 0 | 0 | 0 | 0 | 0 | 0 | 0 | 0 | 0 | 0 | 0 | 0 | 0 | 0 | 0 | 0 | 0 | 0 | 0 | 0 | 0 | 0 | 0_Units |  |  |  |  | 301957.8232
| Usage | 0 | 0 | 0 | 0 | 0 | 0 | 0 | 0 | 0 | 0 | 0 | 0 | 0 | 0 | 0 | 0 | 0 | 0 | 0 | 0 | 0 | 0 | 0 | 0 | 0 | 0 | 0 | 0 | 0 | 0 | 0 | 0_Usage |  |  |  |  | 1698.6543
| Peak Demand (S) | 0 | 0 | 0 | 0 | 0 | 0 | 0 | 0 | 0 | 0 | 0 | 0 | 0 | 0 | 0 | 0 | 0 | 0 | 0 | 0 | 0 | 0 | 0 | 0 | 0 | 0 | 0 | 0 | 0 | 0 | 0 | 0_Peak Demand (S) |  |  |  |  | 0
| Peak Demand (W) | 0 | 0 | 0 | 0 | 0 | 0 | 0 | 0 | 0 | 0 | 0 | 0 | 0 | 0 | 0 | 0 | 0 | 0 | 0 | 0 | 0 | 0 | 0 | 0 | 0 | 0 | 0 | 0 | 0 | 0 | 0 | 0_Peak Demand (W) |  |  |  |  | 884.6119
| Turnover | 0 | 0 | 0 | 0 | 0 | 0 | 0 | 0 | 0 | 0 | 0 | 0 | 0 | 0 | 0 | 0 | 0 | 0 | 0 | 0 | 0 | 0 | 0 | 0 | 0 | 0 | 0 | 0 | 0 | 0 | 0 | 0_Turnover |  |  |  |  | 6885.4476
| Avg. Replacement Usage | 0 | 0 | 0 | 0 | 0 | 0 | 0 | 0 | 0 | 0 | 0 | 0 | 0 | 0 | 0 | 0 | 0 | 0 | 0 | 0 | 0 | 0 | 0 | 0 | 0 | 0 | 0 | 0 | 0 | 0 | 0 | 0_Avg. Replacement Usage |  |  |  |  | 5638.8522
| Avg. Replacement Demand (S) | 0 | 0 | 0 | 0 | 0 | 0 | 0 | 0 | 0 | 0 | 0 | 0 | 0 | 0 | 0 | 0 | 0 | 0 | 0 | 0 | 0 | 0 | 0 | 0 | 0 | 0 | 0 | 0 | 0 | 0 | 0 | 0_Avg. Replacement Demand (S) |  |  |  |  | 0
| Avg. Replacement Demand (W) | 0 | 0 | 0 | 0 | 0 | 0 | 0 | 0 | 0 | 0 | 0 | 0 | 0 | 0 | 0 | 0 | 0 | 0 | 0 | 0 | 0 | 0 | 0 | 0 | 0 | 0 | 0 | 0 | 0 | 0 | 0 | 0_Avg. Replacement Demand (W) |  |  |  |  | 2.9366
Purchases
| Year | Year 0 | Year 1 | Year 2 | Year 3 | Year 4 | Year 5 | Year 6 | Year 7 | Year 8 | Year 9 | Year 10 | Year 11 | Year 12 | Year 13 | Year 14 | Year 15 | Year 16 | Year 17 | Year 18 | Year 19 | Year 20 | Year 21 | Year 22 | Year 23 | Year 24 | Year 25 | Year 26 | Year 27 | Year 28 | Year 29 | Year 30
| E1 | 0 | 0 | 0 | 0 | 0 | 0 | 0 | 0 | 0 | 0 | 0 | 0 | 0 | 0 | 0 | 0 | 0 | 0 | 0 | 0 | 0 | 0 | 0 | 0 | 0 | 0 | 0 | 0 | 0 | 0 | 0 | 0_E1_Purchases |  |  |  |  | 6885.4476
| E2 | 0 | 0 | 0 | 0 | 0 | 0 | 0 | 0 | 0 | 0 | 0 | 0 | 0 | 0 | 0 | 0 | 0 | 0 | 0 | 0 | 0 | 0 | 0 | 0 | 0 | 0 | 0 | 0 | 0 | 0 | 0 | 0_E2_Purchases |  |  |  |  | 0
| E3 | 0 | 0 | 0 | 0 | 0 | 0 | 0 | 0 | 0 | 0 | 0 | 0 | 0 | 0 | 0 | 0 | 0 | 0 | 0 | 0 | 0 | 0 | 0 | 0 | 0 | 0 | 0 | 0 | 0 | 0 | 0 | 0_E3_Purchases |  |  |  |  | 0
| E4 | 0 | 0 | 0 | 0 | 0 | 0 | 0 | 0 | 0 | 0 | 0 | 0 | 0 | 0 | 0 | 0 | 0 | 0 | 0 | 0 | 0 | 0 | 0 | 0 | 0 | 0 | 0 | 0 | 0 | 0 | 0 | 0_E4_Purchases |  |  |  |  | 0
| E5 | 0 | 0 | 0 | 0 | 0 | 0 | 0 | 0 | 0 | 0 | 0 | 0 | 0 | 0 | 0 | 0 | 0 | 0 | 0 | 0 | 0 | 0 | 0 | 0 | 0 | 0 | 0 | 0 | 0 | 0 | 0 | 0_E5_Purchases |  |  |  |  | 0
| E6 | 0 | 0 | 0 | 0 | 0 | 0 | 0 | 0 | 0 | 0 | 0 | 0 | 0 | 0 | 0 | 0 | 0 | 0 | 0 | 0 | 0 | 0 | 0 | 0 | 0 | 0 | 0 | 0 | 0 | 0 | 0 | 0_E6_Purchases |  |  |  |  | 0
| E7 | 0 | 0 | 0 | 0 | 0 | 0 | 0 | 0 | 0 | 0 | 0 | 0 | 0 | 0 | 0 | 0 | 0 | 0 | 0 | 0 | 0 | 0 | 0 | 0 | 0 | 0 | 0 | 0 | 0 | 0 | 0 | 0_E7_Purchases |  |  |  |  | 0
| E8 | 0 | 0 | 0 | 0 | 0 | 0 | 0 | 0 | 0 | 0 | 0 | 0 | 0 | 0 | 0 | 0 | 0 | 0 | 0 | 0 | 0 | 0 | 0 | 0 | 0 | 0 | 0 | 0 | 0 | 0 | 0 | 0_E8_Purchases |  |  |  |  | 0
| E9 | 0 | 0 | 0 | 0 | 0 | 0 | 0 | 0 | 0 | 0 | 0 | 0 | 0 | 0 | 0 | 0 | 0 | 0 | 0 | 0 | 0 | 0 | 0 | 0 | 0 | 0 | 0 | 0 | 0 | 0 | 0 | 0_E9_Purchases |  |  |  |  | 0
| E10 | 0 | 0 | 0 | 0 | 0 | 0 | 0 | 0 | 0 | 0 | 0 | 0 | 0 | 0 | 0 | 0 | 0 | 0 | 0 | 0 | 0 | 0 | 0 | 0 | 0 | 0 | 0 | 0 | 0 | 0 | 0 | 0_E10_Purchases |  |  |  |  | 0
Stock
| Year | Year 0 | Year 1 | Year 2 | Year 3 | Year 4 | Year 5 | Year 6 | Year 7 | Year 8 | Year 9 | Year 10 | Year 11 | Year 12 | Year 13 | Year 14 | Year 15 | Year 16 | Year 17 | Year 18 | Year 19 | Year 20 | Year 21 | Year 22 | Year 23 | Year 24 | Year 25 | Year 26 | Year 27 | Year 28 | Year 29 | Year 30
| E1 | 0 | 0 | 0 | 0 | 0 | 0 | 0 | 0 | 0 | 0 | 0 | 0 | 0 | 0 | 0 | 0 | 0 | 0 | 0 | 0 | 0 | 0 | 0 | 0 | 0 | 0 | 0 | 0 | 0 | 0 | 0 | 0_E1_Stock |  |  |  |  | 13576.6093
| E2 | 0 | 0 | 0 | 0 | 0 | 0 | 0 | 0 | 0 | 0 | 0 | 0 | 0 | 0 | 0 | 0 | 0 | 0 | 0 | 0 | 0 | 0 | 0 | 0 | 0 | 0 | 0 | 0 | 0 | 0 | 0 | 0_E2_Stock |  |  |  |  | 0
| E3 | 0 | 0 | 0 | 0 | 0 | 0 | 0 | 0 | 0 | 0 | 0 | 0 | 0 | 0 | 0 | 0 | 0 | 0 | 0 | 0 | 0 | 0 | 0 | 0 | 0 | 0 | 0 | 0 | 0 | 0 | 0 | 0_E3_Stock |  |  |  |  | 0
| E4 | 0 | 0 | 0 | 0 | 0 | 0 | 0 | 0 | 0 | 0 | 0 | 0 | 0 | 0 | 0 | 0 | 0 | 0 | 0 | 0 | 0 | 0 | 0 | 0 | 0 | 0 | 0 | 0 | 0 | 0 | 0 | 0_E4_Stock |  |  |  |  | 0
| E5 | 0 | 0 | 0 | 0 | 0 | 0 | 0 | 0 | 0 | 0 | 0 | 0 | 0 | 0 | 0 | 0 | 0 | 0 | 0 | 0 | 0 | 0 | 0 | 0 | 0 | 0 | 0 | 0 | 0 | 0 | 0 | 0_E5_Stock |  |  |  |  | 0
| E6 | 0 | 0 | 0 | 0 | 0 | 0 | 0 | 0 | 0 | 0 | 0 | 0 | 0 | 0 | 0 | 0 | 0 | 0 | 0 | 0 | 0 | 0 | 0 | 0 | 0 | 0 | 0 | 0 | 0 | 0 | 0 | 0_E6_Stock |  |  |  |  | 0
| E7 | 0 | 0 | 0 | 0 | 0 | 0 | 0 | 0 | 0 | 0 | 0 | 0 | 0 | 0 | 0 | 0 | 0 | 0 | 0 | 0 | 0 | 0 | 0 | 0 | 0 | 0 | 0 | 0 | 0 | 0 | 0 | 0_E7_Stock |  |  |  |  | 0
| E8 | 0 | 0 | 0 | 0 | 0 | 0 | 0 | 0 | 0 | 0 | 0 | 0 | 0 | 0 | 0 | 0 | 0 | 0 | 0 | 0 | 0 | 0 | 0 | 0 | 0 | 0 | 0 | 0 | 0 | 0 | 0 | 0_E8_Stock |  |  |  |  | 0
| E9 | 0 | 0 | 0 | 0 | 0 | 0 | 0 | 0 | 0 | 0 | 0 | 0 | 0 | 0 | 0 | 0 | 0 | 0 | 0 | 0 | 0 | 0 | 0 | 0 | 0 | 0 | 0 | 0 | 0 | 0 | 0 | 0_E9_Stock |  |  |  |  | 0
| E10 | 0 | 0 | 0 | 0 | 0 | 0 | 0 | 0 | 0 | 0 | 0 | 0 | 0 | 0 | 0 | 0 | 0 | 0 | 0 | 0 | 0 | 0 | 0 | 0 | 0 | 0 | 0 | 0 | 0 | 0 | 0 | 0_E10_Stock |  |  |  |  | 0
| Vintage | 0 | 0 | 0 | 0 | 0 | 0 | 0 | 0 | 0 | 0 | 0 | 0 | 0 | 0 | 0 | 0 | 0 | 0 | 0 | 0 | 0 | 0 | 0 | 0 | 0 | 0 | 0 | 0 | 0 | 0 | 0 | 0_Vintage_Stock |  |  |  |  | 288381.2139
S5C3 |  | Year 0: System 5 Technology 3
Technology Variables
| Tech Key | Year 0: 0
| Peak Factor (S) | Year 0: 0
| Peak Factor (W) | Year 0: 0
| Min Vintage Lifetime | Year 0: 0
| Max Vintage Lifetime | Year 0: 0
| Turnover Style | Year 0: 0
Technology Variables
| Equipment | Year 0: Label; Year 1: Min Lifetime; Year 2: Max Lifetime; Year 3: Degradation; Year 4: Usage; Year 5: Available
| E1 | Year 1: 0; Year 2: 0; Year 3: 0%; Year 4: 0; Year 5: FALSE
| E2 | Year 1: 0; Year 2: 0; Year 3: 0%; Year 4: 0; Year 5: FALSE
| E3 | Year 1: 0; Year 2: 0; Year 3: 0%; Year 4: 0; Year 5: FALSE
| E4 | Year 1: 0; Year 2: 0; Year 3: 0%; Year 4: 0; Year 5: FALSE
| E5 | Year 1: 0; Year 2: 0; Year 3: 0%; Year 4: 0; Year 5: FALSE
| E6 | Year 1: 0; Year 2: 0; Year 3: 0%; Year 4: 0; Year 5: FALSE
| E7 | Year 1: 0; Year 2: 0; Year 3: 0%; Year 4: 0; Year 5: FALSE
| E8 | Year 1: 0; Year 2: 0; Year 3: 0%; Year 4: 0; Year 5: FALSE
| E9 | Year 1: 0; Year 2: 0; Year 3: 0%; Year 4: 0; Year 5: FALSE
| E10 | Year 1: 0; Year 2: 0; Year 3: 0%; Year 4: 0; Year 5: FALSE
Original Forecast Results
| Year | Year 0 | Year 1 | Year 2 | Year 3 | Year 4 | Year 5 | Year 6 | Year 7 | Year 8 | Year 9 | Year 10 | Year 11 | Year 12 | Year 13 | Year 14 | Year 15 | Year 16 | Year 17 | Year 18 | Year 19 | Year 20 | Year 21 | Year 22 | Year 23 | Year 24 | Year 25 | Year 26 | Year 27 | Year 28 | Year 29 | Year 30 | Key
| Units | 0 | 0 | 0 | 0 | 0 | 0 | 0 | 0 | 0 | 0 | 0 | 0 | 0 | 0 | 0 | 0 | 0 | 0 | 0 | 0 | 0 | 0 | 0 | 0 | 0 | 0 | 0 | 0 | 0 | 0 | 0 | #REF! |  |  |  |  | 301957.8232
| Usage | 0 | 0 | 0 | 0 | 0 | 0 | 0 | 0 | 0 | 0 | 0 | 0 | 0 | 0 | 0 | 0 | 0 | 0 | 0 | 0 | 0 | 0 | 0 | 0 | 0 | 0 | 0 | 0 | 0 | 0 | 0 | #REF! |  |  |  |  | 1698.6543
| Peak Demand (S) | 0 | 0 | 0 | 0 | 0 | 0 | 0 | 0 | 0 | 0 | 0 | 0 | 0 | 0 | 0 | 0 | 0 | 0 | 0 | 0 | 0 | 0 | 0 | 0 | 0 | 0 | 0 | 0 | 0 | 0 | 0 | #REF! |  |  |  |  | 0
| Peak Demand (W) | 0 | 0 | 0 | 0 | 0 | 0 | 0 | 0 | 0 | 0 | 0 | 0 | 0 | 0 | 0 | 0 | 0 | 0 | 0 | 0 | 0 | 0 | 0 | 0 | 0 | 0 | 0 | 0 | 0 | 0 | 0 | #REF! |  |  |  |  | 884.6119
| Turnover | 0 | 0 | 0 | 0 | 0 | 0 | 0 | 0 | 0 | 0 | 0 | 0 | 0 | 0 | 0 | 0 | 0 | 0 | 0 | 0 | 0 | 0 | 0 | 0 | 0 | 0 | 0 | 0 | 0 | 0 | 0 | #REF! |  |  |  |  | 6885.4476
| Avg. Replacement Usage | 0 | 0 | 0 | 0 | 0 | 0 | 0 | 0 | 0 | 0 | 0 | 0 | 0 | 0 | 0 | 0 | 0 | 0 | 0 | 0 | 0 | 0 | 0 | 0 | 0 | 0 | 0 | 0 | 0 | 0 | 0 | #REF! |  |  |  |  | 5638.8522
| Avg. Replacement Demand (S) | 0 | 0 | 0 | 0 | 0 | 0 | 0 | 0 | 0 | 0 | 0 | 0 | 0 | 0 | 0 | 0 | 0 | 0 | 0 | 0 | 0 | 0 | 0 | 0 | 0 | 0 | 0 | 0 | 0 | 0 | 0 | #REF! |  |  |  |  | 0
| Avg. Replacement Demand (W) | 0 | 0 | 0 | 0 | 0 | 0 | 0 | 0 | 0 | 0 | 0 | 0 | 0 | 0 | 0 | 0 | 0 | 0 | 0 | 0 | 0 | 0 | 0 | 0 | 0 | 0 | 0 | 0 | 0 | 0 | 0 | #REF! |  |  |  |  | 2.9366
Tech Forecast Stock
| Year | Year 0 | Year 1 | Year 2 | Year 3 | Year 4 | Year 5 | Year 6 | Year 7 | Year 8 | Year 9 | Year 10 | Year 11 | Year 12 | Year 13 | Year 14 | Year 15 | Year 16 | Year 17 | Year 18 | Year 19 | Year 20 | Year 21 | Year 22 | Year 23 | Year 24 | Year 25 | Year 26 | Year 27 | Year 28 | Year 29 | Year 30
| E1 | 0 | 0 | 0 | 0 | 0 | 0 | 0 | 0 | 0 | 0 | 0 | 0 | 0 | 0 | 0 | 0 | 0 | 0 | 0 | 0 | 0 | 0 | 0 | 0 | 0 | 0 | 0 | 0 | 0 | 0 | 0
| E2 | 0 | 0 | 0 | 0 | 0 | 0 | 0 | 0 | 0 | 0 | 0 | 0 | 0 | 0 | 0 | 0 | 0 | 0 | 0 | 0 | 0 | 0 | 0 | 0 | 0 | 0 | 0 | 0 | 0 | 0 | 0
| E3 | 0 | 0 | 0 | 0 | 0 | 0 | 0 | 0 | 0 | 0 | 0 | 0 | 0 | 0 | 0 | 0 | 0 | 0 | 0 | 0 | 0 | 0 | 0 | 0 | 0 | 0 | 0 | 0 | 0 | 0 | 0
| E4 | 0 | 0 | 0 | 0 | 0 | 0 | 0 | 0 | 0 | 0 | 0 | 0 | 0 | 0 | 0 | 0 | 0 | 0 | 0 | 0 | 0 | 0 | 0 | 0 | 0 | 0 | 0 | 0 | 0 | 0 | 0
| E5 | 0 | 0 | 0 | 0 | 0 | 0 | 0 | 0 | 0 | 0 | 0 | 0 | 0 | 0 | 0 | 0 | 0 | 0 | 0 | 0 | 0 | 0 | 0 | 0 | 0 | 0 | 0 | 0 | 0 | 0 | 0
| E6 | 0 | 0 | 0 | 0 | 0 | 0 | 0 | 0 | 0 | 0 | 0 | 0 | 0 | 0 | 0 | 0 | 0 | 0 | 0 | 0 | 0 | 0 | 0 | 0 | 0 | 0 | 0 | 0 | 0 | 0 | 0
| E7 | 0 | 0 | 0 | 0 | 0 | 0 | 0 | 0 | 0 | 0 | 0 | 0 | 0 | 0 | 0 | 0 | 0 | 0 | 0 | 0 | 0 | 0 | 0 | 0 | 0 | 0 | 0 | 0 | 0 | 0 | 0
| E8 | 0 | 0 | 0 | 0 | 0 | 0 | 0 | 0 | 0 | 0 | 0 | 0 | 0 | 0 | 0 | 0 | 0 | 0 | 0 | 0 | 0 | 0 | 0 | 0 | 0 | 0 | 0 | 0 | 0 | 0 | 0
| E9 | 0 | 0 | 0 | 0 | 0 | 0 | 0 | 0 | 0 | 0 | 0 | 0 | 0 | 0 | 0 | 0 | 0 | 0 | 0 | 0 | 0 | 0 | 0 | 0 | 0 | 0 | 0 | 0 | 0 | 0 | 0
| E10 | 0 | 0 | 0 | 0 | 0 | 0 | 0 | 0 | 0 | 0 | 0 | 0 | 0 | 0 | 0 | 0 | 0 | 0 | 0 | 0 | 0 | 0 | 0 | 0 | 0 | 0 | 0 | 0 | 0 | 0 | 0
| Vintage | 0 | 0 | 0 | 0 | 0 | 0 | 0 | 0 | 0 | 0 | 0 | 0 | 0 | 0 | 0 | 0 | 0 | 0 | 0 | 0 | 0 | 0 | 0 | 0 | 0 | 0 | 0 | 0 | 0 | 0 | 0
Stock for Switching
| Year | Year 0 | Year 1 | Year 2 | Year 3 | Year 4 | Year 5 | Year 6 | Year 7 | Year 8 | Year 9 | Year 10 | Year 11 | Year 12 | Year 13 | Year 14 | Year 15 | Year 16 | Year 17 | Year 18 | Year 19 | Year 20 | Year 21 | Year 22 | Year 23 | Year 24 | Year 25 | Year 26 | Year 27 | Year 28 | Year 29 | Year 30
| E1 | 0 | 0 | 0 | 0 | 0 | 0 | 0 | 0 | 0 | 0 | 0 | 0 | 0 | 0 | 0 | 0 | 0 | 0 | 0 | 0 | 0 | 0 | 0 | 0 | 0 | 0 | 0 | 0 | 0 | 0 | 0 | 0_E1_SysStock
| E2 | 0 | 0 | 0 | 0 | 0 | 0 | 0 | 0 | 0 | 0 | 0 | 0 | 0 | 0 | 0 | 0 | 0 | 0 | 0 | 0 | 0 | 0 | 0 | 0 | 0 | 0 | 0 | 0 | 0 | 0 | 0 | 0_E2_SysStock
| E3 | 0 | 0 | 0 | 0 | 0 | 0 | 0 | 0 | 0 | 0 | 0 | 0 | 0 | 0 | 0 | 0 | 0 | 0 | 0 | 0 | 0 | 0 | 0 | 0 | 0 | 0 | 0 | 0 | 0 | 0 | 0 | 0_E3_SysStock
| E4 | 0 | 0 | 0 | 0 | 0 | 0 | 0 | 0 | 0 | 0 | 0 | 0 | 0 | 0 | 0 | 0 | 0 | 0 | 0 | 0 | 0 | 0 | 0 | 0 | 0 | 0 | 0 | 0 | 0 | 0 | 0 | 0_E4_SysStock
| E5 | 0 | 0 | 0 | 0 | 0 | 0 | 0 | 0 | 0 | 0 | 0 | 0 | 0 | 0 | 0 | 0 | 0 | 0 | 0 | 0 | 0 | 0 | 0 | 0 | 0 | 0 | 0 | 0 | 0 | 0 | 0 | 0_E5_SysStock
| E6 | 0 | 0 | 0 | 0 | 0 | 0 | 0 | 0 | 0 | 0 | 0 | 0 | 0 | 0 | 0 | 0 | 0 | 0 | 0 | 0 | 0 | 0 | 0 | 0 | 0 | 0 | 0 | 0 | 0 | 0 | 0 | 0_E6_SysStock
| E7 | 0 | 0 | 0 | 0 | 0 | 0 | 0 | 0 | 0 | 0 | 0 | 0 | 0 | 0 | 0 | 0 | 0 | 0 | 0 | 0 | 0 | 0 | 0 | 0 | 0 | 0 | 0 | 0 | 0 | 0 | 0 | 0_E7_SysStock
| E8 | 0 | 0 | 0 | 0 | 0 | 0 | 0 | 0 | 0 | 0 | 0 | 0 | 0 | 0 | 0 | 0 | 0 | 0 | 0 | 0 | 0 | 0 | 0 | 0 | 0 | 0 | 0 | 0 | 0 | 0 | 0 | 0_E8_SysStock
| E9 | 0 | 0 | 0 | 0 | 0 | 0 | 0 | 0 | 0 | 0 | 0 | 0 | 0 | 0 | 0 | 0 | 0 | 0 | 0 | 0 | 0 | 0 | 0 | 0 | 0 | 0 | 0 | 0 | 0 | 0 | 0 | 0_E9_SysStock
| E10 | 0 | 0 | 0 | 0 | 0 | 0 | 0 | 0 | 0 | 0 | 0 | 0 | 0 | 0 | 0 | 0 | 0 | 0 | 0 | 0 | 0 | 0 | 0 | 0 | 0 | 0 | 0 | 0 | 0 | 0 | 0 | 0_E10_SysStock
| Vintage | 0 | 0 | 0 | 0 | 0 | 0 | 0 | 0 | 0 | 0 | 0 | 0 | 0 | 0 | 0 | 0 | 0 | 0 | 0 | 0 | 0 | 0 | 0 | 0 | 0 | 0 | 0 | 0 | 0 | 0 | 0 | 0_Vintage_SysStock
Tech Forecast Purchases
| Year | Year 0 | Year 1 | Year 2 | Year 3 | Year 4 | Year 5 | Year 6 | Year 7 | Year 8 | Year 9 | Year 10 | Year 11 | Year 12 | Year 13 | Year 14 | Year 15 | Year 16 | Year 17 | Year 18 | Year 19 | Year 20 | Year 21 | Year 22 | Year 23 | Year 24 | Year 25 | Year 26 | Year 27 | Year 28 | Year 29 | Year 30
| E1 | 0 | 0 | 0 | 0 | 0 | 0 | 0 | 0 | 0 | 0 | 0 | 0 | 0 | 0 | 0 | 0 | 0 | 0 | 0 | 0 | 0 | 0 | 0 | 0 | 0 | 0 | 0 | 0 | 0 | 0 | 0
| E2 | 0 | 0 | 0 | 0 | 0 | 0 | 0 | 0 | 0 | 0 | 0 | 0 | 0 | 0 | 0 | 0 | 0 | 0 | 0 | 0 | 0 | 0 | 0 | 0 | 0 | 0 | 0 | 0 | 0 | 0 | 0
| E3 | 0 | 0 | 0 | 0 | 0 | 0 | 0 | 0 | 0 | 0 | 0 | 0 | 0 | 0 | 0 | 0 | 0 | 0 | 0 | 0 | 0 | 0 | 0 | 0 | 0 | 0 | 0 | 0 | 0 | 0 | 0
| E4 | 0 | 0 | 0 | 0 | 0 | 0 | 0 | 0 | 0 | 0 | 0 | 0 | 0 | 0 | 0 | 0 | 0 | 0 | 0 | 0 | 0 | 0 | 0 | 0 | 0 | 0 | 0 | 0 | 0 | 0 | 0
| E5 | 0 | 0 | 0 | 0 | 0 | 0 | 0 | 0 | 0 | 0 | 0 | 0 | 0 | 0 | 0 | 0 | 0 | 0 | 0 | 0 | 0 | 0 | 0 | 0 | 0 | 0 | 0 | 0 | 0 | 0 | 0
| E6 | 0 | 0 | 0 | 0 | 0 | 0 | 0 | 0 | 0 | 0 | 0 | 0 | 0 | 0 | 0 | 0 | 0 | 0 | 0 | 0 | 0 | 0 | 0 | 0 | 0 | 0 | 0 | 0 | 0 | 0 | 0
| E7 | 0 | 0 | 0 | 0 | 0 | 0 | 0 | 0 | 0 | 0 | 0 | 0 | 0 | 0 | 0 | 0 | 0 | 0 | 0 | 0 | 0 | 0 | 0 | 0 | 0 | 0 | 0 | 0 | 0 | 0 | 0
| E8 | 0 | 0 | 0 | 0 | 0 | 0 | 0 | 0 | 0 | 0 | 0 | 0 | 0 | 0 | 0 | 0 | 0 | 0 | 0 | 0 | 0 | 0 | 0 | 0 | 0 | 0 | 0 | 0 | 0 | 0 | 0
| E9 | 0 | 0 | 0 | 0 | 0 | 0 | 0 | 0 | 0 | 0 | 0 | 0 | 0 | 0 | 0 | 0 | 0 | 0 | 0 | 0 | 0 | 0 | 0 | 0 | 0 | 0 | 0 | 0 | 0 | 0 | 0
| E10 | 0 | 0 | 0 | 0 | 0 | 0 | 0 | 0 | 0 | 0 | 0 | 0 | 0 | 0 | 0 | 0 | 0 | 0 | 0 | 0 | 0 | 0 | 0 | 0 | 0 | 0 | 0 | 0 | 0 | 0 | 0
Potential to Switch
| Year | Year 0 | Year 1 | Year 2 | Year 3 | Year 4 | Year 5 | Year 6 | Year 7 | Year 8 | Year 9 | Year 10 | Year 11 | Year 12 | Year 13 | Year 14 | Year 15 | Year 16 | Year 17 | Year 18 | Year 19 | Year 20 | Year 21 | Year 22 | Year 23 | Year 24 | Year 25 | Year 26 | Year 27 | Year 28 | Year 29 | Year 30
| E1 | 0 | 0 | 0 | 0 | 0 | 0 | 0 | 0 | 0 | 0 | 0 | 0 | 0 | 0 | 0 | 0 | 0 | 0 | 0 | 0 | 0 | 0 | 0 | 0 | 0 | 0 | 0 | 0 | 0 | 0 | 0 | 0_E1_Switched Out
| E2 | 0 | 0 | 0 | 0 | 0 | 0 | 0 | 0 | 0 | 0 | 0 | 0 | 0 | 0 | 0 | 0 | 0 | 0 | 0 | 0 | 0 | 0 | 0 | 0 | 0 | 0 | 0 | 0 | 0 | 0 | 0 | 0_E2_Switched Out
| E3 | 0 | 0 | 0 | 0 | 0 | 0 | 0 | 0 | 0 | 0 | 0 | 0 | 0 | 0 | 0 | 0 | 0 | 0 | 0 | 0 | 0 | 0 | 0 | 0 | 0 | 0 | 0 | 0 | 0 | 0 | 0 | 0_E3_Switched Out
| E4 | 0 | 0 | 0 | 0 | 0 | 0 | 0 | 0 | 0 | 0 | 0 | 0 | 0 | 0 | 0 | 0 | 0 | 0 | 0 | 0 | 0 | 0 | 0 | 0 | 0 | 0 | 0 | 0 | 0 | 0 | 0 | 0_E4_Switched Out
| E5 | 0 | 0 | 0 | 0 | 0 | 0 | 0 | 0 | 0 | 0 | 0 | 0 | 0 | 0 | 0 | 0 | 0 | 0 | 0 | 0 | 0 | 0 | 0 | 0 | 0 | 0 | 0 | 0 | 0 | 0 | 0 | 0_E5_Switched Out
| E6 | 0 | 0 | 0 | 0 | 0 | 0 | 0 | 0 | 0 | 0 | 0 | 0 | 0 | 0 | 0 | 0 | 0 | 0 | 0 | 0 | 0 | 0 | 0 | 0 | 0 | 0 | 0 | 0 | 0 | 0 | 0 | 0_E6_Switched Out
| E7 | 0 | 0 | 0 | 0 | 0 | 0 | 0 | 0 | 0 | 0 | 0 | 0 | 0 | 0 | 0 | 0 | 0 | 0 | 0 | 0 | 0 | 0 | 0 | 0 | 0 | 0 | 0 | 0 | 0 | 0 | 0 | 0_E7_Switched Out
| E8 | 0 | 0 | 0 | 0 | 0 | 0 | 0 | 0 | 0 | 0 | 0 | 0 | 0 | 0 | 0 | 0 | 0 | 0 | 0 | 0 | 0 | 0 | 0 | 0 | 0 | 0 | 0 | 0 | 0 | 0 | 0 | 0_E8_Switched Out
| E9 | 0 | 0 | 0 | 0 | 0 | 0 | 0 | 0 | 0 | 0 | 0 | 0 | 0 | 0 | 0 | 0 | 0 | 0 | 0 | 0 | 0 | 0 | 0 | 0 | 0 | 0 | 0 | 0 | 0 | 0 | 0 | 0_E9_Switched Out
| E10 | 0 | 0 | 0 | 0 | 0 | 0 | 0 | 0 | 0 | 0 | 0 | 0 | 0 | 0 | 0 | 0 | 0 | 0 | 0 | 0 | 0 | 0 | 0 | 0 | 0 | 0 | 0 | 0 | 0 | 0 | 0 | 0_E10_Switched Out
Units Out
| E1 | 0 | 0 | 0 | 0 | 0 | 0 | 0 | 0 | 0 | 0 | 0 | 0 | 0 | 0 | 0 | 0 | 0 | 0 | 0 | 0 | 0 | 0 | 0 | 0 | 0 | 0 | 0 | 0 | 0 | 0 | 0
| E2 | 0 | 0 | 0 | 0 | 0 | 0 | 0 | 0 | 0 | 0 | 0 | 0 | 0 | 0 | 0 | 0 | 0 | 0 | 0 | 0 | 0 | 0 | 0 | 0 | 0 | 0 | 0 | 0 | 0 | 0 | 0
| E3 | 0 | 0 | 0 | 0 | 0 | 0 | 0 | 0 | 0 | 0 | 0 | 0 | 0 | 0 | 0 | 0 | 0 | 0 | 0 | 0 | 0 | 0 | 0 | 0 | 0 | 0 | 0 | 0 | 0 | 0 | 0
| E4 | 0 | 0 | 0 | 0 | 0 | 0 | 0 | 0 | 0 | 0 | 0 | 0 | 0 | 0 | 0 | 0 | 0 | 0 | 0 | 0 | 0 | 0 | 0 | 0 | 0 | 0 | 0 | 0 | 0 | 0 | 0
| E5 | 0 | 0 | 0 | 0 | 0 | 0 | 0 | 0 | 0 | 0 | 0 | 0 | 0 | 0 | 0 | 0 | 0 | 0 | 0 | 0 | 0 | 0 | 0 | 0 | 0 | 0 | 0 | 0 | 0 | 0 | 0
| E6 | 0 | 0 | 0 | 0 | 0 | 0 | 0 | 0 | 0 | 0 | 0 | 0 | 0 | 0 | 0 | 0 | 0 | 0 | 0 | 0 | 0 | 0 | 0 | 0 | 0 | 0 | 0 | 0 | 0 | 0 | 0
| E7 | 0 | 0 | 0 | 0 | 0 | 0 | 0 | 0 | 0 | 0 | 0 | 0 | 0 | 0 | 0 | 0 | 0 | 0 | 0 | 0 | 0 | 0 | 0 | 0 | 0 | 0 | 0 | 0 | 0 | 0 | 0
| E8 | 0 | 0 | 0 | 0 | 0 | 0 | 0 | 0 | 0 | 0 | 0 | 0 | 0 | 0 | 0 | 0 | 0 | 0 | 0 | 0 | 0 | 0 | 0 | 0 | 0 | 0 | 0 | 0 | 0 | 0 | 0
| E9 | 0 | 0 | 0 | 0 | 0 | 0 | 0 | 0 | 0 | 0 | 0 | 0 | 0 | 0 | 0 | 0 | 0 | 0 | 0 | 0 | 0 | 0 | 0 | 0 | 0 | 0 | 0 | 0 | 0 | 0 | 0
| E10 | 0 | 0 | 0 | 0 | 0 | 0 | 0 | 0 | 0 | 0 | 0 | 0 | 0 | 0 | 0 | 0 | 0 | 0 | 0 | 0 | 0 | 0 | 0 | 0 | 0 | 0 | 0 | 0 | 0 | 0 | 0
| Vintage | 0 | 0 | 0 | 0 | 0 | 0 | 0 | 0 | 0 | 0 | 0 | 0 | 0 | 0 | 0 | 0 | 0 | 0 | 0 | 0 | 0 | 0 | 0 | 0 | 0 | 0 | 0 | 0 | 0 | 0 | 0
Tech Purchase Shares
| Year | Year 0 | Year 1 | Year 2 | Year 3 | Year 4 | Year 5 | Year 6 | Year 7 | Year 8 | Year 9 | Year 10 | Year 11 | Year 12 | Year 13 | Year 14 | Year 15 | Year 16 | Year 17 | Year 18 | Year 19 | Year 20 | Year 21 | Year 22 | Year 23 | Year 24 | Year 25 | Year 26 | Year 27 | Year 28 | Year 29 | Year 30
E1 | bar: Year 0 to Year 30
E2 | bar: Year 0 to Year 30
E3 | bar: Year 0 to Year 30
E4 | bar: Year 0 to Year 30
E5 | bar: Year 0 to Year 30
E6 | bar: Year 0 to Year 30
E7 | bar: Year 0 to Year 30
E8 | bar: Year 0 to Year 30
E9 | bar: Year 0 to Year 30
E10 | bar: Year 0 to Year 30
Units In from Switching
| E1 | 0 | 0 | 0 | 0 | 0 | 0 | 0 | 0 | 0 | 0 | 0 | 0 | 0 | 0 | 0 | 0 | 0 | 0 | 0 | 0 | 0 | 0 | 0 | 0 | 0 | 0 | 0 | 0 | 0 | 0 | 0
| E2 | 0 | 0 | 0 | 0 | 0 | 0 | 0 | 0 | 0 | 0 | 0 | 0 | 0 | 0 | 0 | 0 | 0 | 0 | 0 | 0 | 0 | 0 | 0 | 0 | 0 | 0 | 0 | 0 | 0 | 0 | 0
| E3 | 0 | 0 | 0 | 0 | 0 | 0 | 0 | 0 | 0 | 0 | 0 | 0 | 0 | 0 | 0 | 0 | 0 | 0 | 0 | 0 | 0 | 0 | 0 | 0 | 0 | 0 | 0 | 0 | 0 | 0 | 0
| E4 | 0 | 0 | 0 | 0 | 0 | 0 | 0 | 0 | 0 | 0 | 0 | 0 | 0 | 0 | 0 | 0 | 0 | 0 | 0 | 0 | 0 | 0 | 0 | 0 | 0 | 0 | 0 | 0 | 0 | 0 | 0
| E5 | 0 | 0 | 0 | 0 | 0 | 0 | 0 | 0 | 0 | 0 | 0 | 0 | 0 | 0 | 0 | 0 | 0 | 0 | 0 | 0 | 0 | 0 | 0 | 0 | 0 | 0 | 0 | 0 | 0 | 0 | 0
| E6 | 0 | 0 | 0 | 0 | 0 | 0 | 0 | 0 | 0 | 0 | 0 | 0 | 0 | 0 | 0 | 0 | 0 | 0 | 0 | 0 | 0 | 0 | 0 | 0 | 0 | 0 | 0 | 0 | 0 | 0 | 0
| E7 | 0 | 0 | 0 | 0 | 0 | 0 | 0 | 0 | 0 | 0 | 0 | 0 | 0 | 0 | 0 | 0 | 0 | 0 | 0 | 0 | 0 | 0 | 0 | 0 | 0 | 0 | 0 | 0 | 0 | 0 | 0
| E8 | 0 | 0 | 0 | 0 | 0 | 0 | 0 | 0 | 0 | 0 | 0 | 0 | 0 | 0 | 0 | 0 | 0 | 0 | 0 | 0 | 0 | 0 | 0 | 0 | 0 | 0 | 0 | 0 | 0 | 0 | 0
| E9 | 0 | 0 | 0 | 0 | 0 | 0 | 0 | 0 | 0 | 0 | 0 | 0 | 0 | 0 | 0 | 0 | 0 | 0 | 0 | 0 | 0 | 0 | 0 | 0 | 0 | 0 | 0 | 0 | 0 | 0 | 0
| E10 | 0 | 0 | 0 | 0 | 0 | 0 | 0 | 0 | 0 | 0 | 0 | 0 | 0 | 0 | 0 | 0 | 0 | 0 | 0 | 0 | 0 | 0 | 0 | 0 | 0 | 0 | 0 | 0 | 0 | 0 | 0
| Vintage | 0 | 0 | 0 | 0 | 0 | 0 | 0 | 0 | 0 | 0 | 0 | 0 | 0 | 0 | 0 | 0 | 0 | 0 | 0 | 0 | 0 | 0 | 0 | 0 | 0 | 0 | 0 | 0 | 0 | 0 | 0
Net Change
| Year | Year 0 | Year 1 | Year 2 | Year 3 | Year 4 | Year 5 | Year 6 | Year 7 | Year 8 | Year 9 | Year 10 | Year 11 | Year 12 | Year 13 | Year 14 | Year 15 | Year 16 | Year 17 | Year 18 | Year 19 | Year 20 | Year 21 | Year 22 | Year 23 | Year 24 | Year 25 | Year 26 | Year 27 | Year 28 | Year 29 | Year 30 | Key
| Units | 0 | 0 | 0 | 0 | 0 | 0 | 0 | 0 | 0 | 0 | 0 | 0 | 0 | 0 | 0 | 0 | 0 | 0 | 0 | 0 | 0 | 0 | 0 | 0 | 0 | 0 | 0 | 0 | 0 | 0 | 0 | 0_Units |  |  |  |  | 301957.8232
| Usage | 0 | 0 | 0 | 0 | 0 | 0 | 0 | 0 | 0 | 0 | 0 | 0 | 0 | 0 | 0 | 0 | 0 | 0 | 0 | 0 | 0 | 0 | 0 | 0 | 0 | 0 | 0 | 0 | 0 | 0 | 0 | 0_Usage |  |  |  |  | 1698.6543
| Peak Demand (S) | 0 | 0 | 0 | 0 | 0 | 0 | 0 | 0 | 0 | 0 | 0 | 0 | 0 | 0 | 0 | 0 | 0 | 0 | 0 | 0 | 0 | 0 | 0 | 0 | 0 | 0 | 0 | 0 | 0 | 0 | 0 | 0_Peak Demand (S) |  |  |  |  | 0
| Peak Demand (W) | 0 | 0 | 0 | 0 | 0 | 0 | 0 | 0 | 0 | 0 | 0 | 0 | 0 | 0 | 0 | 0 | 0 | 0 | 0 | 0 | 0 | 0 | 0 | 0 | 0 | 0 | 0 | 0 | 0 | 0 | 0 | 0_Peak Demand (W) |  |  |  |  | 884.6119
| Turnover | 0 | 0 | 0 | 0 | 0 | 0 | 0 | 0 | 0 | 0 | 0 | 0 | 0 | 0 | 0 | 0 | 0 | 0 | 0 | 0 | 0 | 0 | 0 | 0 | 0 | 0 | 0 | 0 | 0 | 0 | 0 | 0_Turnover |  |  |  |  | 6885.4476
| Avg. Replacement Usage | 0 | 0 | 0 | 0 | 0 | 0 | 0 | 0 | 0 | 0 | 0 | 0 | 0 | 0 | 0 | 0 | 0 | 0 | 0 | 0 | 0 | 0 | 0 | 0 | 0 | 0 | 0 | 0 | 0 | 0 | 0 | 0_Avg. Replacement Usage |  |  |  |  | 5638.8522
| Avg. Replacement Demand (S) | 0 | 0 | 0 | 0 | 0 | 0 | 0 | 0 | 0 | 0 | 0 | 0 | 0 | 0 | 0 | 0 | 0 | 0 | 0 | 0 | 0 | 0 | 0 | 0 | 0 | 0 | 0 | 0 | 0 | 0 | 0 | 0_Avg. Replacement Demand (S) |  |  |  |  | 0
| Avg. Replacement Demand (W) | 0 | 0 | 0 | 0 | 0 | 0 | 0 | 0 | 0 | 0 | 0 | 0 | 0 | 0 | 0 | 0 | 0 | 0 | 0 | 0 | 0 | 0 | 0 | 0 | 0 | 0 | 0 | 0 | 0 | 0 | 0 | 0_Avg. Replacement Demand (W) |  |  |  |  | 2.9366
Purchases
| Year | Year 0 | Year 1 | Year 2 | Year 3 | Year 4 | Year 5 | Year 6 | Year 7 | Year 8 | Year 9 | Year 10 | Year 11 | Year 12 | Year 13 | Year 14 | Year 15 | Year 16 | Year 17 | Year 18 | Year 19 | Year 20 | Year 21 | Year 22 | Year 23 | Year 24 | Year 25 | Year 26 | Year 27 | Year 28 | Year 29 | Year 30
| E1 | 0 | 0 | 0 | 0 | 0 | 0 | 0 | 0 | 0 | 0 | 0 | 0 | 0 | 0 | 0 | 0 | 0 | 0 | 0 | 0 | 0 | 0 | 0 | 0 | 0 | 0 | 0 | 0 | 0 | 0 | 0 | 0_E1_Purchases |  |  |  |  | 6885.4476
| E2 | 0 | 0 | 0 | 0 | 0 | 0 | 0 | 0 | 0 | 0 | 0 | 0 | 0 | 0 | 0 | 0 | 0 | 0 | 0 | 0 | 0 | 0 | 0 | 0 | 0 | 0 | 0 | 0 | 0 | 0 | 0 | 0_E2_Purchases |  |  |  |  | 0
| E3 | 0 | 0 | 0 | 0 | 0 | 0 | 0 | 0 | 0 | 0 | 0 | 0 | 0 | 0 | 0 | 0 | 0 | 0 | 0 | 0 | 0 | 0 | 0 | 0 | 0 | 0 | 0 | 0 | 0 | 0 | 0 | 0_E3_Purchases |  |  |  |  | 0
| E4 | 0 | 0 | 0 | 0 | 0 | 0 | 0 | 0 | 0 | 0 | 0 | 0 | 0 | 0 | 0 | 0 | 0 | 0 | 0 | 0 | 0 | 0 | 0 | 0 | 0 | 0 | 0 | 0 | 0 | 0 | 0 | 0_E4_Purchases |  |  |  |  | 0
| E5 | 0 | 0 | 0 | 0 | 0 | 0 | 0 | 0 | 0 | 0 | 0 | 0 | 0 | 0 | 0 | 0 | 0 | 0 | 0 | 0 | 0 | 0 | 0 | 0 | 0 | 0 | 0 | 0 | 0 | 0 | 0 | 0_E5_Purchases |  |  |  |  | 0
| E6 | 0 | 0 | 0 | 0 | 0 | 0 | 0 | 0 | 0 | 0 | 0 | 0 | 0 | 0 | 0 | 0 | 0 | 0 | 0 | 0 | 0 | 0 | 0 | 0 | 0 | 0 | 0 | 0 | 0 | 0 | 0 | 0_E6_Purchases |  |  |  |  | 0
| E7 | 0 | 0 | 0 | 0 | 0 | 0 | 0 | 0 | 0 | 0 | 0 | 0 | 0 | 0 | 0 | 0 | 0 | 0 | 0 | 0 | 0 | 0 | 0 | 0 | 0 | 0 | 0 | 0 | 0 | 0 | 0 | 0_E7_Purchases |  |  |  |  | 0
| E8 | 0 | 0 | 0 | 0 | 0 | 0 | 0 | 0 | 0 | 0 | 0 | 0 | 0 | 0 | 0 | 0 | 0 | 0 | 0 | 0 | 0 | 0 | 0 | 0 | 0 | 0 | 0 | 0 | 0 | 0 | 0 | 0_E8_Purchases |  |  |  |  | 0
| E9 | 0 | 0 | 0 | 0 | 0 | 0 | 0 | 0 | 0 | 0 | 0 | 0 | 0 | 0 | 0 | 0 | 0 | 0 | 0 | 0 | 0 | 0 | 0 | 0 | 0 | 0 | 0 | 0 | 0 | 0 | 0 | 0_E9_Purchases |  |  |  |  | 0
| E10 | 0 | 0 | 0 | 0 | 0 | 0 | 0 | 0 | 0 | 0 | 0 | 0 | 0 | 0 | 0 | 0 | 0 | 0 | 0 | 0 | 0 | 0 | 0 | 0 | 0 | 0 | 0 | 0 | 0 | 0 | 0 | 0_E10_Purchases |  |  |  |  | 0
Stock
| Year | Year 0 | Year 1 | Year 2 | Year 3 | Year 4 | Year 5 | Year 6 | Year 7 | Year 8 | Year 9 | Year 10 | Year 11 | Year 12 | Year 13 | Year 14 | Year 15 | Year 16 | Year 17 | Year 18 | Year 19 | Year 20 | Year 21 | Year 22 | Year 23 | Year 24 | Year 25 | Year 26 | Year 27 | Year 28 | Year 29 | Year 30
| E1 | 0 | 0 | 0 | 0 | 0 | 0 | 0 | 0 | 0 | 0 | 0 | 0 | 0 | 0 | 0 | 0 | 0 | 0 | 0 | 0 | 0 | 0 | 0 | 0 | 0 | 0 | 0 | 0 | 0 | 0 | 0 | 0_E1_Stock |  |  |  |  | 13576.6093
| E2 | 0 | 0 | 0 | 0 | 0 | 0 | 0 | 0 | 0 | 0 | 0 | 0 | 0 | 0 | 0 | 0 | 0 | 0 | 0 | 0 | 0 | 0 | 0 | 0 | 0 | 0 | 0 | 0 | 0 | 0 | 0 | 0_E2_Stock |  |  |  |  | 0
| E3 | 0 | 0 | 0 | 0 | 0 | 0 | 0 | 0 | 0 | 0 | 0 | 0 | 0 | 0 | 0 | 0 | 0 | 0 | 0 | 0 | 0 | 0 | 0 | 0 | 0 | 0 | 0 | 0 | 0 | 0 | 0 | 0_E3_Stock |  |  |  |  | 0
| E4 | 0 | 0 | 0 | 0 | 0 | 0 | 0 | 0 | 0 | 0 | 0 | 0 | 0 | 0 | 0 | 0 | 0 | 0 | 0 | 0 | 0 | 0 | 0 | 0 | 0 | 0 | 0 | 0 | 0 | 0 | 0 | 0_E4_Stock |  |  |  |  | 0
| E5 | 0 | 0 | 0 | 0 | 0 | 0 | 0 | 0 | 0 | 0 | 0 | 0 | 0 | 0 | 0 | 0 | 0 | 0 | 0 | 0 | 0 | 0 | 0 | 0 | 0 | 0 | 0 | 0 | 0 | 0 | 0 | 0_E5_Stock |  |  |  |  | 0
| E6 | 0 | 0 | 0 | 0 | 0 | 0 | 0 | 0 | 0 | 0 | 0 | 0 | 0 | 0 | 0 | 0 | 0 | 0 | 0 | 0 | 0 | 0 | 0 | 0 | 0 | 0 | 0 | 0 | 0 | 0 | 0 | 0_E6_Stock |  |  |  |  | 0
| E7 | 0 | 0 | 0 | 0 | 0 | 0 | 0 | 0 | 0 | 0 | 0 | 0 | 0 | 0 | 0 | 0 | 0 | 0 | 0 | 0 | 0 | 0 | 0 | 0 | 0 | 0 | 0 | 0 | 0 | 0 | 0 | 0_E7_Stock |  |  |  |  | 0
| E8 | 0 | 0 | 0 | 0 | 0 | 0 | 0 | 0 | 0 | 0 | 0 | 0 | 0 | 0 | 0 | 0 | 0 | 0 | 0 | 0 | 0 | 0 | 0 | 0 | 0 | 0 | 0 | 0 | 0 | 0 | 0 | 0_E8_Stock |  |  |  |  | 0
| E9 | 0 | 0 | 0 | 0 | 0 | 0 | 0 | 0 | 0 | 0 | 0 | 0 | 0 | 0 | 0 | 0 | 0 | 0 | 0 | 0 | 0 | 0 | 0 | 0 | 0 | 0 | 0 | 0 | 0 | 0 | 0 | 0_E9_Stock |  |  |  |  | 0
| E10 | 0 | 0 | 0 | 0 | 0 | 0 | 0 | 0 | 0 | 0 | 0 | 0 | 0 | 0 | 0 | 0 | 0 | 0 | 0 | 0 | 0 | 0 | 0 | 0 | 0 | 0 | 0 | 0 | 0 | 0 | 0 | 0_E10_Stock |  |  |  |  | 0
| Vintage | 0 | 0 | 0 | 0 | 0 | 0 | 0 | 0 | 0 | 0 | 0 | 0 | 0 | 0 | 0 | 0 | 0 | 0 | 0 | 0 | 0 | 0 | 0 | 0 | 0 | 0 | 0 | 0 | 0 | 0 | 0 | 0_Vintage_Stock |  |  |  |  | 288381.2139
S5C4 |  | Year 0: System 5 Technology 4
Technology Variables
| Tech Key | Year 0: 0
| Peak Factor (S) | Year 0: 0
| Peak Factor (W) | Year 0: 0
| Min Vintage Lifetime | Year 0: 0
| Max Vintage Lifetime | Year 0: 0
| Turnover Style | Year 0: 0
Technology Variables
| Equipment | Year 0: Label; Year 1: Min Lifetime; Year 2: Max Lifetime; Year 3: Degradation; Year 4: Usage; Year 5: Available
| E1 | Year 1: 0; Year 2: 0; Year 3: 0%; Year 4: 0; Year 5: FALSE
| E2 | Year 1: 0; Year 2: 0; Year 3: 0%; Year 4: 0; Year 5: FALSE
| E3 | Year 1: 0; Year 2: 0; Year 3: 0%; Year 4: 0; Year 5: FALSE
| E4 | Year 1: 0; Year 2: 0; Year 3: 0%; Year 4: 0; Year 5: FALSE
| E5 | Year 1: 0; Year 2: 0; Year 3: 0%; Year 4: 0; Year 5: FALSE
| E6 | Year 1: 0; Year 2: 0; Year 3: 0%; Year 4: 0; Year 5: FALSE
| E7 | Year 1: 0; Year 2: 0; Year 3: 0%; Year 4: 0; Year 5: FALSE
| E8 | Year 1: 0; Year 2: 0; Year 3: 0%; Year 4: 0; Year 5: FALSE
| E9 | Year 1: 0; Year 2: 0; Year 3: 0%; Year 4: 0; Year 5: FALSE
| E10 | Year 1: 0; Year 2: 0; Year 3: 0%; Year 4: 0; Year 5: FALSE
Original Forecast Results
| Year | Year 0 | Year 1 | Year 2 | Year 3 | Year 4 | Year 5 | Year 6 | Year 7 | Year 8 | Year 9 | Year 10 | Year 11 | Year 12 | Year 13 | Year 14 | Year 15 | Year 16 | Year 17 | Year 18 | Year 19 | Year 20 | Year 21 | Year 22 | Year 23 | Year 24 | Year 25 | Year 26 | Year 27 | Year 28 | Year 29 | Year 30 | Key
| Units | 0 | 0 | 0 | 0 | 0 | 0 | 0 | 0 | 0 | 0 | 0 | 0 | 0 | 0 | 0 | 0 | 0 | 0 | 0 | 0 | 0 | 0 | 0 | 0 | 0 | 0 | 0 | 0 | 0 | 0 | 0 | #REF! |  |  |  |  | 301957.8232
| Usage | 0 | 0 | 0 | 0 | 0 | 0 | 0 | 0 | 0 | 0 | 0 | 0 | 0 | 0 | 0 | 0 | 0 | 0 | 0 | 0 | 0 | 0 | 0 | 0 | 0 | 0 | 0 | 0 | 0 | 0 | 0 | #REF! |  |  |  |  | 1698.6543
| Peak Demand (S) | 0 | 0 | 0 | 0 | 0 | 0 | 0 | 0 | 0 | 0 | 0 | 0 | 0 | 0 | 0 | 0 | 0 | 0 | 0 | 0 | 0 | 0 | 0 | 0 | 0 | 0 | 0 | 0 | 0 | 0 | 0 | #REF! |  |  |  |  | 0
| Peak Demand (W) | 0 | 0 | 0 | 0 | 0 | 0 | 0 | 0 | 0 | 0 | 0 | 0 | 0 | 0 | 0 | 0 | 0 | 0 | 0 | 0 | 0 | 0 | 0 | 0 | 0 | 0 | 0 | 0 | 0 | 0 | 0 | #REF! |  |  |  |  | 884.6119
| Turnover | 0 | 0 | 0 | 0 | 0 | 0 | 0 | 0 | 0 | 0 | 0 | 0 | 0 | 0 | 0 | 0 | 0 | 0 | 0 | 0 | 0 | 0 | 0 | 0 | 0 | 0 | 0 | 0 | 0 | 0 | 0 | #REF! |  |  |  |  | 6885.4476
| Avg. Replacement Usage | 0 | 0 | 0 | 0 | 0 | 0 | 0 | 0 | 0 | 0 | 0 | 0 | 0 | 0 | 0 | 0 | 0 | 0 | 0 | 0 | 0 | 0 | 0 | 0 | 0 | 0 | 0 | 0 | 0 | 0 | 0 | #REF! |  |  |  |  | 5638.8522
| Avg. Replacement Demand (S) | 0 | 0 | 0 | 0 | 0 | 0 | 0 | 0 | 0 | 0 | 0 | 0 | 0 | 0 | 0 | 0 | 0 | 0 | 0 | 0 | 0 | 0 | 0 | 0 | 0 | 0 | 0 | 0 | 0 | 0 | 0 | #REF! |  |  |  |  | 0
| Avg. Replacement Demand (W) | 0 | 0 | 0 | 0 | 0 | 0 | 0 | 0 | 0 | 0 | 0 | 0 | 0 | 0 | 0 | 0 | 0 | 0 | 0 | 0 | 0 | 0 | 0 | 0 | 0 | 0 | 0 | 0 | 0 | 0 | 0 | #REF! |  |  |  |  | 2.9366
Tech Forecast Stock
| Year | Year 0 | Year 1 | Year 2 | Year 3 | Year 4 | Year 5 | Year 6 | Year 7 | Year 8 | Year 9 | Year 10 | Year 11 | Year 12 | Year 13 | Year 14 | Year 15 | Year 16 | Year 17 | Year 18 | Year 19 | Year 20 | Year 21 | Year 22 | Year 23 | Year 24 | Year 25 | Year 26 | Year 27 | Year 28 | Year 29 | Year 30
| E1 | 0 | 0 | 0 | 0 | 0 | 0 | 0 | 0 | 0 | 0 | 0 | 0 | 0 | 0 | 0 | 0 | 0 | 0 | 0 | 0 | 0 | 0 | 0 | 0 | 0 | 0 | 0 | 0 | 0 | 0 | 0
| E2 | 0 | 0 | 0 | 0 | 0 | 0 | 0 | 0 | 0 | 0 | 0 | 0 | 0 | 0 | 0 | 0 | 0 | 0 | 0 | 0 | 0 | 0 | 0 | 0 | 0 | 0 | 0 | 0 | 0 | 0 | 0
| E3 | 0 | 0 | 0 | 0 | 0 | 0 | 0 | 0 | 0 | 0 | 0 | 0 | 0 | 0 | 0 | 0 | 0 | 0 | 0 | 0 | 0 | 0 | 0 | 0 | 0 | 0 | 0 | 0 | 0 | 0 | 0
| E4 | 0 | 0 | 0 | 0 | 0 | 0 | 0 | 0 | 0 | 0 | 0 | 0 | 0 | 0 | 0 | 0 | 0 | 0 | 0 | 0 | 0 | 0 | 0 | 0 | 0 | 0 | 0 | 0 | 0 | 0 | 0
| E5 | 0 | 0 | 0 | 0 | 0 | 0 | 0 | 0 | 0 | 0 | 0 | 0 | 0 | 0 | 0 | 0 | 0 | 0 | 0 | 0 | 0 | 0 | 0 | 0 | 0 | 0 | 0 | 0 | 0 | 0 | 0
| E6 | 0 | 0 | 0 | 0 | 0 | 0 | 0 | 0 | 0 | 0 | 0 | 0 | 0 | 0 | 0 | 0 | 0 | 0 | 0 | 0 | 0 | 0 | 0 | 0 | 0 | 0 | 0 | 0 | 0 | 0 | 0
| E7 | 0 | 0 | 0 | 0 | 0 | 0 | 0 | 0 | 0 | 0 | 0 | 0 | 0 | 0 | 0 | 0 | 0 | 0 | 0 | 0 | 0 | 0 | 0 | 0 | 0 | 0 | 0 | 0 | 0 | 0 | 0
| E8 | 0 | 0 | 0 | 0 | 0 | 0 | 0 | 0 | 0 | 0 | 0 | 0 | 0 | 0 | 0 | 0 | 0 | 0 | 0 | 0 | 0 | 0 | 0 | 0 | 0 | 0 | 0 | 0 | 0 | 0 | 0
| E9 | 0 | 0 | 0 | 0 | 0 | 0 | 0 | 0 | 0 | 0 | 0 | 0 | 0 | 0 | 0 | 0 | 0 | 0 | 0 | 0 | 0 | 0 | 0 | 0 | 0 | 0 | 0 | 0 | 0 | 0 | 0
| E10 | 0 | 0 | 0 | 0 | 0 | 0 | 0 | 0 | 0 | 0 | 0 | 0 | 0 | 0 | 0 | 0 | 0 | 0 | 0 | 0 | 0 | 0 | 0 | 0 | 0 | 0 | 0 | 0 | 0 | 0 | 0
| Vintage | 0 | 0 | 0 | 0 | 0 | 0 | 0 | 0 | 0 | 0 | 0 | 0 | 0 | 0 | 0 | 0 | 0 | 0 | 0 | 0 | 0 | 0 | 0 | 0 | 0 | 0 | 0 | 0 | 0 | 0 | 0
Stock for Switching
| Year | Year 0 | Year 1 | Year 2 | Year 3 | Year 4 | Year 5 | Year 6 | Year 7 | Year 8 | Year 9 | Year 10 | Year 11 | Year 12 | Year 13 | Year 14 | Year 15 | Year 16 | Year 17 | Year 18 | Year 19 | Year 20 | Year 21 | Year 22 | Year 23 | Year 24 | Year 25 | Year 26 | Year 27 | Year 28 | Year 29 | Year 30
| E1 | 0 | 0 | 0 | 0 | 0 | 0 | 0 | 0 | 0 | 0 | 0 | 0 | 0 | 0 | 0 | 0 | 0 | 0 | 0 | 0 | 0 | 0 | 0 | 0 | 0 | 0 | 0 | 0 | 0 | 0 | 0 | 0_E1_SysStock
| E2 | 0 | 0 | 0 | 0 | 0 | 0 | 0 | 0 | 0 | 0 | 0 | 0 | 0 | 0 | 0 | 0 | 0 | 0 | 0 | 0 | 0 | 0 | 0 | 0 | 0 | 0 | 0 | 0 | 0 | 0 | 0 | 0_E2_SysStock
| E3 | 0 | 0 | 0 | 0 | 0 | 0 | 0 | 0 | 0 | 0 | 0 | 0 | 0 | 0 | 0 | 0 | 0 | 0 | 0 | 0 | 0 | 0 | 0 | 0 | 0 | 0 | 0 | 0 | 0 | 0 | 0 | 0_E3_SysStock
| E4 | 0 | 0 | 0 | 0 | 0 | 0 | 0 | 0 | 0 | 0 | 0 | 0 | 0 | 0 | 0 | 0 | 0 | 0 | 0 | 0 | 0 | 0 | 0 | 0 | 0 | 0 | 0 | 0 | 0 | 0 | 0 | 0_E4_SysStock
| E5 | 0 | 0 | 0 | 0 | 0 | 0 | 0 | 0 | 0 | 0 | 0 | 0 | 0 | 0 | 0 | 0 | 0 | 0 | 0 | 0 | 0 | 0 | 0 | 0 | 0 | 0 | 0 | 0 | 0 | 0 | 0 | 0_E5_SysStock
| E6 | 0 | 0 | 0 | 0 | 0 | 0 | 0 | 0 | 0 | 0 | 0 | 0 | 0 | 0 | 0 | 0 | 0 | 0 | 0 | 0 | 0 | 0 | 0 | 0 | 0 | 0 | 0 | 0 | 0 | 0 | 0 | 0_E6_SysStock
| E7 | 0 | 0 | 0 | 0 | 0 | 0 | 0 | 0 | 0 | 0 | 0 | 0 | 0 | 0 | 0 | 0 | 0 | 0 | 0 | 0 | 0 | 0 | 0 | 0 | 0 | 0 | 0 | 0 | 0 | 0 | 0 | 0_E7_SysStock
| E8 | 0 | 0 | 0 | 0 | 0 | 0 | 0 | 0 | 0 | 0 | 0 | 0 | 0 | 0 | 0 | 0 | 0 | 0 | 0 | 0 | 0 | 0 | 0 | 0 | 0 | 0 | 0 | 0 | 0 | 0 | 0 | 0_E8_SysStock
| E9 | 0 | 0 | 0 | 0 | 0 | 0 | 0 | 0 | 0 | 0 | 0 | 0 | 0 | 0 | 0 | 0 | 0 | 0 | 0 | 0 | 0 | 0 | 0 | 0 | 0 | 0 | 0 | 0 | 0 | 0 | 0 | 0_E9_SysStock
| E10 | 0 | 0 | 0 | 0 | 0 | 0 | 0 | 0 | 0 | 0 | 0 | 0 | 0 | 0 | 0 | 0 | 0 | 0 | 0 | 0 | 0 | 0 | 0 | 0 | 0 | 0 | 0 | 0 | 0 | 0 | 0 | 0_E10_SysStock
| Vintage | 0 | 0 | 0 | 0 | 0 | 0 | 0 | 0 | 0 | 0 | 0 | 0 | 0 | 0 | 0 | 0 | 0 | 0 | 0 | 0 | 0 | 0 | 0 | 0 | 0 | 0 | 0 | 0 | 0 | 0 | 0 | 0_Vintage_SysStock
Tech Forecast Purchases
| Year | Year 0 | Year 1 | Year 2 | Year 3 | Year 4 | Year 5 | Year 6 | Year 7 | Year 8 | Year 9 | Year 10 | Year 11 | Year 12 | Year 13 | Year 14 | Year 15 | Year 16 | Year 17 | Year 18 | Year 19 | Year 20 | Year 21 | Year 22 | Year 23 | Year 24 | Year 25 | Year 26 | Year 27 | Year 28 | Year 29 | Year 30
| E1 | 0 | 0 | 0 | 0 | 0 | 0 | 0 | 0 | 0 | 0 | 0 | 0 | 0 | 0 | 0 | 0 | 0 | 0 | 0 | 0 | 0 | 0 | 0 | 0 | 0 | 0 | 0 | 0 | 0 | 0 | 0
| E2 | 0 | 0 | 0 | 0 | 0 | 0 | 0 | 0 | 0 | 0 | 0 | 0 | 0 | 0 | 0 | 0 | 0 | 0 | 0 | 0 | 0 | 0 | 0 | 0 | 0 | 0 | 0 | 0 | 0 | 0 | 0
| E3 | 0 | 0 | 0 | 0 | 0 | 0 | 0 | 0 | 0 | 0 | 0 | 0 | 0 | 0 | 0 | 0 | 0 | 0 | 0 | 0 | 0 | 0 | 0 | 0 | 0 | 0 | 0 | 0 | 0 | 0 | 0
| E4 | 0 | 0 | 0 | 0 | 0 | 0 | 0 | 0 | 0 | 0 | 0 | 0 | 0 | 0 | 0 | 0 | 0 | 0 | 0 | 0 | 0 | 0 | 0 | 0 | 0 | 0 | 0 | 0 | 0 | 0 | 0
| E5 | 0 | 0 | 0 | 0 | 0 | 0 | 0 | 0 | 0 | 0 | 0 | 0 | 0 | 0 | 0 | 0 | 0 | 0 | 0 | 0 | 0 | 0 | 0 | 0 | 0 | 0 | 0 | 0 | 0 | 0 | 0
| E6 | 0 | 0 | 0 | 0 | 0 | 0 | 0 | 0 | 0 | 0 | 0 | 0 | 0 | 0 | 0 | 0 | 0 | 0 | 0 | 0 | 0 | 0 | 0 | 0 | 0 | 0 | 0 | 0 | 0 | 0 | 0
| E7 | 0 | 0 | 0 | 0 | 0 | 0 | 0 | 0 | 0 | 0 | 0 | 0 | 0 | 0 | 0 | 0 | 0 | 0 | 0 | 0 | 0 | 0 | 0 | 0 | 0 | 0 | 0 | 0 | 0 | 0 | 0
| E8 | 0 | 0 | 0 | 0 | 0 | 0 | 0 | 0 | 0 | 0 | 0 | 0 | 0 | 0 | 0 | 0 | 0 | 0 | 0 | 0 | 0 | 0 | 0 | 0 | 0 | 0 | 0 | 0 | 0 | 0 | 0
| E9 | 0 | 0 | 0 | 0 | 0 | 0 | 0 | 0 | 0 | 0 | 0 | 0 | 0 | 0 | 0 | 0 | 0 | 0 | 0 | 0 | 0 | 0 | 0 | 0 | 0 | 0 | 0 | 0 | 0 | 0 | 0
| E10 | 0 | 0 | 0 | 0 | 0 | 0 | 0 | 0 | 0 | 0 | 0 | 0 | 0 | 0 | 0 | 0 | 0 | 0 | 0 | 0 | 0 | 0 | 0 | 0 | 0 | 0 | 0 | 0 | 0 | 0 | 0
Potential to Switch
| Year | Year 0 | Year 1 | Year 2 | Year 3 | Year 4 | Year 5 | Year 6 | Year 7 | Year 8 | Year 9 | Year 10 | Year 11 | Year 12 | Year 13 | Year 14 | Year 15 | Year 16 | Year 17 | Year 18 | Year 19 | Year 20 | Year 21 | Year 22 | Year 23 | Year 24 | Year 25 | Year 26 | Year 27 | Year 28 | Year 29 | Year 30
| E1 | 0 | 0 | 0 | 0 | 0 | 0 | 0 | 0 | 0 | 0 | 0 | 0 | 0 | 0 | 0 | 0 | 0 | 0 | 0 | 0 | 0 | 0 | 0 | 0 | 0 | 0 | 0 | 0 | 0 | 0 | 0 | 0_E1_Switched Out
| E2 | 0 | 0 | 0 | 0 | 0 | 0 | 0 | 0 | 0 | 0 | 0 | 0 | 0 | 0 | 0 | 0 | 0 | 0 | 0 | 0 | 0 | 0 | 0 | 0 | 0 | 0 | 0 | 0 | 0 | 0 | 0 | 0_E2_Switched Out
| E3 | 0 | 0 | 0 | 0 | 0 | 0 | 0 | 0 | 0 | 0 | 0 | 0 | 0 | 0 | 0 | 0 | 0 | 0 | 0 | 0 | 0 | 0 | 0 | 0 | 0 | 0 | 0 | 0 | 0 | 0 | 0 | 0_E3_Switched Out
| E4 | 0 | 0 | 0 | 0 | 0 | 0 | 0 | 0 | 0 | 0 | 0 | 0 | 0 | 0 | 0 | 0 | 0 | 0 | 0 | 0 | 0 | 0 | 0 | 0 | 0 | 0 | 0 | 0 | 0 | 0 | 0 | 0_E4_Switched Out
| E5 | 0 | 0 | 0 | 0 | 0 | 0 | 0 | 0 | 0 | 0 | 0 | 0 | 0 | 0 | 0 | 0 | 0 | 0 | 0 | 0 | 0 | 0 | 0 | 0 | 0 | 0 | 0 | 0 | 0 | 0 | 0 | 0_E5_Switched Out
| E6 | 0 | 0 | 0 | 0 | 0 | 0 | 0 | 0 | 0 | 0 | 0 | 0 | 0 | 0 | 0 | 0 | 0 | 0 | 0 | 0 | 0 | 0 | 0 | 0 | 0 | 0 | 0 | 0 | 0 | 0 | 0 | 0_E6_Switched Out
| E7 | 0 | 0 | 0 | 0 | 0 | 0 | 0 | 0 | 0 | 0 | 0 | 0 | 0 | 0 | 0 | 0 | 0 | 0 | 0 | 0 | 0 | 0 | 0 | 0 | 0 | 0 | 0 | 0 | 0 | 0 | 0 | 0_E7_Switched Out
| E8 | 0 | 0 | 0 | 0 | 0 | 0 | 0 | 0 | 0 | 0 | 0 | 0 | 0 | 0 | 0 | 0 | 0 | 0 | 0 | 0 | 0 | 0 | 0 | 0 | 0 | 0 | 0 | 0 | 0 | 0 | 0 | 0_E8_Switched Out
| E9 | 0 | 0 | 0 | 0 | 0 | 0 | 0 | 0 | 0 | 0 | 0 | 0 | 0 | 0 | 0 | 0 | 0 | 0 | 0 | 0 | 0 | 0 | 0 | 0 | 0 | 0 | 0 | 0 | 0 | 0 | 0 | 0_E9_Switched Out
| E10 | 0 | 0 | 0 | 0 | 0 | 0 | 0 | 0 | 0 | 0 | 0 | 0 | 0 | 0 | 0 | 0 | 0 | 0 | 0 | 0 | 0 | 0 | 0 | 0 | 0 | 0 | 0 | 0 | 0 | 0 | 0 | 0_E10_Switched Out
Units Out
| E1 | 0 | 0 | 0 | 0 | 0 | 0 | 0 | 0 | 0 | 0 | 0 | 0 | 0 | 0 | 0 | 0 | 0 | 0 | 0 | 0 | 0 | 0 | 0 | 0 | 0 | 0 | 0 | 0 | 0 | 0 | 0
| E2 | 0 | 0 | 0 | 0 | 0 | 0 | 0 | 0 | 0 | 0 | 0 | 0 | 0 | 0 | 0 | 0 | 0 | 0 | 0 | 0 | 0 | 0 | 0 | 0 | 0 | 0 | 0 | 0 | 0 | 0 | 0
| E3 | 0 | 0 | 0 | 0 | 0 | 0 | 0 | 0 | 0 | 0 | 0 | 0 | 0 | 0 | 0 | 0 | 0 | 0 | 0 | 0 | 0 | 0 | 0 | 0 | 0 | 0 | 0 | 0 | 0 | 0 | 0
| E4 | 0 | 0 | 0 | 0 | 0 | 0 | 0 | 0 | 0 | 0 | 0 | 0 | 0 | 0 | 0 | 0 | 0 | 0 | 0 | 0 | 0 | 0 | 0 | 0 | 0 | 0 | 0 | 0 | 0 | 0 | 0
| E5 | 0 | 0 | 0 | 0 | 0 | 0 | 0 | 0 | 0 | 0 | 0 | 0 | 0 | 0 | 0 | 0 | 0 | 0 | 0 | 0 | 0 | 0 | 0 | 0 | 0 | 0 | 0 | 0 | 0 | 0 | 0
| E6 | 0 | 0 | 0 | 0 | 0 | 0 | 0 | 0 | 0 | 0 | 0 | 0 | 0 | 0 | 0 | 0 | 0 | 0 | 0 | 0 | 0 | 0 | 0 | 0 | 0 | 0 | 0 | 0 | 0 | 0 | 0
| E7 | 0 | 0 | 0 | 0 | 0 | 0 | 0 | 0 | 0 | 0 | 0 | 0 | 0 | 0 | 0 | 0 | 0 | 0 | 0 | 0 | 0 | 0 | 0 | 0 | 0 | 0 | 0 | 0 | 0 | 0 | 0
| E8 | 0 | 0 | 0 | 0 | 0 | 0 | 0 | 0 | 0 | 0 | 0 | 0 | 0 | 0 | 0 | 0 | 0 | 0 | 0 | 0 | 0 | 0 | 0 | 0 | 0 | 0 | 0 | 0 | 0 | 0 | 0
| E9 | 0 | 0 | 0 | 0 | 0 | 0 | 0 | 0 | 0 | 0 | 0 | 0 | 0 | 0 | 0 | 0 | 0 | 0 | 0 | 0 | 0 | 0 | 0 | 0 | 0 | 0 | 0 | 0 | 0 | 0 | 0
| E10 | 0 | 0 | 0 | 0 | 0 | 0 | 0 | 0 | 0 | 0 | 0 | 0 | 0 | 0 | 0 | 0 | 0 | 0 | 0 | 0 | 0 | 0 | 0 | 0 | 0 | 0 | 0 | 0 | 0 | 0 | 0
| Vintage | 0 | 0 | 0 | 0 | 0 | 0 | 0 | 0 | 0 | 0 | 0 | 0 | 0 | 0 | 0 | 0 | 0 | 0 | 0 | 0 | 0 | 0 | 0 | 0 | 0 | 0 | 0 | 0 | 0 | 0 | 0
Tech Purchase Shares
| Year | Year 0 | Year 1 | Year 2 | Year 3 | Year 4 | Year 5 | Year 6 | Year 7 | Year 8 | Year 9 | Year 10 | Year 11 | Year 12 | Year 13 | Year 14 | Year 15 | Year 16 | Year 17 | Year 18 | Year 19 | Year 20 | Year 21 | Year 22 | Year 23 | Year 24 | Year 25 | Year 26 | Year 27 | Year 28 | Year 29 | Year 30
E1 | bar: Year 0 to Year 30
E2 | bar: Year 0 to Year 30
E3 | bar: Year 0 to Year 30
E4 | bar: Year 0 to Year 30
E5 | bar: Year 0 to Year 30
E6 | bar: Year 0 to Year 30
E7 | bar: Year 0 to Year 30
E8 | bar: Year 0 to Year 30
E9 | bar: Year 0 to Year 30
E10 | bar: Year 0 to Year 30
Units In from Switching
| E1 | 0 | 0 | 0 | 0 | 0 | 0 | 0 | 0 | 0 | 0 | 0 | 0 | 0 | 0 | 0 | 0 | 0 | 0 | 0 | 0 | 0 | 0 | 0 | 0 | 0 | 0 | 0 | 0 | 0 | 0 | 0
| E2 | 0 | 0 | 0 | 0 | 0 | 0 | 0 | 0 | 0 | 0 | 0 | 0 | 0 | 0 | 0 | 0 | 0 | 0 | 0 | 0 | 0 | 0 | 0 | 0 | 0 | 0 | 0 | 0 | 0 | 0 | 0
| E3 | 0 | 0 | 0 | 0 | 0 | 0 | 0 | 0 | 0 | 0 | 0 | 0 | 0 | 0 | 0 | 0 | 0 | 0 | 0 | 0 | 0 | 0 | 0 | 0 | 0 | 0 | 0 | 0 | 0 | 0 | 0
| E4 | 0 | 0 | 0 | 0 | 0 | 0 | 0 | 0 | 0 | 0 | 0 | 0 | 0 | 0 | 0 | 0 | 0 | 0 | 0 | 0 | 0 | 0 | 0 | 0 | 0 | 0 | 0 | 0 | 0 | 0 | 0
| E5 | 0 | 0 | 0 | 0 | 0 | 0 | 0 | 0 | 0 | 0 | 0 | 0 | 0 | 0 | 0 | 0 | 0 | 0 | 0 | 0 | 0 | 0 | 0 | 0 | 0 | 0 | 0 | 0 | 0 | 0 | 0
| E6 | 0 | 0 | 0 | 0 | 0 | 0 | 0 | 0 | 0 | 0 | 0 | 0 | 0 | 0 | 0 | 0 | 0 | 0 | 0 | 0 | 0 | 0 | 0 | 0 | 0 | 0 | 0 | 0 | 0 | 0 | 0
| E7 | 0 | 0 | 0 | 0 | 0 | 0 | 0 | 0 | 0 | 0 | 0 | 0 | 0 | 0 | 0 | 0 | 0 | 0 | 0 | 0 | 0 | 0 | 0 | 0 | 0 | 0 | 0 | 0 | 0 | 0 | 0
| E8 | 0 | 0 | 0 | 0 | 0 | 0 | 0 | 0 | 0 | 0 | 0 | 0 | 0 | 0 | 0 | 0 | 0 | 0 | 0 | 0 | 0 | 0 | 0 | 0 | 0 | 0 | 0 | 0 | 0 | 0 | 0
| E9 | 0 | 0 | 0 | 0 | 0 | 0 | 0 | 0 | 0 | 0 | 0 | 0 | 0 | 0 | 0 | 0 | 0 | 0 | 0 | 0 | 0 | 0 | 0 | 0 | 0 | 0 | 0 | 0 | 0 | 0 | 0
| E10 | 0 | 0 | 0 | 0 | 0 | 0 | 0 | 0 | 0 | 0 | 0 | 0 | 0 | 0 | 0 | 0 | 0 | 0 | 0 | 0 | 0 | 0 | 0 | 0 | 0 | 0 | 0 | 0 | 0 | 0 | 0
| Vintage | 0 | 0 | 0 | 0 | 0 | 0 | 0 | 0 | 0 | 0 | 0 | 0 | 0 | 0 | 0 | 0 | 0 | 0 | 0 | 0 | 0 | 0 | 0 | 0 | 0 | 0 | 0 | 0 | 0 | 0 | 0
Net Change
| Year | Year 0 | Year 1 | Year 2 | Year 3 | Year 4 | Year 5 | Year 6 | Year 7 | Year 8 | Year 9 | Year 10 | Year 11 | Year 12 | Year 13 | Year 14 | Year 15 | Year 16 | Year 17 | Year 18 | Year 19 | Year 20 | Year 21 | Year 22 | Year 23 | Year 24 | Year 25 | Year 26 | Year 27 | Year 28 | Year 29 | Year 30 | Key
| Units | 0 | 0 | 0 | 0 | 0 | 0 | 0 | 0 | 0 | 0 | 0 | 0 | 0 | 0 | 0 | 0 | 0 | 0 | 0 | 0 | 0 | 0 | 0 | 0 | 0 | 0 | 0 | 0 | 0 | 0 | 0 | 0_Units |  |  |  |  | 301957.8232
| Usage | 0 | 0 | 0 | 0 | 0 | 0 | 0 | 0 | 0 | 0 | 0 | 0 | 0 | 0 | 0 | 0 | 0 | 0 | 0 | 0 | 0 | 0 | 0 | 0 | 0 | 0 | 0 | 0 | 0 | 0 | 0 | 0_Usage |  |  |  |  | 1698.6543
| Peak Demand (S) | 0 | 0 | 0 | 0 | 0 | 0 | 0 | 0 | 0 | 0 | 0 | 0 | 0 | 0 | 0 | 0 | 0 | 0 | 0 | 0 | 0 | 0 | 0 | 0 | 0 | 0 | 0 | 0 | 0 | 0 | 0 | 0_Peak Demand (S) |  |  |  |  | 0
| Peak Demand (W) | 0 | 0 | 0 | 0 | 0 | 0 | 0 | 0 | 0 | 0 | 0 | 0 | 0 | 0 | 0 | 0 | 0 | 0 | 0 | 0 | 0 | 0 | 0 | 0 | 0 | 0 | 0 | 0 | 0 | 0 | 0 | 0_Peak Demand (W) |  |  |  |  | 884.6119
| Turnover | 0 | 0 | 0 | 0 | 0 | 0 | 0 | 0 | 0 | 0 | 0 | 0 | 0 | 0 | 0 | 0 | 0 | 0 | 0 | 0 | 0 | 0 | 0 | 0 | 0 | 0 | 0 | 0 | 0 | 0 | 0 | 0_Turnover |  |  |  |  | 6885.4476
| Avg. Replacement Usage | 0 | 0 | 0 | 0 | 0 | 0 | 0 | 0 | 0 | 0 | 0 | 0 | 0 | 0 | 0 | 0 | 0 | 0 | 0 | 0 | 0 | 0 | 0 | 0 | 0 | 0 | 0 | 0 | 0 | 0 | 0 | 0_Avg. Replacement Usage |  |  |  |  | 5638.8522
| Avg. Replacement Demand (S) | 0 | 0 | 0 | 0 | 0 | 0 | 0 | 0 | 0 | 0 | 0 | 0 | 0 | 0 | 0 | 0 | 0 | 0 | 0 | 0 | 0 | 0 | 0 | 0 | 0 | 0 | 0 | 0 | 0 | 0 | 0 | 0_Avg. Replacement Demand (S) |  |  |  |  | 0
| Avg. Replacement Demand (W) | 0 | 0 | 0 | 0 | 0 | 0 | 0 | 0 | 0 | 0 | 0 | 0 | 0 | 0 | 0 | 0 | 0 | 0 | 0 | 0 | 0 | 0 | 0 | 0 | 0 | 0 | 0 | 0 | 0 | 0 | 0 | 0_Avg. Replacement Demand (W) |  |  |  |  | 2.9366
Purchases
| Year | Year 0 | Year 1 | Year 2 | Year 3 | Year 4 | Year 5 | Year 6 | Year 7 | Year 8 | Year 9 | Year 10 | Year 11 | Year 12 | Year 13 | Year 14 | Year 15 | Year 16 | Year 17 | Year 18 | Year 19 | Year 20 | Year 21 | Year 22 | Year 23 | Year 24 | Year 25 | Year 26 | Year 27 | Year 28 | Year 29 | Year 30
| E1 | 0 | 0 | 0 | 0 | 0 | 0 | 0 | 0 | 0 | 0 | 0 | 0 | 0 | 0 | 0 | 0 | 0 | 0 | 0 | 0 | 0 | 0 | 0 | 0 | 0 | 0 | 0 | 0 | 0 | 0 | 0 | 0_E1_Purchases |  |  |  |  | 6885.4476
| E2 | 0 | 0 | 0 | 0 | 0 | 0 | 0 | 0 | 0 | 0 | 0 | 0 | 0 | 0 | 0 | 0 | 0 | 0 | 0 | 0 | 0 | 0 | 0 | 0 | 0 | 0 | 0 | 0 | 0 | 0 | 0 | 0_E2_Purchases |  |  |  |  | 0
| E3 | 0 | 0 | 0 | 0 | 0 | 0 | 0 | 0 | 0 | 0 | 0 | 0 | 0 | 0 | 0 | 0 | 0 | 0 | 0 | 0 | 0 | 0 | 0 | 0 | 0 | 0 | 0 | 0 | 0 | 0 | 0 | 0_E3_Purchases |  |  |  |  | 0
| E4 | 0 | 0 | 0 | 0 | 0 | 0 | 0 | 0 | 0 | 0 | 0 | 0 | 0 | 0 | 0 | 0 | 0 | 0 | 0 | 0 | 0 | 0 | 0 | 0 | 0 | 0 | 0 | 0 | 0 | 0 | 0 | 0_E4_Purchases |  |  |  |  | 0
| E5 | 0 | 0 | 0 | 0 | 0 | 0 | 0 | 0 | 0 | 0 | 0 | 0 | 0 | 0 | 0 | 0 | 0 | 0 | 0 | 0 | 0 | 0 | 0 | 0 | 0 | 0 | 0 | 0 | 0 | 0 | 0 | 0_E5_Purchases |  |  |  |  | 0
| E6 | 0 | 0 | 0 | 0 | 0 | 0 | 0 | 0 | 0 | 0 | 0 | 0 | 0 | 0 | 0 | 0 | 0 | 0 | 0 | 0 | 0 | 0 | 0 | 0 | 0 | 0 | 0 | 0 | 0 | 0 | 0 | 0_E6_Purchases |  |  |  |  | 0
| E7 | 0 | 0 | 0 | 0 | 0 | 0 | 0 | 0 | 0 | 0 | 0 | 0 | 0 | 0 | 0 | 0 | 0 | 0 | 0 | 0 | 0 | 0 | 0 | 0 | 0 | 0 | 0 | 0 | 0 | 0 | 0 | 0_E7_Purchases |  |  |  |  | 0
| E8 | 0 | 0 | 0 | 0 | 0 | 0 | 0 | 0 | 0 | 0 | 0 | 0 | 0 | 0 | 0 | 0 | 0 | 0 | 0 | 0 | 0 | 0 | 0 | 0 | 0 | 0 | 0 | 0 | 0 | 0 | 0 | 0_E8_Purchases |  |  |  |  | 0
| E9 | 0 | 0 | 0 | 0 | 0 | 0 | 0 | 0 | 0 | 0 | 0 | 0 | 0 | 0 | 0 | 0 | 0 | 0 | 0 | 0 | 0 | 0 | 0 | 0 | 0 | 0 | 0 | 0 | 0 | 0 | 0 | 0_E9_Purchases |  |  |  |  | 0
| E10 | 0 | 0 | 0 | 0 | 0 | 0 | 0 | 0 | 0 | 0 | 0 | 0 | 0 | 0 | 0 | 0 | 0 | 0 | 0 | 0 | 0 | 0 | 0 | 0 | 0 | 0 | 0 | 0 | 0 | 0 | 0 | 0_E10_Purchases |  |  |  |  | 0
Stock
| Year | Year 0 | Year 1 | Year 2 | Year 3 | Year 4 | Year 5 | Year 6 | Year 7 | Year 8 | Year 9 | Year 10 | Year 11 | Year 12 | Year 13 | Year 14 | Year 15 | Year 16 | Year 17 | Year 18 | Year 19 | Year 20 | Year 21 | Year 22 | Year 23 | Year 24 | Year 25 | Year 26 | Year 27 | Year 28 | Year 29 | Year 30
| E1 | 0 | 0 | 0 | 0 | 0 | 0 | 0 | 0 | 0 | 0 | 0 | 0 | 0 | 0 | 0 | 0 | 0 | 0 | 0 | 0 | 0 | 0 | 0 | 0 | 0 | 0 | 0 | 0 | 0 | 0 | 0 | 0_E1_Stock |  |  |  |  | 13576.6093
| E2 | 0 | 0 | 0 | 0 | 0 | 0 | 0 | 0 | 0 | 0 | 0 | 0 | 0 | 0 | 0 | 0 | 0 | 0 | 0 | 0 | 0 | 0 | 0 | 0 | 0 | 0 | 0 | 0 | 0 | 0 | 0 | 0_E2_Stock |  |  |  |  | 0
| E3 | 0 | 0 | 0 | 0 | 0 | 0 | 0 | 0 | 0 | 0 | 0 | 0 | 0 | 0 | 0 | 0 | 0 | 0 | 0 | 0 | 0 | 0 | 0 | 0 | 0 | 0 | 0 | 0 | 0 | 0 | 0 | 0_E3_Stock |  |  |  |  | 0
| E4 | 0 | 0 | 0 | 0 | 0 | 0 | 0 | 0 | 0 | 0 | 0 | 0 | 0 | 0 | 0 | 0 | 0 | 0 | 0 | 0 | 0 | 0 | 0 | 0 | 0 | 0 | 0 | 0 | 0 | 0 | 0 | 0_E4_Stock |  |  |  |  | 0
| E5 | 0 | 0 | 0 | 0 | 0 | 0 | 0 | 0 | 0 | 0 | 0 | 0 | 0 | 0 | 0 | 0 | 0 | 0 | 0 | 0 | 0 | 0 | 0 | 0 | 0 | 0 | 0 | 0 | 0 | 0 | 0 | 0_E5_Stock |  |  |  |  | 0
| E6 | 0 | 0 | 0 | 0 | 0 | 0 | 0 | 0 | 0 | 0 | 0 | 0 | 0 | 0 | 0 | 0 | 0 | 0 | 0 | 0 | 0 | 0 | 0 | 0 | 0 | 0 | 0 | 0 | 0 | 0 | 0 | 0_E6_Stock |  |  |  |  | 0
| E7 | 0 | 0 | 0 | 0 | 0 | 0 | 0 | 0 | 0 | 0 | 0 | 0 | 0 | 0 | 0 | 0 | 0 | 0 | 0 | 0 | 0 | 0 | 0 | 0 | 0 | 0 | 0 | 0 | 0 | 0 | 0 | 0_E7_Stock |  |  |  |  | 0
| E8 | 0 | 0 | 0 | 0 | 0 | 0 | 0 | 0 | 0 | 0 | 0 | 0 | 0 | 0 | 0 | 0 | 0 | 0 | 0 | 0 | 0 | 0 | 0 | 0 | 0 | 0 | 0 | 0 | 0 | 0 | 0 | 0_E8_Stock |  |  |  |  | 0
| E9 | 0 | 0 | 0 | 0 | 0 | 0 | 0 | 0 | 0 | 0 | 0 | 0 | 0 | 0 | 0 | 0 | 0 | 0 | 0 | 0 | 0 | 0 | 0 | 0 | 0 | 0 | 0 | 0 | 0 | 0 | 0 | 0_E9_Stock |  |  |  |  | 0
| E10 | 0 | 0 | 0 | 0 | 0 | 0 | 0 | 0 | 0 | 0 | 0 | 0 | 0 | 0 | 0 | 0 | 0 | 0 | 0 | 0 | 0 | 0 | 0 | 0 | 0 | 0 | 0 | 0 | 0 | 0 | 0 | 0_E10_Stock |  |  |  |  | 0
| Vintage | 0 | 0 | 0 | 0 | 0 | 0 | 0 | 0 | 0 | 0 | 0 | 0 | 0 | 0 | 0 | 0 | 0 | 0 | 0 | 0 | 0 | 0 | 0 | 0 | 0 | 0 | 0 | 0 | 0 | 0 | 0 | 0_Vintage_Stock |  |  |  |  | 288381.2139
S5C5 |  | Year 0: System 5 Technology 5
Technology Variables
| Tech Key | Year 0: 0
| Peak Factor (S) | Year 0: 0
| Peak Factor (W) | Year 0: 0
| Min Vintage Lifetime | Year 0: 0
| Max Vintage Lifetime | Year 0: 0
| Turnover Style | Year 0: 0
Technology Variables
| Equipment | Year 0: Label; Year 1: Min Lifetime; Year 2: Max Lifetime; Year 3: Degradation; Year 4: Usage; Year 5: Available
| E1 | Year 1: 0; Year 2: 0; Year 3: 0%; Year 4: 0; Year 5: FALSE
| E2 | Year 1: 0; Year 2: 0; Year 3: 0%; Year 4: 0; Year 5: FALSE
| E3 | Year 1: 0; Year 2: 0; Year 3: 0%; Year 4: 0; Year 5: FALSE
| E4 | Year 1: 0; Year 2: 0; Year 3: 0%; Year 4: 0; Year 5: FALSE
| E5 | Year 1: 0; Year 2: 0; Year 3: 0%; Year 4: 0; Year 5: FALSE
| E6 | Year 1: 0; Year 2: 0; Year 3: 0%; Year 4: 0; Year 5: FALSE
| E7 | Year 1: 0; Year 2: 0; Year 3: 0%; Year 4: 0; Year 5: FALSE
| E8 | Year 1: 0; Year 2: 0; Year 3: 0%; Year 4: 0; Year 5: FALSE
| E9 | Year 1: 0; Year 2: 0; Year 3: 0%; Year 4: 0; Year 5: FALSE
| E10 | Year 1: 0; Year 2: 0; Year 3: 0%; Year 4: 0; Year 5: FALSE
Original Forecast Results
| Year | Year 0 | Year 1 | Year 2 | Year 3 | Year 4 | Year 5 | Year 6 | Year 7 | Year 8 | Year 9 | Year 10 | Year 11 | Year 12 | Year 13 | Year 14 | Year 15 | Year 16 | Year 17 | Year 18 | Year 19 | Year 20 | Year 21 | Year 22 | Year 23 | Year 24 | Year 25 | Year 26 | Year 27 | Year 28 | Year 29 | Year 30 | Key
| Units | 0 | 0 | 0 | 0 | 0 | 0 | 0 | 0 | 0 | 0 | 0 | 0 | 0 | 0 | 0 | 0 | 0 | 0 | 0 | 0 | 0 | 0 | 0 | 0 | 0 | 0 | 0 | 0 | 0 | 0 | 0 | #REF! |  |  |  |  | 301957.8232
| Usage | 0 | 0 | 0 | 0 | 0 | 0 | 0 | 0 | 0 | 0 | 0 | 0 | 0 | 0 | 0 | 0 | 0 | 0 | 0 | 0 | 0 | 0 | 0 | 0 | 0 | 0 | 0 | 0 | 0 | 0 | 0 | #REF! |  |  |  |  | 1698.6543
| Peak Demand (S) | 0 | 0 | 0 | 0 | 0 | 0 | 0 | 0 | 0 | 0 | 0 | 0 | 0 | 0 | 0 | 0 | 0 | 0 | 0 | 0 | 0 | 0 | 0 | 0 | 0 | 0 | 0 | 0 | 0 | 0 | 0 | #REF! |  |  |  |  | 0
| Peak Demand (W) | 0 | 0 | 0 | 0 | 0 | 0 | 0 | 0 | 0 | 0 | 0 | 0 | 0 | 0 | 0 | 0 | 0 | 0 | 0 | 0 | 0 | 0 | 0 | 0 | 0 | 0 | 0 | 0 | 0 | 0 | 0 | #REF! |  |  |  |  | 884.6119
| Turnover | 0 | 0 | 0 | 0 | 0 | 0 | 0 | 0 | 0 | 0 | 0 | 0 | 0 | 0 | 0 | 0 | 0 | 0 | 0 | 0 | 0 | 0 | 0 | 0 | 0 | 0 | 0 | 0 | 0 | 0 | 0 | #REF! |  |  |  |  | 6885.4476
| Avg. Replacement Usage | 0 | 0 | 0 | 0 | 0 | 0 | 0 | 0 | 0 | 0 | 0 | 0 | 0 | 0 | 0 | 0 | 0 | 0 | 0 | 0 | 0 | 0 | 0 | 0 | 0 | 0 | 0 | 0 | 0 | 0 | 0 | #REF! |  |  |  |  | 5638.8522
| Avg. Replacement Demand (S) | 0 | 0 | 0 | 0 | 0 | 0 | 0 | 0 | 0 | 0 | 0 | 0 | 0 | 0 | 0 | 0 | 0 | 0 | 0 | 0 | 0 | 0 | 0 | 0 | 0 | 0 | 0 | 0 | 0 | 0 | 0 | #REF! |  |  |  |  | 0
| Avg. Replacement Demand (W) | 0 | 0 | 0 | 0 | 0 | 0 | 0 | 0 | 0 | 0 | 0 | 0 | 0 | 0 | 0 | 0 | 0 | 0 | 0 | 0 | 0 | 0 | 0 | 0 | 0 | 0 | 0 | 0 | 0 | 0 | 0 | #REF! |  |  |  |  | 2.9366
Tech Forecast Stock
| Year | Year 0 | Year 1 | Year 2 | Year 3 | Year 4 | Year 5 | Year 6 | Year 7 | Year 8 | Year 9 | Year 10 | Year 11 | Year 12 | Year 13 | Year 14 | Year 15 | Year 16 | Year 17 | Year 18 | Year 19 | Year 20 | Year 21 | Year 22 | Year 23 | Year 24 | Year 25 | Year 26 | Year 27 | Year 28 | Year 29 | Year 30
| E1 | 0 | 0 | 0 | 0 | 0 | 0 | 0 | 0 | 0 | 0 | 0 | 0 | 0 | 0 | 0 | 0 | 0 | 0 | 0 | 0 | 0 | 0 | 0 | 0 | 0 | 0 | 0 | 0 | 0 | 0 | 0
| E2 | 0 | 0 | 0 | 0 | 0 | 0 | 0 | 0 | 0 | 0 | 0 | 0 | 0 | 0 | 0 | 0 | 0 | 0 | 0 | 0 | 0 | 0 | 0 | 0 | 0 | 0 | 0 | 0 | 0 | 0 | 0
| E3 | 0 | 0 | 0 | 0 | 0 | 0 | 0 | 0 | 0 | 0 | 0 | 0 | 0 | 0 | 0 | 0 | 0 | 0 | 0 | 0 | 0 | 0 | 0 | 0 | 0 | 0 | 0 | 0 | 0 | 0 | 0
| E4 | 0 | 0 | 0 | 0 | 0 | 0 | 0 | 0 | 0 | 0 | 0 | 0 | 0 | 0 | 0 | 0 | 0 | 0 | 0 | 0 | 0 | 0 | 0 | 0 | 0 | 0 | 0 | 0 | 0 | 0 | 0
| E5 | 0 | 0 | 0 | 0 | 0 | 0 | 0 | 0 | 0 | 0 | 0 | 0 | 0 | 0 | 0 | 0 | 0 | 0 | 0 | 0 | 0 | 0 | 0 | 0 | 0 | 0 | 0 | 0 | 0 | 0 | 0
| E6 | 0 | 0 | 0 | 0 | 0 | 0 | 0 | 0 | 0 | 0 | 0 | 0 | 0 | 0 | 0 | 0 | 0 | 0 | 0 | 0 | 0 | 0 | 0 | 0 | 0 | 0 | 0 | 0 | 0 | 0 | 0
| E7 | 0 | 0 | 0 | 0 | 0 | 0 | 0 | 0 | 0 | 0 | 0 | 0 | 0 | 0 | 0 | 0 | 0 | 0 | 0 | 0 | 0 | 0 | 0 | 0 | 0 | 0 | 0 | 0 | 0 | 0 | 0
| E8 | 0 | 0 | 0 | 0 | 0 | 0 | 0 | 0 | 0 | 0 | 0 | 0 | 0 | 0 | 0 | 0 | 0 | 0 | 0 | 0 | 0 | 0 | 0 | 0 | 0 | 0 | 0 | 0 | 0 | 0 | 0
| E9 | 0 | 0 | 0 | 0 | 0 | 0 | 0 | 0 | 0 | 0 | 0 | 0 | 0 | 0 | 0 | 0 | 0 | 0 | 0 | 0 | 0 | 0 | 0 | 0 | 0 | 0 | 0 | 0 | 0 | 0 | 0
| E10 | 0 | 0 | 0 | 0 | 0 | 0 | 0 | 0 | 0 | 0 | 0 | 0 | 0 | 0 | 0 | 0 | 0 | 0 | 0 | 0 | 0 | 0 | 0 | 0 | 0 | 0 | 0 | 0 | 0 | 0 | 0
| Vintage | 0 | 0 | 0 | 0 | 0 | 0 | 0 | 0 | 0 | 0 | 0 | 0 | 0 | 0 | 0 | 0 | 0 | 0 | 0 | 0 | 0 | 0 | 0 | 0 | 0 | 0 | 0 | 0 | 0 | 0 | 0
Stock for Switching
| Year | Year 0 | Year 1 | Year 2 | Year 3 | Year 4 | Year 5 | Year 6 | Year 7 | Year 8 | Year 9 | Year 10 | Year 11 | Year 12 | Year 13 | Year 14 | Year 15 | Year 16 | Year 17 | Year 18 | Year 19 | Year 20 | Year 21 | Year 22 | Year 23 | Year 24 | Year 25 | Year 26 | Year 27 | Year 28 | Year 29 | Year 30
| E1 | 0 | 0 | 0 | 0 | 0 | 0 | 0 | 0 | 0 | 0 | 0 | 0 | 0 | 0 | 0 | 0 | 0 | 0 | 0 | 0 | 0 | 0 | 0 | 0 | 0 | 0 | 0 | 0 | 0 | 0 | 0 | 0_E1_SysStock
| E2 | 0 | 0 | 0 | 0 | 0 | 0 | 0 | 0 | 0 | 0 | 0 | 0 | 0 | 0 | 0 | 0 | 0 | 0 | 0 | 0 | 0 | 0 | 0 | 0 | 0 | 0 | 0 | 0 | 0 | 0 | 0 | 0_E2_SysStock
| E3 | 0 | 0 | 0 | 0 | 0 | 0 | 0 | 0 | 0 | 0 | 0 | 0 | 0 | 0 | 0 | 0 | 0 | 0 | 0 | 0 | 0 | 0 | 0 | 0 | 0 | 0 | 0 | 0 | 0 | 0 | 0 | 0_E3_SysStock
| E4 | 0 | 0 | 0 | 0 | 0 | 0 | 0 | 0 | 0 | 0 | 0 | 0 | 0 | 0 | 0 | 0 | 0 | 0 | 0 | 0 | 0 | 0 | 0 | 0 | 0 | 0 | 0 | 0 | 0 | 0 | 0 | 0_E4_SysStock
| E5 | 0 | 0 | 0 | 0 | 0 | 0 | 0 | 0 | 0 | 0 | 0 | 0 | 0 | 0 | 0 | 0 | 0 | 0 | 0 | 0 | 0 | 0 | 0 | 0 | 0 | 0 | 0 | 0 | 0 | 0 | 0 | 0_E5_SysStock
| E6 | 0 | 0 | 0 | 0 | 0 | 0 | 0 | 0 | 0 | 0 | 0 | 0 | 0 | 0 | 0 | 0 | 0 | 0 | 0 | 0 | 0 | 0 | 0 | 0 | 0 | 0 | 0 | 0 | 0 | 0 | 0 | 0_E6_SysStock
| E7 | 0 | 0 | 0 | 0 | 0 | 0 | 0 | 0 | 0 | 0 | 0 | 0 | 0 | 0 | 0 | 0 | 0 | 0 | 0 | 0 | 0 | 0 | 0 | 0 | 0 | 0 | 0 | 0 | 0 | 0 | 0 | 0_E7_SysStock
| E8 | 0 | 0 | 0 | 0 | 0 | 0 | 0 | 0 | 0 | 0 | 0 | 0 | 0 | 0 | 0 | 0 | 0 | 0 | 0 | 0 | 0 | 0 | 0 | 0 | 0 | 0 | 0 | 0 | 0 | 0 | 0 | 0_E8_SysStock
| E9 | 0 | 0 | 0 | 0 | 0 | 0 | 0 | 0 | 0 | 0 | 0 | 0 | 0 | 0 | 0 | 0 | 0 | 0 | 0 | 0 | 0 | 0 | 0 | 0 | 0 | 0 | 0 | 0 | 0 | 0 | 0 | 0_E9_SysStock
| E10 | 0 | 0 | 0 | 0 | 0 | 0 | 0 | 0 | 0 | 0 | 0 | 0 | 0 | 0 | 0 | 0 | 0 | 0 | 0 | 0 | 0 | 0 | 0 | 0 | 0 | 0 | 0 | 0 | 0 | 0 | 0 | 0_E10_SysStock
| Vintage | 0 | 0 | 0 | 0 | 0 | 0 | 0 | 0 | 0 | 0 | 0 | 0 | 0 | 0 | 0 | 0 | 0 | 0 | 0 | 0 | 0 | 0 | 0 | 0 | 0 | 0 | 0 | 0 | 0 | 0 | 0 | 0_Vintage_SysStock
Tech Forecast Purchases
| Year | Year 0 | Year 1 | Year 2 | Year 3 | Year 4 | Year 5 | Year 6 | Year 7 | Year 8 | Year 9 | Year 10 | Year 11 | Year 12 | Year 13 | Year 14 | Year 15 | Year 16 | Year 17 | Year 18 | Year 19 | Year 20 | Year 21 | Year 22 | Year 23 | Year 24 | Year 25 | Year 26 | Year 27 | Year 28 | Year 29 | Year 30
| E1 | 0 | 0 | 0 | 0 | 0 | 0 | 0 | 0 | 0 | 0 | 0 | 0 | 0 | 0 | 0 | 0 | 0 | 0 | 0 | 0 | 0 | 0 | 0 | 0 | 0 | 0 | 0 | 0 | 0 | 0 | 0
| E2 | 0 | 0 | 0 | 0 | 0 | 0 | 0 | 0 | 0 | 0 | 0 | 0 | 0 | 0 | 0 | 0 | 0 | 0 | 0 | 0 | 0 | 0 | 0 | 0 | 0 | 0 | 0 | 0 | 0 | 0 | 0
| E3 | 0 | 0 | 0 | 0 | 0 | 0 | 0 | 0 | 0 | 0 | 0 | 0 | 0 | 0 | 0 | 0 | 0 | 0 | 0 | 0 | 0 | 0 | 0 | 0 | 0 | 0 | 0 | 0 | 0 | 0 | 0
| E4 | 0 | 0 | 0 | 0 | 0 | 0 | 0 | 0 | 0 | 0 | 0 | 0 | 0 | 0 | 0 | 0 | 0 | 0 | 0 | 0 | 0 | 0 | 0 | 0 | 0 | 0 | 0 | 0 | 0 | 0 | 0
| E5 | 0 | 0 | 0 | 0 | 0 | 0 | 0 | 0 | 0 | 0 | 0 | 0 | 0 | 0 | 0 | 0 | 0 | 0 | 0 | 0 | 0 | 0 | 0 | 0 | 0 | 0 | 0 | 0 | 0 | 0 | 0
| E6 | 0 | 0 | 0 | 0 | 0 | 0 | 0 | 0 | 0 | 0 | 0 | 0 | 0 | 0 | 0 | 0 | 0 | 0 | 0 | 0 | 0 | 0 | 0 | 0 | 0 | 0 | 0 | 0 | 0 | 0 | 0
| E7 | 0 | 0 | 0 | 0 | 0 | 0 | 0 | 0 | 0 | 0 | 0 | 0 | 0 | 0 | 0 | 0 | 0 | 0 | 0 | 0 | 0 | 0 | 0 | 0 | 0 | 0 | 0 | 0 | 0 | 0 | 0
| E8 | 0 | 0 | 0 | 0 | 0 | 0 | 0 | 0 | 0 | 0 | 0 | 0 | 0 | 0 | 0 | 0 | 0 | 0 | 0 | 0 | 0 | 0 | 0 | 0 | 0 | 0 | 0 | 0 | 0 | 0 | 0
| E9 | 0 | 0 | 0 | 0 | 0 | 0 | 0 | 0 | 0 | 0 | 0 | 0 | 0 | 0 | 0 | 0 | 0 | 0 | 0 | 0 | 0 | 0 | 0 | 0 | 0 | 0 | 0 | 0 | 0 | 0 | 0
| E10 | 0 | 0 | 0 | 0 | 0 | 0 | 0 | 0 | 0 | 0 | 0 | 0 | 0 | 0 | 0 | 0 | 0 | 0 | 0 | 0 | 0 | 0 | 0 | 0 | 0 | 0 | 0 | 0 | 0 | 0 | 0
Potential to Switch
| Year | Year 0 | Year 1 | Year 2 | Year 3 | Year 4 | Year 5 | Year 6 | Year 7 | Year 8 | Year 9 | Year 10 | Year 11 | Year 12 | Year 13 | Year 14 | Year 15 | Year 16 | Year 17 | Year 18 | Year 19 | Year 20 | Year 21 | Year 22 | Year 23 | Year 24 | Year 25 | Year 26 | Year 27 | Year 28 | Year 29 | Year 30
| E1 | 0 | 0 | 0 | 0 | 0 | 0 | 0 | 0 | 0 | 0 | 0 | 0 | 0 | 0 | 0 | 0 | 0 | 0 | 0 | 0 | 0 | 0 | 0 | 0 | 0 | 0 | 0 | 0 | 0 | 0 | 0 | 0_E1_Switched Out
| E2 | 0 | 0 | 0 | 0 | 0 | 0 | 0 | 0 | 0 | 0 | 0 | 0 | 0 | 0 | 0 | 0 | 0 | 0 | 0 | 0 | 0 | 0 | 0 | 0 | 0 | 0 | 0 | 0 | 0 | 0 | 0 | 0_E2_Switched Out
| E3 | 0 | 0 | 0 | 0 | 0 | 0 | 0 | 0 | 0 | 0 | 0 | 0 | 0 | 0 | 0 | 0 | 0 | 0 | 0 | 0 | 0 | 0 | 0 | 0 | 0 | 0 | 0 | 0 | 0 | 0 | 0 | 0_E3_Switched Out
| E4 | 0 | 0 | 0 | 0 | 0 | 0 | 0 | 0 | 0 | 0 | 0 | 0 | 0 | 0 | 0 | 0 | 0 | 0 | 0 | 0 | 0 | 0 | 0 | 0 | 0 | 0 | 0 | 0 | 0 | 0 | 0 | 0_E4_Switched Out
| E5 | 0 | 0 | 0 | 0 | 0 | 0 | 0 | 0 | 0 | 0 | 0 | 0 | 0 | 0 | 0 | 0 | 0 | 0 | 0 | 0 | 0 | 0 | 0 | 0 | 0 | 0 | 0 | 0 | 0 | 0 | 0 | 0_E5_Switched Out
| E6 | 0 | 0 | 0 | 0 | 0 | 0 | 0 | 0 | 0 | 0 | 0 | 0 | 0 | 0 | 0 | 0 | 0 | 0 | 0 | 0 | 0 | 0 | 0 | 0 | 0 | 0 | 0 | 0 | 0 | 0 | 0 | 0_E6_Switched Out
| E7 | 0 | 0 | 0 | 0 | 0 | 0 | 0 | 0 | 0 | 0 | 0 | 0 | 0 | 0 | 0 | 0 | 0 | 0 | 0 | 0 | 0 | 0 | 0 | 0 | 0 | 0 | 0 | 0 | 0 | 0 | 0 | 0_E7_Switched Out
| E8 | 0 | 0 | 0 | 0 | 0 | 0 | 0 | 0 | 0 | 0 | 0 | 0 | 0 | 0 | 0 | 0 | 0 | 0 | 0 | 0 | 0 | 0 | 0 | 0 | 0 | 0 | 0 | 0 | 0 | 0 | 0 | 0_E8_Switched Out
| E9 | 0 | 0 | 0 | 0 | 0 | 0 | 0 | 0 | 0 | 0 | 0 | 0 | 0 | 0 | 0 | 0 | 0 | 0 | 0 | 0 | 0 | 0 | 0 | 0 | 0 | 0 | 0 | 0 | 0 | 0 | 0 | 0_E9_Switched Out
| E10 | 0 | 0 | 0 | 0 | 0 | 0 | 0 | 0 | 0 | 0 | 0 | 0 | 0 | 0 | 0 | 0 | 0 | 0 | 0 | 0 | 0 | 0 | 0 | 0 | 0 | 0 | 0 | 0 | 0 | 0 | 0 | 0_E10_Switched Out
Units Out
| E1 | 0 | 0 | 0 | 0 | 0 | 0 | 0 | 0 | 0 | 0 | 0 | 0 | 0 | 0 | 0 | 0 | 0 | 0 | 0 | 0 | 0 | 0 | 0 | 0 | 0 | 0 | 0 | 0 | 0 | 0 | 0
| E2 | 0 | 0 | 0 | 0 | 0 | 0 | 0 | 0 | 0 | 0 | 0 | 0 | 0 | 0 | 0 | 0 | 0 | 0 | 0 | 0 | 0 | 0 | 0 | 0 | 0 | 0 | 0 | 0 | 0 | 0 | 0
| E3 | 0 | 0 | 0 | 0 | 0 | 0 | 0 | 0 | 0 | 0 | 0 | 0 | 0 | 0 | 0 | 0 | 0 | 0 | 0 | 0 | 0 | 0 | 0 | 0 | 0 | 0 | 0 | 0 | 0 | 0 | 0
| E4 | 0 | 0 | 0 | 0 | 0 | 0 | 0 | 0 | 0 | 0 | 0 | 0 | 0 | 0 | 0 | 0 | 0 | 0 | 0 | 0 | 0 | 0 | 0 | 0 | 0 | 0 | 0 | 0 | 0 | 0 | 0
| E5 | 0 | 0 | 0 | 0 | 0 | 0 | 0 | 0 | 0 | 0 | 0 | 0 | 0 | 0 | 0 | 0 | 0 | 0 | 0 | 0 | 0 | 0 | 0 | 0 | 0 | 0 | 0 | 0 | 0 | 0 | 0
| E6 | 0 | 0 | 0 | 0 | 0 | 0 | 0 | 0 | 0 | 0 | 0 | 0 | 0 | 0 | 0 | 0 | 0 | 0 | 0 | 0 | 0 | 0 | 0 | 0 | 0 | 0 | 0 | 0 | 0 | 0 | 0
| E7 | 0 | 0 | 0 | 0 | 0 | 0 | 0 | 0 | 0 | 0 | 0 | 0 | 0 | 0 | 0 | 0 | 0 | 0 | 0 | 0 | 0 | 0 | 0 | 0 | 0 | 0 | 0 | 0 | 0 | 0 | 0
| E8 | 0 | 0 | 0 | 0 | 0 | 0 | 0 | 0 | 0 | 0 | 0 | 0 | 0 | 0 | 0 | 0 | 0 | 0 | 0 | 0 | 0 | 0 | 0 | 0 | 0 | 0 | 0 | 0 | 0 | 0 | 0
| E9 | 0 | 0 | 0 | 0 | 0 | 0 | 0 | 0 | 0 | 0 | 0 | 0 | 0 | 0 | 0 | 0 | 0 | 0 | 0 | 0 | 0 | 0 | 0 | 0 | 0 | 0 | 0 | 0 | 0 | 0 | 0
| E10 | 0 | 0 | 0 | 0 | 0 | 0 | 0 | 0 | 0 | 0 | 0 | 0 | 0 | 0 | 0 | 0 | 0 | 0 | 0 | 0 | 0 | 0 | 0 | 0 | 0 | 0 | 0 | 0 | 0 | 0 | 0
| Vintage | 0 | 0 | 0 | 0 | 0 | 0 | 0 | 0 | 0 | 0 | 0 | 0 | 0 | 0 | 0 | 0 | 0 | 0 | 0 | 0 | 0 | 0 | 0 | 0 | 0 | 0 | 0 | 0 | 0 | 0 | 0
Tech Purchase Shares
| Year | Year 0 | Year 1 | Year 2 | Year 3 | Year 4 | Year 5 | Year 6 | Year 7 | Year 8 | Year 9 | Year 10 | Year 11 | Year 12 | Year 13 | Year 14 | Year 15 | Year 16 | Year 17 | Year 18 | Year 19 | Year 20 | Year 21 | Year 22 | Year 23 | Year 24 | Year 25 | Year 26 | Year 27 | Year 28 | Year 29 | Year 30
E1 | bar: Year 0 to Year 30
E2 | bar: Year 0 to Year 30
E3 | bar: Year 0 to Year 30
E4 | bar: Year 0 to Year 30
E5 | bar: Year 0 to Year 30
E6 | bar: Year 0 to Year 30
E7 | bar: Year 0 to Year 30
E8 | bar: Year 0 to Year 30
E9 | bar: Year 0 to Year 30
E10 | bar: Year 0 to Year 30
Units In from Switching
| E1 | 0 | 0 | 0 | 0 | 0 | 0 | 0 | 0 | 0 | 0 | 0 | 0 | 0 | 0 | 0 | 0 | 0 | 0 | 0 | 0 | 0 | 0 | 0 | 0 | 0 | 0 | 0 | 0 | 0 | 0 | 0
| E2 | 0 | 0 | 0 | 0 | 0 | 0 | 0 | 0 | 0 | 0 | 0 | 0 | 0 | 0 | 0 | 0 | 0 | 0 | 0 | 0 | 0 | 0 | 0 | 0 | 0 | 0 | 0 | 0 | 0 | 0 | 0
| E3 | 0 | 0 | 0 | 0 | 0 | 0 | 0 | 0 | 0 | 0 | 0 | 0 | 0 | 0 | 0 | 0 | 0 | 0 | 0 | 0 | 0 | 0 | 0 | 0 | 0 | 0 | 0 | 0 | 0 | 0 | 0
| E4 | 0 | 0 | 0 | 0 | 0 | 0 | 0 | 0 | 0 | 0 | 0 | 0 | 0 | 0 | 0 | 0 | 0 | 0 | 0 | 0 | 0 | 0 | 0 | 0 | 0 | 0 | 0 | 0 | 0 | 0 | 0
| E5 | 0 | 0 | 0 | 0 | 0 | 0 | 0 | 0 | 0 | 0 | 0 | 0 | 0 | 0 | 0 | 0 | 0 | 0 | 0 | 0 | 0 | 0 | 0 | 0 | 0 | 0 | 0 | 0 | 0 | 0 | 0
| E6 | 0 | 0 | 0 | 0 | 0 | 0 | 0 | 0 | 0 | 0 | 0 | 0 | 0 | 0 | 0 | 0 | 0 | 0 | 0 | 0 | 0 | 0 | 0 | 0 | 0 | 0 | 0 | 0 | 0 | 0 | 0
| E7 | 0 | 0 | 0 | 0 | 0 | 0 | 0 | 0 | 0 | 0 | 0 | 0 | 0 | 0 | 0 | 0 | 0 | 0 | 0 | 0 | 0 | 0 | 0 | 0 | 0 | 0 | 0 | 0 | 0 | 0 | 0
| E8 | 0 | 0 | 0 | 0 | 0 | 0 | 0 | 0 | 0 | 0 | 0 | 0 | 0 | 0 | 0 | 0 | 0 | 0 | 0 | 0 | 0 | 0 | 0 | 0 | 0 | 0 | 0 | 0 | 0 | 0 | 0
| E9 | 0 | 0 | 0 | 0 | 0 | 0 | 0 | 0 | 0 | 0 | 0 | 0 | 0 | 0 | 0 | 0 | 0 | 0 | 0 | 0 | 0 | 0 | 0 | 0 | 0 | 0 | 0 | 0 | 0 | 0 | 0
| E10 | 0 | 0 | 0 | 0 | 0 | 0 | 0 | 0 | 0 | 0 | 0 | 0 | 0 | 0 | 0 | 0 | 0 | 0 | 0 | 0 | 0 | 0 | 0 | 0 | 0 | 0 | 0 | 0 | 0 | 0 | 0
| Vintage | 0 | 0 | 0 | 0 | 0 | 0 | 0 | 0 | 0 | 0 | 0 | 0 | 0 | 0 | 0 | 0 | 0 | 0 | 0 | 0 | 0 | 0 | 0 | 0 | 0 | 0 | 0 | 0 | 0 | 0 | 0
Net Change
| Year | Year 0 | Year 1 | Year 2 | Year 3 | Year 4 | Year 5 | Year 6 | Year 7 | Year 8 | Year 9 | Year 10 | Year 11 | Year 12 | Year 13 | Year 14 | Year 15 | Year 16 | Year 17 | Year 18 | Year 19 | Year 20 | Year 21 | Year 22 | Year 23 | Year 24 | Year 25 | Year 26 | Year 27 | Year 28 | Year 29 | Year 30 | Key
| Units | 0 | 0 | 0 | 0 | 0 | 0 | 0 | 0 | 0 | 0 | 0 | 0 | 0 | 0 | 0 | 0 | 0 | 0 | 0 | 0 | 0 | 0 | 0 | 0 | 0 | 0 | 0 | 0 | 0 | 0 | 0 | 0_Units |  |  |  |  | 301957.8232
| Usage | 0 | 0 | 0 | 0 | 0 | 0 | 0 | 0 | 0 | 0 | 0 | 0 | 0 | 0 | 0 | 0 | 0 | 0 | 0 | 0 | 0 | 0 | 0 | 0 | 0 | 0 | 0 | 0 | 0 | 0 | 0 | 0_Usage |  |  |  |  | 1698.6543
| Peak Demand (S) | 0 | 0 | 0 | 0 | 0 | 0 | 0 | 0 | 0 | 0 | 0 | 0 | 0 | 0 | 0 | 0 | 0 | 0 | 0 | 0 | 0 | 0 | 0 | 0 | 0 | 0 | 0 | 0 | 0 | 0 | 0 | 0_Peak Demand (S) |  |  |  |  | 0
| Peak Demand (W) | 0 | 0 | 0 | 0 | 0 | 0 | 0 | 0 | 0 | 0 | 0 | 0 | 0 | 0 | 0 | 0 | 0 | 0 | 0 | 0 | 0 | 0 | 0 | 0 | 0 | 0 | 0 | 0 | 0 | 0 | 0 | 0_Peak Demand (W) |  |  |  |  | 884.6119
| Turnover | 0 | 0 | 0 | 0 | 0 | 0 | 0 | 0 | 0 | 0 | 0 | 0 | 0 | 0 | 0 | 0 | 0 | 0 | 0 | 0 | 0 | 0 | 0 | 0 | 0 | 0 | 0 | 0 | 0 | 0 | 0 | 0_Turnover |  |  |  |  | 6885.4476
| Avg. Replacement Usage | 0 | 0 | 0 | 0 | 0 | 0 | 0 | 0 | 0 | 0 | 0 | 0 | 0 | 0 | 0 | 0 | 0 | 0 | 0 | 0 | 0 | 0 | 0 | 0 | 0 | 0 | 0 | 0 | 0 | 0 | 0 | 0_Avg. Replacement Usage |  |  |  |  | 5638.8522
| Avg. Replacement Demand (S) | 0 | 0 | 0 | 0 | 0 | 0 | 0 | 0 | 0 | 0 | 0 | 0 | 0 | 0 | 0 | 0 | 0 | 0 | 0 | 0 | 0 | 0 | 0 | 0 | 0 | 0 | 0 | 0 | 0 | 0 | 0 | 0_Avg. Replacement Demand (S) |  |  |  |  | 0
| Avg. Replacement Demand (W) | 0 | 0 | 0 | 0 | 0 | 0 | 0 | 0 | 0 | 0 | 0 | 0 | 0 | 0 | 0 | 0 | 0 | 0 | 0 | 0 | 0 | 0 | 0 | 0 | 0 | 0 | 0 | 0 | 0 | 0 | 0 | 0_Avg. Replacement Demand (W) |  |  |  |  | 2.9366
Purchases
| Year | Year 0 | Year 1 | Year 2 | Year 3 | Year 4 | Year 5 | Year 6 | Year 7 | Year 8 | Year 9 | Year 10 | Year 11 | Year 12 | Year 13 | Year 14 | Year 15 | Year 16 | Year 17 | Year 18 | Year 19 | Year 20 | Year 21 | Year 22 | Year 23 | Year 24 | Year 25 | Year 26 | Year 27 | Year 28 | Year 29 | Year 30
| E1 | 0 | 0 | 0 | 0 | 0 | 0 | 0 | 0 | 0 | 0 | 0 | 0 | 0 | 0 | 0 | 0 | 0 | 0 | 0 | 0 | 0 | 0 | 0 | 0 | 0 | 0 | 0 | 0 | 0 | 0 | 0 | 0_E1_Purchases |  |  |  |  | 6885.4476
| E2 | 0 | 0 | 0 | 0 | 0 | 0 | 0 | 0 | 0 | 0 | 0 | 0 | 0 | 0 | 0 | 0 | 0 | 0 | 0 | 0 | 0 | 0 | 0 | 0 | 0 | 0 | 0 | 0 | 0 | 0 | 0 | 0_E2_Purchases |  |  |  |  | 0
| E3 | 0 | 0 | 0 | 0 | 0 | 0 | 0 | 0 | 0 | 0 | 0 | 0 | 0 | 0 | 0 | 0 | 0 | 0 | 0 | 0 | 0 | 0 | 0 | 0 | 0 | 0 | 0 | 0 | 0 | 0 | 0 | 0_E3_Purchases |  |  |  |  | 0
| E4 | 0 | 0 | 0 | 0 | 0 | 0 | 0 | 0 | 0 | 0 | 0 | 0 | 0 | 0 | 0 | 0 | 0 | 0 | 0 | 0 | 0 | 0 | 0 | 0 | 0 | 0 | 0 | 0 | 0 | 0 | 0 | 0_E4_Purchases |  |  |  |  | 0
| E5 | 0 | 0 | 0 | 0 | 0 | 0 | 0 | 0 | 0 | 0 | 0 | 0 | 0 | 0 | 0 | 0 | 0 | 0 | 0 | 0 | 0 | 0 | 0 | 0 | 0 | 0 | 0 | 0 | 0 | 0 | 0 | 0_E5_Purchases |  |  |  |  | 0
| E6 | 0 | 0 | 0 | 0 | 0 | 0 | 0 | 0 | 0 | 0 | 0 | 0 | 0 | 0 | 0 | 0 | 0 | 0 | 0 | 0 | 0 | 0 | 0 | 0 | 0 | 0 | 0 | 0 | 0 | 0 | 0 | 0_E6_Purchases |  |  |  |  | 0
| E7 | 0 | 0 | 0 | 0 | 0 | 0 | 0 | 0 | 0 | 0 | 0 | 0 | 0 | 0 | 0 | 0 | 0 | 0 | 0 | 0 | 0 | 0 | 0 | 0 | 0 | 0 | 0 | 0 | 0 | 0 | 0 | 0_E7_Purchases |  |  |  |  | 0
| E8 | 0 | 0 | 0 | 0 | 0 | 0 | 0 | 0 | 0 | 0 | 0 | 0 | 0 | 0 | 0 | 0 | 0 | 0 | 0 | 0 | 0 | 0 | 0 | 0 | 0 | 0 | 0 | 0 | 0 | 0 | 0 | 0_E8_Purchases |  |  |  |  | 0
| E9 | 0 | 0 | 0 | 0 | 0 | 0 | 0 | 0 | 0 | 0 | 0 | 0 | 0 | 0 | 0 | 0 | 0 | 0 | 0 | 0 | 0 | 0 | 0 | 0 | 0 | 0 | 0 | 0 | 0 | 0 | 0 | 0_E9_Purchases |  |  |  |  | 0
| E10 | 0 | 0 | 0 | 0 | 0 | 0 | 0 | 0 | 0 | 0 | 0 | 0 | 0 | 0 | 0 | 0 | 0 | 0 | 0 | 0 | 0 | 0 | 0 | 0 | 0 | 0 | 0 | 0 | 0 | 0 | 0 | 0_E10_Purchases |  |  |  |  | 0
Stock
| Year | Year 0 | Year 1 | Year 2 | Year 3 | Year 4 | Year 5 | Year 6 | Year 7 | Year 8 | Year 9 | Year 10 | Year 11 | Year 12 | Year 13 | Year 14 | Year 15 | Year 16 | Year 17 | Year 18 | Year 19 | Year 20 | Year 21 | Year 22 | Year 23 | Year 24 | Year 25 | Year 26 | Year 27 | Year 28 | Year 29 | Year 30
| E1 | 0 | 0 | 0 | 0 | 0 | 0 | 0 | 0 | 0 | 0 | 0 | 0 | 0 | 0 | 0 | 0 | 0 | 0 | 0 | 0 | 0 | 0 | 0 | 0 | 0 | 0 | 0 | 0 | 0 | 0 | 0 | 0_E1_Stock |  |  |  |  | 13576.6093
| E2 | 0 | 0 | 0 | 0 | 0 | 0 | 0 | 0 | 0 | 0 | 0 | 0 | 0 | 0 | 0 | 0 | 0 | 0 | 0 | 0 | 0 | 0 | 0 | 0 | 0 | 0 | 0 | 0 | 0 | 0 | 0 | 0_E2_Stock |  |  |  |  | 0
| E3 | 0 | 0 | 0 | 0 | 0 | 0 | 0 | 0 | 0 | 0 | 0 | 0 | 0 | 0 | 0 | 0 | 0 | 0 | 0 | 0 | 0 | 0 | 0 | 0 | 0 | 0 | 0 | 0 | 0 | 0 | 0 | 0_E3_Stock |  |  |  |  | 0
| E4 | 0 | 0 | 0 | 0 | 0 | 0 | 0 | 0 | 0 | 0 | 0 | 0 | 0 | 0 | 0 | 0 | 0 | 0 | 0 | 0 | 0 | 0 | 0 | 0 | 0 | 0 | 0 | 0 | 0 | 0 | 0 | 0_E4_Stock |  |  |  |  | 0
| E5 | 0 | 0 | 0 | 0 | 0 | 0 | 0 | 0 | 0 | 0 | 0 | 0 | 0 | 0 | 0 | 0 | 0 | 0 | 0 | 0 | 0 | 0 | 0 | 0 | 0 | 0 | 0 | 0 | 0 | 0 | 0 | 0_E5_Stock |  |  |  |  | 0
| E6 | 0 | 0 | 0 | 0 | 0 | 0 | 0 | 0 | 0 | 0 | 0 | 0 | 0 | 0 | 0 | 0 | 0 | 0 | 0 | 0 | 0 | 0 | 0 | 0 | 0 | 0 | 0 | 0 | 0 | 0 | 0 | 0_E6_Stock |  |  |  |  | 0
| E7 | 0 | 0 | 0 | 0 | 0 | 0 | 0 | 0 | 0 | 0 | 0 | 0 | 0 | 0 | 0 | 0 | 0 | 0 | 0 | 0 | 0 | 0 | 0 | 0 | 0 | 0 | 0 | 0 | 0 | 0 | 0 | 0_E7_Stock |  |  |  |  | 0
| E8 | 0 | 0 | 0 | 0 | 0 | 0 | 0 | 0 | 0 | 0 | 0 | 0 | 0 | 0 | 0 | 0 | 0 | 0 | 0 | 0 | 0 | 0 | 0 | 0 | 0 | 0 | 0 | 0 | 0 | 0 | 0 | 0_E8_Stock |  |  |  |  | 0
| E9 | 0 | 0 | 0 | 0 | 0 | 0 | 0 | 0 | 0 | 0 | 0 | 0 | 0 | 0 | 0 | 0 | 0 | 0 | 0 | 0 | 0 | 0 | 0 | 0 | 0 | 0 | 0 | 0 | 0 | 0 | 0 | 0_E9_Stock |  |  |  |  | 0
| E10 | 0 | 0 | 0 | 0 | 0 | 0 | 0 | 0 | 0 | 0 | 0 | 0 | 0 | 0 | 0 | 0 | 0 | 0 | 0 | 0 | 0 | 0 | 0 | 0 | 0 | 0 | 0 | 0 | 0 | 0 | 0 | 0_E10_Stock |  |  |  |  | 0
| Vintage | 0 | 0 | 0 | 0 | 0 | 0 | 0 | 0 | 0 | 0 | 0 | 0 | 0 | 0 | 0 | 0 | 0 | 0 | 0 | 0 | 0 | 0 | 0 | 0 | 0 | 0 | 0 | 0 | 0 | 0 | 0 | 0_Vintage_Stock |  |  |  |  | 288381.2139
Total Results
System Stock
| Year | Year 0 | Year 1 | Year 2 | Year 3 | Year 4 | Year 5 | Year 6 | Year 7 | Year 8 | Year 9 | Year 10 | Year 11 | Year 12 | Year 13 | Year 14 | Year 15 | Year 16 | Year 17 | Year 18 | Year 19 | Year 20 | Year 21 | Year 22 | Year 23 | Year 24 | Year 25 | Year 26 | Year 27 | Year 28 | Year 29 | Year 30
| System 1 | 0 | 0 | 0 | 0 | 0 | 0 | 0 | 0 | 0 | 0 | 0 | 0 | 0 | 0 | 0 | 0 | 0 | 0 | 0 | 0 | 0 | 0 | 0 | 0 | 0 | 0 | 0 | 0 | 0 | 0 | 0
| System 2 | 0 | 0 | 0 | 0 | 0 | 0 | 0 | 0 | 0 | 0 | 0 | 0 | 0 | 0 | 0 | 0 | 0 | 0 | 0 | 0 | 0 | 0 | 0 | 0 | 0 | 0 | 0 | 0 | 0 | 0 | 0
| System 3 | 0 | 0 | 0 | 0 | 0 | 0 | 0 | 0 | 0 | 0 | 0 | 0 | 0 | 0 | 0 | 0 | 0 | 0 | 0 | 0 | 0 | 0 | 0 | 0 | 0 | 0 | 0 | 0 | 0 | 0 | 0
| System 4 | 0 | 0 | 0 | 0 | 0 | 0 | 0 | 0 | 0 | 0 | 0 | 0 | 0 | 0 | 0 | 0 | 0 | 0 | 0 | 0 | 0 | 0 | 0 | 0 | 0 | 0 | 0 | 0 | 0 | 0 | 0
| System 5 | 0 | 0 | 0 | 0 | 0 | 0 | 0 | 0 | 0 | 0 | 0 | 0 | 0 | 0 | 0 | 0 | 0 | 0 | 0 | 0 | 0 | 0 | 0 | 0 | 0 | 0 | 0 | 0 | 0 | 0 | 0

## System Results (hidden)
Technology |  |  | Forecast Variables
Tech Key | Heating_Electric_Air-Source Heat Pump |  | Base Year | 2013
Vintage | New |  | Forecast Start | 2015
Aggregate Results
Year | 2013 | 2014 | 2015 | 2016 | 2017 | 2018 | 2019 | 2020 | 2021 | 2022 | 2023 | 2024 | 2025 | 2026 | 2027 | 2028 | 2029 | 2030 | 2031 | 2032 | 2033 | 2034 | 2035 | 2036 | 2037 | 2038 | 2039 | 2040 | 2041 | 2042 | 2043 | Key
Units | 0 | 0 | 0 | 0 | 0 | 0 | 0 | 0 | 0 | 0 | 0 | 0 | 0 | 0 | 0 | 0 | 0 | 0 | 0 | 0 | 0 | 0 | 0 | 0 | 0 | 0 | 0 | 0 | 0 | 0 | 0 | Heating_Electric_Air-Source Heat Pump_Units
Usage | 0 | 0 | 0 | 0 | 0 | 0 | 0 | 0 | 0 | 0 | 0 | 0 | 0 | 0 | 0 | 0 | 0 | 0 | 0 | 0 | 0 | 0 | 0 | 0 | 0 | 0 | 0 | 0 | 0 | 0 | 0 | Heating_Electric_Air-Source Heat Pump_Usage
Peak Demand (S) | 0 | 0 | 0 | 0 | 0 | 0 | 0 | 0 | 0 | 0 | 0 | 0 | 0 | 0 | 0 | 0 | 0 | 0 | 0 | 0 | 0 | 0 | 0 | 0 | 0 | 0 | 0 | 0 | 0 | 0 | 0 | Heating_Electric_Air-Source Heat Pump_Peak Demand (S)
Peak Demand (W) | 0 | 0 | 0 | 0 | 0 | 0 | 0 | 0 | 0 | 0 | 0 | 0 | 0 | 0 | 0 | 0 | 0 | 0 | 0 | 0 | 0 | 0 | 0 | 0 | 0 | 0 | 0 | 0 | 0 | 0 | 0 | Heating_Electric_Air-Source Heat Pump_Peak Demand (W)
Turnover | 0 | 0 | 0 | 0 | 0 | 0 | 0 | 0 | 0 | 0 | 0 | 0 | 0 | 0 | 0 | 0 | 0 | 0 | 0 | 0 | 0 | 0 | 0 | 0 | 0 | 0 | 0 | 0 | 0 | 0 | 0 | Heating_Electric_Air-Source Heat Pump_Turnover
Avg. Replacement Usage | 0 | 0 | 0 | 0 | 0 | 0 | 0 | 0 | 0 | 0 | 0 | 0 | 0 | 0 | 0 | 0 | 0 | 0 | 0 | 0 | 0 | 0 | 0 | 0 | 0 | 0 | 0 | 0 | 0 | 0 | 0 | Heating_Electric_Air-Source Heat Pump_Avg. Replacement Usage
Avg. Replacement Demand (S) | 0 | 0 | 0 | 0 | 0 | 0 | 0 | 0 | 0 | 0 | 0 | 0 | 0 | 0 | 0 | 0 | 0 | 0 | 0 | 0 | 0 | 0 | 0 | 0 | 0 | 0 | 0 | 0 | 0 | 0 | 0 | Heating_Electric_Air-Source Heat Pump_Avg. Replacement Demand (S)
Avg. Replacement Demand (W) | 0 | 0 | 0 | 0 | 0 | 0 | 0 | 0 | 0 | 0 | 0 | 0 | 0 | 0 | 0 | 0 | 0 | 0 | 0 | 0 | 0 | 0 | 0 | 0 | 0 | 0 | 0 | 0 | 0 | 0 | 0 | Heating_Electric_Air-Source Heat Pump_Avg. Replacement Demand (W)
Aggregate Purchases
Year | Year 0 | Year 1 | Year 2 | Year 3 | Year 4 | Year 5 | Year 6 | Year 7 | Year 8 | Year 9 | Year 10 | Year 11 | Year 12 | Year 13 | Year 14 | Year 15 | Year 16 | Year 17 | Year 18 | Year 19 | Year 20 | Year 21 | Year 22 | Year 23 | Year 24 | Year 25 | Year 26 | Year 27 | Year 28 | Year 29 | Year 30
E1 | 0 | 0 | 0 | 0 | 0 | 0 | 0 | 0 | 0 | 0 | 0 | 0 | 0 | 0 | 0 | 0 | 0 | 0 | 0 | 0 | 0 | 0 | 0 | 0 | 0 | 0 | 0 | 0 | 0 | 0 | 0 | Heating_Electric_Air-Source Heat Pump_E1_Purchases
E2 | 0 | 0 | 0 | 0 | 0 | 0 | 0 | 0 | 0 | 0 | 0 | 0 | 0 | 0 | 0 | 0 | 0 | 0 | 0 | 0 | 0 | 0 | 0 | 0 | 0 | 0 | 0 | 0 | 0 | 0 | 0 | Heating_Electric_Air-Source Heat Pump_E2_Purchases
E3 | 0 | 0 | 0 | 0 | 0 | 0 | 0 | 0 | 0 | 0 | 0 | 0 | 0 | 0 | 0 | 0 | 0 | 0 | 0 | 0 | 0 | 0 | 0 | 0 | 0 | 0 | 0 | 0 | 0 | 0 | 0 | Heating_Electric_Air-Source Heat Pump_E3_Purchases
E4 | 0 | 0 | 0 | 0 | 0 | 0 | 0 | 0 | 0 | 0 | 0 | 0 | 0 | 0 | 0 | 0 | 0 | 0 | 0 | 0 | 0 | 0 | 0 | 0 | 0 | 0 | 0 | 0 | 0 | 0 | 0 | Heating_Electric_Air-Source Heat Pump_E4_Purchases
E5 | 0 | 0 | 0 | 0 | 0 | 0 | 0 | 0 | 0 | 0 | 0 | 0 | 0 | 0 | 0 | 0 | 0 | 0 | 0 | 0 | 0 | 0 | 0 | 0 | 0 | 0 | 0 | 0 | 0 | 0 | 0 | Heating_Electric_Air-Source Heat Pump_E5_Purchases
E6 | 0 | 0 | 0 | 0 | 0 | 0 | 0 | 0 | 0 | 0 | 0 | 0 | 0 | 0 | 0 | 0 | 0 | 0 | 0 | 0 | 0 | 0 | 0 | 0 | 0 | 0 | 0 | 0 | 0 | 0 | 0 | Heating_Electric_Air-Source Heat Pump_E6_Purchases
E7 | 0 | 0 | 0 | 0 | 0 | 0 | 0 | 0 | 0 | 0 | 0 | 0 | 0 | 0 | 0 | 0 | 0 | 0 | 0 | 0 | 0 | 0 | 0 | 0 | 0 | 0 | 0 | 0 | 0 | 0 | 0 | Heating_Electric_Air-Source Heat Pump_E7_Purchases
E8 | 0 | 0 | 0 | 0 | 0 | 0 | 0 | 0 | 0 | 0 | 0 | 0 | 0 | 0 | 0 | 0 | 0 | 0 | 0 | 0 | 0 | 0 | 0 | 0 | 0 | 0 | 0 | 0 | 0 | 0 | 0 | Heating_Electric_Air-Source Heat Pump_E8_Purchases
E9 | 0 | 0 | 0 | 0 | 0 | 0 | 0 | 0 | 0 | 0 | 0 | 0 | 0 | 0 | 0 | 0 | 0 | 0 | 0 | 0 | 0 | 0 | 0 | 0 | 0 | 0 | 0 | 0 | 0 | 0 | 0 | Heating_Electric_Air-Source Heat Pump_E9_Purchases
E10 | 0 | 0 | 0 | 0 | 0 | 0 | 0 | 0 | 0 | 0 | 0 | 0 | 0 | 0 | 0 | 0 | 0 | 0 | 0 | 0 | 0 | 0 | 0 | 0 | 0 | 0 | 0 | 0 | 0 | 0 | 0 | Heating_Electric_Air-Source Heat Pump_E10_Purchases
Aggregate Stock
Year | Year 0 | Year 1 | Year 2 | Year 3 | Year 4 | Year 5 | Year 6 | Year 7 | Year 8 | Year 9 | Year 10 | Year 11 | Year 12 | Year 13 | Year 14 | Year 15 | Year 16 | Year 17 | Year 18 | Year 19 | Year 20 | Year 21 | Year 22 | Year 23 | Year 24 | Year 25 | Year 26 | Year 27 | Year 28 | Year 29 | Year 30
E1 | 0 | 0 | 0 | 0 | 0 | 0 | 0 | 0 | 0 | 0 | 0 | 0 | 0 | 0 | 0 | 0 | 0 | 0 | 0 | 0 | 0 | 0 | 0 | 0 | 0 | 0 | 0 | 0 | 0 | 0 | 0 | Heating_Electric_Air-Source Heat Pump_E1_Stock
E2 | 0 | 0 | 0 | 0 | 0 | 0 | 0 | 0 | 0 | 0 | 0 | 0 | 0 | 0 | 0 | 0 | 0 | 0 | 0 | 0 | 0 | 0 | 0 | 0 | 0 | 0 | 0 | 0 | 0 | 0 | 0 | Heating_Electric_Air-Source Heat Pump_E2_Stock
E3 | 0 | 0 | 0 | 0 | 0 | 0 | 0 | 0 | 0 | 0 | 0 | 0 | 0 | 0 | 0 | 0 | 0 | 0 | 0 | 0 | 0 | 0 | 0 | 0 | 0 | 0 | 0 | 0 | 0 | 0 | 0 | Heating_Electric_Air-Source Heat Pump_E3_Stock
E4 | 0 | 0 | 0 | 0 | 0 | 0 | 0 | 0 | 0 | 0 | 0 | 0 | 0 | 0 | 0 | 0 | 0 | 0 | 0 | 0 | 0 | 0 | 0 | 0 | 0 | 0 | 0 | 0 | 0 | 0 | 0 | Heating_Electric_Air-Source Heat Pump_E4_Stock
E5 | 0 | 0 | 0 | 0 | 0 | 0 | 0 | 0 | 0 | 0 | 0 | 0 | 0 | 0 | 0 | 0 | 0 | 0 | 0 | 0 | 0 | 0 | 0 | 0 | 0 | 0 | 0 | 0 | 0 | 0 | 0 | Heating_Electric_Air-Source Heat Pump_E5_Stock
E6 | 0 | 0 | 0 | 0 | 0 | 0 | 0 | 0 | 0 | 0 | 0 | 0 | 0 | 0 | 0 | 0 | 0 | 0 | 0 | 0 | 0 | 0 | 0 | 0 | 0 | 0 | 0 | 0 | 0 | 0 | 0 | Heating_Electric_Air-Source Heat Pump_E6_Stock
E7 | 0 | 0 | 0 | 0 | 0 | 0 | 0 | 0 | 0 | 0 | 0 | 0 | 0 | 0 | 0 | 0 | 0 | 0 | 0 | 0 | 0 | 0 | 0 | 0 | 0 | 0 | 0 | 0 | 0 | 0 | 0 | Heating_Electric_Air-Source Heat Pump_E7_Stock
E8 | 0 | 0 | 0 | 0 | 0 | 0 | 0 | 0 | 0 | 0 | 0 | 0 | 0 | 0 | 0 | 0 | 0 | 0 | 0 | 0 | 0 | 0 | 0 | 0 | 0 | 0 | 0 | 0 | 0 | 0 | 0 | Heating_Electric_Air-Source Heat Pump_E8_Stock
E9 | 0 | 0 | 0 | 0 | 0 | 0 | 0 | 0 | 0 | 0 | 0 | 0 | 0 | 0 | 0 | 0 | 0 | 0 | 0 | 0 | 0 | 0 | 0 | 0 | 0 | 0 | 0 | 0 | 0 | 0 | 0 | Heating_Electric_Air-Source Heat Pump_E9_Stock
E10 | 0 | 0 | 0 | 0 | 0 | 0 | 0 | 0 | 0 | 0 | 0 | 0 | 0 | 0 | 0 | 0 | 0 | 0 | 0 | 0 | 0 | 0 | 0 | 0 | 0 | 0 | 0 | 0 | 0 | 0 | 0 | Heating_Electric_Air-Source Heat Pump_E10_Stock
Vintage | 0 | 0 | 0 | 0 | 0 | 0 | 0 | 0 | 0 | 0 | 0 | 0 | 0 | 0 | 0 | 0 | 0 | 0 | 0 | 0 | 0 | 0 | 0 | 0 | 0 | 0 | 0 | 0 | 0 | 0 | 0 | Heating_Electric_Air-Source Heat Pump_Vintage_Stock
Original Forecast Results
Year | Year 0 | Year 1 | Year 2 | Year 3 | Year 4 | Year 5 | Year 6 | Year 7 | Year 8 | Year 9 | Year 10 | Year 11 | Year 12 | Year 13 | Year 14 | Year 15 | Year 16 | Year 17 | Year 18 | Year 19 | Year 20 | Year 21 | Year 22 | Year 23 | Year 24 | Year 25 | Year 26 | Year 27 | Year 28 | Year 29 | Year 30
Units | 0 | 112.8302 | 229.7584 | 353.1488 | 476.2485 | 596.5041 | 711.4829 | 821.2078 | 926.5466 | 1028.9428 | 1129.6085 | 1228.2157 | 1324.8035 | 1419.3936 | 1512.0086 | 1602.4138 | 1690.6778 | 1776.7895 | 1860.6174 | 1942.3725 | 2022.1705 | 2100.3087 | 2176.7413 | 0 | 0 | 0 | 0 | 0 | 0 | 0 | 0
Usage | 0 | 0.63294 | 1.2804 | 1.9544 | 2.5883 | 3.2473 | 3.891 | 4.4692 | 5.0106 | 5.5795 | 6.1638 | 6.7447 | 7.311 | 7.8625 | 8.4299 | 8.9717 | 9.4898 | 9.9702 | 10.4684 | 10.9475 | 11.414 | 11.8721 | 12.2686 | 0 | 0 | 0 | 0 | 0 | 0 | 0 | 0
Peak Demand (S) | 0 | 0 | 0 | 0 | 0 | 0 | 0 | 0 | 0 | 0 | 0 | 0 | 0 | 0 | 0 | 0 | 0 | 0 | 0 | 0 | 0 | 0 | 0 | 0 | 0 | 0 | 0 | 0 | 0 | 0 | 0
Peak Demand (W) | 0 | 0.36516 | 0.73871 | 1.1276 | 1.4933 | 1.8735 | 2.2449 | 2.5784 | 2.8908 | 3.219 | 3.5561 | 3.8913 | 4.218 | 4.5361 | 4.8635 | 5.1761 | 5.475 | 5.7521 | 6.0396 | 6.316 | 6.5851 | 6.8494 | 7.0782 | 0 | 0 | 0 | 0 | 0 | 0 | 0 | 0
Turnover | 0 | 112.8302 | 116.9282 | 123.3904 | 123.0996 | 120.2556 | 114.9789 | 109.7249 | 105.3388 | 102.3962 | 100.6658 | 98.6071 | 96.5878 | 94.5902 | 92.6149 | 90.4052 | 88.264 | 86.1117 | 83.8279 | 81.7551 | 79.798 | 78.1382 | 95.2376 | 0 | 0 | 0 | 0 | 0 | 0 | 0 | 0
Avg. Replacement Usage | 5454.871 | 5609.6679 | 5447.2655 | 5452.4836 | 5374.9208 | 5395.9068 | 5428.4915 | 5407.332 | 5377.0735 | 5394.7916 | 5431.1577 | 5467.8903 | 5496.5911 | 5518.7175 | 5555.8135 | 5580.4498 | 5595.4787 | 5594.6568 | 5610.3287 | 5620.8068 | 5629.6677 | 5638.3533 | 5624.8219 | 0 | 0 | 0 | 0 | 0 | 0 | 0 | 0
Avg. Replacement Demand (S) | 0 | 0 | 0 | 0 | 0 | 0 | 0 | 0 | 0 | 0 | 0 | 0 | 0 | 0 | 0 | 0 | 0 | 0 | 0 | 0 | 0 | 0 | 0 | 0 | 0 | 0 | 0 | 0 | 0 | 0 | 0
Avg. Replacement Demand (W) | 3.1471 | 3.2364 | 3.1427 | 3.1457 | 3.101 | 3.1131 | 3.1319 | 3.1197 | 3.1022 | 3.1124 | 3.1334 | 3.1546 | 3.1712 | 3.1839 | 3.2053 | 3.2196 | 3.2282 | 3.2277 | 3.2368 | 3.2428 | 3.2479 | 3.253 | 3.2452 | 0 | 0 | 0 | 0 | 0 | 0 | 0 | 0
Original Forecast Purchases
Year | Year 0 | Year 1 | Year 2 | Year 3 | Year 4 | Year 5 | Year 6 | Year 7 | Year 8 | Year 9 | Year 10 | Year 11 | Year 12 | Year 13 | Year 14 | Year 15 | Year 16 | Year 17 | Year 18 | Year 19 | Year 20 | Year 21 | Year 22 | Year 23 | Year 24 | Year 25 | Year 26 | Year 27 | Year 28 | Year 29 | Year 30
E1 | 0 | 97.5964 | 3.3103e-15 | 4.6577e-15 | 5.8084e-15 | 6.809e-15 | 7.5953e-15 | 8.2837e-15 | 8.9466e-15 | 9.663e-15 | 9.4997e-15 | 9.3055e-15 | 9.1149e-15 | 8.9264e-15 | 8.74e-15 | 8.5314e-15 | 8.3294e-15 | 8.1263e-15 | 7.9107e-15 | 7.7151e-15 | 7.5305e-15 | 7.3738e-15 | 8.9875e-15 | 0 | 0 | 0 | 0 | 0 | 0 | 0 | 0
E2 | 0 | 0 | 103.4797 | 109.1986 | 108.9413 | 106.4244 | 101.7546 | 97.1049 | 93.2232 | 90.6191 | 89.0877 | 87.2658 | 85.4787 | 83.7109 | 81.9628 | 80.0072 | 78.1123 | 76.2076 | 74.1864 | 72.352 | 70.6201 | 69.1511 | 84.2838 | 0 | 0 | 0 | 0 | 0 | 0 | 0 | 0
E3 | 0 | 9.7743 | 7.2415 | 7.6417 | 7.6237 | 7.4476 | 7.1208 | 6.7954 | 6.5238 | 6.3415 | 6.2344 | 6.1069 | 5.9818 | 5.8581 | 5.7358 | 5.5989 | 5.4663 | 5.333 | 5.1916 | 5.0632 | 4.942 | 4.8392 | 5.8982 | 0 | 0 | 0 | 0 | 0 | 0 | 0 | 0
E4 | 0 | 3.7571 | 4.2562 | 4.4915 | 4.4809 | 4.3774 | 4.1853 | 3.994 | 3.8344 | 3.7273 | 3.6643 | 3.5893 | 3.5158 | 3.4431 | 3.3712 | 3.2908 | 3.2128 | 3.1345 | 3.0514 | 2.9759 | 2.9047 | 2.8443 | 3.4667 | 0 | 0 | 0 | 0 | 0 | 0 | 0 | 0
E5 | 0 | 1.7024 | 1.9508 | 2.0586 | 2.0537 | 2.0063 | 1.9183 | 1.8306 | 1.7574 | 1.7083 | 1.6795 | 1.6451 | 1.6114 | 1.5781 | 1.5451 | 1.5083 | 1.4726 | 1.4366 | 1.3985 | 1.364 | 1.3313 | 1.3036 | 1.5889 | 0 | 0 | 0 | 0 | 0 | 0 | 0 | 0
E6 | 0 | 0 | 0 | 0 | 0 | 0 | 0 | 0 | 0 | 0 | 0 | 0 | 0 | 0 | 0 | 0 | 0 | 0 | 0 | 0 | 0 | 0 | 0 | 0 | 0 | 0 | 0 | 0 | 0 | 0 | 0
E7 | 0 | 0 | 0 | 0 | 0 | 0 | 0 | 0 | 0 | 0 | 0 | 0 | 0 | 0 | 0 | 0 | 0 | 0 | 0 | 0 | 0 | 0 | 0 | 0 | 0 | 0 | 0 | 0 | 0 | 0 | 0
E8 | 0 | 0 | 0 | 0 | 0 | 0 | 0 | 0 | 0 | 0 | 0 | 0 | 0 | 0 | 0 | 0 | 0 | 0 | 0 | 0 | 0 | 0 | 0 | 0 | 0 | 0 | 0 | 0 | 0 | 0 | 0
E9 | 0 | 0 | 0 | 0 | 0 | 0 | 0 | 0 | 0 | 0 | 0 | 0 | 0 | 0 | 0 | 0 | 0 | 0 | 0 | 0 | 0 | 0 | 0 | 0 | 0 | 0 | 0 | 0 | 0 | 0 | 0
E10 | 0 | 0 | 0 | 0 | 0 | 0 | 0 | 0 | 0 | 0 | 0 | 0 | 0 | 0 | 0 | 0 | 0 | 0 | 0 | 0 | 0 | 0 | 0 | 0 | 0 | 0 | 0 | 0 | 0 | 0 | 0
Original Forecast Stock
Year | Year 0 | Year 1 | Year 2 | Year 3 | Year 4 | Year 5 | Year 6 | Year 7 | Year 8 | Year 9 | Year 10 | Year 11 | Year 12 | Year 13 | Year 14 | Year 15 | Year 16 | Year 17 | Year 18 | Year 19 | Year 20 | Year 21 | Year 22 | Year 23 | Year 24 | Year 25 | Year 26 | Year 27 | Year 28 | Year 29 | Year 30
E1 | 0 | 97.5964 | 97.5964 | 97.5964 | 97.5964 | 97.5964 | 97.5964 | 97.5964 | 97.5964 | 97.5964 | 97.5964 | 97.5964 | 97.5964 | 97.5964 | 97.5964 | 97.5964 | 97.5964 | 97.5964 | 97.5964 | 97.5964 | 97.5964 | 97.5964 | 81.3303 | 0 | 0 | 0 | 0 | 0 | 0 | 0 | 0
E2 | 0 | 0 | 103.4797 | 212.6783 | 321.6196 | 428.044 | 529.7986 | 626.9034 | 720.1266 | 810.7457 | 899.8334 | 987.0992 | 1072.5779 | 1156.2888 | 1238.2516 | 1318.2588 | 1396.3711 | 1472.5787 | 1546.7651 | 1619.1171 | 1689.7372 | 1758.8883 | 1843.1722 | 0 | 0 | 0 | 0 | 0 | 0 | 0 | 0
E3 | 0 | 9.7743 | 17.0158 | 24.6575 | 32.2813 | 39.7288 | 46.8496 | 53.645 | 60.1688 | 66.5103 | 72.7447 | 78.8515 | 84.8333 | 90.6914 | 96.4272 | 102.0261 | 107.4924 | 112.8254 | 118.0169 | 123.0801 | 128.0221 | 132.8613 | 137.1305 | 0 | 0 | 0 | 0 | 0 | 0 | 0 | 0
E4 | 0 | 3.7571 | 8.0133 | 12.5048 | 16.9857 | 21.363 | 25.5483 | 29.5423 | 33.3767 | 37.104 | 40.7682 | 44.3576 | 47.8734 | 51.3165 | 54.6878 | 57.9785 | 61.1914 | 64.3259 | 67.3773 | 70.3532 | 73.2579 | 76.1021 | 78.9426 | 0 | 0 | 0 | 0 | 0 | 0 | 0 | 0
E5 | 0 | 1.7024 | 3.6532 | 5.7118 | 7.7655 | 9.7718 | 11.6901 | 13.5207 | 15.2781 | 16.9864 | 18.6659 | 20.311 | 21.9224 | 23.5005 | 25.0457 | 26.5539 | 28.0265 | 29.4631 | 30.8617 | 32.2256 | 33.5569 | 34.8606 | 36.1657 | 0 | 0 | 0 | 0 | 0 | 0 | 0 | 0
E6 | 0 | 0 | 0 | 0 | 0 | 0 | 0 | 0 | 0 | 0 | 0 | 0 | 0 | 0 | 0 | 0 | 0 | 0 | 0 | 0 | 0 | 0 | 0 | 0 | 0 | 0 | 0 | 0 | 0 | 0 | 0
E7 | 0 | 0 | 0 | 0 | 0 | 0 | 0 | 0 | 0 | 0 | 0 | 0 | 0 | 0 | 0 | 0 | 0 | 0 | 0 | 0 | 0 | 0 | 0 | 0 | 0 | 0 | 0 | 0 | 0 | 0 | 0
E8 | 0 | 0 | 0 | 0 | 0 | 0 | 0 | 0 | 0 | 0 | 0 | 0 | 0 | 0 | 0 | 0 | 0 | 0 | 0 | 0 | 0 | 0 | 0 | 0 | 0 | 0 | 0 | 0 | 0 | 0 | 0
E9 | 0 | 0 | 0 | 0 | 0 | 0 | 0 | 0 | 0 | 0 | 0 | 0 | 0 | 0 | 0 | 0 | 0 | 0 | 0 | 0 | 0 | 0 | 0 | 0 | 0 | 0 | 0 | 0 | 0 | 0 | 0
E10 | 0 | 0 | 0 | 0 | 0 | 0 | 0 | 0 | 0 | 0 | 0 | 0 | 0 | 0 | 0 | 0 | 0 | 0 | 0 | 0 | 0 | 0 | 0 | 0 | 0 | 0 | 0 | 0 | 0 | 0 | 0
Vintage | 0 | 0 | 0 | 0 | 0 | 0 | 0 | 0 | 0 | 0 | 0 | 0 | 0 | 0 | 0 | 0 | 0 | 0 | 0 | 0 | 0 | 0 | 0 | 0 | 0 | 0 | 0 | 0 | 0 | 0 | 0
Current Forecast Results (Repeat Techs only)
Year | Year 0 | Year 1 | Year 2 | Year 3 | Year 4 | Year 5 | Year 6 | Year 7 | Year 8 | Year 9 | Year 10 | Year 11 | Year 12 | Year 13 | Year 14 | Year 15 | Year 16 | Year 17 | Year 18 | Year 19 | Year 20 | Year 21 | Year 22 | Year 23 | Year 24 | Year 25 | Year 26 | Year 27 | Year 28 | Year 29 | Year 30
Units | 0 | 0 | 0 | 0 | 0 | 0 | 0 | 0 | 0 | 0 | 0 | 0 | 0 | 0 | 0 | 0 | 0 | 0 | 0 | 0 | 0 | 0 | 0 | 0 | 0 | 0 | 0 | 0 | 0 | 0 | 0
Usage | 0 | 0 | 0 | 0 | 0 | 0 | 0 | 0 | 0 | 0 | 0 | 0 | 0 | 0 | 0 | 0 | 0 | 0 | 0 | 0 | 0 | 0 | 0 | 0 | 0 | 0 | 0 | 0 | 0 | 0 | 0
Peak Demand (S) | 0 | 0 | 0 | 0 | 0 | 0 | 0 | 0 | 0 | 0 | 0 | 0 | 0 | 0 | 0 | 0 | 0 | 0 | 0 | 0 | 0 | 0 | 0 | 0 | 0 | 0 | 0 | 0 | 0 | 0 | 0
Peak Demand (W) | 0 | 0 | 0 | 0 | 0 | 0 | 0 | 0 | 0 | 0 | 0 | 0 | 0 | 0 | 0 | 0 | 0 | 0 | 0 | 0 | 0 | 0 | 0 | 0 | 0 | 0 | 0 | 0 | 0 | 0 | 0
Turnover | 0 | 0 | 0 | 0 | 0 | 0 | 0 | 0 | 0 | 0 | 0 | 0 | 0 | 0 | 0 | 0 | 0 | 0 | 0 | 0 | 0 | 0 | 0 | 0 | 0 | 0 | 0 | 0 | 0 | 0 | 0
Avg. Replacement Usage | 0 | 0 | 0 | 0 | 0 | 0 | 0 | 0 | 0 | 0 | 0 | 0 | 0 | 0 | 0 | 0 | 0 | 0 | 0 | 0 | 0 | 0 | 0 | 0 | 0 | 0 | 0 | 0 | 0 | 0 | 0
Avg. Replacement Demand (S) | 0 | 0 | 0 | 0 | 0 | 0 | 0 | 0 | 0 | 0 | 0 | 0 | 0 | 0 | 0 | 0 | 0 | 0 | 0 | 0 | 0 | 0 | 0 | 0 | 0 | 0 | 0 | 0 | 0 | 0 | 0
Avg. Replacement Demand (W) | 0 | 0 | 0 | 0 | 0 | 0 | 0 | 0 | 0 | 0 | 0 | 0 | 0 | 0 | 0 | 0 | 0 | 0 | 0 | 0 | 0 | 0 | 0 | 0 | 0 | 0 | 0 | 0 | 0 | 0 | 0
Current Forecast Purchases (Repeat Techs only)
Year | Year 0 | Year 1 | Year 2 | Year 3 | Year 4 | Year 5 | Year 6 | Year 7 | Year 8 | Year 9 | Year 10 | Year 11 | Year 12 | Year 13 | Year 14 | Year 15 | Year 16 | Year 17 | Year 18 | Year 19 | Year 20 | Year 21 | Year 22 | Year 23 | Year 24 | Year 25 | Year 26 | Year 27 | Year 28 | Year 29 | Year 30
E1 | 0 | 0 | 0 | 0 | 0 | 0 | 0 | 0 | 0 | 0 | 0 | 0 | 0 | 0 | 0 | 0 | 0 | 0 | 0 | 0 | 0 | 0 | 0 | 0 | 0 | 0 | 0 | 0 | 0 | 0 | 0
E2 | 0 | 0 | 0 | 0 | 0 | 0 | 0 | 0 | 0 | 0 | 0 | 0 | 0 | 0 | 0 | 0 | 0 | 0 | 0 | 0 | 0 | 0 | 0 | 0 | 0 | 0 | 0 | 0 | 0 | 0 | 0
E3 | 0 | 0 | 0 | 0 | 0 | 0 | 0 | 0 | 0 | 0 | 0 | 0 | 0 | 0 | 0 | 0 | 0 | 0 | 0 | 0 | 0 | 0 | 0 | 0 | 0 | 0 | 0 | 0 | 0 | 0 | 0
E4 | 0 | 0 | 0 | 0 | 0 | 0 | 0 | 0 | 0 | 0 | 0 | 0 | 0 | 0 | 0 | 0 | 0 | 0 | 0 | 0 | 0 | 0 | 0 | 0 | 0 | 0 | 0 | 0 | 0 | 0 | 0
E5 | 0 | 0 | 0 | 0 | 0 | 0 | 0 | 0 | 0 | 0 | 0 | 0 | 0 | 0 | 0 | 0 | 0 | 0 | 0 | 0 | 0 | 0 | 0 | 0 | 0 | 0 | 0 | 0 | 0 | 0 | 0
E6 | 0 | 0 | 0 | 0 | 0 | 0 | 0 | 0 | 0 | 0 | 0 | 0 | 0 | 0 | 0 | 0 | 0 | 0 | 0 | 0 | 0 | 0 | 0 | 0 | 0 | 0 | 0 | 0 | 0 | 0 | 0
E7 | 0 | 0 | 0 | 0 | 0 | 0 | 0 | 0 | 0 | 0 | 0 | 0 | 0 | 0 | 0 | 0 | 0 | 0 | 0 | 0 | 0 | 0 | 0 | 0 | 0 | 0 | 0 | 0 | 0 | 0 | 0
E8 | 0 | 0 | 0 | 0 | 0 | 0 | 0 | 0 | 0 | 0 | 0 | 0 | 0 | 0 | 0 | 0 | 0 | 0 | 0 | 0 | 0 | 0 | 0 | 0 | 0 | 0 | 0 | 0 | 0 | 0 | 0
E9 | 0 | 0 | 0 | 0 | 0 | 0 | 0 | 0 | 0 | 0 | 0 | 0 | 0 | 0 | 0 | 0 | 0 | 0 | 0 | 0 | 0 | 0 | 0 | 0 | 0 | 0 | 0 | 0 | 0 | 0 | 0
E10 | 0 | 0 | 0 | 0 | 0 | 0 | 0 | 0 | 0 | 0 | 0 | 0 | 0 | 0 | 0 | 0 | 0 | 0 | 0 | 0 | 0 | 0 | 0 | 0 | 0 | 0 | 0 | 0 | 0 | 0 | 0
Current Forecast Stock (Repeat Techs only)
Year | Year 0 | Year 1 | Year 2 | Year 3 | Year 4 | Year 5 | Year 6 | Year 7 | Year 8 | Year 9 | Year 10 | Year 11 | Year 12 | Year 13 | Year 14 | Year 15 | Year 16 | Year 17 | Year 18 | Year 19 | Year 20 | Year 21 | Year 22 | Year 23 | Year 24 | Year 25 | Year 26 | Year 27 | Year 28 | Year 29 | Year 30
E1 | 0 | 0 | 0 | 0 | 0 | 0 | 0 | 0 | 0 | 0 | 0 | 0 | 0 | 0 | 0 | 0 | 0 | 0 | 0 | 0 | 0 | 0 | 0 | 0 | 0 | 0 | 0 | 0 | 0 | 0 | 0
E2 | 0 | 0 | 0 | 0 | 0 | 0 | 0 | 0 | 0 | 0 | 0 | 0 | 0 | 0 | 0 | 0 | 0 | 0 | 0 | 0 | 0 | 0 | 0 | 0 | 0 | 0 | 0 | 0 | 0 | 0 | 0
E3 | 0 | 0 | 0 | 0 | 0 | 0 | 0 | 0 | 0 | 0 | 0 | 0 | 0 | 0 | 0 | 0 | 0 | 0 | 0 | 0 | 0 | 0 | 0 | 0 | 0 | 0 | 0 | 0 | 0 | 0 | 0
E4 | 0 | 0 | 0 | 0 | 0 | 0 | 0 | 0 | 0 | 0 | 0 | 0 | 0 | 0 | 0 | 0 | 0 | 0 | 0 | 0 | 0 | 0 | 0 | 0 | 0 | 0 | 0 | 0 | 0 | 0 | 0
E5 | 0 | 0 | 0 | 0 | 0 | 0 | 0 | 0 | 0 | 0 | 0 | 0 | 0 | 0 | 0 | 0 | 0 | 0 | 0 | 0 | 0 | 0 | 0 | 0 | 0 | 0 | 0 | 0 | 0 | 0 | 0
E6 | 0 | 0 | 0 | 0 | 0 | 0 | 0 | 0 | 0 | 0 | 0 | 0 | 0 | 0 | 0 | 0 | 0 | 0 | 0 | 0 | 0 | 0 | 0 | 0 | 0 | 0 | 0 | 0 | 0 | 0 | 0
E7 | 0 | 0 | 0 | 0 | 0 | 0 | 0 | 0 | 0 | 0 | 0 | 0 | 0 | 0 | 0 | 0 | 0 | 0 | 0 | 0 | 0 | 0 | 0 | 0 | 0 | 0 | 0 | 0 | 0 | 0 | 0
E8 | 0 | 0 | 0 | 0 | 0 | 0 | 0 | 0 | 0 | 0 | 0 | 0 | 0 | 0 | 0 | 0 | 0 | 0 | 0 | 0 | 0 | 0 | 0 | 0 | 0 | 0 | 0 | 0 | 0 | 0 | 0
E9 | 0 | 0 | 0 | 0 | 0 | 0 | 0 | 0 | 0 | 0 | 0 | 0 | 0 | 0 | 0 | 0 | 0 | 0 | 0 | 0 | 0 | 0 | 0 | 0 | 0 | 0 | 0 | 0 | 0 | 0 | 0
E10 | 0 | 0 | 0 | 0 | 0 | 0 | 0 | 0 | 0 | 0 | 0 | 0 | 0 | 0 | 0 | 0 | 0 | 0 | 0 | 0 | 0 | 0 | 0 | 0 | 0 | 0 | 0 | 0 | 0 | 0 | 0
Vintage | 0 | 0 | 0 | 0 | 0 | 0 | 0 | 0 | 0 | 0 | 0 | 0 | 0 | 0 | 0 | 0 | 0 | 0 | 0 | 0 | 0 | 0 | 0 | 0 | 0 | 0 | 0 | 0 | 0 | 0 | 0
Final Results
Year | Year 0 | Year 1 | Year 2 | Year 3 | Year 4 | Year 5 | Year 6 | Year 7 | Year 8 | Year 9 | Year 10 | Year 11 | Year 12 | Year 13 | Year 14 | Year 15 | Year 16 | Year 17 | Year 18 | Year 19 | Year 20 | Year 21 | Year 22 | Year 23 | Year 24 | Year 25 | Year 26 | Year 27 | Year 28 | Year 29 | Year 30
Units | 0 | 112.8302 | 229.7584 | 353.1488 | 476.2485 | 596.5041 | 711.4829 | 821.2078 | 926.5466 | 1028.9428 | 1129.6085 | 1228.2157 | 1324.8035 | 1419.3936 | 1512.0086 | 1602.4138 | 1690.6778 | 1776.7895 | 1860.6174 | 1942.3725 | 2022.1705 | 2100.3087 | 2176.7413 | 0 | 0 | 0 | 0 | 0 | 0 | 0 | 0
Usage | 0 | 0.63294 | 1.2804 | 1.9544 | 2.5883 | 3.2473 | 3.891 | 4.4692 | 5.0106 | 5.5795 | 6.1638 | 6.7447 | 7.311 | 7.8625 | 8.4299 | 8.9717 | 9.4898 | 9.9702 | 10.4684 | 10.9475 | 11.414 | 11.8721 | 12.2686 | 0 | 0 | 0 | 0 | 0 | 0 | 0 | 0
Peak Demand (S) | 0 | 0 | 0 | 0 | 0 | 0 | 0 | 0 | 0 | 0 | 0 | 0 | 0 | 0 | 0 | 0 | 0 | 0 | 0 | 0 | 0 | 0 | 0 | 0 | 0 | 0 | 0 | 0 | 0 | 0 | 0
Peak Demand (W) | 0 | 0.36516 | 0.73871 | 1.1276 | 1.4933 | 1.8735 | 2.2449 | 2.5784 | 2.8908 | 3.219 | 3.5561 | 3.8913 | 4.218 | 4.5361 | 4.8635 | 5.1761 | 5.475 | 5.7521 | 6.0396 | 6.316 | 6.5851 | 6.8494 | 7.0782 | 0 | 0 | 0 | 0 | 0 | 0 | 0 | 0
Turnover | 0 | 112.8302 | 116.9282 | 123.3904 | 123.0996 | 120.2556 | 114.9789 | 109.7249 | 105.3388 | 102.3962 | 100.6658 | 98.6071 | 96.5878 | 94.5902 | 92.6149 | 90.4052 | 88.264 | 86.1117 | 83.8279 | 81.7551 | 79.798 | 78.1382 | 95.2376 | 0 | 0 | 0 | 0 | 0 | 0 | 0 | 0
Avg. Replacement Usage | 5454.871 | 5609.6679 | 5447.2655 | 5452.4836 | 5374.9208 | 5395.9068 | 5428.4915 | 5407.332 | 5377.0735 | 5394.7916 | 5431.1577 | 5467.8903 | 5496.5911 | 5518.7175 | 5555.8135 | 5580.4498 | 5595.4787 | 5594.6568 | 5610.3287 | 5620.8068 | 5629.6677 | 5638.3533 | 5624.8219 | 0 | 0 | 0 | 0 | 0 | 0 | 0 | 0
Avg. Replacement Demand (S) | 0 | 0 | 0 | 0 | 0 | 0 | 0 | 0 | 0 | 0 | 0 | 0 | 0 | 0 | 0 | 0 | 0 | 0 | 0 | 0 | 0 | 0 | 0 | 0 | 0 | 0 | 0 | 0 | 0 | 0 | 0
Avg. Replacement Demand (W) | 3.1471 | 3.2364 | 3.1427 | 3.1457 | 3.101 | 3.1131 | 3.1319 | 3.1197 | 3.1022 | 3.1124 | 3.1334 | 3.1546 | 3.1712 | 3.1839 | 3.2053 | 3.2196 | 3.2282 | 3.2277 | 3.2368 | 3.2428 | 3.2479 | 3.253 | 3.2452 | 0 | 0 | 0 | 0 | 0 | 0 | 0 | 0
Final Purchases
Year | Year 0 | Year 1 | Year 2 | Year 3 | Year 4 | Year 5 | Year 6 | Year 7 | Year 8 | Year 9 | Year 10 | Year 11 | Year 12 | Year 13 | Year 14 | Year 15 | Year 16 | Year 17 | Year 18 | Year 19 | Year 20 | Year 21 | Year 22 | Year 23 | Year 24 | Year 25 | Year 26 | Year 27 | Year 28 | Year 29 | Year 30
E1 | 0 | 97.5964 | 3.3103e-15 | 4.6577e-15 | 5.8084e-15 | 6.809e-15 | 7.5953e-15 | 8.2837e-15 | 8.9466e-15 | 9.663e-15 | 9.4997e-15 | 9.3055e-15 | 9.1149e-15 | 8.9264e-15 | 8.74e-15 | 8.5314e-15 | 8.3294e-15 | 8.1263e-15 | 7.9107e-15 | 7.7151e-15 | 7.5305e-15 | 7.3738e-15 | 8.9875e-15 | 0 | 0 | 0 | 0 | 0 | 0 | 0 | 0
E2 | 0 | 0 | 103.4797 | 109.1986 | 108.9413 | 106.4244 | 101.7546 | 97.1049 | 93.2232 | 90.6191 | 89.0877 | 87.2658 | 85.4787 | 83.7109 | 81.9628 | 80.0072 | 78.1123 | 76.2076 | 74.1864 | 72.352 | 70.6201 | 69.1511 | 84.2838 | 0 | 0 | 0 | 0 | 0 | 0 | 0 | 0
E3 | 0 | 9.7743 | 7.2415 | 7.6417 | 7.6237 | 7.4476 | 7.1208 | 6.7954 | 6.5238 | 6.3415 | 6.2344 | 6.1069 | 5.9818 | 5.8581 | 5.7358 | 5.5989 | 5.4663 | 5.333 | 5.1916 | 5.0632 | 4.942 | 4.8392 | 5.8982 | 0 | 0 | 0 | 0 | 0 | 0 | 0 | 0
E4 | 0 | 3.7571 | 4.2562 | 4.4915 | 4.4809 | 4.3774 | 4.1853 | 3.994 | 3.8344 | 3.7273 | 3.6643 | 3.5893 | 3.5158 | 3.4431 | 3.3712 | 3.2908 | 3.2128 | 3.1345 | 3.0514 | 2.9759 | 2.9047 | 2.8443 | 3.4667 | 0 | 0 | 0 | 0 | 0 | 0 | 0 | 0
E5 | 0 | 1.7024 | 1.9508 | 2.0586 | 2.0537 | 2.0063 | 1.9183 | 1.8306 | 1.7574 | 1.7083 | 1.6795 | 1.6451 | 1.6114 | 1.5781 | 1.5451 | 1.5083 | 1.4726 | 1.4366 | 1.3985 | 1.364 | 1.3313 | 1.3036 | 1.5889 | 0 | 0 | 0 | 0 | 0 | 0 | 0 | 0
E6 | 0 | 0 | 0 | 0 | 0 | 0 | 0 | 0 | 0 | 0 | 0 | 0 | 0 | 0 | 0 | 0 | 0 | 0 | 0 | 0 | 0 | 0 | 0 | 0 | 0 | 0 | 0 | 0 | 0 | 0 | 0
E7 | 0 | 0 | 0 | 0 | 0 | 0 | 0 | 0 | 0 | 0 | 0 | 0 | 0 | 0 | 0 | 0 | 0 | 0 | 0 | 0 | 0 | 0 | 0 | 0 | 0 | 0 | 0 | 0 | 0 | 0 | 0
E8 | 0 | 0 | 0 | 0 | 0 | 0 | 0 | 0 | 0 | 0 | 0 | 0 | 0 | 0 | 0 | 0 | 0 | 0 | 0 | 0 | 0 | 0 | 0 | 0 | 0 | 0 | 0 | 0 | 0 | 0 | 0
E9 | 0 | 0 | 0 | 0 | 0 | 0 | 0 | 0 | 0 | 0 | 0 | 0 | 0 | 0 | 0 | 0 | 0 | 0 | 0 | 0 | 0 | 0 | 0 | 0 | 0 | 0 | 0 | 0 | 0 | 0 | 0
E10 | 0 | 0 | 0 | 0 | 0 | 0 | 0 | 0 | 0 | 0 | 0 | 0 | 0 | 0 | 0 | 0 | 0 | 0 | 0 | 0 | 0 | 0 | 0 | 0 | 0 | 0 | 0 | 0 | 0 | 0 | 0
Final Stock
Year | Year 0 | Year 1 | Year 2 | Year 3 | Year 4 | Year 5 | Year 6 | Year 7 | Year 8 | Year 9 | Year 10 | Year 11 | Year 12 | Year 13 | Year 14 | Year 15 | Year 16 | Year 17 | Year 18 | Year 19 | Year 20 | Year 21 | Year 22 | Year 23 | Year 24 | Year 25 | Year 26 | Year 27 | Year 28 | Year 29 | Year 30
E1 | 0 | 97.5964 | 97.5964 | 97.5964 | 97.5964 | 97.5964 | 97.5964 | 97.5964 | 97.5964 | 97.5964 | 97.5964 | 97.5964 | 97.5964 | 97.5964 | 97.5964 | 97.5964 | 97.5964 | 97.5964 | 97.5964 | 97.5964 | 97.5964 | 97.5964 | 81.3303 | 0 | 0 | 0 | 0 | 0 | 0 | 0 | 0
E2 | 0 | 0 | 103.4797 | 212.6783 | 321.6196 | 428.044 | 529.7986 | 626.9034 | 720.1266 | 810.7457 | 899.8334 | 987.0992 | 1072.5779 | 1156.2888 | 1238.2516 | 1318.2588 | 1396.3711 | 1472.5787 | 1546.7651 | 1619.1171 | 1689.7372 | 1758.8883 | 1843.1722 | 0 | 0 | 0 | 0 | 0 | 0 | 0 | 0
E3 | 0 | 9.7743 | 17.0158 | 24.6575 | 32.2813 | 39.7288 | 46.8496 | 53.645 | 60.1688 | 66.5103 | 72.7447 | 78.8515 | 84.8333 | 90.6914 | 96.4272 | 102.0261 | 107.4924 | 112.8254 | 118.0169 | 123.0801 | 128.0221 | 132.8613 | 137.1305 | 0 | 0 | 0 | 0 | 0 | 0 | 0 | 0
E4 | 0 | 3.7571 | 8.0133 | 12.5048 | 16.9857 | 21.363 | 25.5483 | 29.5423 | 33.3767 | 37.104 | 40.7682 | 44.3576 | 47.8734 | 51.3165 | 54.6878 | 57.9785 | 61.1914 | 64.3259 | 67.3773 | 70.3532 | 73.2579 | 76.1021 | 78.9426 | 0 | 0 | 0 | 0 | 0 | 0 | 0 | 0
E5 | 0 | 1.7024 | 3.6532 | 5.7118 | 7.7655 | 9.7718 | 11.6901 | 13.5207 | 15.2781 | 16.9864 | 18.6659 | 20.311 | 21.9224 | 23.5005 | 25.0457 | 26.5539 | 28.0265 | 29.4631 | 30.8617 | 32.2256 | 33.5569 | 34.8606 | 36.1657 | 0 | 0 | 0 | 0 | 0 | 0 | 0 | 0
E6 | 0 | 0 | 0 | 0 | 0 | 0 | 0 | 0 | 0 | 0 | 0 | 0 | 0 | 0 | 0 | 0 | 0 | 0 | 0 | 0 | 0 | 0 | 0 | 0 | 0 | 0 | 0 | 0 | 0 | 0 | 0
E7 | 0 | 0 | 0 | 0 | 0 | 0 | 0 | 0 | 0 | 0 | 0 | 0 | 0 | 0 | 0 | 0 | 0 | 0 | 0 | 0 | 0 | 0 | 0 | 0 | 0 | 0 | 0 | 0 | 0 | 0 | 0
E8 | 0 | 0 | 0 | 0 | 0 | 0 | 0 | 0 | 0 | 0 | 0 | 0 | 0 | 0 | 0 | 0 | 0 | 0 | 0 | 0 | 0 | 0 | 0 | 0 | 0 | 0 | 0 | 0 | 0 | 0 | 0
E9 | 0 | 0 | 0 | 0 | 0 | 0 | 0 | 0 | 0 | 0 | 0 | 0 | 0 | 0 | 0 | 0 | 0 | 0 | 0 | 0 | 0 | 0 | 0 | 0 | 0 | 0 | 0 | 0 | 0 | 0 | 0
E10 | 0 | 0 | 0 | 0 | 0 | 0 | 0 | 0 | 0 | 0 | 0 | 0 | 0 | 0 | 0 | 0 | 0 | 0 | 0 | 0 | 0 | 0 | 0 | 0 | 0 | 0 | 0 | 0 | 0 | 0 | 0
Vintage | 0 | 0 | 0 | 0 | 0 | 0 | 0 | 0 | 0 | 0 | 0 | 0 | 0 | 0 | 0 | 0 | 0 | 0 | 0 | 0 | 0 | 0 | 0 | 0 | 0 | 0 | 0 | 0 | 0 | 0 | 0

## System Cache (hidden)
Setup |  |  |  |  | Market Size | Building Systems | BC Ratio Factors |  | Potential Factors |  |  |  | System Data | [14 empty] | System Purchase Shares | [5 empty] | System Costs | [5 empty] | System Stock
Key | Segment | Segment | Vintage | System | Market Size-Row | Building Systems-Row | Incentive Rate-Row | Admin Adder-Row | Potential Factors-MAP-Key | Potential Factors-MAP-Row | Potential Factors-RAP-Key | Potential Factors-RAP-Row | System Data-C1-Row | System Data-C1-Tech-Key | System Data-C1-Tech-Row | System Data-C2-Row | System Data-C2-Tech-Key | System Data-C2-Tech-Row | System Data-C3-Row | System Data-C3-Tech-Key | System Data-C3-Tech-Row | System Data-C4-Row | System Data-C4-Tech-Key | System Data-C4-Tech-Row | System Data-C5-Row | System Data-C5-Tech-Key | System Data-C5-Tech-Row | System Purchase Shares-Baseline Forecast-Row | System Purchase Shares-Codes & Standards Forecast-Row | System Purchase Shares-Realistic Achievable Potential-Row | System Purchase Shares-Maximum Achievable Potential-Row | System Purchase Shares-Economic Potential-Row | System Purchase Shares-Technical Potential-Row | System Costs-F1-Row | System Costs-F2-Row | System Costs-F3-Row | System Costs-F4-Row | System Costs-F5-Row | System Costs-F6-Row | System Stock-BLF-Row | System Stock-CSF-Row | System Stock-RAP-Row | System Stock-MAP-Row | System Stock-EP-Row | System Stock-TP-Row
___S1 |  |  |  | S1 | #VALUE! | 0 | 0 | 0 | __S1_MAP | 0 | __S1_RAP | 0 | 0 | #N/A | 0 | 0 | #N/A | 0 | 0 | #N/A | 0 | 0 | #N/A | 0 | 0 | #N/A | 0 | 0 | 0 | 0 | 0 | 0 | 0 | 0 | 0 | 0 | 0 | 0 | 0 | 0 | 0 | 0 | 0 | 0 | 0

## Technology Costs
Key | Field | Sector | Segment | Vintage | End Use | Fuel | Technology | Equipment | Label | 2019 | 2020 | 2021 | 2022 | 2023 | 2024 | 2025 | 2026 | 2027 | 2028 | 2029 | 2030 | 2031 | 2032 | 2033 | 2034 | 2035 | 2036 | 2037 | 2038 | 2039 | 2040 | 2041 | 2042
F1_Commercial_Office (WA)_Existing_Space Heating_Natural Gas_Furnace_E1 | F1 | Commercial | Office (WA) | Existing | Space Heating | Natural Gas | Furnace | E1 | RVT - Cost of Equipment | 0.064382 | 0.064382 | 0.064382 | 0.064382 | 0.064382 | 0.064382 | 0.064382 | 0.064382 | 0.064382 | 0.064382 | 0.064382 | 0.064382 | 0.064382 | 0.064382 | 0.064382 | 0.064382 | 0.064382 | 0.064382 | 0.064382 | 0.064382 | 0.064382 | 0.064382 | 0.064382 | 0.064382 | 0.064382 | 0.064382 | 0.064382
F1_Commercial_Office (WA)_Existing_Space Heating_Natural Gas_Furnace_E2 | F1 | Commercial | Office (WA) | Existing | Space Heating | Natural Gas | Furnace | E2 | RVT - Cost of Equipment | 0.13013 | 0.13013 | 0.13013 | 0.13013 | 0.13013 | 0.13013 | 0.13013 | 0.13013 | 0.13013 | 0.13013 | 0.13013 | 0.13013 | 0.13013 | 0.13013 | 0.13013 | 0.13013 | 0.13013 | 0.13013 | 0.13013 | 0.13013 | 0.13013 | 0.13013 | 0.13013 | 0.13013 | 0.13013 | 0.13013 | 0.13013
F1_Commercial_Office (WA)_Existing_Space Heating_Natural Gas_Furnace_E3 | F1 | Commercial | Office (WA) | Existing | Space Heating | Natural Gas | Furnace | E3 | RVT - Cost of Equipment | 0.079108 | 0.079108 | 0.079108 | 0.079108 | 0.079108 | 0.079108 | 0.079108 | 0.079108 | 0.079108 | 0.079108 | 0.079108 | 0.079108 | 0.079108 | 0.079108 | 0.079108 | 0.079108 | 0.079108 | 0.079108 | 0.079108 | 0.079108 | 0.079108 | 0.079108 | 0.079108 | 0.079108 | 0.079108 | 0.079108 | 0.079108
F1_Commercial_Office (WA)_Existing_Space Heating_Natural Gas_Furnace_E4 | F1 | Commercial | Office (WA) | Existing | Space Heating | Natural Gas | Furnace | E4 | RVT - Cost of Equipment | 0 | 0 | 0 | 0 | 0 | 0 | 0 | 0 | 0 | 0 | 0 | 0 | 0 | 0 | 0 | 0 | 0 | 0 | 0 | 0 | 0 | 0 | 0 | 0 | 0 | 0 | 0
F1_Commercial_Office (WA)_Existing_Space Heating_Natural Gas_Furnace_E5 | F1 | Commercial | Office (WA) | Existing | Space Heating | Natural Gas | Furnace | E5 | RVT - Cost of Equipment | 0 | 0 | 0 | 0 | 0 | 0 | 0 | 0 | 0 | 0 | 0 | 0 | 0 | 0 | 0 | 0 | 0 | 0 | 0 | 0 | 0 | 0 | 0 | 0 | 0 | 0 | 0
F1_Commercial_Office (WA)_Existing_Space Heating_Natural Gas_Furnace_E6 | F1 | Commercial | Office (WA) | Existing | Space Heating | Natural Gas | Furnace | E6 | RVT - Cost of Equipment | 0 | 0 | 0 | 0 | 0 | 0 | 0 | 0 | 0 | 0 | 0 | 0 | 0 | 0 | 0 | 0 | 0 | 0 | 0 | 0 | 0 | 0 | 0 | 0 | 0 | 0 | 0
F1_Commercial_Office (WA)_Existing_Space Heating_Natural Gas_Furnace_E7 | F1 | Commercial | Office (WA) | Existing | Space Heating | Natural Gas | Furnace | E7 | RVT - Cost of Equipment | 0 | 0 | 0 | 0 | 0 | 0 | 0 | 0 | 0 | 0 | 0 | 0 | 0 | 0 | 0 | 0 | 0 | 0 | 0 | 0 | 0 | 0 | 0 | 0 | 0 | 0 | 0
F1_Commercial_Office (WA)_Existing_Space Heating_Natural Gas_Furnace_E8 | F1 | Commercial | Office (WA) | Existing | Space Heating | Natural Gas | Furnace | E8 | RVT - Cost of Equipment | 0 | 0 | 0 | 0 | 0 | 0 | 0 | 0 | 0 | 0 | 0 | 0 | 0 | 0 | 0 | 0 | 0 | 0 | 0 | 0 | 0 | 0 | 0 | 0 | 0 | 0 | 0
F1_Commercial_Office (WA)_Existing_Space Heating_Natural Gas_Furnace_E9 | F1 | Commercial | Office (WA) | Existing | Space Heating | Natural Gas | Furnace | E9 | RVT - Cost of Equipment | 0 | 0 | 0 | 0 | 0 | 0 | 0 | 0 | 0 | 0 | 0 | 0 | 0 | 0 | 0 | 0 | 0 | 0 | 0 | 0 | 0 | 0 | 0 | 0 | 0 | 0 | 0
F1_Commercial_Office (WA)_Existing_Space Heating_Natural Gas_Furnace_E10 | F1 | Commercial | Office (WA) | Existing | Space Heating | Natural Gas | Furnace | E10 | RVT - Cost of Equipment | 0 | 0 | 0 | 0 | 0 | 0 | 0 | 0 | 0 | 0 | 0 | 0 | 0 | 0 | 0 | 0 | 0 | 0 | 0 | 0 | 0 | 0 | 0 | 0 | 0 | 0 | 0
F2_Commercial_Office (WA)_Existing_Space Heating_Natural Gas_Furnace_E1 | F2 | Commercial | Office (WA) | Existing | Space Heating | Natural Gas | Furnace | E1 | RVT - Cost of Operation | 0.08324 | 0.083932 | 0.085083 | 0.086414 | 0.087939 | 0.090421 | 0.092884 | 0.09546 | 0.09772 | 0.099913 | 0.1024 | 0.10457 | 0.10699 | 0.10948 | 0.1117 | 0.11382 | 0.1157 | 0.11761 | 0.1196 | 0.1216 | 0.12361 | 0.12631 | 0.12951 | 0.13225 | 0.13506 | 0.13793 | 0.14086
F2_Commercial_Office (WA)_Existing_Space Heating_Natural Gas_Furnace_E2 | F2 | Commercial | Office (WA) | Existing | Space Heating | Natural Gas | Furnace | E2 | RVT - Cost of Operation | 0.073975 | 0.074589 | 0.075612 | 0.076794 | 0.07815 | 0.080356 | 0.082545 | 0.084834 | 0.086842 | 0.088792 | 0.091001 | 0.092931 | 0.09508 | 0.097293 | 0.099263 | 0.10115 | 0.10282 | 0.10452 | 0.10628 | 0.10807 | 0.10985 | 0.11225 | 0.11509 | 0.11753 | 0.12003 | 0.12257 | 0.12518
F2_Commercial_Office (WA)_Existing_Space Heating_Natural Gas_Furnace_E3 | F2 | Commercial | Office (WA) | Existing | Space Heating | Natural Gas | Furnace | E3 | RVT - Cost of Operation | 0.069361 | 0.069937 | 0.070896 | 0.072005 | 0.073276 | 0.075344 | 0.077396 | 0.079543 | 0.081426 | 0.083254 | 0.085325 | 0.087134 | 0.089149 | 0.091225 | 0.093072 | 0.094845 | 0.096407 | 0.098001 | 0.099655 | 0.10133 | 0.103 | 0.10525 | 0.10791 | 0.1102 | 0.11254 | 0.11493 | 0.11737
F2_Commercial_Office (WA)_Existing_Space Heating_Natural Gas_Furnace_E4 | F2 | Commercial | Office (WA) | Existing | Space Heating | Natural Gas | Furnace | E4 | RVT - Cost of Operation | 0 | 0 | 0 | 0 | 0 | 0 | 0 | 0 | 0 | 0 | 0 | 0 | 0 | 0 | 0 | 0 | 0 | 0 | 0 | 0 | 0 | 0 | 0 | 0 | 0 | 0 | 0
F2_Commercial_Office (WA)_Existing_Space Heating_Natural Gas_Furnace_E5 | F2 | Commercial | Office (WA) | Existing | Space Heating | Natural Gas | Furnace | E5 | RVT - Cost of Operation | 0 | 0 | 0 | 0 | 0 | 0 | 0 | 0 | 0 | 0 | 0 | 0 | 0 | 0 | 0 | 0 | 0 | 0 | 0 | 0 | 0 | 0 | 0 | 0 | 0 | 0 | 0
F2_Commercial_Office (WA)_Existing_Space Heating_Natural Gas_Furnace_E6 | F2 | Commercial | Office (WA) | Existing | Space Heating | Natural Gas | Furnace | E6 | RVT - Cost of Operation | 0 | 0 | 0 | 0 | 0 | 0 | 0 | 0 | 0 | 0 | 0 | 0 | 0 | 0 | 0 | 0 | 0 | 0 | 0 | 0 | 0 | 0 | 0 | 0 | 0 | 0 | 0
F2_Commercial_Office (WA)_Existing_Space Heating_Natural Gas_Furnace_E7 | F2 | Commercial | Office (WA) | Existing | Space Heating | Natural Gas | Furnace | E7 | RVT - Cost of Operation | 0 | 0 | 0 | 0 | 0 | 0 | 0 | 0 | 0 | 0 | 0 | 0 | 0 | 0 | 0 | 0 | 0 | 0 | 0 | 0 | 0 | 0 | 0 | 0 | 0 | 0 | 0
F2_Commercial_Office (WA)_Existing_Space Heating_Natural Gas_Furnace_E8 | F2 | Commercial | Office (WA) | Existing | Space Heating | Natural Gas | Furnace | E8 | RVT - Cost of Operation | 0 | 0 | 0 | 0 | 0 | 0 | 0 | 0 | 0 | 0 | 0 | 0 | 0 | 0 | 0 | 0 | 0 | 0 | 0 | 0 | 0 | 0 | 0 | 0 | 0 | 0 | 0
F2_Commercial_Office (WA)_Existing_Space Heating_Natural Gas_Furnace_E9 | F2 | Commercial | Office (WA) | Existing | Space Heating | Natural Gas | Furnace | E9 | RVT - Cost of Operation | 0 | 0 | 0 | 0 | 0 | 0 | 0 | 0 | 0 | 0 | 0 | 0 | 0 | 0 | 0 | 0 | 0 | 0 | 0 | 0 | 0 | 0 | 0 | 0 | 0 | 0 | 0
F2_Commercial_Office (WA)_Existing_Space Heating_Natural Gas_Furnace_E10 | F2 | Commercial | Office (WA) | Existing | Space Heating | Natural Gas | Furnace | E10 | RVT - Cost of Operation | 0 | 0 | 0 | 0 | 0 | 0 | 0 | 0 | 0 | 0 | 0 | 0 | 0 | 0 | 0 | 0 | 0 | 0 | 0 | 0 | 0 | 0 | 0 | 0 | 0 | 0 | 0
F3_Commercial_Office (WA)_Existing_Space Heating_Natural Gas_Furnace_E1 | F3 | Commercial | Office (WA) | Existing | Space Heating | Natural Gas | Furnace | E1 | System - kBTUs of Consumption | 18.3182 | 18.2722 | 18.2722 | 18.2722 | 18.2722 | 18.2722 | 18.2722 | 18.2722 | 18.2722 | 18.2722 | 18.2722 | 18.2722 | 18.2722 | 18.2722 | 18.2722 | 18.2722 | 18.2722 | 18.2722 | 18.2722 | 18.2722 | 18.2722 | 18.2722 | 18.2722 | 18.2722 | 18.2722 | 18.2722 | 18.2722
F3_Commercial_Office (WA)_Existing_Space Heating_Natural Gas_Furnace_E2 | F3 | Commercial | Office (WA) | Existing | Space Heating | Natural Gas | Furnace | E2 | System - kBTUs of Consumption | 16.2791 | 16.2383 | 16.2383 | 16.2383 | 16.2383 | 16.2383 | 16.2383 | 16.2383 | 16.2383 | 16.2383 | 16.2383 | 16.2383 | 16.2383 | 16.2383 | 16.2383 | 16.2383 | 16.2383 | 16.2383 | 16.2383 | 16.2383 | 16.2383 | 16.2383 | 16.2383 | 16.2383 | 16.2383 | 16.2383 | 16.2383
F3_Commercial_Office (WA)_Existing_Space Heating_Natural Gas_Furnace_E3 | F3 | Commercial | Office (WA) | Existing | Space Heating | Natural Gas | Furnace | E3 | System - kBTUs of Consumption | 15.2638 | 15.2255 | 15.2255 | 15.2255 | 15.2255 | 15.2255 | 15.2255 | 15.2255 | 15.2255 | 15.2255 | 15.2255 | 15.2255 | 15.2255 | 15.2255 | 15.2255 | 15.2255 | 15.2255 | 15.2255 | 15.2255 | 15.2255 | 15.2255 | 15.2255 | 15.2255 | 15.2255 | 15.2255 | 15.2255 | 15.2255
F3_Commercial_Office (WA)_Existing_Space Heating_Natural Gas_Furnace_E4 | F3 | Commercial | Office (WA) | Existing | Space Heating | Natural Gas | Furnace | E4 | System - kBTUs of Consumption | 0 | 0 | 0 | 0 | 0 | 0 | 0 | 0 | 0 | 0 | 0 | 0 | 0 | 0 | 0 | 0 | 0 | 0 | 0 | 0 | 0 | 0 | 0 | 0 | 0 | 0 | 0
F3_Commercial_Office (WA)_Existing_Space Heating_Natural Gas_Furnace_E5 | F3 | Commercial | Office (WA) | Existing | Space Heating | Natural Gas | Furnace | E5 | System - kBTUs of Consumption | 0 | 0 | 0 | 0 | 0 | 0 | 0 | 0 | 0 | 0 | 0 | 0 | 0 | 0 | 0 | 0 | 0 | 0 | 0 | 0 | 0 | 0 | 0 | 0 | 0 | 0 | 0
F3_Commercial_Office (WA)_Existing_Space Heating_Natural Gas_Furnace_E6 | F3 | Commercial | Office (WA) | Existing | Space Heating | Natural Gas | Furnace | E6 | System - kBTUs of Consumption | 0 | 0 | 0 | 0 | 0 | 0 | 0 | 0 | 0 | 0 | 0 | 0 | 0 | 0 | 0 | 0 | 0 | 0 | 0 | 0 | 0 | 0 | 0 | 0 | 0 | 0 | 0
F3_Commercial_Office (WA)_Existing_Space Heating_Natural Gas_Furnace_E7 | F3 | Commercial | Office (WA) | Existing | Space Heating | Natural Gas | Furnace | E7 | System - kBTUs of Consumption | 0 | 0 | 0 | 0 | 0 | 0 | 0 | 0 | 0 | 0 | 0 | 0 | 0 | 0 | 0 | 0 | 0 | 0 | 0 | 0 | 0 | 0 | 0 | 0 | 0 | 0 | 0
F3_Commercial_Office (WA)_Existing_Space Heating_Natural Gas_Furnace_E8 | F3 | Commercial | Office (WA) | Existing | Space Heating | Natural Gas | Furnace | E8 | System - kBTUs of Consumption | 0 | 0 | 0 | 0 | 0 | 0 | 0 | 0 | 0 | 0 | 0 | 0 | 0 | 0 | 0 | 0 | 0 | 0 | 0 | 0 | 0 | 0 | 0 | 0 | 0 | 0 | 0
F3_Commercial_Office (WA)_Existing_Space Heating_Natural Gas_Furnace_E9 | F3 | Commercial | Office (WA) | Existing | Space Heating | Natural Gas | Furnace | E9 | System - kBTUs of Consumption | 0 | 0 | 0 | 0 | 0 | 0 | 0 | 0 | 0 | 0 | 0 | 0 | 0 | 0 | 0 | 0 | 0 | 0 | 0 | 0 | 0 | 0 | 0 | 0 | 0 | 0 | 0
F3_Commercial_Office (WA)_Existing_Space Heating_Natural Gas_Furnace_E10 | F3 | Commercial | Office (WA) | Existing | Space Heating | Natural Gas | Furnace | E10 | System - kBTUs of Consumption | 0 | 0 | 0 | 0 | 0 | 0 | 0 | 0 | 0 | 0 | 0 | 0 | 0 | 0 | 0 | 0 | 0 | 0 | 0 | 0 | 0 | 0 | 0 | 0 | 0 | 0 | 0
F4_Commercial_Office (WA)_Existing_Space Heating_Natural Gas_Furnace_E1 | F4 | Commercial | Office (WA) | Existing | Space Heating | Natural Gas | Furnace | E1 | Utility - Cost of Equipment | 0.064382 | 0.064382 | 0.064382 | 0.064382 | 0.064382 | 0.064382 | 0.064382 | 0.064382 | 0.064382 | 0.064382 | 0.064382 | 0.064382 | 0.064382 | 0.064382 | 0.064382 | 0.064382 | 0.064382 | 0.064382 | 0.064382 | 0.064382 | 0.064382 | 0.064382 | 0.064382 | 0.064382 | 0.064382 | 0.064382 | 0.064382
F4_Commercial_Office (WA)_Existing_Space Heating_Natural Gas_Furnace_E2 | F4 | Commercial | Office (WA) | Existing | Space Heating | Natural Gas | Furnace | E2 | Utility - Cost of Equipment | 0.13013 | 0.13013 | 0.13013 | 0.13013 | 0.13013 | 0.13013 | 0.13013 | 0.13013 | 0.13013 | 0.13013 | 0.13013 | 0.13013 | 0.13013 | 0.13013 | 0.13013 | 0.13013 | 0.13013 | 0.13013 | 0.13013 | 0.13013 | 0.13013 | 0.13013 | 0.13013 | 0.13013 | 0.13013 | 0.13013 | 0.13013
F4_Commercial_Office (WA)_Existing_Space Heating_Natural Gas_Furnace_E3 | F4 | Commercial | Office (WA) | Existing | Space Heating | Natural Gas | Furnace | E3 | Utility - Cost of Equipment | 0.079108 | 0.079108 | 0.079108 | 0.079108 | 0.079108 | 0.079108 | 0.079108 | 0.079108 | 0.079108 | 0.079108 | 0.079108 | 0.079108 | 0.079108 | 0.079108 | 0.079108 | 0.079108 | 0.079108 | 0.079108 | 0.079108 | 0.079108 | 0.079108 | 0.079108 | 0.079108 | 0.079108 | 0.079108 | 0.079108 | 0.079108
F4_Commercial_Office (WA)_Existing_Space Heating_Natural Gas_Furnace_E4 | F4 | Commercial | Office (WA) | Existing | Space Heating | Natural Gas | Furnace | E4 | Utility - Cost of Equipment | 0 | 0 | 0 | 0 | 0 | 0 | 0 | 0 | 0 | 0 | 0 | 0 | 0 | 0 | 0 | 0 | 0 | 0 | 0 | 0 | 0 | 0 | 0 | 0 | 0 | 0 | 0
F4_Commercial_Office (WA)_Existing_Space Heating_Natural Gas_Furnace_E5 | F4 | Commercial | Office (WA) | Existing | Space Heating | Natural Gas | Furnace | E5 | Utility - Cost of Equipment | 0 | 0 | 0 | 0 | 0 | 0 | 0 | 0 | 0 | 0 | 0 | 0 | 0 | 0 | 0 | 0 | 0 | 0 | 0 | 0 | 0 | 0 | 0 | 0 | 0 | 0 | 0
F4_Commercial_Office (WA)_Existing_Space Heating_Natural Gas_Furnace_E6 | F4 | Commercial | Office (WA) | Existing | Space Heating | Natural Gas | Furnace | E6 | Utility - Cost of Equipment | 0 | 0 | 0 | 0 | 0 | 0 | 0 | 0 | 0 | 0 | 0 | 0 | 0 | 0 | 0 | 0 | 0 | 0 | 0 | 0 | 0 | 0 | 0 | 0 | 0 | 0 | 0
F4_Commercial_Office (WA)_Existing_Space Heating_Natural Gas_Furnace_E7 | F4 | Commercial | Office (WA) | Existing | Space Heating | Natural Gas | Furnace | E7 | Utility - Cost of Equipment | 0 | 0 | 0 | 0 | 0 | 0 | 0 | 0 | 0 | 0 | 0 | 0 | 0 | 0 | 0 | 0 | 0 | 0 | 0 | 0 | 0 | 0 | 0 | 0 | 0 | 0 | 0
F4_Commercial_Office (WA)_Existing_Space Heating_Natural Gas_Furnace_E8 | F4 | Commercial | Office (WA) | Existing | Space Heating | Natural Gas | Furnace | E8 | Utility - Cost of Equipment | 0 | 0 | 0 | 0 | 0 | 0 | 0 | 0 | 0 | 0 | 0 | 0 | 0 | 0 | 0 | 0 | 0 | 0 | 0 | 0 | 0 | 0 | 0 | 0 | 0 | 0 | 0
F4_Commercial_Office (WA)_Existing_Space Heating_Natural Gas_Furnace_E9 | F4 | Commercial | Office (WA) | Existing | Space Heating | Natural Gas | Furnace | E9 | Utility - Cost of Equipment | 0 | 0 | 0 | 0 | 0 | 0 | 0 | 0 | 0 | 0 | 0 | 0 | 0 | 0 | 0 | 0 | 0 | 0 | 0 | 0 | 0 | 0 | 0 | 0 | 0 | 0 | 0
F4_Commercial_Office (WA)_Existing_Space Heating_Natural Gas_Furnace_E10 | F4 | Commercial | Office (WA) | Existing | Space Heating | Natural Gas | Furnace | E10 | Utility - Cost of Equipment | 0 | 0 | 0 | 0 | 0 | 0 | 0 | 0 | 0 | 0 | 0 | 0 | 0 | 0 | 0 | 0 | 0 | 0 | 0 | 0 | 0 | 0 | 0 | 0 | 0 | 0 | 0
F5_Commercial_Office (WA)_Existing_Space Heating_Natural Gas_Furnace_E1 | F5 | Commercial | Office (WA) | Existing | Space Heating | Natural Gas | Furnace | E1 | Utility - Cost of Operation | 0.071313 | 0.07235 | 0.073819 | 0.075497 | 0.077399 | 0.080167 | 0.082993 | 0.085992 | 0.088814 | 0.091676 | 0.094181 | 0.096444 | 0.098957 | 0.10156 | 0.10395 | 0.10628 | 0.10842 | 0.11063 | 0.11294 | 0.11531 | 0.11773 | 0.12029 | 0.12334 | 0.12596 | 0.12863 | 0.13136 | 0.13415
F5_Commercial_Office (WA)_Existing_Space Heating_Natural Gas_Furnace_E2 | F5 | Commercial | Office (WA) | Existing | Space Heating | Natural Gas | Furnace | E2 | Utility - Cost of Operation | 0.063375 | 0.064296 | 0.065602 | 0.067093 | 0.068784 | 0.071243 | 0.073754 | 0.07642 | 0.078928 | 0.081471 | 0.083697 | 0.085709 | 0.087942 | 0.090257 | 0.092378 | 0.094453 | 0.096353 | 0.098315 | 0.10037 | 0.10248 | 0.10462 | 0.1069 | 0.10961 | 0.11194 | 0.11431 | 0.11674 | 0.11922
F5_Commercial_Office (WA)_Existing_Space Heating_Natural Gas_Furnace_E3 | F5 | Commercial | Office (WA) | Existing | Space Heating | Natural Gas | Furnace | E3 | Utility - Cost of Operation | 0.059422 | 0.060286 | 0.061511 | 0.062908 | 0.064493 | 0.0668 | 0.069154 | 0.071653 | 0.074005 | 0.07639 | 0.078477 | 0.080363 | 0.082457 | 0.084628 | 0.086616 | 0.088562 | 0.090343 | 0.092183 | 0.094108 | 0.096084 | 0.098097 | 0.10024 | 0.10277 | 0.10495 | 0.10718 | 0.10946 | 0.11178
F5_Commercial_Office (WA)_Existing_Space Heating_Natural Gas_Furnace_E4 | F5 | Commercial | Office (WA) | Existing | Space Heating | Natural Gas | Furnace | E4 | Utility - Cost of Operation | 0 | 0 | 0 | 0 | 0 | 0 | 0 | 0 | 0 | 0 | 0 | 0 | 0 | 0 | 0 | 0 | 0 | 0 | 0 | 0 | 0 | 0 | 0 | 0 | 0 | 0 | 0
F5_Commercial_Office (WA)_Existing_Space Heating_Natural Gas_Furnace_E5 | F5 | Commercial | Office (WA) | Existing | Space Heating | Natural Gas | Furnace | E5 | Utility - Cost of Operation | 0 | 0 | 0 | 0 | 0 | 0 | 0 | 0 | 0 | 0 | 0 | 0 | 0 | 0 | 0 | 0 | 0 | 0 | 0 | 0 | 0 | 0 | 0 | 0 | 0 | 0 | 0
F5_Commercial_Office (WA)_Existing_Space Heating_Natural Gas_Furnace_E6 | F5 | Commercial | Office (WA) | Existing | Space Heating | Natural Gas | Furnace | E6 | Utility - Cost of Operation | 0 | 0 | 0 | 0 | 0 | 0 | 0 | 0 | 0 | 0 | 0 | 0 | 0 | 0 | 0 | 0 | 0 | 0 | 0 | 0 | 0 | 0 | 0 | 0 | 0 | 0 | 0
F5_Commercial_Office (WA)_Existing_Space Heating_Natural Gas_Furnace_E7 | F5 | Commercial | Office (WA) | Existing | Space Heating | Natural Gas | Furnace | E7 | Utility - Cost of Operation | 0 | 0 | 0 | 0 | 0 | 0 | 0 | 0 | 0 | 0 | 0 | 0 | 0 | 0 | 0 | 0 | 0 | 0 | 0 | 0 | 0 | 0 | 0 | 0 | 0 | 0 | 0
F5_Commercial_Office (WA)_Existing_Space Heating_Natural Gas_Furnace_E8 | F5 | Commercial | Office (WA) | Existing | Space Heating | Natural Gas | Furnace | E8 | Utility - Cost of Operation | 0 | 0 | 0 | 0 | 0 | 0 | 0 | 0 | 0 | 0 | 0 | 0 | 0 | 0 | 0 | 0 | 0 | 0 | 0 | 0 | 0 | 0 | 0 | 0 | 0 | 0 | 0
F5_Commercial_Office (WA)_Existing_Space Heating_Natural Gas_Furnace_E9 | F5 | Commercial | Office (WA) | Existing | Space Heating | Natural Gas | Furnace | E9 | Utility - Cost of Operation | 0 | 0 | 0 | 0 | 0 | 0 | 0 | 0 | 0 | 0 | 0 | 0 | 0 | 0 | 0 | 0 | 0 | 0 | 0 | 0 | 0 | 0 | 0 | 0 | 0 | 0 | 0
F5_Commercial_Office (WA)_Existing_Space Heating_Natural Gas_Furnace_E10 | F5 | Commercial | Office (WA) | Existing | Space Heating | Natural Gas | Furnace | E10 | Utility - Cost of Operation | 0 | 0 | 0 | 0 | 0 | 0 | 0 | 0 | 0 | 0 | 0 | 0 | 0 | 0 | 0 | 0 | 0 | 0 | 0 | 0 | 0 | 0 | 0 | 0 | 0 | 0 | 0
F6_Commercial_Office (WA)_Existing_Space Heating_Natural Gas_Furnace_E1 | F6 | Commercial | Office (WA) | Existing | Space Heating | Natural Gas | Furnace | E1 | Utility - Value of Sales | 0.08324 | 0.083932 | 0.085083 | 0.086414 | 0.087939 | 0.090421 | 0.092884 | 0.09546 | 0.09772 | 0.099913 | 0.1024 | 0.10457 | 0.10699 | 0.10948 | 0.1117 | 0.11382 | 0.1157 | 0.11761 | 0.1196 | 0.1216 | 0.12361 | 0.12631 | 0.12951 | 0.13225 | 0.13506 | 0.13793 | 0.14086
F6_Commercial_Office (WA)_Existing_Space Heating_Natural Gas_Furnace_E2 | F6 | Commercial | Office (WA) | Existing | Space Heating | Natural Gas | Furnace | E2 | Utility - Value of Sales | 0.073975 | 0.074589 | 0.075612 | 0.076794 | 0.07815 | 0.080356 | 0.082545 | 0.084834 | 0.086842 | 0.088792 | 0.091001 | 0.092931 | 0.09508 | 0.097293 | 0.099263 | 0.10115 | 0.10282 | 0.10452 | 0.10628 | 0.10807 | 0.10985 | 0.11225 | 0.11509 | 0.11753 | 0.12003 | 0.12257 | 0.12518
F6_Commercial_Office (WA)_Existing_Space Heating_Natural Gas_Furnace_E3 | F6 | Commercial | Office (WA) | Existing | Space Heating | Natural Gas | Furnace | E3 | Utility - Value of Sales | 0.069361 | 0.069937 | 0.070896 | 0.072005 | 0.073276 | 0.075344 | 0.077396 | 0.079543 | 0.081426 | 0.083254 | 0.085325 | 0.087134 | 0.089149 | 0.091225 | 0.093072 | 0.094845 | 0.096407 | 0.098001 | 0.099655 | 0.10133 | 0.103 | 0.10525 | 0.10791 | 0.1102 | 0.11254 | 0.11493 | 0.11737
F6_Commercial_Office (WA)_Existing_Space Heating_Natural Gas_Furnace_E4 | F6 | Commercial | Office (WA) | Existing | Space Heating | Natural Gas | Furnace | E4 | Utility - Value of Sales | 0 | 0 | 0 | 0 | 0 | 0 | 0 | 0 | 0 | 0 | 0 | 0 | 0 | 0 | 0 | 0 | 0 | 0 | 0 | 0 | 0 | 0 | 0 | 0 | 0 | 0 | 0
F6_Commercial_Office (WA)_Existing_Space Heating_Natural Gas_Furnace_E5 | F6 | Commercial | Office (WA) | Existing | Space Heating | Natural Gas | Furnace | E5 | Utility - Value of Sales | 0 | 0 | 0 | 0 | 0 | 0 | 0 | 0 | 0 | 0 | 0 | 0 | 0 | 0 | 0 | 0 | 0 | 0 | 0 | 0 | 0 | 0 | 0 | 0 | 0 | 0 | 0
F6_Commercial_Office (WA)_Existing_Space Heating_Natural Gas_Furnace_E6 | F6 | Commercial | Office (WA) | Existing | Space Heating | Natural Gas | Furnace | E6 | Utility - Value of Sales | 0 | 0 | 0 | 0 | 0 | 0 | 0 | 0 | 0 | 0 | 0 | 0 | 0 | 0 | 0 | 0 | 0 | 0 | 0 | 0 | 0 | 0 | 0 | 0 | 0 | 0 | 0
F6_Commercial_Office (WA)_Existing_Space Heating_Natural Gas_Furnace_E7 | F6 | Commercial | Office (WA) | Existing | Space Heating | Natural Gas | Furnace | E7 | Utility - Value of Sales | 0 | 0 | 0 | 0 | 0 | 0 | 0 | 0 | 0 | 0 | 0 | 0 | 0 | 0 | 0 | 0 | 0 | 0 | 0 | 0 | 0 | 0 | 0 | 0 | 0 | 0 | 0
F6_Commercial_Office (WA)_Existing_Space Heating_Natural Gas_Furnace_E8 | F6 | Commercial | Office (WA) | Existing | Space Heating | Natural Gas | Furnace | E8 | Utility - Value of Sales | 0 | 0 | 0 | 0 | 0 | 0 | 0 | 0 | 0 | 0 | 0 | 0 | 0 | 0 | 0 | 0 | 0 | 0 | 0 | 0 | 0 | 0 | 0 | 0 | 0 | 0 | 0
F6_Commercial_Office (WA)_Existing_Space Heating_Natural Gas_Furnace_E9 | F6 | Commercial | Office (WA) | Existing | Space Heating | Natural Gas | Furnace | E9 | Utility - Value of Sales | 0 | 0 | 0 | 0 | 0 | 0 | 0 | 0 | 0 | 0 | 0 | 0 | 0 | 0 | 0 | 0 | 0 | 0 | 0 | 0 | 0 | 0 | 0 | 0 | 0 | 0 | 0
F6_Commercial_Office (WA)_Existing_Space Heating_Natural Gas_Furnace_E10 | F6 | Commercial | Office (WA) | Existing | Space Heating | Natural Gas | Furnace | E10 | Utility - Value of Sales | 0 | 0 | 0 | 0 | 0 | 0 | 0 | 0 | 0 | 0 | 0 | 0 | 0 | 0 | 0 | 0 | 0 | 0 | 0 | 0 | 0 | 0 | 0 | 0 | 0 | 0 | 0
F1_Commercial_Office (WA)_Existing_Space Heating_Natural Gas_Boiler_E1 | F1 | Commercial | Office (WA) | Existing | Space Heating | Natural Gas | Boiler | E1 | RVT - Cost of Equipment | 0.12079 | 0.12079 | 0.12079 | 0.12079 | 0.12079 | 0.12079 | 0.12079 | 0.12079 | 0.12079 | 0.12079 | 0.12079 | 0.12079 | 0.12079 | 0.12079 | 0.12079 | 0.12079 | 0.12079 | 0.12079 | 0.12079 | 0.12079 | 0.12079 | 0.12079 | 0.12079 | 0.12079 | 0.12079 | 0.12079 | 0.12079
F1_Commercial_Office (WA)_Existing_Space Heating_Natural Gas_Boiler_E2 | F1 | Commercial | Office (WA) | Existing | Space Heating | Natural Gas | Boiler | E2 | RVT - Cost of Equipment | 0.12585 | 0.12585 | 0.12585 | 0.12585 | 0.12585 | 0.12585 | 0.12585 | 0.12585 | 0.12585 | 0.12585 | 0.12585 | 0.12585 | 0.12585 | 0.12585 | 0.12585 | 0.12585 | 0.12585 | 0.12585 | 0.12585 | 0.12585 | 0.12585 | 0.12585 | 0.12585 | 0.12585 | 0.12585 | 0.12585 | 0.12585
F1_Commercial_Office (WA)_Existing_Space Heating_Natural Gas_Boiler_E3 | F1 | Commercial | Office (WA) | Existing | Space Heating | Natural Gas | Boiler | E3 | RVT - Cost of Equipment | 0.11749 | 0.11749 | 0.11749 | 0.11749 | 0.11749 | 0.11749 | 0.11749 | 0.11749 | 0.11749 | 0.11749 | 0.11749 | 0.11749 | 0.11749 | 0.11749 | 0.11749 | 0.11749 | 0.11749 | 0.11749 | 0.11749 | 0.11749 | 0.11749 | 0.11749 | 0.11749 | 0.11749 | 0.11749 | 0.11749 | 0.11749
F1_Commercial_Office (WA)_Existing_Space Heating_Natural Gas_Boiler_E4 | F1 | Commercial | Office (WA) | Existing | Space Heating | Natural Gas | Boiler | E4 | RVT - Cost of Equipment | 0.96896 | 0.96896 | 0.96896 | 0.96896 | 0.96896 | 0.96896 | 0.96896 | 0.96896 | 0.96896 | 0.96896 | 0.96896 | 0.96896 | 0.96896 | 0.96896 | 0.96896 | 0.96896 | 0.96896 | 0.96896 | 0.96896 | 0.96896 | 0.96896 | 0.96896 | 0.96896 | 0.96896 | 0.96896 | 0.96896 | 0.96896
F1_Commercial_Office (WA)_Existing_Space Heating_Natural Gas_Boiler_E5 | F1 | Commercial | Office (WA) | Existing | Space Heating | Natural Gas | Boiler | E5 | RVT - Cost of Equipment | 0 | 0 | 0 | 0 | 0 | 0 | 0 | 0 | 0 | 0 | 0 | 0 | 0 | 0 | 0 | 0 | 0 | 0 | 0 | 0 | 0 | 0 | 0 | 0 | 0 | 0 | 0
F1_Commercial_Office (WA)_Existing_Space Heating_Natural Gas_Boiler_E6 | F1 | Commercial | Office (WA) | Existing | Space Heating | Natural Gas | Boiler | E6 | RVT - Cost of Equipment | 0 | 0 | 0 | 0 | 0 | 0 | 0 | 0 | 0 | 0 | 0 | 0 | 0 | 0 | 0 | 0 | 0 | 0 | 0 | 0 | 0 | 0 | 0 | 0 | 0 | 0 | 0
F1_Commercial_Office (WA)_Existing_Space Heating_Natural Gas_Boiler_E7 | F1 | Commercial | Office (WA) | Existing | Space Heating | Natural Gas | Boiler | E7 | RVT - Cost of Equipment | 0 | 0 | 0 | 0 | 0 | 0 | 0 | 0 | 0 | 0 | 0 | 0 | 0 | 0 | 0 | 0 | 0 | 0 | 0 | 0 | 0 | 0 | 0 | 0 | 0 | 0 | 0
F1_Commercial_Office (WA)_Existing_Space Heating_Natural Gas_Boiler_E8 | F1 | Commercial | Office (WA) | Existing | Space Heating | Natural Gas | Boiler | E8 | RVT - Cost of Equipment | 0 | 0 | 0 | 0 | 0 | 0 | 0 | 0 | 0 | 0 | 0 | 0 | 0 | 0 | 0 | 0 | 0 | 0 | 0 | 0 | 0 | 0 | 0 | 0 | 0 | 0 | 0
F1_Commercial_Office (WA)_Existing_Space Heating_Natural Gas_Boiler_E9 | F1 | Commercial | Office (WA) | Existing | Space Heating | Natural Gas | Boiler | E9 | RVT - Cost of Equipment | 0 | 0 | 0 | 0 | 0 | 0 | 0 | 0 | 0 | 0 | 0 | 0 | 0 | 0 | 0 | 0 | 0 | 0 | 0 | 0 | 0 | 0 | 0 | 0 | 0 | 0 | 0
F1_Commercial_Office (WA)_Existing_Space Heating_Natural Gas_Boiler_E10 | F1 | Commercial | Office (WA) | Existing | Space Heating | Natural Gas | Boiler | E10 | RVT - Cost of Equipment | 0 | 0 | 0 | 0 | 0 | 0 | 0 | 0 | 0 | 0 | 0 | 0 | 0 | 0 | 0 | 0 | 0 | 0 | 0 | 0 | 0 | 0 | 0 | 0 | 0 | 0 | 0
F2_Commercial_Office (WA)_Existing_Space Heating_Natural Gas_Boiler_E1 | F2 | Commercial | Office (WA) | Existing | Space Heating | Natural Gas | Boiler | E1 | RVT - Cost of Operation | 0.40432 | 0.40919 | 0.41562 | 0.42265 | 0.43031 | 0.44112 | 0.45195 | 0.46327 | 0.4737 | 0.48405 | 0.4955 | 0.5061 | 0.51756 | 0.52925 | 0.54014 | 0.55082 | 0.56076 | 0.5709 | 0.58136 | 0.59198 | 0.60269 | 0.61565 | 0.63023 | 0.64333 | 0.65656 | 0.66667 | 0.67577
F2_Commercial_Office (WA)_Existing_Space Heating_Natural Gas_Boiler_E2 | F2 | Commercial | Office (WA) | Existing | Space Heating | Natural Gas | Boiler | E2 | RVT - Cost of Operation | 0.38053 | 0.38511 | 0.39117 | 0.39778 | 0.40499 | 0.41516 | 0.42535 | 0.43601 | 0.44583 | 0.45557 | 0.46635 | 0.47632 | 0.48711 | 0.49811 | 0.50836 | 0.51841 | 0.52776 | 0.53731 | 0.54715 | 0.55715 | 0.56723 | 0.57943 | 0.59315 | 0.60547 | 0.61793 | 0.62745 | 0.63601
F2_Commercial_Office (WA)_Existing_Space Heating_Natural Gas_Boiler_E3 | F2 | Commercial | Office (WA) | Existing | Space Heating | Natural Gas | Boiler | E3 | RVT - Cost of Operation | 0.33347 | 0.33748 | 0.34279 | 0.34858 | 0.3549 | 0.36382 | 0.37275 | 0.38208 | 0.39069 | 0.39923 | 0.40867 | 0.41741 | 0.42686 | 0.43651 | 0.44549 | 0.45429 | 0.46249 | 0.47086 | 0.47948 | 0.48824 | 0.49708 | 0.50776 | 0.51979 | 0.53059 | 0.54151 | 0.54985 | 0.55735
F2_Commercial_Office (WA)_Existing_Space Heating_Natural Gas_Boiler_E4 | F2 | Commercial | Office (WA) | Existing | Space Heating | Natural Gas | Boiler | E4 | RVT - Cost of Operation | 0.21067 | 0.21242 | 0.21533 | 0.2187 | 0.22256 | 0.22884 | 0.23507 | 0.24159 | 0.24731 | 0.25287 | 0.25916 | 0.26465 | 0.27077 | 0.27708 | 0.28269 | 0.28807 | 0.29282 | 0.29766 | 0.30268 | 0.30776 | 0.31285 | 0.31967 | 0.32776 | 0.33472 | 0.34182 | 0.34907 | 0.35648
F2_Commercial_Office (WA)_Existing_Space Heating_Natural Gas_Boiler_E5 | F2 | Commercial | Office (WA) | Existing | Space Heating | Natural Gas | Boiler | E5 | RVT - Cost of Operation | 0 | 0 | 0 | 0 | 0 | 0 | 0 | 0 | 0 | 0 | 0 | 0 | 0 | 0 | 0 | 0 | 0 | 0 | 0 | 0 | 0 | 0 | 0 | 0 | 0 | 0 | 0
F2_Commercial_Office (WA)_Existing_Space Heating_Natural Gas_Boiler_E6 | F2 | Commercial | Office (WA) | Existing | Space Heating | Natural Gas | Boiler | E6 | RVT - Cost of Operation | 0 | 0 | 0 | 0 | 0 | 0 | 0 | 0 | 0 | 0 | 0 | 0 | 0 | 0 | 0 | 0 | 0 | 0 | 0 | 0 | 0 | 0 | 0 | 0 | 0 | 0 | 0
F2_Commercial_Office (WA)_Existing_Space Heating_Natural Gas_Boiler_E7 | F2 | Commercial | Office (WA) | Existing | Space Heating | Natural Gas | Boiler | E7 | RVT - Cost of Operation | 0 | 0 | 0 | 0 | 0 | 0 | 0 | 0 | 0 | 0 | 0 | 0 | 0 | 0 | 0 | 0 | 0 | 0 | 0 | 0 | 0 | 0 | 0 | 0 | 0 | 0 | 0
F2_Commercial_Office (WA)_Existing_Space Heating_Natural Gas_Boiler_E8 | F2 | Commercial | Office (WA) | Existing | Space Heating | Natural Gas | Boiler | E8 | RVT - Cost of Operation | 0 | 0 | 0 | 0 | 0 | 0 | 0 | 0 | 0 | 0 | 0 | 0 | 0 | 0 | 0 | 0 | 0 | 0 | 0 | 0 | 0 | 0 | 0 | 0 | 0 | 0 | 0
F2_Commercial_Office (WA)_Existing_Space Heating_Natural Gas_Boiler_E9 | F2 | Commercial | Office (WA) | Existing | Space Heating | Natural Gas | Boiler | E9 | RVT - Cost of Operation | 0 | 0 | 0 | 0 | 0 | 0 | 0 | 0 | 0 | 0 | 0 | 0 | 0 | 0 | 0 | 0 | 0 | 0 | 0 | 0 | 0 | 0 | 0 | 0 | 0 | 0 | 0
F2_Commercial_Office (WA)_Existing_Space Heating_Natural Gas_Boiler_E10 | F2 | Commercial | Office (WA) | Existing | Space Heating | Natural Gas | Boiler | E10 | RVT - Cost of Operation | 0 | 0 | 0 | 0 | 0 | 0 | 0 | 0 | 0 | 0 | 0 | 0 | 0 | 0 | 0 | 0 | 0 | 0 | 0 | 0 | 0 | 0 | 0 | 0 | 0 | 0 | 0
F3_Commercial_Office (WA)_Existing_Space Heating_Natural Gas_Boiler_E1 | F3 | Commercial | Office (WA) | Existing | Space Heating | Natural Gas | Boiler | E1 | System - kBTUs of Consumption | 79.5578 | 79.4559 | 79.4559 | 79.4559 | 79.4559 | 79.4559 | 79.4559 | 79.4559 | 79.4559 | 79.4559 | 79.4559 | 79.4559 | 79.4559 | 79.4559 | 79.4559 | 79.4559 | 79.4559 | 79.4559 | 79.4559 | 79.4559 | 79.4559 | 79.4559 | 79.4559 | 79.4559 | 79.4559 | 78.475 | 77.2488
F3_Commercial_Office (WA)_Existing_Space Heating_Natural Gas_Boiler_E2 | F3 | Commercial | Office (WA) | Existing | Space Heating | Natural Gas | Boiler | E2 | System - kBTUs of Consumption | 74.8766 | 74.7807 | 74.7807 | 74.7807 | 74.7807 | 74.7807 | 74.7807 | 74.7807 | 74.7807 | 74.7807 | 74.7807 | 74.7807 | 74.7807 | 74.7807 | 74.7807 | 74.7807 | 74.7807 | 74.7807 | 74.7807 | 74.7807 | 74.7807 | 74.7807 | 74.7807 | 74.7807 | 74.7807 | 73.8575 | 72.7035
F3_Commercial_Office (WA)_Existing_Space Heating_Natural Gas_Boiler_E3 | F3 | Commercial | Office (WA) | Existing | Space Heating | Natural Gas | Boiler | E3 | System - kBTUs of Consumption | 65.6162 | 65.5322 | 65.5322 | 65.5322 | 65.5322 | 65.5322 | 65.5322 | 65.5322 | 65.5322 | 65.5322 | 65.5322 | 65.5322 | 65.5322 | 65.5322 | 65.5322 | 65.5322 | 65.5322 | 65.5322 | 65.5322 | 65.5322 | 65.5322 | 65.5322 | 65.5322 | 65.5322 | 65.5322 | 64.7231 | 63.7118
F3_Commercial_Office (WA)_Existing_Space Heating_Natural Gas_Boiler_E4 | F3 | Commercial | Office (WA) | Existing | Space Heating | Natural Gas | Boiler | E4 | System - kBTUs of Consumption | 46.3606 | 46.2442 | 46.2442 | 46.2442 | 46.2442 | 46.2442 | 46.2442 | 46.2442 | 46.2442 | 46.2442 | 46.2442 | 46.2442 | 46.2442 | 46.2442 | 46.2442 | 46.2442 | 46.2442 | 46.2442 | 46.2442 | 46.2442 | 46.2442 | 46.2442 | 46.2442 | 46.2442 | 46.2442 | 46.2442 | 46.2442
F3_Commercial_Office (WA)_Existing_Space Heating_Natural Gas_Boiler_E5 | F3 | Commercial | Office (WA) | Existing | Space Heating | Natural Gas | Boiler | E5 | System - kBTUs of Consumption | 0 | 0 | 0 | 0 | 0 | 0 | 0 | 0 | 0 | 0 | 0 | 0 | 0 | 0 | 0 | 0 | 0 | 0 | 0 | 0 | 0 | 0 | 0 | 0 | 0 | 0 | 0
F3_Commercial_Office (WA)_Existing_Space Heating_Natural Gas_Boiler_E6 | F3 | Commercial | Office (WA) | Existing | Space Heating | Natural Gas | Boiler | E6 | System - kBTUs of Consumption | 0 | 0 | 0 | 0 | 0 | 0 | 0 | 0 | 0 | 0 | 0 | 0 | 0 | 0 | 0 | 0 | 0 | 0 | 0 | 0 | 0 | 0 | 0 | 0 | 0 | 0 | 0
F3_Commercial_Office (WA)_Existing_Space Heating_Natural Gas_Boiler_E7 | F3 | Commercial | Office (WA) | Existing | Space Heating | Natural Gas | Boiler | E7 | System - kBTUs of Consumption | 0 | 0 | 0 | 0 | 0 | 0 | 0 | 0 | 0 | 0 | 0 | 0 | 0 | 0 | 0 | 0 | 0 | 0 | 0 | 0 | 0 | 0 | 0 | 0 | 0 | 0 | 0
F3_Commercial_Office (WA)_Existing_Space Heating_Natural Gas_Boiler_E8 | F3 | Commercial | Office (WA) | Existing | Space Heating | Natural Gas | Boiler | E8 | System - kBTUs of Consumption | 0 | 0 | 0 | 0 | 0 | 0 | 0 | 0 | 0 | 0 | 0 | 0 | 0 | 0 | 0 | 0 | 0 | 0 | 0 | 0 | 0 | 0 | 0 | 0 | 0 | 0 | 0
F3_Commercial_Office (WA)_Existing_Space Heating_Natural Gas_Boiler_E9 | F3 | Commercial | Office (WA) | Existing | Space Heating | Natural Gas | Boiler | E9 | System - kBTUs of Consumption | 0 | 0 | 0 | 0 | 0 | 0 | 0 | 0 | 0 | 0 | 0 | 0 | 0 | 0 | 0 | 0 | 0 | 0 | 0 | 0 | 0 | 0 | 0 | 0 | 0 | 0 | 0
F3_Commercial_Office (WA)_Existing_Space Heating_Natural Gas_Boiler_E10 | F3 | Commercial | Office (WA) | Existing | Space Heating | Natural Gas | Boiler | E10 | System - kBTUs of Consumption | 0 | 0 | 0 | 0 | 0 | 0 | 0 | 0 | 0 | 0 | 0 | 0 | 0 | 0 | 0 | 0 | 0 | 0 | 0 | 0 | 0 | 0 | 0 | 0 | 0 | 0 | 0
F4_Commercial_Office (WA)_Existing_Space Heating_Natural Gas_Boiler_E1 | F4 | Commercial | Office (WA) | Existing | Space Heating | Natural Gas | Boiler | E1 | Utility - Cost of Equipment | 0.12079 | 0.12079 | 0.12079 | 0.12079 | 0.12079 | 0.12079 | 0.12079 | 0.12079 | 0.12079 | 0.12079 | 0.12079 | 0.12079 | 0.12079 | 0.12079 | 0.12079 | 0.12079 | 0.12079 | 0.12079 | 0.12079 | 0.12079 | 0.12079 | 0.12079 | 0.12079 | 0.12079 | 0.12079 | 0.12079 | 0.12079
F4_Commercial_Office (WA)_Existing_Space Heating_Natural Gas_Boiler_E2 | F4 | Commercial | Office (WA) | Existing | Space Heating | Natural Gas | Boiler | E2 | Utility - Cost of Equipment | 0.12585 | 0.12585 | 0.12585 | 0.12585 | 0.12585 | 0.12585 | 0.12585 | 0.12585 | 0.12585 | 0.12585 | 0.12585 | 0.12585 | 0.12585 | 0.12585 | 0.12585 | 0.12585 | 0.12585 | 0.12585 | 0.12585 | 0.12585 | 0.12585 | 0.12585 | 0.12585 | 0.12585 | 0.12585 | 0.12585 | 0.12585
F4_Commercial_Office (WA)_Existing_Space Heating_Natural Gas_Boiler_E3 | F4 | Commercial | Office (WA) | Existing | Space Heating | Natural Gas | Boiler | E3 | Utility - Cost of Equipment | 0.11749 | 0.11749 | 0.11749 | 0.11749 | 0.11749 | 0.11749 | 0.11749 | 0.11749 | 0.11749 | 0.11749 | 0.11749 | 0.11749 | 0.11749 | 0.11749 | 0.11749 | 0.11749 | 0.11749 | 0.11749 | 0.11749 | 0.11749 | 0.11749 | 0.11749 | 0.11749 | 0.11749 | 0.11749 | 0.11749 | 0.11749
F4_Commercial_Office (WA)_Existing_Space Heating_Natural Gas_Boiler_E4 | F4 | Commercial | Office (WA) | Existing | Space Heating | Natural Gas | Boiler | E4 | Utility - Cost of Equipment | 0.96896 | 0.96896 | 0.96896 | 0.96896 | 0.96896 | 0.96896 | 0.96896 | 0.96896 | 0.96896 | 0.96896 | 0.96896 | 0.96896 | 0.96896 | 0.96896 | 0.96896 | 0.96896 | 0.96896 | 0.96896 | 0.96896 | 0.96896 | 0.96896 | 0.96896 | 0.96896 | 0.96896 | 0.96896 | 0.96896 | 0.96896
F4_Commercial_Office (WA)_Existing_Space Heating_Natural Gas_Boiler_E5 | F4 | Commercial | Office (WA) | Existing | Space Heating | Natural Gas | Boiler | E5 | Utility - Cost of Equipment | 0 | 0 | 0 | 0 | 0 | 0 | 0 | 0 | 0 | 0 | 0 | 0 | 0 | 0 | 0 | 0 | 0 | 0 | 0 | 0 | 0 | 0 | 0 | 0 | 0 | 0 | 0
F4_Commercial_Office (WA)_Existing_Space Heating_Natural Gas_Boiler_E6 | F4 | Commercial | Office (WA) | Existing | Space Heating | Natural Gas | Boiler | E6 | Utility - Cost of Equipment | 0 | 0 | 0 | 0 | 0 | 0 | 0 | 0 | 0 | 0 | 0 | 0 | 0 | 0 | 0 | 0 | 0 | 0 | 0 | 0 | 0 | 0 | 0 | 0 | 0 | 0 | 0
F4_Commercial_Office (WA)_Existing_Space Heating_Natural Gas_Boiler_E7 | F4 | Commercial | Office (WA) | Existing | Space Heating | Natural Gas | Boiler | E7 | Utility - Cost of Equipment | 0 | 0 | 0 | 0 | 0 | 0 | 0 | 0 | 0 | 0 | 0 | 0 | 0 | 0 | 0 | 0 | 0 | 0 | 0 | 0 | 0 | 0 | 0 | 0 | 0 | 0 | 0
F4_Commercial_Office (WA)_Existing_Space Heating_Natural Gas_Boiler_E8 | F4 | Commercial | Office (WA) | Existing | Space Heating | Natural Gas | Boiler | E8 | Utility - Cost of Equipment | 0 | 0 | 0 | 0 | 0 | 0 | 0 | 0 | 0 | 0 | 0 | 0 | 0 | 0 | 0 | 0 | 0 | 0 | 0 | 0 | 0 | 0 | 0 | 0 | 0 | 0 | 0
F4_Commercial_Office (WA)_Existing_Space Heating_Natural Gas_Boiler_E9 | F4 | Commercial | Office (WA) | Existing | Space Heating | Natural Gas | Boiler | E9 | Utility - Cost of Equipment | 0 | 0 | 0 | 0 | 0 | 0 | 0 | 0 | 0 | 0 | 0 | 0 | 0 | 0 | 0 | 0 | 0 | 0 | 0 | 0 | 0 | 0 | 0 | 0 | 0 | 0 | 0
F4_Commercial_Office (WA)_Existing_Space Heating_Natural Gas_Boiler_E10 | F4 | Commercial | Office (WA) | Existing | Space Heating | Natural Gas | Boiler | E10 | Utility - Cost of Equipment | 0 | 0 | 0 | 0 | 0 | 0 | 0 | 0 | 0 | 0 | 0 | 0 | 0 | 0 | 0 | 0 | 0 | 0 | 0 | 0 | 0 | 0 | 0 | 0 | 0 | 0 | 0
F5_Commercial_Office (WA)_Existing_Space Heating_Natural Gas_Boiler_E1 | F5 | Commercial | Office (WA) | Existing | Space Heating | Natural Gas | Boiler | E1 | Utility - Cost of Operation | 0.35665 | 0.36287 | 0.37056 | 0.37892 | 0.388 | 0.39991 | 0.41206 | 0.42485 | 0.43715 | 0.44965 | 0.46108 | 0.4718 | 0.4834 | 0.49529 | 0.50655 | 0.51772 | 0.52833 | 0.53924 | 0.55056 | 0.56216 | 0.57399 | 0.58633 | 0.60022 | 0.61269 | 0.6253 | 0.63493 | 0.64359
F5_Commercial_Office (WA)_Existing_Space Heating_Natural Gas_Boiler_E2 | F5 | Commercial | Office (WA) | Existing | Space Heating | Natural Gas | Boiler | E2 | Utility - Cost of Operation | 0.33566 | 0.34152 | 0.34876 | 0.35662 | 0.36517 | 0.37638 | 0.38781 | 0.39985 | 0.41143 | 0.42319 | 0.43395 | 0.44404 | 0.45495 | 0.46615 | 0.47675 | 0.48726 | 0.49724 | 0.50751 | 0.51817 | 0.52909 | 0.54022 | 0.55183 | 0.5649 | 0.57664 | 0.5885 | 0.59757 | 0.60573
F5_Commercial_Office (WA)_Existing_Space Heating_Natural Gas_Boiler_E3 | F5 | Commercial | Office (WA) | Existing | Space Heating | Natural Gas | Boiler | E3 | Utility - Cost of Operation | 0.29415 | 0.29928 | 0.30562 | 0.31252 | 0.32001 | 0.32983 | 0.33985 | 0.3504 | 0.36054 | 0.37086 | 0.38028 | 0.38912 | 0.39869 | 0.4085 | 0.41778 | 0.427 | 0.43574 | 0.44474 | 0.45408 | 0.46365 | 0.47341 | 0.48359 | 0.49504 | 0.50533 | 0.51572 | 0.52366 | 0.53081
F5_Commercial_Office (WA)_Existing_Space Heating_Natural Gas_Boiler_E4 | F5 | Commercial | Office (WA) | Existing | Space Heating | Natural Gas | Boiler | E4 | Utility - Cost of Operation | 0.18048 | 0.18311 | 0.18683 | 0.19107 | 0.19589 | 0.20289 | 0.21004 | 0.21763 | 0.22478 | 0.23202 | 0.23836 | 0.24409 | 0.25044 | 0.25704 | 0.26308 | 0.26899 | 0.2744 | 0.27999 | 0.28583 | 0.29183 | 0.29795 | 0.30445 | 0.31215 | 0.31878 | 0.32554 | 0.33245 | 0.33951
F5_Commercial_Office (WA)_Existing_Space Heating_Natural Gas_Boiler_E5 | F5 | Commercial | Office (WA) | Existing | Space Heating | Natural Gas | Boiler | E5 | Utility - Cost of Operation | 0 | 0 | 0 | 0 | 0 | 0 | 0 | 0 | 0 | 0 | 0 | 0 | 0 | 0 | 0 | 0 | 0 | 0 | 0 | 0 | 0 | 0 | 0 | 0 | 0 | 0 | 0
F5_Commercial_Office (WA)_Existing_Space Heating_Natural Gas_Boiler_E6 | F5 | Commercial | Office (WA) | Existing | Space Heating | Natural Gas | Boiler | E6 | Utility - Cost of Operation | 0 | 0 | 0 | 0 | 0 | 0 | 0 | 0 | 0 | 0 | 0 | 0 | 0 | 0 | 0 | 0 | 0 | 0 | 0 | 0 | 0 | 0 | 0 | 0 | 0 | 0 | 0
F5_Commercial_Office (WA)_Existing_Space Heating_Natural Gas_Boiler_E7 | F5 | Commercial | Office (WA) | Existing | Space Heating | Natural Gas | Boiler | E7 | Utility - Cost of Operation | 0 | 0 | 0 | 0 | 0 | 0 | 0 | 0 | 0 | 0 | 0 | 0 | 0 | 0 | 0 | 0 | 0 | 0 | 0 | 0 | 0 | 0 | 0 | 0 | 0 | 0 | 0
F5_Commercial_Office (WA)_Existing_Space Heating_Natural Gas_Boiler_E8 | F5 | Commercial | Office (WA) | Existing | Space Heating | Natural Gas | Boiler | E8 | Utility - Cost of Operation | 0 | 0 | 0 | 0 | 0 | 0 | 0 | 0 | 0 | 0 | 0 | 0 | 0 | 0 | 0 | 0 | 0 | 0 | 0 | 0 | 0 | 0 | 0 | 0 | 0 | 0 | 0
F5_Commercial_Office (WA)_Existing_Space Heating_Natural Gas_Boiler_E9 | F5 | Commercial | Office (WA) | Existing | Space Heating | Natural Gas | Boiler | E9 | Utility - Cost of Operation | 0 | 0 | 0 | 0 | 0 | 0 | 0 | 0 | 0 | 0 | 0 | 0 | 0 | 0 | 0 | 0 | 0 | 0 | 0 | 0 | 0 | 0 | 0 | 0 | 0 | 0 | 0
F5_Commercial_Office (WA)_Existing_Space Heating_Natural Gas_Boiler_E10 | F5 | Commercial | Office (WA) | Existing | Space Heating | Natural Gas | Boiler | E10 | Utility - Cost of Operation | 0 | 0 | 0 | 0 | 0 | 0 | 0 | 0 | 0 | 0 | 0 | 0 | 0 | 0 | 0 | 0 | 0 | 0 | 0 | 0 | 0 | 0 | 0 | 0 | 0 | 0 | 0
F6_Commercial_Office (WA)_Existing_Space Heating_Natural Gas_Boiler_E1 | F6 | Commercial | Office (WA) | Existing | Space Heating | Natural Gas | Boiler | E1 | Utility - Value of Sales | 0.40432 | 0.40919 | 0.41562 | 0.42265 | 0.43031 | 0.44112 | 0.45195 | 0.46327 | 0.4737 | 0.48405 | 0.4955 | 0.5061 | 0.51756 | 0.52925 | 0.54014 | 0.55082 | 0.56076 | 0.5709 | 0.58136 | 0.59198 | 0.60269 | 0.61565 | 0.63023 | 0.64333 | 0.65656 | 0.66667 | 0.67577
F6_Commercial_Office (WA)_Existing_Space Heating_Natural Gas_Boiler_E2 | F6 | Commercial | Office (WA) | Existing | Space Heating | Natural Gas | Boiler | E2 | Utility - Value of Sales | 0.38053 | 0.38511 | 0.39117 | 0.39778 | 0.40499 | 0.41516 | 0.42535 | 0.43601 | 0.44583 | 0.45557 | 0.46635 | 0.47632 | 0.48711 | 0.49811 | 0.50836 | 0.51841 | 0.52776 | 0.53731 | 0.54715 | 0.55715 | 0.56723 | 0.57943 | 0.59315 | 0.60547 | 0.61793 | 0.62745 | 0.63601
F6_Commercial_Office (WA)_Existing_Space Heating_Natural Gas_Boiler_E3 | F6 | Commercial | Office (WA) | Existing | Space Heating | Natural Gas | Boiler | E3 | Utility - Value of Sales | 0.33347 | 0.33748 | 0.34279 | 0.34858 | 0.3549 | 0.36382 | 0.37275 | 0.38208 | 0.39069 | 0.39923 | 0.40867 | 0.41741 | 0.42686 | 0.43651 | 0.44549 | 0.45429 | 0.46249 | 0.47086 | 0.47948 | 0.48824 | 0.49708 | 0.50776 | 0.51979 | 0.53059 | 0.54151 | 0.54985 | 0.55735
F6_Commercial_Office (WA)_Existing_Space Heating_Natural Gas_Boiler_E4 | F6 | Commercial | Office (WA) | Existing | Space Heating | Natural Gas | Boiler | E4 | Utility - Value of Sales | 0.21067 | 0.21242 | 0.21533 | 0.2187 | 0.22256 | 0.22884 | 0.23507 | 0.24159 | 0.24731 | 0.25287 | 0.25916 | 0.26465 | 0.27077 | 0.27708 | 0.28269 | 0.28807 | 0.29282 | 0.29766 | 0.30268 | 0.30776 | 0.31285 | 0.31967 | 0.32776 | 0.33472 | 0.34182 | 0.34907 | 0.35648
F6_Commercial_Office (WA)_Existing_Space Heating_Natural Gas_Boiler_E5 | F6 | Commercial | Office (WA) | Existing | Space Heating | Natural Gas | Boiler | E5 | Utility - Value of Sales | 0 | 0 | 0 | 0 | 0 | 0 | 0 | 0 | 0 | 0 | 0 | 0 | 0 | 0 | 0 | 0 | 0 | 0 | 0 | 0 | 0 | 0 | 0 | 0 | 0 | 0 | 0
F6_Commercial_Office (WA)_Existing_Space Heating_Natural Gas_Boiler_E6 | F6 | Commercial | Office (WA) | Existing | Space Heating | Natural Gas | Boiler | E6 | Utility - Value of Sales | 0 | 0 | 0 | 0 | 0 | 0 | 0 | 0 | 0 | 0 | 0 | 0 | 0 | 0 | 0 | 0 | 0 | 0 | 0 | 0 | 0 | 0 | 0 | 0 | 0 | 0 | 0
F6_Commercial_Office (WA)_Existing_Space Heating_Natural Gas_Boiler_E7 | F6 | Commercial | Office (WA) | Existing | Space Heating | Natural Gas | Boiler | E7 | Utility - Value of Sales | 0 | 0 | 0 | 0 | 0 | 0 | 0 | 0 | 0 | 0 | 0 | 0 | 0 | 0 | 0 | 0 | 0 | 0 | 0 | 0 | 0 | 0 | 0 | 0 | 0 | 0 | 0
F6_Commercial_Office (WA)_Existing_Space Heating_Natural Gas_Boiler_E8 | F6 | Commercial | Office (WA) | Existing | Space Heating | Natural Gas | Boiler | E8 | Utility - Value of Sales | 0 | 0 | 0 | 0 | 0 | 0 | 0 | 0 | 0 | 0 | 0 | 0 | 0 | 0 | 0 | 0 | 0 | 0 | 0 | 0 | 0 | 0 | 0 | 0 | 0 | 0 | 0
F6_Commercial_Office (WA)_Existing_Space Heating_Natural Gas_Boiler_E9 | F6 | Commercial | Office (WA) | Existing | Space Heating | Natural Gas | Boiler | E9 | Utility - Value of Sales | 0 | 0 | 0 | 0 | 0 | 0 | 0 | 0 | 0 | 0 | 0 | 0 | 0 | 0 | 0 | 0 | 0 | 0 | 0 | 0 | 0 | 0 | 0 | 0 | 0 | 0 | 0
F6_Commercial_Office (WA)_Existing_Space Heating_Natural Gas_Boiler_E10 | F6 | Commercial | Office (WA) | Existing | Space Heating | Natural Gas | Boiler | E10 | Utility - Value of Sales | 0 | 0 | 0 | 0 | 0 | 0 | 0 | 0 | 0 | 0 | 0 | 0 | 0 | 0 | 0 | 0 | 0 | 0 | 0 | 0 | 0 | 0 | 0 | 0 | 0 | 0 | 0
F1_Commercial_Office (WA)_Existing_Space Heating_Natural Gas_Unit Heater_E1 | F1 | Commercial | Office (WA) | Existing | Space Heating | Natural Gas | Unit Heater | E1 | RVT - Cost of Equipment | 8.9957e-05 | 8.9957e-05 | 8.9957e-05 | 8.9957e-05 | 8.9957e-05 | 8.9957e-05 | 8.9957e-05 | 8.9957e-05 | 8.9957e-05 | 8.9957e-05 | 8.9957e-05 | 8.9957e-05 | 8.9957e-05 | 8.9957e-05 | 8.9957e-05 | 8.9957e-05 | 8.9957e-05 | 8.9957e-05 | 8.9957e-05 | 8.9957e-05 | 8.9957e-05 | 8.9957e-05 | 8.9957e-05 | 8.9957e-05 | 8.9957e-05 | 8.9957e-05 | 8.9957e-05
F1_Commercial_Office (WA)_Existing_Space Heating_Natural Gas_Unit Heater_E2 | F1 | Commercial | Office (WA) | Existing | Space Heating | Natural Gas | Unit Heater | E2 | RVT - Cost of Equipment | 0.00019729 | 0.00019729 | 0.00019729 | 0.00019729 | 0.00019729 | 0.00019729 | 0.00019729 | 0.00019729 | 0.00019729 | 0.00019729 | 0.00019729 | 0.00019729 | 0.00019729 | 0.00019729 | 0.00019729 | 0.00019729 | 0.00019729 | 0.00019729 | 0.00019729 | 0.00019729 | 0.00019729 | 0.00019729 | 0.00019729 | 0.00019729 | 0.00019729 | 0.00019729 | 0.00019729
F1_Commercial_Office (WA)_Existing_Space Heating_Natural Gas_Unit Heater_E3 | F1 | Commercial | Office (WA) | Existing | Space Heating | Natural Gas | Unit Heater | E3 | RVT - Cost of Equipment | 0.00012511 | 0.00012511 | 0.00012511 | 0.00012511 | 0.00012511 | 0.00012511 | 0.00012511 | 0.00012511 | 0.00012511 | 0.00012511 | 0.00012511 | 0.00012511 | 0.00012511 | 0.00012511 | 0.00012511 | 0.00012511 | 0.00012511 | 0.00012511 | 0.00012511 | 0.00012511 | 0.00012511 | 0.00012511 | 0.00012511 | 0.00012511 | 0.00012511 | 0.00012511 | 0.00012511
F1_Commercial_Office (WA)_Existing_Space Heating_Natural Gas_Unit Heater_E4 | F1 | Commercial | Office (WA) | Existing | Space Heating | Natural Gas | Unit Heater | E4 | RVT - Cost of Equipment | 0 | 0 | 0 | 0 | 0 | 0 | 0 | 0 | 0 | 0 | 0 | 0 | 0 | 0 | 0 | 0 | 0 | 0 | 0 | 0 | 0 | 0 | 0 | 0 | 0 | 0 | 0
F1_Commercial_Office (WA)_Existing_Space Heating_Natural Gas_Unit Heater_E5 | F1 | Commercial | Office (WA) | Existing | Space Heating | Natural Gas | Unit Heater | E5 | RVT - Cost of Equipment | 0 | 0 | 0 | 0 | 0 | 0 | 0 | 0 | 0 | 0 | 0 | 0 | 0 | 0 | 0 | 0 | 0 | 0 | 0 | 0 | 0 | 0 | 0 | 0 | 0 | 0 | 0
F1_Commercial_Office (WA)_Existing_Space Heating_Natural Gas_Unit Heater_E6 | F1 | Commercial | Office (WA) | Existing | Space Heating | Natural Gas | Unit Heater | E6 | RVT - Cost of Equipment | 0 | 0 | 0 | 0 | 0 | 0 | 0 | 0 | 0 | 0 | 0 | 0 | 0 | 0 | 0 | 0 | 0 | 0 | 0 | 0 | 0 | 0 | 0 | 0 | 0 | 0 | 0
F1_Commercial_Office (WA)_Existing_Space Heating_Natural Gas_Unit Heater_E7 | F1 | Commercial | Office (WA) | Existing | Space Heating | Natural Gas | Unit Heater | E7 | RVT - Cost of Equipment | 0 | 0 | 0 | 0 | 0 | 0 | 0 | 0 | 0 | 0 | 0 | 0 | 0 | 0 | 0 | 0 | 0 | 0 | 0 | 0 | 0 | 0 | 0 | 0 | 0 | 0 | 0
F1_Commercial_Office (WA)_Existing_Space Heating_Natural Gas_Unit Heater_E8 | F1 | Commercial | Office (WA) | Existing | Space Heating | Natural Gas | Unit Heater | E8 | RVT - Cost of Equipment | 0 | 0 | 0 | 0 | 0 | 0 | 0 | 0 | 0 | 0 | 0 | 0 | 0 | 0 | 0 | 0 | 0 | 0 | 0 | 0 | 0 | 0 | 0 | 0 | 0 | 0 | 0
F1_Commercial_Office (WA)_Existing_Space Heating_Natural Gas_Unit Heater_E9 | F1 | Commercial | Office (WA) | Existing | Space Heating | Natural Gas | Unit Heater | E9 | RVT - Cost of Equipment | 0 | 0 | 0 | 0 | 0 | 0 | 0 | 0 | 0 | 0 | 0 | 0 | 0 | 0 | 0 | 0 | 0 | 0 | 0 | 0 | 0 | 0 | 0 | 0 | 0 | 0 | 0
F1_Commercial_Office (WA)_Existing_Space Heating_Natural Gas_Unit Heater_E10 | F1 | Commercial | Office (WA) | Existing | Space Heating | Natural Gas | Unit Heater | E10 | RVT - Cost of Equipment | 0 | 0 | 0 | 0 | 0 | 0 | 0 | 0 | 0 | 0 | 0 | 0 | 0 | 0 | 0 | 0 | 0 | 0 | 0 | 0 | 0 | 0 | 0 | 0 | 0 | 0 | 0
F2_Commercial_Office (WA)_Existing_Space Heating_Natural Gas_Unit Heater_E1 | F2 | Commercial | Office (WA) | Existing | Space Heating | Natural Gas | Unit Heater | E1 | RVT - Cost of Operation | 0.049517 | 0.050038 | 0.050784 | 0.051607 | 0.052514 | 0.053883 | 0.05524 | 0.056665 | 0.057959 | 0.059234 | 0.06067 | 0.061969 | 0.063394 | 0.064847 | 0.066171 | 0.067456 | 0.068622 | 0.069813 | 0.071043 | 0.072291 | 0.073545 | 0.075141 | 0.076989 | 0.078623 | 0.080292 | 0.081996 | 0.083736
F2_Commercial_Office (WA)_Existing_Space Heating_Natural Gas_Unit Heater_E2 | F2 | Commercial | Office (WA) | Existing | Space Heating | Natural Gas | Unit Heater | E2 | RVT - Cost of Operation | 0.044042 | 0.044505 | 0.045169 | 0.045901 | 0.046707 | 0.047925 | 0.049132 | 0.0504 | 0.05155 | 0.052684 | 0.053961 | 0.055117 | 0.056384 | 0.057676 | 0.058854 | 0.059997 | 0.061034 | 0.062093 | 0.063188 | 0.064297 | 0.065412 | 0.066832 | 0.068476 | 0.069929 | 0.071413 | 0.072929 | 0.074477
F2_Commercial_Office (WA)_Existing_Space Heating_Natural Gas_Unit Heater_E3 | F2 | Commercial | Office (WA) | Existing | Space Heating | Natural Gas | Unit Heater | E3 | RVT - Cost of Operation | 0.04208 | 0.04243 | 0.043011 | 0.043684 | 0.044455 | 0.04571 | 0.046955 | 0.048257 | 0.0494 | 0.050509 | 0.051766 | 0.052863 | 0.054085 | 0.055344 | 0.056465 | 0.057541 | 0.058488 | 0.059456 | 0.060459 | 0.061474 | 0.06249 | 0.063852 | 0.065468 | 0.066858 | 0.068277 | 0.069726 | 0.071206
F2_Commercial_Office (WA)_Existing_Space Heating_Natural Gas_Unit Heater_E4 | F2 | Commercial | Office (WA) | Existing | Space Heating | Natural Gas | Unit Heater | E4 | RVT - Cost of Operation | 0 | 0 | 0 | 0 | 0 | 0 | 0 | 0 | 0 | 0 | 0 | 0 | 0 | 0 | 0 | 0 | 0 | 0 | 0 | 0 | 0 | 0 | 0 | 0 | 0 | 0 | 0
F2_Commercial_Office (WA)_Existing_Space Heating_Natural Gas_Unit Heater_E5 | F2 | Commercial | Office (WA) | Existing | Space Heating | Natural Gas | Unit Heater | E5 | RVT - Cost of Operation | 0 | 0 | 0 | 0 | 0 | 0 | 0 | 0 | 0 | 0 | 0 | 0 | 0 | 0 | 0 | 0 | 0 | 0 | 0 | 0 | 0 | 0 | 0 | 0 | 0 | 0 | 0
F2_Commercial_Office (WA)_Existing_Space Heating_Natural Gas_Unit Heater_E6 | F2 | Commercial | Office (WA) | Existing | Space Heating | Natural Gas | Unit Heater | E6 | RVT - Cost of Operation | 0 | 0 | 0 | 0 | 0 | 0 | 0 | 0 | 0 | 0 | 0 | 0 | 0 | 0 | 0 | 0 | 0 | 0 | 0 | 0 | 0 | 0 | 0 | 0 | 0 | 0 | 0
F2_Commercial_Office (WA)_Existing_Space Heating_Natural Gas_Unit Heater_E7 | F2 | Commercial | Office (WA) | Existing | Space Heating | Natural Gas | Unit Heater | E7 | RVT - Cost of Operation | 0 | 0 | 0 | 0 | 0 | 0 | 0 | 0 | 0 | 0 | 0 | 0 | 0 | 0 | 0 | 0 | 0 | 0 | 0 | 0 | 0 | 0 | 0 | 0 | 0 | 0 | 0
F2_Commercial_Office (WA)_Existing_Space Heating_Natural Gas_Unit Heater_E8 | F2 | Commercial | Office (WA) | Existing | Space Heating | Natural Gas | Unit Heater | E8 | RVT - Cost of Operation | 0 | 0 | 0 | 0 | 0 | 0 | 0 | 0 | 0 | 0 | 0 | 0 | 0 | 0 | 0 | 0 | 0 | 0 | 0 | 0 | 0 | 0 | 0 | 0 | 0 | 0 | 0
F2_Commercial_Office (WA)_Existing_Space Heating_Natural Gas_Unit Heater_E9 | F2 | Commercial | Office (WA) | Existing | Space Heating | Natural Gas | Unit Heater | E9 | RVT - Cost of Operation | 0 | 0 | 0 | 0 | 0 | 0 | 0 | 0 | 0 | 0 | 0 | 0 | 0 | 0 | 0 | 0 | 0 | 0 | 0 | 0 | 0 | 0 | 0 | 0 | 0 | 0 | 0
F2_Commercial_Office (WA)_Existing_Space Heating_Natural Gas_Unit Heater_E10 | F2 | Commercial | Office (WA) | Existing | Space Heating | Natural Gas | Unit Heater | E10 | RVT - Cost of Operation | 0 | 0 | 0 | 0 | 0 | 0 | 0 | 0 | 0 | 0 | 0 | 0 | 0 | 0 | 0 | 0 | 0 | 0 | 0 | 0 | 0 | 0 | 0 | 0 | 0 | 0 | 0
F3_Commercial_Office (WA)_Existing_Space Heating_Natural Gas_Unit Heater_E1 | F3 | Commercial | Office (WA) | Existing | Space Heating | Natural Gas | Unit Heater | E1 | System - kBTUs of Consumption | 10.4616 | 10.4419 | 10.4419 | 10.4419 | 10.4419 | 10.4419 | 10.4419 | 10.4419 | 10.4419 | 10.4419 | 10.4419 | 10.4419 | 10.4419 | 10.4419 | 10.4419 | 10.4419 | 10.4419 | 10.4419 | 10.4419 | 10.4419 | 10.4419 | 10.4419 | 10.4419 | 10.4419 | 10.4419 | 10.4419 | 10.4419
F3_Commercial_Office (WA)_Existing_Space Heating_Natural Gas_Unit Heater_E2 | F3 | Commercial | Office (WA) | Existing | Space Heating | Natural Gas | Unit Heater | E2 | System - kBTUs of Consumption | 9.3048 | 9.2872 | 9.2872 | 9.2872 | 9.2872 | 9.2872 | 9.2872 | 9.2872 | 9.2872 | 9.2872 | 9.2872 | 9.2872 | 9.2872 | 9.2872 | 9.2872 | 9.2872 | 9.2872 | 9.2872 | 9.2872 | 9.2872 | 9.2872 | 9.2872 | 9.2872 | 9.2872 | 9.2872 | 9.2872 | 9.2872
F3_Commercial_Office (WA)_Existing_Space Heating_Natural Gas_Unit Heater_E3 | F3 | Commercial | Office (WA) | Existing | Space Heating | Natural Gas | Unit Heater | E3 | System - kBTUs of Consumption | 9.2603 | 9.237 | 9.237 | 9.237 | 9.237 | 9.237 | 9.237 | 9.237 | 9.237 | 9.237 | 9.237 | 9.237 | 9.237 | 9.237 | 9.237 | 9.237 | 9.237 | 9.237 | 9.237 | 9.237 | 9.237 | 9.237 | 9.237 | 9.237 | 9.237 | 9.237 | 9.237
F3_Commercial_Office (WA)_Existing_Space Heating_Natural Gas_Unit Heater_E4 | F3 | Commercial | Office (WA) | Existing | Space Heating | Natural Gas | Unit Heater | E4 | System - kBTUs of Consumption | 0 | 0 | 0 | 0 | 0 | 0 | 0 | 0 | 0 | 0 | 0 | 0 | 0 | 0 | 0 | 0 | 0 | 0 | 0 | 0 | 0 | 0 | 0 | 0 | 0 | 0 | 0
F3_Commercial_Office (WA)_Existing_Space Heating_Natural Gas_Unit Heater_E5 | F3 | Commercial | Office (WA) | Existing | Space Heating | Natural Gas | Unit Heater | E5 | System - kBTUs of Consumption | 0 | 0 | 0 | 0 | 0 | 0 | 0 | 0 | 0 | 0 | 0 | 0 | 0 | 0 | 0 | 0 | 0 | 0 | 0 | 0 | 0 | 0 | 0 | 0 | 0 | 0 | 0
F3_Commercial_Office (WA)_Existing_Space Heating_Natural Gas_Unit Heater_E6 | F3 | Commercial | Office (WA) | Existing | Space Heating | Natural Gas | Unit Heater | E6 | System - kBTUs of Consumption | 0 | 0 | 0 | 0 | 0 | 0 | 0 | 0 | 0 | 0 | 0 | 0 | 0 | 0 | 0 | 0 | 0 | 0 | 0 | 0 | 0 | 0 | 0 | 0 | 0 | 0 | 0
F3_Commercial_Office (WA)_Existing_Space Heating_Natural Gas_Unit Heater_E7 | F3 | Commercial | Office (WA) | Existing | Space Heating | Natural Gas | Unit Heater | E7 | System - kBTUs of Consumption | 0 | 0 | 0 | 0 | 0 | 0 | 0 | 0 | 0 | 0 | 0 | 0 | 0 | 0 | 0 | 0 | 0 | 0 | 0 | 0 | 0 | 0 | 0 | 0 | 0 | 0 | 0
F3_Commercial_Office (WA)_Existing_Space Heating_Natural Gas_Unit Heater_E8 | F3 | Commercial | Office (WA) | Existing | Space Heating | Natural Gas | Unit Heater | E8 | System - kBTUs of Consumption | 0 | 0 | 0 | 0 | 0 | 0 | 0 | 0 | 0 | 0 | 0 | 0 | 0 | 0 | 0 | 0 | 0 | 0 | 0 | 0 | 0 | 0 | 0 | 0 | 0 | 0 | 0
F3_Commercial_Office (WA)_Existing_Space Heating_Natural Gas_Unit Heater_E9 | F3 | Commercial | Office (WA) | Existing | Space Heating | Natural Gas | Unit Heater | E9 | System - kBTUs of Consumption | 0 | 0 | 0 | 0 | 0 | 0 | 0 | 0 | 0 | 0 | 0 | 0 | 0 | 0 | 0 | 0 | 0 | 0 | 0 | 0 | 0 | 0 | 0 | 0 | 0 | 0 | 0
F3_Commercial_Office (WA)_Existing_Space Heating_Natural Gas_Unit Heater_E10 | F3 | Commercial | Office (WA) | Existing | Space Heating | Natural Gas | Unit Heater | E10 | System - kBTUs of Consumption | 0 | 0 | 0 | 0 | 0 | 0 | 0 | 0 | 0 | 0 | 0 | 0 | 0 | 0 | 0 | 0 | 0 | 0 | 0 | 0 | 0 | 0 | 0 | 0 | 0 | 0 | 0
F4_Commercial_Office (WA)_Existing_Space Heating_Natural Gas_Unit Heater_E1 | F4 | Commercial | Office (WA) | Existing | Space Heating | Natural Gas | Unit Heater | E1 | Utility - Cost of Equipment | 8.9957e-05 | 8.9957e-05 | 8.9957e-05 | 8.9957e-05 | 8.9957e-05 | 8.9957e-05 | 8.9957e-05 | 8.9957e-05 | 8.9957e-05 | 8.9957e-05 | 8.9957e-05 | 8.9957e-05 | 8.9957e-05 | 8.9957e-05 | 8.9957e-05 | 8.9957e-05 | 8.9957e-05 | 8.9957e-05 | 8.9957e-05 | 8.9957e-05 | 8.9957e-05 | 8.9957e-05 | 8.9957e-05 | 8.9957e-05 | 8.9957e-05 | 8.9957e-05 | 8.9957e-05
F4_Commercial_Office (WA)_Existing_Space Heating_Natural Gas_Unit Heater_E2 | F4 | Commercial | Office (WA) | Existing | Space Heating | Natural Gas | Unit Heater | E2 | Utility - Cost of Equipment | 0.00019729 | 0.00019729 | 0.00019729 | 0.00019729 | 0.00019729 | 0.00019729 | 0.00019729 | 0.00019729 | 0.00019729 | 0.00019729 | 0.00019729 | 0.00019729 | 0.00019729 | 0.00019729 | 0.00019729 | 0.00019729 | 0.00019729 | 0.00019729 | 0.00019729 | 0.00019729 | 0.00019729 | 0.00019729 | 0.00019729 | 0.00019729 | 0.00019729 | 0.00019729 | 0.00019729
F4_Commercial_Office (WA)_Existing_Space Heating_Natural Gas_Unit Heater_E3 | F4 | Commercial | Office (WA) | Existing | Space Heating | Natural Gas | Unit Heater | E3 | Utility - Cost of Equipment | 0.00012511 | 0.00012511 | 0.00012511 | 0.00012511 | 0.00012511 | 0.00012511 | 0.00012511 | 0.00012511 | 0.00012511 | 0.00012511 | 0.00012511 | 0.00012511 | 0.00012511 | 0.00012511 | 0.00012511 | 0.00012511 | 0.00012511 | 0.00012511 | 0.00012511 | 0.00012511 | 0.00012511 | 0.00012511 | 0.00012511 | 0.00012511 | 0.00012511 | 0.00012511 | 0.00012511
F4_Commercial_Office (WA)_Existing_Space Heating_Natural Gas_Unit Heater_E4 | F4 | Commercial | Office (WA) | Existing | Space Heating | Natural Gas | Unit Heater | E4 | Utility - Cost of Equipment | 0 | 0 | 0 | 0 | 0 | 0 | 0 | 0 | 0 | 0 | 0 | 0 | 0 | 0 | 0 | 0 | 0 | 0 | 0 | 0 | 0 | 0 | 0 | 0 | 0 | 0 | 0
F4_Commercial_Office (WA)_Existing_Space Heating_Natural Gas_Unit Heater_E5 | F4 | Commercial | Office (WA) | Existing | Space Heating | Natural Gas | Unit Heater | E5 | Utility - Cost of Equipment | 0 | 0 | 0 | 0 | 0 | 0 | 0 | 0 | 0 | 0 | 0 | 0 | 0 | 0 | 0 | 0 | 0 | 0 | 0 | 0 | 0 | 0 | 0 | 0 | 0 | 0 | 0
F4_Commercial_Office (WA)_Existing_Space Heating_Natural Gas_Unit Heater_E6 | F4 | Commercial | Office (WA) | Existing | Space Heating | Natural Gas | Unit Heater | E6 | Utility - Cost of Equipment | 0 | 0 | 0 | 0 | 0 | 0 | 0 | 0 | 0 | 0 | 0 | 0 | 0 | 0 | 0 | 0 | 0 | 0 | 0 | 0 | 0 | 0 | 0 | 0 | 0 | 0 | 0
F4_Commercial_Office (WA)_Existing_Space Heating_Natural Gas_Unit Heater_E7 | F4 | Commercial | Office (WA) | Existing | Space Heating | Natural Gas | Unit Heater | E7 | Utility - Cost of Equipment | 0 | 0 | 0 | 0 | 0 | 0 | 0 | 0 | 0 | 0 | 0 | 0 | 0 | 0 | 0 | 0 | 0 | 0 | 0 | 0 | 0 | 0 | 0 | 0 | 0 | 0 | 0
F4_Commercial_Office (WA)_Existing_Space Heating_Natural Gas_Unit Heater_E8 | F4 | Commercial | Office (WA) | Existing | Space Heating | Natural Gas | Unit Heater | E8 | Utility - Cost of Equipment | 0 | 0 | 0 | 0 | 0 | 0 | 0 | 0 | 0 | 0 | 0 | 0 | 0 | 0 | 0 | 0 | 0 | 0 | 0 | 0 | 0 | 0 | 0 | 0 | 0 | 0 | 0
F4_Commercial_Office (WA)_Existing_Space Heating_Natural Gas_Unit Heater_E9 | F4 | Commercial | Office (WA) | Existing | Space Heating | Natural Gas | Unit Heater | E9 | Utility - Cost of Equipment | 0 | 0 | 0 | 0 | 0 | 0 | 0 | 0 | 0 | 0 | 0 | 0 | 0 | 0 | 0 | 0 | 0 | 0 | 0 | 0 | 0 | 0 | 0 | 0 | 0 | 0 | 0
F4_Commercial_Office (WA)_Existing_Space Heating_Natural Gas_Unit Heater_E10 | F4 | Commercial | Office (WA) | Existing | Space Heating | Natural Gas | Unit Heater | E10 | Utility - Cost of Equipment | 0 | 0 | 0 | 0 | 0 | 0 | 0 | 0 | 0 | 0 | 0 | 0 | 0 | 0 | 0 | 0 | 0 | 0 | 0 | 0 | 0 | 0 | 0 | 0 | 0 | 0 | 0
F5_Commercial_Office (WA)_Existing_Space Heating_Natural Gas_Unit Heater_E1 | F5 | Commercial | Office (WA) | Existing | Space Heating | Natural Gas | Unit Heater | E1 | Utility - Cost of Operation | 0.042956 | 0.043662 | 0.044583 | 0.045599 | 0.046717 | 0.048258 | 0.049828 | 0.05149 | 0.05308 | 0.054695 | 0.056141 | 0.057474 | 0.058934 | 0.060433 | 0.061828 | 0.063204 | 0.064487 | 0.06581 | 0.067188 | 0.068602 | 0.070043 | 0.071563 | 0.073323 | 0.074879 | 0.076468 | 0.078091 | 0.079749
F5_Commercial_Office (WA)_Existing_Space Heating_Natural Gas_Unit Heater_E2 | F5 | Commercial | Office (WA) | Existing | Space Heating | Natural Gas | Unit Heater | E2 | Utility - Cost of Operation | 0.038206 | 0.038834 | 0.039654 | 0.040557 | 0.041552 | 0.042922 | 0.044318 | 0.045796 | 0.04721 | 0.048647 | 0.049933 | 0.051119 | 0.052417 | 0.05375 | 0.054991 | 0.056215 | 0.057356 | 0.058533 | 0.059759 | 0.061016 | 0.062297 | 0.06365 | 0.065215 | 0.066599 | 0.068013 | 0.069456 | 0.07093
F5_Commercial_Office (WA)_Existing_Space Heating_Natural Gas_Unit Heater_E3 | F5 | Commercial | Office (WA) | Existing | Space Heating | Natural Gas | Unit Heater | E3 | Utility - Cost of Operation | 0.036051 | 0.036575 | 0.037317 | 0.038165 | 0.039127 | 0.040526 | 0.041955 | 0.043471 | 0.044898 | 0.046344 | 0.047611 | 0.048755 | 0.050025 | 0.051342 | 0.052548 | 0.053729 | 0.05481 | 0.055926 | 0.057094 | 0.058292 | 0.059514 | 0.060812 | 0.062351 | 0.063674 | 0.065025 | 0.066406 | 0.067815
F5_Commercial_Office (WA)_Existing_Space Heating_Natural Gas_Unit Heater_E4 | F5 | Commercial | Office (WA) | Existing | Space Heating | Natural Gas | Unit Heater | E4 | Utility - Cost of Operation | 0 | 0 | 0 | 0 | 0 | 0 | 0 | 0 | 0 | 0 | 0 | 0 | 0 | 0 | 0 | 0 | 0 | 0 | 0 | 0 | 0 | 0 | 0 | 0 | 0 | 0 | 0
F5_Commercial_Office (WA)_Existing_Space Heating_Natural Gas_Unit Heater_E5 | F5 | Commercial | Office (WA) | Existing | Space Heating | Natural Gas | Unit Heater | E5 | Utility - Cost of Operation | 0 | 0 | 0 | 0 | 0 | 0 | 0 | 0 | 0 | 0 | 0 | 0 | 0 | 0 | 0 | 0 | 0 | 0 | 0 | 0 | 0 | 0 | 0 | 0 | 0 | 0 | 0
F5_Commercial_Office (WA)_Existing_Space Heating_Natural Gas_Unit Heater_E6 | F5 | Commercial | Office (WA) | Existing | Space Heating | Natural Gas | Unit Heater | E6 | Utility - Cost of Operation | 0 | 0 | 0 | 0 | 0 | 0 | 0 | 0 | 0 | 0 | 0 | 0 | 0 | 0 | 0 | 0 | 0 | 0 | 0 | 0 | 0 | 0 | 0 | 0 | 0 | 0 | 0
F5_Commercial_Office (WA)_Existing_Space Heating_Natural Gas_Unit Heater_E7 | F5 | Commercial | Office (WA) | Existing | Space Heating | Natural Gas | Unit Heater | E7 | Utility - Cost of Operation | 0 | 0 | 0 | 0 | 0 | 0 | 0 | 0 | 0 | 0 | 0 | 0 | 0 | 0 | 0 | 0 | 0 | 0 | 0 | 0 | 0 | 0 | 0 | 0 | 0 | 0 | 0
F5_Commercial_Office (WA)_Existing_Space Heating_Natural Gas_Unit Heater_E8 | F5 | Commercial | Office (WA) | Existing | Space Heating | Natural Gas | Unit Heater | E8 | Utility - Cost of Operation | 0 | 0 | 0 | 0 | 0 | 0 | 0 | 0 | 0 | 0 | 0 | 0 | 0 | 0 | 0 | 0 | 0 | 0 | 0 | 0 | 0 | 0 | 0 | 0 | 0 | 0 | 0
F5_Commercial_Office (WA)_Existing_Space Heating_Natural Gas_Unit Heater_E9 | F5 | Commercial | Office (WA) | Existing | Space Heating | Natural Gas | Unit Heater | E9 | Utility - Cost of Operation | 0 | 0 | 0 | 0 | 0 | 0 | 0 | 0 | 0 | 0 | 0 | 0 | 0 | 0 | 0 | 0 | 0 | 0 | 0 | 0 | 0 | 0 | 0 | 0 | 0 | 0 | 0
F5_Commercial_Office (WA)_Existing_Space Heating_Natural Gas_Unit Heater_E10 | F5 | Commercial | Office (WA) | Existing | Space Heating | Natural Gas | Unit Heater | E10 | Utility - Cost of Operation | 0 | 0 | 0 | 0 | 0 | 0 | 0 | 0 | 0 | 0 | 0 | 0 | 0 | 0 | 0 | 0 | 0 | 0 | 0 | 0 | 0 | 0 | 0 | 0 | 0 | 0 | 0
F6_Commercial_Office (WA)_Existing_Space Heating_Natural Gas_Unit Heater_E1 | F6 | Commercial | Office (WA) | Existing | Space Heating | Natural Gas | Unit Heater | E1 | Utility - Value of Sales | 0.049517 | 0.050038 | 0.050784 | 0.051607 | 0.052514 | 0.053883 | 0.05524 | 0.056665 | 0.057959 | 0.059234 | 0.06067 | 0.061969 | 0.063394 | 0.064847 | 0.066171 | 0.067456 | 0.068622 | 0.069813 | 0.071043 | 0.072291 | 0.073545 | 0.075141 | 0.076989 | 0.078623 | 0.080292 | 0.081996 | 0.083736
F6_Commercial_Office (WA)_Existing_Space Heating_Natural Gas_Unit Heater_E2 | F6 | Commercial | Office (WA) | Existing | Space Heating | Natural Gas | Unit Heater | E2 | Utility - Value of Sales | 0.044042 | 0.044505 | 0.045169 | 0.045901 | 0.046707 | 0.047925 | 0.049132 | 0.0504 | 0.05155 | 0.052684 | 0.053961 | 0.055117 | 0.056384 | 0.057676 | 0.058854 | 0.059997 | 0.061034 | 0.062093 | 0.063188 | 0.064297 | 0.065412 | 0.066832 | 0.068476 | 0.069929 | 0.071413 | 0.072929 | 0.074477
F6_Commercial_Office (WA)_Existing_Space Heating_Natural Gas_Unit Heater_E3 | F6 | Commercial | Office (WA) | Existing | Space Heating | Natural Gas | Unit Heater | E3 | Utility - Value of Sales | 0.04208 | 0.04243 | 0.043011 | 0.043684 | 0.044455 | 0.04571 | 0.046955 | 0.048257 | 0.0494 | 0.050509 | 0.051766 | 0.052863 | 0.054085 | 0.055344 | 0.056465 | 0.057541 | 0.058488 | 0.059456 | 0.060459 | 0.061474 | 0.06249 | 0.063852 | 0.065468 | 0.066858 | 0.068277 | 0.069726 | 0.071206
F6_Commercial_Office (WA)_Existing_Space Heating_Natural Gas_Unit Heater_E4 | F6 | Commercial | Office (WA) | Existing | Space Heating | Natural Gas | Unit Heater | E4 | Utility - Value of Sales | 0 | 0 | 0 | 0 | 0 | 0 | 0 | 0 | 0 | 0 | 0 | 0 | 0 | 0 | 0 | 0 | 0 | 0 | 0 | 0 | 0 | 0 | 0 | 0 | 0 | 0 | 0
F6_Commercial_Office (WA)_Existing_Space Heating_Natural Gas_Unit Heater_E5 | F6 | Commercial | Office (WA) | Existing | Space Heating | Natural Gas | Unit Heater | E5 | Utility - Value of Sales | 0 | 0 | 0 | 0 | 0 | 0 | 0 | 0 | 0 | 0 | 0 | 0 | 0 | 0 | 0 | 0 | 0 | 0 | 0 | 0 | 0 | 0 | 0 | 0 | 0 | 0 | 0
F6_Commercial_Office (WA)_Existing_Space Heating_Natural Gas_Unit Heater_E6 | F6 | Commercial | Office (WA) | Existing | Space Heating | Natural Gas | Unit Heater | E6 | Utility - Value of Sales | 0 | 0 | 0 | 0 | 0 | 0 | 0 | 0 | 0 | 0 | 0 | 0 | 0 | 0 | 0 | 0 | 0 | 0 | 0 | 0 | 0 | 0 | 0 | 0 | 0 | 0 | 0
F6_Commercial_Office (WA)_Existing_Space Heating_Natural Gas_Unit Heater_E7 | F6 | Commercial | Office (WA) | Existing | Space Heating | Natural Gas | Unit Heater | E7 | Utility - Value of Sales | 0 | 0 | 0 | 0 | 0 | 0 | 0 | 0 | 0 | 0 | 0 | 0 | 0 | 0 | 0 | 0 | 0 | 0 | 0 | 0 | 0 | 0 | 0 | 0 | 0 | 0 | 0
F6_Commercial_Office (WA)_Existing_Space Heating_Natural Gas_Unit Heater_E8 | F6 | Commercial | Office (WA) | Existing | Space Heating | Natural Gas | Unit Heater | E8 | Utility - Value of Sales | 0 | 0 | 0 | 0 | 0 | 0 | 0 | 0 | 0 | 0 | 0 | 0 | 0 | 0 | 0 | 0 | 0 | 0 | 0 | 0 | 0 | 0 | 0 | 0 | 0 | 0 | 0
F6_Commercial_Office (WA)_Existing_Space Heating_Natural Gas_Unit Heater_E9 | F6 | Commercial | Office (WA) | Existing | Space Heating | Natural Gas | Unit Heater | E9 | Utility - Value of Sales | 0 | 0 | 0 | 0 | 0 | 0 | 0 | 0 | 0 | 0 | 0 | 0 | 0 | 0 | 0 | 0 | 0 | 0 | 0 | 0 | 0 | 0 | 0 | 0 | 0 | 0 | 0
F6_Commercial_Office (WA)_Existing_Space Heating_Natural Gas_Unit Heater_E10 | F6 | Commercial | Office (WA) | Existing | Space Heating | Natural Gas | Unit Heater | E10 | Utility - Value of Sales | 0 | 0 | 0 | 0 | 0 | 0 | 0 | 0 | 0 | 0 | 0 | 0 | 0 | 0 | 0 | 0 | 0 | 0 | 0 | 0 | 0 | 0 | 0 | 0 | 0 | 0 | 0
F1_Commercial_Office (WA)_Existing_Water Heating_Natural Gas_Water Heater_E1 | F1 | Commercial | Office (WA) | Existing | Water Heating | Natural Gas | Water Heater | E1 | RVT - Cost of Equipment | 0.0098786 | 0.0098786 | 0.0098786 | 0.0098786 | 0.0098786 | 0.0098786 | 0.0098786 | 0.0098786 | 0.0098786 | 0.0098786 | 0.0098786 | 0.0098786 | 0.0098786 | 0.0098786 | 0.0098786 | 0.0098786 | 0.0098786 | 0.0098786 | 0.0098786 | 0.0098786 | 0.0098786 | 0.0098786 | 0.0098786 | 0.0098786 | 0.0098786 | 0.0098786 | 0.0098786
F1_Commercial_Office (WA)_Existing_Water Heating_Natural Gas_Water Heater_E2 | F1 | Commercial | Office (WA) | Existing | Water Heating | Natural Gas | Water Heater | E2 | RVT - Cost of Equipment | 0.011854 | 0.011854 | 0.011854 | 0.011854 | 0.011854 | 0.011854 | 0.011854 | 0.011854 | 0.011854 | 0.011854 | 0.011854 | 0.011854 | 0.011854 | 0.011854 | 0.011854 | 0.011854 | 0.011854 | 0.011854 | 0.011854 | 0.011854 | 0.011854 | 0.011854 | 0.011854 | 0.011854 | 0.011854 | 0.011854 | 0.011854
F1_Commercial_Office (WA)_Existing_Water Heating_Natural Gas_Water Heater_E3 | F1 | Commercial | Office (WA) | Existing | Water Heating | Natural Gas | Water Heater | E3 | RVT - Cost of Equipment | 0.014572 | 0.014572 | 0.014572 | 0.014572 | 0.014572 | 0.014572 | 0.014572 | 0.014572 | 0.014572 | 0.014572 | 0.014572 | 0.014572 | 0.014572 | 0.014572 | 0.014572 | 0.014572 | 0.014572 | 0.014572 | 0.014572 | 0.014572 | 0.014572 | 0.014572 | 0.014572 | 0.014572 | 0.014572 | 0.014572 | 0.014572
F1_Commercial_Office (WA)_Existing_Water Heating_Natural Gas_Water Heater_E4 | F1 | Commercial | Office (WA) | Existing | Water Heating | Natural Gas | Water Heater | E4 | RVT - Cost of Equipment | 0.014687 | 0.014687 | 0.014687 | 0.014687 | 0.014687 | 0.014687 | 0.014687 | 0.014687 | 0.014687 | 0.014687 | 0.014687 | 0.014687 | 0.014687 | 0.014687 | 0.014687 | 0.014687 | 0.014687 | 0.014687 | 0.014687 | 0.014687 | 0.014687 | 0.014687 | 0.014687 | 0.014687 | 0.014687 | 0.014687 | 0.014687
F1_Commercial_Office (WA)_Existing_Water Heating_Natural Gas_Water Heater_E5 | F1 | Commercial | Office (WA) | Existing | Water Heating | Natural Gas | Water Heater | E5 | RVT - Cost of Equipment | 0.031704 | 0.031704 | 0.031704 | 0.031704 | 0.031704 | 0.031704 | 0.031704 | 0.031704 | 0.031704 | 0.031704 | 0.031704 | 0.031704 | 0.031704 | 0.031704 | 0.031704 | 0.031704 | 0.031704 | 0.031704 | 0.031704 | 0.031704 | 0.031704 | 0.031704 | 0.031704 | 0.031704 | 0.031704 | 0.031704 | 0.031704
F1_Commercial_Office (WA)_Existing_Water Heating_Natural Gas_Water Heater_E6 | F1 | Commercial | Office (WA) | Existing | Water Heating | Natural Gas | Water Heater | E6 | RVT - Cost of Equipment | 0 | 0 | 0 | 0 | 0 | 0 | 0 | 0 | 0 | 0 | 0 | 0 | 0 | 0 | 0 | 0 | 0 | 0 | 0 | 0 | 0 | 0 | 0 | 0 | 0 | 0 | 0
F1_Commercial_Office (WA)_Existing_Water Heating_Natural Gas_Water Heater_E7 | F1 | Commercial | Office (WA) | Existing | Water Heating | Natural Gas | Water Heater | E7 | RVT - Cost of Equipment | 0 | 0 | 0 | 0 | 0 | 0 | 0 | 0 | 0 | 0 | 0 | 0 | 0 | 0 | 0 | 0 | 0 | 0 | 0 | 0 | 0 | 0 | 0 | 0 | 0 | 0 | 0
F1_Commercial_Office (WA)_Existing_Water Heating_Natural Gas_Water Heater_E8 | F1 | Commercial | Office (WA) | Existing | Water Heating | Natural Gas | Water Heater | E8 | RVT - Cost of Equipment | 0 | 0 | 0 | 0 | 0 | 0 | 0 | 0 | 0 | 0 | 0 | 0 | 0 | 0 | 0 | 0 | 0 | 0 | 0 | 0 | 0 | 0 | 0 | 0 | 0 | 0 | 0
F1_Commercial_Office (WA)_Existing_Water Heating_Natural Gas_Water Heater_E9 | F1 | Commercial | Office (WA) | Existing | Water Heating | Natural Gas | Water Heater | E9 | RVT - Cost of Equipment | 0 | 0 | 0 | 0 | 0 | 0 | 0 | 0 | 0 | 0 | 0 | 0 | 0 | 0 | 0 | 0 | 0 | 0 | 0 | 0 | 0 | 0 | 0 | 0 | 0 | 0 | 0
F1_Commercial_Office (WA)_Existing_Water Heating_Natural Gas_Water Heater_E10 | F1 | Commercial | Office (WA) | Existing | Water Heating | Natural Gas | Water Heater | E10 | RVT - Cost of Equipment | 0 | 0 | 0 | 0 | 0 | 0 | 0 | 0 | 0 | 0 | 0 | 0 | 0 | 0 | 0 | 0 | 0 | 0 | 0 | 0 | 0 | 0 | 0 | 0 | 0 | 0 | 0
F2_Commercial_Office (WA)_Existing_Water Heating_Natural Gas_Water Heater_E1 | F2 | Commercial | Office (WA) | Existing | Water Heating | Natural Gas | Water Heater | E1 | RVT - Cost of Operation | 0.066071 | 0.067399 | 0.068894 | 0.070572 | 0.072444 | 0.074706 | 0.076951 | 0.079073 | 0.080998 | 0.082873 | 0.084814 | 0.086594 | 0.088495 | 0.090337 | 0.091957 | 0.093446 | 0.094746 | 0.096002 | 0.097327 | 0.098584 | 0.099849 | 0.10161 | 0.1034 | 0.10523 | 0.1071 | 0.10901 | 0.11094
F2_Commercial_Office (WA)_Existing_Water Heating_Natural Gas_Water Heater_E2 | F2 | Commercial | Office (WA) | Existing | Water Heating | Natural Gas | Water Heater | E2 | RVT - Cost of Operation | 0.05873 | 0.05991 | 0.061239 | 0.062731 | 0.064394 | 0.066405 | 0.068401 | 0.070288 | 0.071998 | 0.073665 | 0.07539 | 0.076972 | 0.078662 | 0.0803 | 0.081739 | 0.083063 | 0.084219 | 0.085335 | 0.086512 | 0.08763 | 0.088755 | 0.090323 | 0.091909 | 0.093541 | 0.095203 | 0.096895 | 0.098616
F2_Commercial_Office (WA)_Existing_Water Heating_Natural Gas_Water Heater_E3 | F2 | Commercial | Office (WA) | Existing | Water Heating | Natural Gas | Water Heater | E3 | RVT - Cost of Operation | 0.056231 | 0.057361 | 0.058633 | 0.060061 | 0.061654 | 0.06358 | 0.06549 | 0.067297 | 0.068935 | 0.07053 | 0.072182 | 0.073697 | 0.075315 | 0.076883 | 0.078261 | 0.079529 | 0.080635 | 0.081704 | 0.082831 | 0.083901 | 0.084978 | 0.086479 | 0.087998 | 0.089561 | 0.091152 | 0.092771 | 0.09442
F2_Commercial_Office (WA)_Existing_Water Heating_Natural Gas_Water Heater_E4 | F2 | Commercial | Office (WA) | Existing | Water Heating | Natural Gas | Water Heater | E4 | RVT - Cost of Operation | 0.058952 | 0.060137 | 0.061431 | 0.062838 | 0.064368 | 0.066172 | 0.067954 | 0.069659 | 0.071232 | 0.072783 | 0.074402 | 0.075922 | 0.077534 | 0.079109 | 0.080525 | 0.08185 | 0.083041 | 0.084205 | 0.085423 | 0.086596 | 0.08778 | 0.089332 | 0.090903 | 0.092518 | 0.094162 | 0.095835 | 0.097537
F2_Commercial_Office (WA)_Existing_Water Heating_Natural Gas_Water Heater_E5 | F2 | Commercial | Office (WA) | Existing | Water Heating | Natural Gas | Water Heater | E5 | RVT - Cost of Operation | 0.034663 | 0.035344 | 0.036133 | 0.037047 | 0.038091 | 0.039364 | 0.040626 | 0.041812 | 0.042877 | 0.043907 | 0.044967 | 0.045926 | 0.046953 | 0.047944 | 0.048804 | 0.049587 | 0.050259 | 0.050903 | 0.051586 | 0.052228 | 0.052873 | 0.053807 | 0.05475 | 0.055723 | 0.056713 | 0.05772 | 0.058746
F2_Commercial_Office (WA)_Existing_Water Heating_Natural Gas_Water Heater_E6 | F2 | Commercial | Office (WA) | Existing | Water Heating | Natural Gas | Water Heater | E6 | RVT - Cost of Operation | 0 | 0 | 0 | 0 | 0 | 0 | 0 | 0 | 0 | 0 | 0 | 0 | 0 | 0 | 0 | 0 | 0 | 0 | 0 | 0 | 0 | 0 | 0 | 0 | 0 | 0 | 0
F2_Commercial_Office (WA)_Existing_Water Heating_Natural Gas_Water Heater_E7 | F2 | Commercial | Office (WA) | Existing | Water Heating | Natural Gas | Water Heater | E7 | RVT - Cost of Operation | 0 | 0 | 0 | 0 | 0 | 0 | 0 | 0 | 0 | 0 | 0 | 0 | 0 | 0 | 0 | 0 | 0 | 0 | 0 | 0 | 0 | 0 | 0 | 0 | 0 | 0 | 0
F2_Commercial_Office (WA)_Existing_Water Heating_Natural Gas_Water Heater_E8 | F2 | Commercial | Office (WA) | Existing | Water Heating | Natural Gas | Water Heater | E8 | RVT - Cost of Operation | 0 | 0 | 0 | 0 | 0 | 0 | 0 | 0 | 0 | 0 | 0 | 0 | 0 | 0 | 0 | 0 | 0 | 0 | 0 | 0 | 0 | 0 | 0 | 0 | 0 | 0 | 0
F2_Commercial_Office (WA)_Existing_Water Heating_Natural Gas_Water Heater_E9 | F2 | Commercial | Office (WA) | Existing | Water Heating | Natural Gas | Water Heater | E9 | RVT - Cost of Operation | 0 | 0 | 0 | 0 | 0 | 0 | 0 | 0 | 0 | 0 | 0 | 0 | 0 | 0 | 0 | 0 | 0 | 0 | 0 | 0 | 0 | 0 | 0 | 0 | 0 | 0 | 0
F2_Commercial_Office (WA)_Existing_Water Heating_Natural Gas_Water Heater_E10 | F2 | Commercial | Office (WA) | Existing | Water Heating | Natural Gas | Water Heater | E10 | RVT - Cost of Operation | 0 | 0 | 0 | 0 | 0 | 0 | 0 | 0 | 0 | 0 | 0 | 0 | 0 | 0 | 0 | 0 | 0 | 0 | 0 | 0 | 0 | 0 | 0 | 0 | 0 | 0 | 0
F3_Commercial_Office (WA)_Existing_Water Heating_Natural Gas_Water Heater_E1 | F3 | Commercial | Office (WA) | Existing | Water Heating | Natural Gas | Water Heater | E1 | System - kBTUs of Consumption | 15.2864 | 15.2864 | 15.2864 | 15.2864 | 15.2864 | 15.2864 | 15.2864 | 15.2864 | 15.2864 | 15.2864 | 15.2864 | 15.2864 | 15.2864 | 15.2864 | 15.2864 | 15.2864 | 15.2864 | 15.2864 | 15.2864 | 15.2864 | 15.2864 | 15.2864 | 15.2864 | 15.2864 | 15.2864 | 15.2864 | 15.2864
F3_Commercial_Office (WA)_Existing_Water Heating_Natural Gas_Water Heater_E2 | F3 | Commercial | Office (WA) | Existing | Water Heating | Natural Gas | Water Heater | E2 | System - kBTUs of Consumption | 13.5879 | 13.5879 | 13.5879 | 13.5879 | 13.5879 | 13.5879 | 13.5879 | 13.5879 | 13.5879 | 13.5879 | 13.5879 | 13.5879 | 13.5879 | 13.5879 | 13.5879 | 13.5879 | 13.5879 | 13.5879 | 13.5879 | 13.5879 | 13.5879 | 13.5879 | 13.5879 | 13.5879 | 13.5879 | 13.5879 | 13.5879
F3_Commercial_Office (WA)_Existing_Water Heating_Natural Gas_Water Heater_E3 | F3 | Commercial | Office (WA) | Existing | Water Heating | Natural Gas | Water Heater | E3 | System - kBTUs of Consumption | 13.0097 | 13.0097 | 13.0097 | 13.0097 | 13.0097 | 13.0097 | 13.0097 | 13.0097 | 13.0097 | 13.0097 | 13.0097 | 13.0097 | 13.0097 | 13.0097 | 13.0097 | 13.0097 | 13.0097 | 13.0097 | 13.0097 | 13.0097 | 13.0097 | 13.0097 | 13.0097 | 13.0097 | 13.0097 | 13.0097 | 13.0097
F3_Commercial_Office (WA)_Existing_Water Heating_Natural Gas_Water Heater_E4 | F3 | Commercial | Office (WA) | Existing | Water Heating | Natural Gas | Water Heater | E4 | System - kBTUs of Consumption | 12.9959 | 12.9959 | 12.9959 | 12.9959 | 12.9959 | 12.9959 | 12.9959 | 12.9959 | 12.9959 | 12.9959 | 12.9959 | 12.9959 | 12.9959 | 12.9959 | 12.9959 | 12.9959 | 12.9959 | 12.9959 | 12.9959 | 12.9959 | 12.9959 | 12.9959 | 12.9959 | 12.9959 | 12.9959 | 12.9959 | 12.9959
F3_Commercial_Office (WA)_Existing_Water Heating_Natural Gas_Water Heater_E5 | F3 | Commercial | Office (WA) | Existing | Water Heating | Natural Gas | Water Heater | E5 | System - kBTUs of Consumption | 8.1528 | 8.1528 | 8.1528 | 8.1528 | 8.1528 | 8.1528 | 8.1528 | 8.1528 | 8.1528 | 8.1528 | 8.1528 | 8.1528 | 8.1528 | 8.1528 | 8.1528 | 8.1528 | 8.1528 | 8.1528 | 8.1528 | 8.1528 | 8.1528 | 8.1528 | 8.1528 | 8.1528 | 8.1528 | 8.1528 | 8.1528
F3_Commercial_Office (WA)_Existing_Water Heating_Natural Gas_Water Heater_E6 | F3 | Commercial | Office (WA) | Existing | Water Heating | Natural Gas | Water Heater | E6 | System - kBTUs of Consumption | 0 | 0 | 0 | 0 | 0 | 0 | 0 | 0 | 0 | 0 | 0 | 0 | 0 | 0 | 0 | 0 | 0 | 0 | 0 | 0 | 0 | 0 | 0 | 0 | 0 | 0 | 0
F3_Commercial_Office (WA)_Existing_Water Heating_Natural Gas_Water Heater_E7 | F3 | Commercial | Office (WA) | Existing | Water Heating | Natural Gas | Water Heater | E7 | System - kBTUs of Consumption | 0 | 0 | 0 | 0 | 0 | 0 | 0 | 0 | 0 | 0 | 0 | 0 | 0 | 0 | 0 | 0 | 0 | 0 | 0 | 0 | 0 | 0 | 0 | 0 | 0 | 0 | 0
F3_Commercial_Office (WA)_Existing_Water Heating_Natural Gas_Water Heater_E8 | F3 | Commercial | Office (WA) | Existing | Water Heating | Natural Gas | Water Heater | E8 | System - kBTUs of Consumption | 0 | 0 | 0 | 0 | 0 | 0 | 0 | 0 | 0 | 0 | 0 | 0 | 0 | 0 | 0 | 0 | 0 | 0 | 0 | 0 | 0 | 0 | 0 | 0 | 0 | 0 | 0
F3_Commercial_Office (WA)_Existing_Water Heating_Natural Gas_Water Heater_E9 | F3 | Commercial | Office (WA) | Existing | Water Heating | Natural Gas | Water Heater | E9 | System - kBTUs of Consumption | 0 | 0 | 0 | 0 | 0 | 0 | 0 | 0 | 0 | 0 | 0 | 0 | 0 | 0 | 0 | 0 | 0 | 0 | 0 | 0 | 0 | 0 | 0 | 0 | 0 | 0 | 0
F3_Commercial_Office (WA)_Existing_Water Heating_Natural Gas_Water Heater_E10 | F3 | Commercial | Office (WA) | Existing | Water Heating | Natural Gas | Water Heater | E10 | System - kBTUs of Consumption | 0 | 0 | 0 | 0 | 0 | 0 | 0 | 0 | 0 | 0 | 0 | 0 | 0 | 0 | 0 | 0 | 0 | 0 | 0 | 0 | 0 | 0 | 0 | 0 | 0 | 0 | 0
F4_Commercial_Office (WA)_Existing_Water Heating_Natural Gas_Water Heater_E1 | F4 | Commercial | Office (WA) | Existing | Water Heating | Natural Gas | Water Heater | E1 | Utility - Cost of Equipment | 0.0098786 | 0.0098786 | 0.0098786 | 0.0098786 | 0.0098786 | 0.0098786 | 0.0098786 | 0.0098786 | 0.0098786 | 0.0098786 | 0.0098786 | 0.0098786 | 0.0098786 | 0.0098786 | 0.0098786 | 0.0098786 | 0.0098786 | 0.0098786 | 0.0098786 | 0.0098786 | 0.0098786 | 0.0098786 | 0.0098786 | 0.0098786 | 0.0098786 | 0.0098786 | 0.0098786
F4_Commercial_Office (WA)_Existing_Water Heating_Natural Gas_Water Heater_E2 | F4 | Commercial | Office (WA) | Existing | Water Heating | Natural Gas | Water Heater | E2 | Utility - Cost of Equipment | 0.011854 | 0.011854 | 0.011854 | 0.011854 | 0.011854 | 0.011854 | 0.011854 | 0.011854 | 0.011854 | 0.011854 | 0.011854 | 0.011854 | 0.011854 | 0.011854 | 0.011854 | 0.011854 | 0.011854 | 0.011854 | 0.011854 | 0.011854 | 0.011854 | 0.011854 | 0.011854 | 0.011854 | 0.011854 | 0.011854 | 0.011854
F4_Commercial_Office (WA)_Existing_Water Heating_Natural Gas_Water Heater_E3 | F4 | Commercial | Office (WA) | Existing | Water Heating | Natural Gas | Water Heater | E3 | Utility - Cost of Equipment | 0.014572 | 0.014572 | 0.014572 | 0.014572 | 0.014572 | 0.014572 | 0.014572 | 0.014572 | 0.014572 | 0.014572 | 0.014572 | 0.014572 | 0.014572 | 0.014572 | 0.014572 | 0.014572 | 0.014572 | 0.014572 | 0.014572 | 0.014572 | 0.014572 | 0.014572 | 0.014572 | 0.014572 | 0.014572 | 0.014572 | 0.014572
F4_Commercial_Office (WA)_Existing_Water Heating_Natural Gas_Water Heater_E4 | F4 | Commercial | Office (WA) | Existing | Water Heating | Natural Gas | Water Heater | E4 | Utility - Cost of Equipment | 0.014687 | 0.014687 | 0.014687 | 0.014687 | 0.014687 | 0.014687 | 0.014687 | 0.014687 | 0.014687 | 0.014687 | 0.014687 | 0.014687 | 0.014687 | 0.014687 | 0.014687 | 0.014687 | 0.014687 | 0.014687 | 0.014687 | 0.014687 | 0.014687 | 0.014687 | 0.014687 | 0.014687 | 0.014687 | 0.014687 | 0.014687
F4_Commercial_Office (WA)_Existing_Water Heating_Natural Gas_Water Heater_E5 | F4 | Commercial | Office (WA) | Existing | Water Heating | Natural Gas | Water Heater | E5 | Utility - Cost of Equipment | 0.031704 | 0.031704 | 0.031704 | 0.031704 | 0.031704 | 0.031704 | 0.031704 | 0.031704 | 0.031704 | 0.031704 | 0.031704 | 0.031704 | 0.031704 | 0.031704 | 0.031704 | 0.031704 | 0.031704 | 0.031704 | 0.031704 | 0.031704 | 0.031704 | 0.031704 | 0.031704 | 0.031704 | 0.031704 | 0.031704 | 0.031704
F4_Commercial_Office (WA)_Existing_Water Heating_Natural Gas_Water Heater_E6 | F4 | Commercial | Office (WA) | Existing | Water Heating | Natural Gas | Water Heater | E6 | Utility - Cost of Equipment | 0 | 0 | 0 | 0 | 0 | 0 | 0 | 0 | 0 | 0 | 0 | 0 | 0 | 0 | 0 | 0 | 0 | 0 | 0 | 0 | 0 | 0 | 0 | 0 | 0 | 0 | 0
F4_Commercial_Office (WA)_Existing_Water Heating_Natural Gas_Water Heater_E7 | F4 | Commercial | Office (WA) | Existing | Water Heating | Natural Gas | Water Heater | E7 | Utility - Cost of Equipment | 0 | 0 | 0 | 0 | 0 | 0 | 0 | 0 | 0 | 0 | 0 | 0 | 0 | 0 | 0 | 0 | 0 | 0 | 0 | 0 | 0 | 0 | 0 | 0 | 0 | 0 | 0
F4_Commercial_Office (WA)_Existing_Water Heating_Natural Gas_Water Heater_E8 | F4 | Commercial | Office (WA) | Existing | Water Heating | Natural Gas | Water Heater | E8 | Utility - Cost of Equipment | 0 | 0 | 0 | 0 | 0 | 0 | 0 | 0 | 0 | 0 | 0 | 0 | 0 | 0 | 0 | 0 | 0 | 0 | 0 | 0 | 0 | 0 | 0 | 0 | 0 | 0 | 0
F4_Commercial_Office (WA)_Existing_Water Heating_Natural Gas_Water Heater_E9 | F4 | Commercial | Office (WA) | Existing | Water Heating | Natural Gas | Water Heater | E9 | Utility - Cost of Equipment | 0 | 0 | 0 | 0 | 0 | 0 | 0 | 0 | 0 | 0 | 0 | 0 | 0 | 0 | 0 | 0 | 0 | 0 | 0 | 0 | 0 | 0 | 0 | 0 | 0 | 0 | 0
F4_Commercial_Office (WA)_Existing_Water Heating_Natural Gas_Water Heater_E10 | F4 | Commercial | Office (WA) | Existing | Water Heating | Natural Gas | Water Heater | E10 | Utility - Cost of Equipment | 0 | 0 | 0 | 0 | 0 | 0 | 0 | 0 | 0 | 0 | 0 | 0 | 0 | 0 | 0 | 0 | 0 | 0 | 0 | 0 | 0 | 0 | 0 | 0 | 0 | 0 | 0
F5_Commercial_Office (WA)_Existing_Water Heating_Natural Gas_Water Heater_E1 | F5 | Commercial | Office (WA) | Existing | Water Heating | Natural Gas | Water Heater | E1 | Utility - Cost of Operation | 0.056677 | 0.058165 | 0.059836 | 0.061708 | 0.063792 | 0.066258 | 0.068768 | 0.071242 | 0.073621 | 0.076035 | 0.078 | 0.079854 | 0.081838 | 0.083789 | 0.08556 | 0.087237 | 0.088767 | 0.090285 | 0.091894 | 0.093474 | 0.095094 | 0.096774 | 0.098473 | 0.10022 | 0.102 | 0.10382 | 0.10566
F5_Commercial_Office (WA)_Existing_Water Heating_Natural Gas_Water Heater_E2 | F5 | Commercial | Office (WA) | Existing | Water Heating | Natural Gas | Water Heater | E2 | Utility - Cost of Operation | 0.050379 | 0.051703 | 0.053188 | 0.054851 | 0.056704 | 0.058896 | 0.061127 | 0.063326 | 0.065441 | 0.067586 | 0.069333 | 0.070981 | 0.072745 | 0.074479 | 0.076054 | 0.077544 | 0.078904 | 0.080253 | 0.081684 | 0.083088 | 0.084528 | 0.086021 | 0.087532 | 0.089087 | 0.09067 | 0.092281 | 0.09392
F5_Commercial_Office (WA)_Existing_Water Heating_Natural Gas_Water Heater_E3 | F5 | Commercial | Office (WA) | Existing | Water Heating | Natural Gas | Water Heater | E3 | Utility - Cost of Operation | 0.048236 | 0.049503 | 0.050925 | 0.052517 | 0.054291 | 0.056389 | 0.058526 | 0.060631 | 0.062656 | 0.06471 | 0.066383 | 0.067961 | 0.069649 | 0.07131 | 0.072817 | 0.074244 | 0.075546 | 0.076838 | 0.078208 | 0.079552 | 0.080931 | 0.082361 | 0.083807 | 0.085296 | 0.086811 | 0.088354 | 0.089923
F5_Commercial_Office (WA)_Existing_Water Heating_Natural Gas_Water Heater_E4 | F5 | Commercial | Office (WA) | Existing | Water Heating | Natural Gas | Water Heater | E4 | Utility - Cost of Operation | 0.051218 | 0.052541 | 0.053987 | 0.055565 | 0.057285 | 0.059277 | 0.061299 | 0.063297 | 0.06523 | 0.067193 | 0.068832 | 0.070396 | 0.072059 | 0.073702 | 0.075218 | 0.076668 | 0.078016 | 0.079359 | 0.080772 | 0.082169 | 0.0836 | 0.085078 | 0.086575 | 0.088113 | 0.089678 | 0.091271 | 0.092893
F5_Commercial_Office (WA)_Existing_Water Heating_Natural Gas_Water Heater_E5 | F5 | Commercial | Office (WA) | Existing | Water Heating | Natural Gas | Water Heater | E5 | Utility - Cost of Operation | 0.029541 | 0.030318 | 0.031205 | 0.032216 | 0.033357 | 0.034724 | 0.036119 | 0.037491 | 0.038806 | 0.040141 | 0.041212 | 0.042217 | 0.043296 | 0.044354 | 0.045307 | 0.046203 | 0.047012 | 0.047813 | 0.048665 | 0.049499 | 0.050355 | 0.051244 | 0.052143 | 0.053069 | 0.054012 | 0.054972 | 0.055948
F5_Commercial_Office (WA)_Existing_Water Heating_Natural Gas_Water Heater_E6 | F5 | Commercial | Office (WA) | Existing | Water Heating | Natural Gas | Water Heater | E6 | Utility - Cost of Operation | 0 | 0 | 0 | 0 | 0 | 0 | 0 | 0 | 0 | 0 | 0 | 0 | 0 | 0 | 0 | 0 | 0 | 0 | 0 | 0 | 0 | 0 | 0 | 0 | 0 | 0 | 0
F5_Commercial_Office (WA)_Existing_Water Heating_Natural Gas_Water Heater_E7 | F5 | Commercial | Office (WA) | Existing | Water Heating | Natural Gas | Water Heater | E7 | Utility - Cost of Operation | 0 | 0 | 0 | 0 | 0 | 0 | 0 | 0 | 0 | 0 | 0 | 0 | 0 | 0 | 0 | 0 | 0 | 0 | 0 | 0 | 0 | 0 | 0 | 0 | 0 | 0 | 0
F5_Commercial_Office (WA)_Existing_Water Heating_Natural Gas_Water Heater_E8 | F5 | Commercial | Office (WA) | Existing | Water Heating | Natural Gas | Water Heater | E8 | Utility - Cost of Operation | 0 | 0 | 0 | 0 | 0 | 0 | 0 | 0 | 0 | 0 | 0 | 0 | 0 | 0 | 0 | 0 | 0 | 0 | 0 | 0 | 0 | 0 | 0 | 0 | 0 | 0 | 0
F5_Commercial_Office (WA)_Existing_Water Heating_Natural Gas_Water Heater_E9 | F5 | Commercial | Office (WA) | Existing | Water Heating | Natural Gas | Water Heater | E9 | Utility - Cost of Operation | 0 | 0 | 0 | 0 | 0 | 0 | 0 | 0 | 0 | 0 | 0 | 0 | 0 | 0 | 0 | 0 | 0 | 0 | 0 | 0 | 0 | 0 | 0 | 0 | 0 | 0 | 0
F5_Commercial_Office (WA)_Existing_Water Heating_Natural Gas_Water Heater_E10 | F5 | Commercial | Office (WA) | Existing | Water Heating | Natural Gas | Water Heater | E10 | Utility - Cost of Operation | 0 | 0 | 0 | 0 | 0 | 0 | 0 | 0 | 0 | 0 | 0 | 0 | 0 | 0 | 0 | 0 | 0 | 0 | 0 | 0 | 0 | 0 | 0 | 0 | 0 | 0 | 0
F6_Commercial_Office (WA)_Existing_Water Heating_Natural Gas_Water Heater_E1 | F6 | Commercial | Office (WA) | Existing | Water Heating | Natural Gas | Water Heater | E1 | Utility - Value of Sales | 0.066071 | 0.067399 | 0.068894 | 0.070572 | 0.072444 | 0.074706 | 0.076951 | 0.079073 | 0.080998 | 0.082873 | 0.084814 | 0.086594 | 0.088495 | 0.090337 | 0.091957 | 0.093446 | 0.094746 | 0.096002 | 0.097327 | 0.098584 | 0.099849 | 0.10161 | 0.1034 | 0.10523 | 0.1071 | 0.10901 | 0.11094
F6_Commercial_Office (WA)_Existing_Water Heating_Natural Gas_Water Heater_E2 | F6 | Commercial | Office (WA) | Existing | Water Heating | Natural Gas | Water Heater | E2 | Utility - Value of Sales | 0.05873 | 0.05991 | 0.061239 | 0.062731 | 0.064394 | 0.066405 | 0.068401 | 0.070288 | 0.071998 | 0.073665 | 0.07539 | 0.076972 | 0.078662 | 0.0803 | 0.081739 | 0.083063 | 0.084219 | 0.085335 | 0.086512 | 0.08763 | 0.088755 | 0.090323 | 0.091909 | 0.093541 | 0.095203 | 0.096895 | 0.098616
F6_Commercial_Office (WA)_Existing_Water Heating_Natural Gas_Water Heater_E3 | F6 | Commercial | Office (WA) | Existing | Water Heating | Natural Gas | Water Heater | E3 | Utility - Value of Sales | 0.056231 | 0.057361 | 0.058633 | 0.060061 | 0.061654 | 0.06358 | 0.06549 | 0.067297 | 0.068935 | 0.07053 | 0.072182 | 0.073697 | 0.075315 | 0.076883 | 0.078261 | 0.079529 | 0.080635 | 0.081704 | 0.082831 | 0.083901 | 0.084978 | 0.086479 | 0.087998 | 0.089561 | 0.091152 | 0.092771 | 0.09442
F6_Commercial_Office (WA)_Existing_Water Heating_Natural Gas_Water Heater_E4 | F6 | Commercial | Office (WA) | Existing | Water Heating | Natural Gas | Water Heater | E4 | Utility - Value of Sales | 0.058952 | 0.060137 | 0.061431 | 0.062838 | 0.064368 | 0.066172 | 0.067954 | 0.069659 | 0.071232 | 0.072783 | 0.074402 | 0.075922 | 0.077534 | 0.079109 | 0.080525 | 0.08185 | 0.083041 | 0.084205 | 0.085423 | 0.086596 | 0.08778 | 0.089332 | 0.090903 | 0.092518 | 0.094162 | 0.095835 | 0.097537
F6_Commercial_Office (WA)_Existing_Water Heating_Natural Gas_Water Heater_E5 | F6 | Commercial | Office (WA) | Existing | Water Heating | Natural Gas | Water Heater | E5 | Utility - Value of Sales | 0.034663 | 0.035344 | 0.036133 | 0.037047 | 0.038091 | 0.039364 | 0.040626 | 0.041812 | 0.042877 | 0.043907 | 0.044967 | 0.045926 | 0.046953 | 0.047944 | 0.048804 | 0.049587 | 0.050259 | 0.050903 | 0.051586 | 0.052228 | 0.052873 | 0.053807 | 0.05475 | 0.055723 | 0.056713 | 0.05772 | 0.058746
F6_Commercial_Office (WA)_Existing_Water Heating_Natural Gas_Water Heater_E6 | F6 | Commercial | Office (WA) | Existing | Water Heating | Natural Gas | Water Heater | E6 | Utility - Value of Sales | 0 | 0 | 0 | 0 | 0 | 0 | 0 | 0 | 0 | 0 | 0 | 0 | 0 | 0 | 0 | 0 | 0 | 0 | 0 | 0 | 0 | 0 | 0 | 0 | 0 | 0 | 0
F6_Commercial_Office (WA)_Existing_Water Heating_Natural Gas_Water Heater_E7 | F6 | Commercial | Office (WA) | Existing | Water Heating | Natural Gas | Water Heater | E7 | Utility - Value of Sales | 0 | 0 | 0 | 0 | 0 | 0 | 0 | 0 | 0 | 0 | 0 | 0 | 0 | 0 | 0 | 0 | 0 | 0 | 0 | 0 | 0 | 0 | 0 | 0 | 0 | 0 | 0
F6_Commercial_Office (WA)_Existing_Water Heating_Natural Gas_Water Heater_E8 | F6 | Commercial | Office (WA) | Existing | Water Heating | Natural Gas | Water Heater | E8 | Utility - Value of Sales | 0 | 0 | 0 | 0 | 0 | 0 | 0 | 0 | 0 | 0 | 0 | 0 | 0 | 0 | 0 | 0 | 0 | 0 | 0 | 0 | 0 | 0 | 0 | 0 | 0 | 0 | 0
F6_Commercial_Office (WA)_Existing_Water Heating_Natural Gas_Water Heater_E9 | F6 | Commercial | Office (WA) | Existing | Water Heating | Natural Gas | Water Heater | E9 | Utility - Value of Sales | 0 | 0 | 0 | 0 | 0 | 0 | 0 | 0 | 0 | 0 | 0 | 0 | 0 | 0 | 0 | 0 | 0 | 0 | 0 | 0 | 0 | 0 | 0 | 0 | 0 | 0 | 0
F6_Commercial_Office (WA)_Existing_Water Heating_Natural Gas_Water Heater_E10 | F6 | Commercial | Office (WA) | Existing | Water Heating | Natural Gas | Water Heater | E10 | Utility - Value of Sales | 0 | 0 | 0 | 0 | 0 | 0 | 0 | 0 | 0 | 0 | 0 | 0 | 0 | 0 | 0 | 0 | 0 | 0 | 0 | 0 | 0 | 0 | 0 | 0 | 0 | 0 | 0
F1_Commercial_Office (WA)_Existing_Food Preparation_Natural Gas_Oven_E1 | F1 | Commercial | Office (WA) | Existing | Food Preparation | Natural Gas | Oven | E1 | RVT - Cost of Equipment | 2.2244e-05 | 2.2244e-05 | 2.2244e-05 | 2.2244e-05 | 2.2244e-05 | 2.2244e-05 | 2.2244e-05 | 2.2244e-05 | 2.2244e-05 | 2.2244e-05 | 2.2244e-05 | 2.2244e-05 | 2.2244e-05 | 2.2244e-05 | 2.2244e-05 | 2.2244e-05 | 2.2244e-05 | 2.2244e-05 | 2.2244e-05 | 2.2244e-05 | 2.2244e-05 | 2.2244e-05 | 2.2244e-05 | 2.2244e-05 | 2.2244e-05 | 2.2244e-05 | 2.2244e-05
F1_Commercial_Office (WA)_Existing_Food Preparation_Natural Gas_Oven_E2 | F1 | Commercial | Office (WA) | Existing | Food Preparation | Natural Gas | Oven | E2 | RVT - Cost of Equipment | 3.031e-05 | 3.031e-05 | 3.031e-05 | 3.031e-05 | 3.031e-05 | 3.031e-05 | 3.031e-05 | 3.031e-05 | 3.031e-05 | 3.031e-05 | 3.031e-05 | 3.031e-05 | 3.031e-05 | 3.031e-05 | 3.031e-05 | 3.031e-05 | 3.031e-05 | 3.031e-05 | 3.031e-05 | 3.031e-05 | 3.031e-05 | 3.031e-05 | 3.031e-05 | 3.031e-05 | 3.031e-05 | 3.031e-05 | 3.031e-05
F1_Commercial_Office (WA)_Existing_Food Preparation_Natural Gas_Oven_E3 | F1 | Commercial | Office (WA) | Existing | Food Preparation | Natural Gas | Oven | E3 | RVT - Cost of Equipment | 0 | 0 | 0 | 0 | 0 | 0 | 0 | 0 | 0 | 0 | 0 | 0 | 0 | 0 | 0 | 0 | 0 | 0 | 0 | 0 | 0 | 0 | 0 | 0 | 0 | 0 | 0
F1_Commercial_Office (WA)_Existing_Food Preparation_Natural Gas_Oven_E4 | F1 | Commercial | Office (WA) | Existing | Food Preparation | Natural Gas | Oven | E4 | RVT - Cost of Equipment | 0 | 0 | 0 | 0 | 0 | 0 | 0 | 0 | 0 | 0 | 0 | 0 | 0 | 0 | 0 | 0 | 0 | 0 | 0 | 0 | 0 | 0 | 0 | 0 | 0 | 0 | 0
F1_Commercial_Office (WA)_Existing_Food Preparation_Natural Gas_Oven_E5 | F1 | Commercial | Office (WA) | Existing | Food Preparation | Natural Gas | Oven | E5 | RVT - Cost of Equipment | 0 | 0 | 0 | 0 | 0 | 0 | 0 | 0 | 0 | 0 | 0 | 0 | 0 | 0 | 0 | 0 | 0 | 0 | 0 | 0 | 0 | 0 | 0 | 0 | 0 | 0 | 0
F1_Commercial_Office (WA)_Existing_Food Preparation_Natural Gas_Oven_E6 | F1 | Commercial | Office (WA) | Existing | Food Preparation | Natural Gas | Oven | E6 | RVT - Cost of Equipment | 0 | 0 | 0 | 0 | 0 | 0 | 0 | 0 | 0 | 0 | 0 | 0 | 0 | 0 | 0 | 0 | 0 | 0 | 0 | 0 | 0 | 0 | 0 | 0 | 0 | 0 | 0
F1_Commercial_Office (WA)_Existing_Food Preparation_Natural Gas_Oven_E7 | F1 | Commercial | Office (WA) | Existing | Food Preparation | Natural Gas | Oven | E7 | RVT - Cost of Equipment | 0 | 0 | 0 | 0 | 0 | 0 | 0 | 0 | 0 | 0 | 0 | 0 | 0 | 0 | 0 | 0 | 0 | 0 | 0 | 0 | 0 | 0 | 0 | 0 | 0 | 0 | 0
F1_Commercial_Office (WA)_Existing_Food Preparation_Natural Gas_Oven_E8 | F1 | Commercial | Office (WA) | Existing | Food Preparation | Natural Gas | Oven | E8 | RVT - Cost of Equipment | 0 | 0 | 0 | 0 | 0 | 0 | 0 | 0 | 0 | 0 | 0 | 0 | 0 | 0 | 0 | 0 | 0 | 0 | 0 | 0 | 0 | 0 | 0 | 0 | 0 | 0 | 0
F1_Commercial_Office (WA)_Existing_Food Preparation_Natural Gas_Oven_E9 | F1 | Commercial | Office (WA) | Existing | Food Preparation | Natural Gas | Oven | E9 | RVT - Cost of Equipment | 0 | 0 | 0 | 0 | 0 | 0 | 0 | 0 | 0 | 0 | 0 | 0 | 0 | 0 | 0 | 0 | 0 | 0 | 0 | 0 | 0 | 0 | 0 | 0 | 0 | 0 | 0
F1_Commercial_Office (WA)_Existing_Food Preparation_Natural Gas_Oven_E10 | F1 | Commercial | Office (WA) | Existing | Food Preparation | Natural Gas | Oven | E10 | RVT - Cost of Equipment | 0 | 0 | 0 | 0 | 0 | 0 | 0 | 0 | 0 | 0 | 0 | 0 | 0 | 0 | 0 | 0 | 0 | 0 | 0 | 0 | 0 | 0 | 0 | 0 | 0 | 0 | 0
F2_Commercial_Office (WA)_Existing_Food Preparation_Natural Gas_Oven_E1 | F2 | Commercial | Office (WA) | Existing | Food Preparation | Natural Gas | Oven | E1 | RVT - Cost of Operation | 0.016521 | 0.016796 | 0.017131 | 0.017538 | 0.018023 | 0.018663 | 0.01932 | 0.019956 | 0.020541 | 0.021103 | 0.02168 | 0.022196 | 0.022733 | 0.02323 | 0.023649 | 0.02402 | 0.024324 | 0.024611 | 0.024918 | 0.025201 | 0.025483 | 0.025932 | 0.026386 | 0.026855 | 0.027332 | 0.027817 | 0.028311
F2_Commercial_Office (WA)_Existing_Food Preparation_Natural Gas_Oven_E2 | F2 | Commercial | Office (WA) | Existing | Food Preparation | Natural Gas | Oven | E2 | RVT - Cost of Operation | 0.011731 | 0.011927 | 0.012165 | 0.012454 | 0.012798 | 0.013253 | 0.013719 | 0.014171 | 0.014586 | 0.014985 | 0.015395 | 0.015761 | 0.016143 | 0.016496 | 0.016793 | 0.017056 | 0.017272 | 0.017476 | 0.017695 | 0.017895 | 0.018095 | 0.018414 | 0.018736 | 0.019069 | 0.019408 | 0.019753 | 0.020104
F2_Commercial_Office (WA)_Existing_Food Preparation_Natural Gas_Oven_E3 | F2 | Commercial | Office (WA) | Existing | Food Preparation | Natural Gas | Oven | E3 | RVT - Cost of Operation | 0 | 0 | 0 | 0 | 0 | 0 | 0 | 0 | 0 | 0 | 0 | 0 | 0 | 0 | 0 | 0 | 0 | 0 | 0 | 0 | 0 | 0 | 0 | 0 | 0 | 0 | 0
F2_Commercial_Office (WA)_Existing_Food Preparation_Natural Gas_Oven_E4 | F2 | Commercial | Office (WA) | Existing | Food Preparation | Natural Gas | Oven | E4 | RVT - Cost of Operation | 0 | 0 | 0 | 0 | 0 | 0 | 0 | 0 | 0 | 0 | 0 | 0 | 0 | 0 | 0 | 0 | 0 | 0 | 0 | 0 | 0 | 0 | 0 | 0 | 0 | 0 | 0
F2_Commercial_Office (WA)_Existing_Food Preparation_Natural Gas_Oven_E5 | F2 | Commercial | Office (WA) | Existing | Food Preparation | Natural Gas | Oven | E5 | RVT - Cost of Operation | 0 | 0 | 0 | 0 | 0 | 0 | 0 | 0 | 0 | 0 | 0 | 0 | 0 | 0 | 0 | 0 | 0 | 0 | 0 | 0 | 0 | 0 | 0 | 0 | 0 | 0 | 0
F2_Commercial_Office (WA)_Existing_Food Preparation_Natural Gas_Oven_E6 | F2 | Commercial | Office (WA) | Existing | Food Preparation | Natural Gas | Oven | E6 | RVT - Cost of Operation | 0 | 0 | 0 | 0 | 0 | 0 | 0 | 0 | 0 | 0 | 0 | 0 | 0 | 0 | 0 | 0 | 0 | 0 | 0 | 0 | 0 | 0 | 0 | 0 | 0 | 0 | 0
F2_Commercial_Office (WA)_Existing_Food Preparation_Natural Gas_Oven_E7 | F2 | Commercial | Office (WA) | Existing | Food Preparation | Natural Gas | Oven | E7 | RVT - Cost of Operation | 0 | 0 | 0 | 0 | 0 | 0 | 0 | 0 | 0 | 0 | 0 | 0 | 0 | 0 | 0 | 0 | 0 | 0 | 0 | 0 | 0 | 0 | 0 | 0 | 0 | 0 | 0
F2_Commercial_Office (WA)_Existing_Food Preparation_Natural Gas_Oven_E8 | F2 | Commercial | Office (WA) | Existing | Food Preparation | Natural Gas | Oven | E8 | RVT - Cost of Operation | 0 | 0 | 0 | 0 | 0 | 0 | 0 | 0 | 0 | 0 | 0 | 0 | 0 | 0 | 0 | 0 | 0 | 0 | 0 | 0 | 0 | 0 | 0 | 0 | 0 | 0 | 0
F2_Commercial_Office (WA)_Existing_Food Preparation_Natural Gas_Oven_E9 | F2 | Commercial | Office (WA) | Existing | Food Preparation | Natural Gas | Oven | E9 | RVT - Cost of Operation | 0 | 0 | 0 | 0 | 0 | 0 | 0 | 0 | 0 | 0 | 0 | 0 | 0 | 0 | 0 | 0 | 0 | 0 | 0 | 0 | 0 | 0 | 0 | 0 | 0 | 0 | 0
F2_Commercial_Office (WA)_Existing_Food Preparation_Natural Gas_Oven_E10 | F2 | Commercial | Office (WA) | Existing | Food Preparation | Natural Gas | Oven | E10 | RVT - Cost of Operation | 0 | 0 | 0 | 0 | 0 | 0 | 0 | 0 | 0 | 0 | 0 | 0 | 0 | 0 | 0 | 0 | 0 | 0 | 0 | 0 | 0 | 0 | 0 | 0 | 0 | 0 | 0
F3_Commercial_Office (WA)_Existing_Food Preparation_Natural Gas_Oven_E1 | F3 | Commercial | Office (WA) | Existing | Food Preparation | Natural Gas | Oven | E1 | System - kBTUs of Consumption | 4.0045 | 4.0045 | 4.0045 | 4.0045 | 4.0045 | 4.0045 | 4.0045 | 4.0045 | 4.0045 | 4.0045 | 4.0045 | 4.0045 | 4.0045 | 4.0045 | 4.0045 | 4.0045 | 4.0045 | 4.0045 | 4.0045 | 4.0045 | 4.0045 | 4.0045 | 4.0045 | 4.0045 | 4.0045 | 4.0045 | 4.0045
F3_Commercial_Office (WA)_Existing_Food Preparation_Natural Gas_Oven_E2 | F3 | Commercial | Office (WA) | Existing | Food Preparation | Natural Gas | Oven | E2 | System - kBTUs of Consumption | 2.8436 | 2.8436 | 2.8436 | 2.8436 | 2.8436 | 2.8436 | 2.8436 | 2.8436 | 2.8436 | 2.8436 | 2.8436 | 2.8436 | 2.8436 | 2.8436 | 2.8436 | 2.8436 | 2.8436 | 2.8436 | 2.8436 | 2.8436 | 2.8436 | 2.8436 | 2.8436 | 2.8436 | 2.8436 | 2.8436 | 2.8436
F3_Commercial_Office (WA)_Existing_Food Preparation_Natural Gas_Oven_E3 | F3 | Commercial | Office (WA) | Existing | Food Preparation | Natural Gas | Oven | E3 | System - kBTUs of Consumption | 0 | 0 | 0 | 0 | 0 | 0 | 0 | 0 | 0 | 0 | 0 | 0 | 0 | 0 | 0 | 0 | 0 | 0 | 0 | 0 | 0 | 0 | 0 | 0 | 0 | 0 | 0
F3_Commercial_Office (WA)_Existing_Food Preparation_Natural Gas_Oven_E4 | F3 | Commercial | Office (WA) | Existing | Food Preparation | Natural Gas | Oven | E4 | System - kBTUs of Consumption | 0 | 0 | 0 | 0 | 0 | 0 | 0 | 0 | 0 | 0 | 0 | 0 | 0 | 0 | 0 | 0 | 0 | 0 | 0 | 0 | 0 | 0 | 0 | 0 | 0 | 0 | 0
F3_Commercial_Office (WA)_Existing_Food Preparation_Natural Gas_Oven_E5 | F3 | Commercial | Office (WA) | Existing | Food Preparation | Natural Gas | Oven | E5 | System - kBTUs of Consumption | 0 | 0 | 0 | 0 | 0 | 0 | 0 | 0 | 0 | 0 | 0 | 0 | 0 | 0 | 0 | 0 | 0 | 0 | 0 | 0 | 0 | 0 | 0 | 0 | 0 | 0 | 0
F3_Commercial_Office (WA)_Existing_Food Preparation_Natural Gas_Oven_E6 | F3 | Commercial | Office (WA) | Existing | Food Preparation | Natural Gas | Oven | E6 | System - kBTUs of Consumption | 0 | 0 | 0 | 0 | 0 | 0 | 0 | 0 | 0 | 0 | 0 | 0 | 0 | 0 | 0 | 0 | 0 | 0 | 0 | 0 | 0 | 0 | 0 | 0 | 0 | 0 | 0
F3_Commercial_Office (WA)_Existing_Food Preparation_Natural Gas_Oven_E7 | F3 | Commercial | Office (WA) | Existing | Food Preparation | Natural Gas | Oven | E7 | System - kBTUs of Consumption | 0 | 0 | 0 | 0 | 0 | 0 | 0 | 0 | 0 | 0 | 0 | 0 | 0 | 0 | 0 | 0 | 0 | 0 | 0 | 0 | 0 | 0 | 0 | 0 | 0 | 0 | 0
F3_Commercial_Office (WA)_Existing_Food Preparation_Natural Gas_Oven_E8 | F3 | Commercial | Office (WA) | Existing | Food Preparation | Natural Gas | Oven | E8 | System - kBTUs of Consumption | 0 | 0 | 0 | 0 | 0 | 0 | 0 | 0 | 0 | 0 | 0 | 0 | 0 | 0 | 0 | 0 | 0 | 0 | 0 | 0 | 0 | 0 | 0 | 0 | 0 | 0 | 0
F3_Commercial_Office (WA)_Existing_Food Preparation_Natural Gas_Oven_E9 | F3 | Commercial | Office (WA) | Existing | Food Preparation | Natural Gas | Oven | E9 | System - kBTUs of Consumption | 0 | 0 | 0 | 0 | 0 | 0 | 0 | 0 | 0 | 0 | 0 | 0 | 0 | 0 | 0 | 0 | 0 | 0 | 0 | 0 | 0 | 0 | 0 | 0 | 0 | 0 | 0
F3_Commercial_Office (WA)_Existing_Food Preparation_Natural Gas_Oven_E10 | F3 | Commercial | Office (WA) | Existing | Food Preparation | Natural Gas | Oven | E10 | System - kBTUs of Consumption | 0 | 0 | 0 | 0 | 0 | 0 | 0 | 0 | 0 | 0 | 0 | 0 | 0 | 0 | 0 | 0 | 0 | 0 | 0 | 0 | 0 | 0 | 0 | 0 | 0 | 0 | 0
F4_Commercial_Office (WA)_Existing_Food Preparation_Natural Gas_Oven_E1 | F4 | Commercial | Office (WA) | Existing | Food Preparation | Natural Gas | Oven | E1 | Utility - Cost of Equipment | 2.2244e-05 | 2.2244e-05 | 2.2244e-05 | 2.2244e-05 | 2.2244e-05 | 2.2244e-05 | 2.2244e-05 | 2.2244e-05 | 2.2244e-05 | 2.2244e-05 | 2.2244e-05 | 2.2244e-05 | 2.2244e-05 | 2.2244e-05 | 2.2244e-05 | 2.2244e-05 | 2.2244e-05 | 2.2244e-05 | 2.2244e-05 | 2.2244e-05 | 2.2244e-05 | 2.2244e-05 | 2.2244e-05 | 2.2244e-05 | 2.2244e-05 | 2.2244e-05 | 2.2244e-05
F4_Commercial_Office (WA)_Existing_Food Preparation_Natural Gas_Oven_E2 | F4 | Commercial | Office (WA) | Existing | Food Preparation | Natural Gas | Oven | E2 | Utility - Cost of Equipment | 3.031e-05 | 3.031e-05 | 3.031e-05 | 3.031e-05 | 3.031e-05 | 3.031e-05 | 3.031e-05 | 3.031e-05 | 3.031e-05 | 3.031e-05 | 3.031e-05 | 3.031e-05 | 3.031e-05 | 3.031e-05 | 3.031e-05 | 3.031e-05 | 3.031e-05 | 3.031e-05 | 3.031e-05 | 3.031e-05 | 3.031e-05 | 3.031e-05 | 3.031e-05 | 3.031e-05 | 3.031e-05 | 3.031e-05 | 3.031e-05
F4_Commercial_Office (WA)_Existing_Food Preparation_Natural Gas_Oven_E3 | F4 | Commercial | Office (WA) | Existing | Food Preparation | Natural Gas | Oven | E3 | Utility - Cost of Equipment | 0 | 0 | 0 | 0 | 0 | 0 | 0 | 0 | 0 | 0 | 0 | 0 | 0 | 0 | 0 | 0 | 0 | 0 | 0 | 0 | 0 | 0 | 0 | 0 | 0 | 0 | 0
F4_Commercial_Office (WA)_Existing_Food Preparation_Natural Gas_Oven_E4 | F4 | Commercial | Office (WA) | Existing | Food Preparation | Natural Gas | Oven | E4 | Utility - Cost of Equipment | 0 | 0 | 0 | 0 | 0 | 0 | 0 | 0 | 0 | 0 | 0 | 0 | 0 | 0 | 0 | 0 | 0 | 0 | 0 | 0 | 0 | 0 | 0 | 0 | 0 | 0 | 0
F4_Commercial_Office (WA)_Existing_Food Preparation_Natural Gas_Oven_E5 | F4 | Commercial | Office (WA) | Existing | Food Preparation | Natural Gas | Oven | E5 | Utility - Cost of Equipment | 0 | 0 | 0 | 0 | 0 | 0 | 0 | 0 | 0 | 0 | 0 | 0 | 0 | 0 | 0 | 0 | 0 | 0 | 0 | 0 | 0 | 0 | 0 | 0 | 0 | 0 | 0
F4_Commercial_Office (WA)_Existing_Food Preparation_Natural Gas_Oven_E6 | F4 | Commercial | Office (WA) | Existing | Food Preparation | Natural Gas | Oven | E6 | Utility - Cost of Equipment | 0 | 0 | 0 | 0 | 0 | 0 | 0 | 0 | 0 | 0 | 0 | 0 | 0 | 0 | 0 | 0 | 0 | 0 | 0 | 0 | 0 | 0 | 0 | 0 | 0 | 0 | 0
F4_Commercial_Office (WA)_Existing_Food Preparation_Natural Gas_Oven_E7 | F4 | Commercial | Office (WA) | Existing | Food Preparation | Natural Gas | Oven | E7 | Utility - Cost of Equipment | 0 | 0 | 0 | 0 | 0 | 0 | 0 | 0 | 0 | 0 | 0 | 0 | 0 | 0 | 0 | 0 | 0 | 0 | 0 | 0 | 0 | 0 | 0 | 0 | 0 | 0 | 0
F4_Commercial_Office (WA)_Existing_Food Preparation_Natural Gas_Oven_E8 | F4 | Commercial | Office (WA) | Existing | Food Preparation | Natural Gas | Oven | E8 | Utility - Cost of Equipment | 0 | 0 | 0 | 0 | 0 | 0 | 0 | 0 | 0 | 0 | 0 | 0 | 0 | 0 | 0 | 0 | 0 | 0 | 0 | 0 | 0 | 0 | 0 | 0 | 0 | 0 | 0
F4_Commercial_Office (WA)_Existing_Food Preparation_Natural Gas_Oven_E9 | F4 | Commercial | Office (WA) | Existing | Food Preparation | Natural Gas | Oven | E9 | Utility - Cost of Equipment | 0 | 0 | 0 | 0 | 0 | 0 | 0 | 0 | 0 | 0 | 0 | 0 | 0 | 0 | 0 | 0 | 0 | 0 | 0 | 0 | 0 | 0 | 0 | 0 | 0 | 0 | 0
F4_Commercial_Office (WA)_Existing_Food Preparation_Natural Gas_Oven_E10 | F4 | Commercial | Office (WA) | Existing | Food Preparation | Natural Gas | Oven | E10 | Utility - Cost of Equipment | 0 | 0 | 0 | 0 | 0 | 0 | 0 | 0 | 0 | 0 | 0 | 0 | 0 | 0 | 0 | 0 | 0 | 0 | 0 | 0 | 0 | 0 | 0 | 0 | 0 | 0 | 0
F5_Commercial_Office (WA)_Existing_Food Preparation_Natural Gas_Oven_E1 | F5 | Commercial | Office (WA) | Existing | Food Preparation | Natural Gas | Oven | E1 | Utility - Cost of Operation | 0.013888 | 0.014209 | 0.014612 | 0.015088 | 0.015641 | 0.016339 | 0.017065 | 0.01779 | 0.018489 | 0.019198 | 0.019751 | 0.020265 | 0.02082 | 0.02136 | 0.021836 | 0.022278 | 0.022667 | 0.023049 | 0.02346 | 0.023859 | 0.02427 | 0.024697 | 0.025129 | 0.025576 | 0.02603 | 0.026493 | 0.026963
F5_Commercial_Office (WA)_Existing_Food Preparation_Natural Gas_Oven_E2 | F5 | Commercial | Office (WA) | Existing | Food Preparation | Natural Gas | Oven | E2 | Utility - Cost of Operation | 0.0098618 | 0.010089 | 0.010376 | 0.010714 | 0.011107 | 0.011602 | 0.012118 | 0.012633 | 0.013129 | 0.013632 | 0.014025 | 0.01439 | 0.014784 | 0.015168 | 0.015506 | 0.015819 | 0.016095 | 0.016367 | 0.016659 | 0.016942 | 0.017234 | 0.017537 | 0.017844 | 0.018161 | 0.018484 | 0.018812 | 0.019147
F5_Commercial_Office (WA)_Existing_Food Preparation_Natural Gas_Oven_E3 | F5 | Commercial | Office (WA) | Existing | Food Preparation | Natural Gas | Oven | E3 | Utility - Cost of Operation | 0 | 0 | 0 | 0 | 0 | 0 | 0 | 0 | 0 | 0 | 0 | 0 | 0 | 0 | 0 | 0 | 0 | 0 | 0 | 0 | 0 | 0 | 0 | 0 | 0 | 0 | 0
F5_Commercial_Office (WA)_Existing_Food Preparation_Natural Gas_Oven_E4 | F5 | Commercial | Office (WA) | Existing | Food Preparation | Natural Gas | Oven | E4 | Utility - Cost of Operation | 0 | 0 | 0 | 0 | 0 | 0 | 0 | 0 | 0 | 0 | 0 | 0 | 0 | 0 | 0 | 0 | 0 | 0 | 0 | 0 | 0 | 0 | 0 | 0 | 0 | 0 | 0
F5_Commercial_Office (WA)_Existing_Food Preparation_Natural Gas_Oven_E5 | F5 | Commercial | Office (WA) | Existing | Food Preparation | Natural Gas | Oven | E5 | Utility - Cost of Operation | 0 | 0 | 0 | 0 | 0 | 0 | 0 | 0 | 0 | 0 | 0 | 0 | 0 | 0 | 0 | 0 | 0 | 0 | 0 | 0 | 0 | 0 | 0 | 0 | 0 | 0 | 0
F5_Commercial_Office (WA)_Existing_Food Preparation_Natural Gas_Oven_E6 | F5 | Commercial | Office (WA) | Existing | Food Preparation | Natural Gas | Oven | E6 | Utility - Cost of Operation | 0 | 0 | 0 | 0 | 0 | 0 | 0 | 0 | 0 | 0 | 0 | 0 | 0 | 0 | 0 | 0 | 0 | 0 | 0 | 0 | 0 | 0 | 0 | 0 | 0 | 0 | 0
F5_Commercial_Office (WA)_Existing_Food Preparation_Natural Gas_Oven_E7 | F5 | Commercial | Office (WA) | Existing | Food Preparation | Natural Gas | Oven | E7 | Utility - Cost of Operation | 0 | 0 | 0 | 0 | 0 | 0 | 0 | 0 | 0 | 0 | 0 | 0 | 0 | 0 | 0 | 0 | 0 | 0 | 0 | 0 | 0 | 0 | 0 | 0 | 0 | 0 | 0
F5_Commercial_Office (WA)_Existing_Food Preparation_Natural Gas_Oven_E8 | F5 | Commercial | Office (WA) | Existing | Food Preparation | Natural Gas | Oven | E8 | Utility - Cost of Operation | 0 | 0 | 0 | 0 | 0 | 0 | 0 | 0 | 0 | 0 | 0 | 0 | 0 | 0 | 0 | 0 | 0 | 0 | 0 | 0 | 0 | 0 | 0 | 0 | 0 | 0 | 0
F5_Commercial_Office (WA)_Existing_Food Preparation_Natural Gas_Oven_E9 | F5 | Commercial | Office (WA) | Existing | Food Preparation | Natural Gas | Oven | E9 | Utility - Cost of Operation | 0 | 0 | 0 | 0 | 0 | 0 | 0 | 0 | 0 | 0 | 0 | 0 | 0 | 0 | 0 | 0 | 0 | 0 | 0 | 0 | 0 | 0 | 0 | 0 | 0 | 0 | 0
F5_Commercial_Office (WA)_Existing_Food Preparation_Natural Gas_Oven_E10 | F5 | Commercial | Office (WA) | Existing | Food Preparation | Natural Gas | Oven | E10 | Utility - Cost of Operation | 0 | 0 | 0 | 0 | 0 | 0 | 0 | 0 | 0 | 0 | 0 | 0 | 0 | 0 | 0 | 0 | 0 | 0 | 0 | 0 | 0 | 0 | 0 | 0 | 0 | 0 | 0
F6_Commercial_Office (WA)_Existing_Food Preparation_Natural Gas_Oven_E1 | F6 | Commercial | Office (WA) | Existing | Food Preparation | Natural Gas | Oven | E1 | Utility - Value of Sales | 0.016521 | 0.016796 | 0.017131 | 0.017538 | 0.018023 | 0.018663 | 0.01932 | 0.019956 | 0.020541 | 0.021103 | 0.02168 | 0.022196 | 0.022733 | 0.02323 | 0.023649 | 0.02402 | 0.024324 | 0.024611 | 0.024918 | 0.025201 | 0.025483 | 0.025932 | 0.026386 | 0.026855 | 0.027332 | 0.027817 | 0.028311
F6_Commercial_Office (WA)_Existing_Food Preparation_Natural Gas_Oven_E2 | F6 | Commercial | Office (WA) | Existing | Food Preparation | Natural Gas | Oven | E2 | Utility - Value of Sales | 0.011731 | 0.011927 | 0.012165 | 0.012454 | 0.012798 | 0.013253 | 0.013719 | 0.014171 | 0.014586 | 0.014985 | 0.015395 | 0.015761 | 0.016143 | 0.016496 | 0.016793 | 0.017056 | 0.017272 | 0.017476 | 0.017695 | 0.017895 | 0.018095 | 0.018414 | 0.018736 | 0.019069 | 0.019408 | 0.019753 | 0.020104
F6_Commercial_Office (WA)_Existing_Food Preparation_Natural Gas_Oven_E3 | F6 | Commercial | Office (WA) | Existing | Food Preparation | Natural Gas | Oven | E3 | Utility - Value of Sales | 0 | 0 | 0 | 0 | 0 | 0 | 0 | 0 | 0 | 0 | 0 | 0 | 0 | 0 | 0 | 0 | 0 | 0 | 0 | 0 | 0 | 0 | 0 | 0 | 0 | 0 | 0
F6_Commercial_Office (WA)_Existing_Food Preparation_Natural Gas_Oven_E4 | F6 | Commercial | Office (WA) | Existing | Food Preparation | Natural Gas | Oven | E4 | Utility - Value of Sales | 0 | 0 | 0 | 0 | 0 | 0 | 0 | 0 | 0 | 0 | 0 | 0 | 0 | 0 | 0 | 0 | 0 | 0 | 0 | 0 | 0 | 0 | 0 | 0 | 0 | 0 | 0
F6_Commercial_Office (WA)_Existing_Food Preparation_Natural Gas_Oven_E5 | F6 | Commercial | Office (WA) | Existing | Food Preparation | Natural Gas | Oven | E5 | Utility - Value of Sales | 0 | 0 | 0 | 0 | 0 | 0 | 0 | 0 | 0 | 0 | 0 | 0 | 0 | 0 | 0 | 0 | 0 | 0 | 0 | 0 | 0 | 0 | 0 | 0 | 0 | 0 | 0
F6_Commercial_Office (WA)_Existing_Food Preparation_Natural Gas_Oven_E6 | F6 | Commercial | Office (WA) | Existing | Food Preparation | Natural Gas | Oven | E6 | Utility - Value of Sales | 0 | 0 | 0 | 0 | 0 | 0 | 0 | 0 | 0 | 0 | 0 | 0 | 0 | 0 | 0 | 0 | 0 | 0 | 0 | 0 | 0 | 0 | 0 | 0 | 0 | 0 | 0
F6_Commercial_Office (WA)_Existing_Food Preparation_Natural Gas_Oven_E7 | F6 | Commercial | Office (WA) | Existing | Food Preparation | Natural Gas | Oven | E7 | Utility - Value of Sales | 0 | 0 | 0 | 0 | 0 | 0 | 0 | 0 | 0 | 0 | 0 | 0 | 0 | 0 | 0 | 0 | 0 | 0 | 0 | 0 | 0 | 0 | 0 | 0 | 0 | 0 | 0
F6_Commercial_Office (WA)_Existing_Food Preparation_Natural Gas_Oven_E8 | F6 | Commercial | Office (WA) | Existing | Food Preparation | Natural Gas | Oven | E8 | Utility - Value of Sales | 0 | 0 | 0 | 0 | 0 | 0 | 0 | 0 | 0 | 0 | 0 | 0 | 0 | 0 | 0 | 0 | 0 | 0 | 0 | 0 | 0 | 0 | 0 | 0 | 0 | 0 | 0
F6_Commercial_Office (WA)_Existing_Food Preparation_Natural Gas_Oven_E9 | F6 | Commercial | Office (WA) | Existing | Food Preparation | Natural Gas | Oven | E9 | Utility - Value of Sales | 0 | 0 | 0 | 0 | 0 | 0 | 0 | 0 | 0 | 0 | 0 | 0 | 0 | 0 | 0 | 0 | 0 | 0 | 0 | 0 | 0 | 0 | 0 | 0 | 0 | 0 | 0
F6_Commercial_Office (WA)_Existing_Food Preparation_Natural Gas_Oven_E10 | F6 | Commercial | Office (WA) | Existing | Food Preparation | Natural Gas | Oven | E10 | Utility - Value of Sales | 0 | 0 | 0 | 0 | 0 | 0 | 0 | 0 | 0 | 0 | 0 | 0 | 0 | 0 | 0 | 0 | 0 | 0 | 0 | 0 | 0 | 0 | 0 | 0 | 0 | 0 | 0
F1_Commercial_Office (WA)_Existing_Food Preparation_Natural Gas_Conveyor Oven_E1 | F1 | Commercial | Office (WA) | Existing | Food Preparation | Natural Gas | Conveyor Oven | E1 | RVT - Cost of Equipment | 1.2886e-05 | 1.2886e-05 | 1.2886e-05 | 1.2886e-05 | 1.2886e-05 | 1.2886e-05 | 1.2886e-05 | 1.2886e-05 | 1.2886e-05 | 1.2886e-05 | 1.2886e-05 | 1.2886e-05 | 1.2886e-05 | 1.2886e-05 | 1.2886e-05 | 1.2886e-05 | 1.2886e-05 | 1.2886e-05 | 1.2886e-05 | 1.2886e-05 | 1.2886e-05 | 1.2886e-05 | 1.2886e-05 | 1.2886e-05 | 1.2886e-05 | 1.2886e-05 | 1.2886e-05
F1_Commercial_Office (WA)_Existing_Food Preparation_Natural Gas_Conveyor Oven_E2 | F1 | Commercial | Office (WA) | Existing | Food Preparation | Natural Gas | Conveyor Oven | E2 | RVT - Cost of Equipment | 2.7299e-05 | 2.7299e-05 | 2.7299e-05 | 2.7299e-05 | 2.7299e-05 | 2.7299e-05 | 2.7299e-05 | 2.7299e-05 | 2.7299e-05 | 2.7299e-05 | 2.7299e-05 | 2.7299e-05 | 2.7299e-05 | 2.7299e-05 | 2.7299e-05 | 2.7299e-05 | 2.7299e-05 | 2.7299e-05 | 2.7299e-05 | 2.7299e-05 | 2.7299e-05 | 2.7299e-05 | 2.7299e-05 | 2.7299e-05 | 2.7299e-05 | 2.7299e-05 | 2.7299e-05
F1_Commercial_Office (WA)_Existing_Food Preparation_Natural Gas_Conveyor Oven_E3 | F1 | Commercial | Office (WA) | Existing | Food Preparation | Natural Gas | Conveyor Oven | E3 | RVT - Cost of Equipment | 0 | 0 | 0 | 0 | 0 | 0 | 0 | 0 | 0 | 0 | 0 | 0 | 0 | 0 | 0 | 0 | 0 | 0 | 0 | 0 | 0 | 0 | 0 | 0 | 0 | 0 | 0
F1_Commercial_Office (WA)_Existing_Food Preparation_Natural Gas_Conveyor Oven_E4 | F1 | Commercial | Office (WA) | Existing | Food Preparation | Natural Gas | Conveyor Oven | E4 | RVT - Cost of Equipment | 0 | 0 | 0 | 0 | 0 | 0 | 0 | 0 | 0 | 0 | 0 | 0 | 0 | 0 | 0 | 0 | 0 | 0 | 0 | 0 | 0 | 0 | 0 | 0 | 0 | 0 | 0
F1_Commercial_Office (WA)_Existing_Food Preparation_Natural Gas_Conveyor Oven_E5 | F1 | Commercial | Office (WA) | Existing | Food Preparation | Natural Gas | Conveyor Oven | E5 | RVT - Cost of Equipment | 0 | 0 | 0 | 0 | 0 | 0 | 0 | 0 | 0 | 0 | 0 | 0 | 0 | 0 | 0 | 0 | 0 | 0 | 0 | 0 | 0 | 0 | 0 | 0 | 0 | 0 | 0
F1_Commercial_Office (WA)_Existing_Food Preparation_Natural Gas_Conveyor Oven_E6 | F1 | Commercial | Office (WA) | Existing | Food Preparation | Natural Gas | Conveyor Oven | E6 | RVT - Cost of Equipment | 0 | 0 | 0 | 0 | 0 | 0 | 0 | 0 | 0 | 0 | 0 | 0 | 0 | 0 | 0 | 0 | 0 | 0 | 0 | 0 | 0 | 0 | 0 | 0 | 0 | 0 | 0
F1_Commercial_Office (WA)_Existing_Food Preparation_Natural Gas_Conveyor Oven_E7 | F1 | Commercial | Office (WA) | Existing | Food Preparation | Natural Gas | Conveyor Oven | E7 | RVT - Cost of Equipment | 0 | 0 | 0 | 0 | 0 | 0 | 0 | 0 | 0 | 0 | 0 | 0 | 0 | 0 | 0 | 0 | 0 | 0 | 0 | 0 | 0 | 0 | 0 | 0 | 0 | 0 | 0
F1_Commercial_Office (WA)_Existing_Food Preparation_Natural Gas_Conveyor Oven_E8 | F1 | Commercial | Office (WA) | Existing | Food Preparation | Natural Gas | Conveyor Oven | E8 | RVT - Cost of Equipment | 0 | 0 | 0 | 0 | 0 | 0 | 0 | 0 | 0 | 0 | 0 | 0 | 0 | 0 | 0 | 0 | 0 | 0 | 0 | 0 | 0 | 0 | 0 | 0 | 0 | 0 | 0
F1_Commercial_Office (WA)_Existing_Food Preparation_Natural Gas_Conveyor Oven_E9 | F1 | Commercial | Office (WA) | Existing | Food Preparation | Natural Gas | Conveyor Oven | E9 | RVT - Cost of Equipment | 0 | 0 | 0 | 0 | 0 | 0 | 0 | 0 | 0 | 0 | 0 | 0 | 0 | 0 | 0 | 0 | 0 | 0 | 0 | 0 | 0 | 0 | 0 | 0 | 0 | 0 | 0
F1_Commercial_Office (WA)_Existing_Food Preparation_Natural Gas_Conveyor Oven_E10 | F1 | Commercial | Office (WA) | Existing | Food Preparation | Natural Gas | Conveyor Oven | E10 | RVT - Cost of Equipment | 0 | 0 | 0 | 0 | 0 | 0 | 0 | 0 | 0 | 0 | 0 | 0 | 0 | 0 | 0 | 0 | 0 | 0 | 0 | 0 | 0 | 0 | 0 | 0 | 0 | 0 | 0
F2_Commercial_Office (WA)_Existing_Food Preparation_Natural Gas_Conveyor Oven_E1 | F2 | Commercial | Office (WA) | Existing | Food Preparation | Natural Gas | Conveyor Oven | E1 | RVT - Cost of Operation | 0.028741 | 0.029356 | 0.030024 | 0.030748 | 0.031533 | 0.032457 | 0.033362 | 0.034224 | 0.035013 | 0.035789 | 0.036601 | 0.037358 | 0.038164 | 0.038949 | 0.039647 | 0.040294 | 0.040868 | 0.041425 | 0.042011 | 0.042572 | 0.043136 | 0.043899 | 0.04467 | 0.045464 | 0.046272 | 0.047094 | 0.04793
F2_Commercial_Office (WA)_Existing_Food Preparation_Natural Gas_Conveyor Oven_E2 | F2 | Commercial | Office (WA) | Existing | Food Preparation | Natural Gas | Conveyor Oven | E2 | RVT - Cost of Operation | 0.022842 | 0.02333 | 0.023861 | 0.024436 | 0.02506 | 0.025795 | 0.026514 | 0.027199 | 0.027826 | 0.028443 | 0.029088 | 0.02969 | 0.03033 | 0.030954 | 0.031508 | 0.032023 | 0.032479 | 0.032922 | 0.033388 | 0.033833 | 0.034282 | 0.034888 | 0.035501 | 0.036132 | 0.036774 | 0.037427 | 0.038092
F2_Commercial_Office (WA)_Existing_Food Preparation_Natural Gas_Conveyor Oven_E3 | F2 | Commercial | Office (WA) | Existing | Food Preparation | Natural Gas | Conveyor Oven | E3 | RVT - Cost of Operation | 0 | 0 | 0 | 0 | 0 | 0 | 0 | 0 | 0 | 0 | 0 | 0 | 0 | 0 | 0 | 0 | 0 | 0 | 0 | 0 | 0 | 0 | 0 | 0 | 0 | 0 | 0
F2_Commercial_Office (WA)_Existing_Food Preparation_Natural Gas_Conveyor Oven_E4 | F2 | Commercial | Office (WA) | Existing | Food Preparation | Natural Gas | Conveyor Oven | E4 | RVT - Cost of Operation | 0 | 0 | 0 | 0 | 0 | 0 | 0 | 0 | 0 | 0 | 0 | 0 | 0 | 0 | 0 | 0 | 0 | 0 | 0 | 0 | 0 | 0 | 0 | 0 | 0 | 0 | 0
F2_Commercial_Office (WA)_Existing_Food Preparation_Natural Gas_Conveyor Oven_E5 | F2 | Commercial | Office (WA) | Existing | Food Preparation | Natural Gas | Conveyor Oven | E5 | RVT - Cost of Operation | 0 | 0 | 0 | 0 | 0 | 0 | 0 | 0 | 0 | 0 | 0 | 0 | 0 | 0 | 0 | 0 | 0 | 0 | 0 | 0 | 0 | 0 | 0 | 0 | 0 | 0 | 0
F2_Commercial_Office (WA)_Existing_Food Preparation_Natural Gas_Conveyor Oven_E6 | F2 | Commercial | Office (WA) | Existing | Food Preparation | Natural Gas | Conveyor Oven | E6 | RVT - Cost of Operation | 0 | 0 | 0 | 0 | 0 | 0 | 0 | 0 | 0 | 0 | 0 | 0 | 0 | 0 | 0 | 0 | 0 | 0 | 0 | 0 | 0 | 0 | 0 | 0 | 0 | 0 | 0
F2_Commercial_Office (WA)_Existing_Food Preparation_Natural Gas_Conveyor Oven_E7 | F2 | Commercial | Office (WA) | Existing | Food Preparation | Natural Gas | Conveyor Oven | E7 | RVT - Cost of Operation | 0 | 0 | 0 | 0 | 0 | 0 | 0 | 0 | 0 | 0 | 0 | 0 | 0 | 0 | 0 | 0 | 0 | 0 | 0 | 0 | 0 | 0 | 0 | 0 | 0 | 0 | 0
F2_Commercial_Office (WA)_Existing_Food Preparation_Natural Gas_Conveyor Oven_E8 | F2 | Commercial | Office (WA) | Existing | Food Preparation | Natural Gas | Conveyor Oven | E8 | RVT - Cost of Operation | 0 | 0 | 0 | 0 | 0 | 0 | 0 | 0 | 0 | 0 | 0 | 0 | 0 | 0 | 0 | 0 | 0 | 0 | 0 | 0 | 0 | 0 | 0 | 0 | 0 | 0 | 0
F2_Commercial_Office (WA)_Existing_Food Preparation_Natural Gas_Conveyor Oven_E9 | F2 | Commercial | Office (WA) | Existing | Food Preparation | Natural Gas | Conveyor Oven | E9 | RVT - Cost of Operation | 0 | 0 | 0 | 0 | 0 | 0 | 0 | 0 | 0 | 0 | 0 | 0 | 0 | 0 | 0 | 0 | 0 | 0 | 0 | 0 | 0 | 0 | 0 | 0 | 0 | 0 | 0
F2_Commercial_Office (WA)_Existing_Food Preparation_Natural Gas_Conveyor Oven_E10 | F2 | Commercial | Office (WA) | Existing | Food Preparation | Natural Gas | Conveyor Oven | E10 | RVT - Cost of Operation | 0 | 0 | 0 | 0 | 0 | 0 | 0 | 0 | 0 | 0 | 0 | 0 | 0 | 0 | 0 | 0 | 0 | 0 | 0 | 0 | 0 | 0 | 0 | 0 | 0 | 0 | 0
F3_Commercial_Office (WA)_Existing_Food Preparation_Natural Gas_Conveyor Oven_E1 | F3 | Commercial | Office (WA) | Existing | Food Preparation | Natural Gas | Conveyor Oven | E1 | System - kBTUs of Consumption | 6.4627 | 6.4627 | 6.4627 | 6.4627 | 6.4627 | 6.4627 | 6.4627 | 6.4627 | 6.4627 | 6.4627 | 6.4627 | 6.4627 | 6.4627 | 6.4627 | 6.4627 | 6.4627 | 6.4627 | 6.4627 | 6.4627 | 6.4627 | 6.4627 | 6.4627 | 6.4627 | 6.4627 | 6.4627 | 6.4627 | 6.4627
F3_Commercial_Office (WA)_Existing_Food Preparation_Natural Gas_Conveyor Oven_E2 | F3 | Commercial | Office (WA) | Existing | Food Preparation | Natural Gas | Conveyor Oven | E2 | System - kBTUs of Consumption | 5.1361 | 5.1361 | 5.1361 | 5.1361 | 5.1361 | 5.1361 | 5.1361 | 5.1361 | 5.1361 | 5.1361 | 5.1361 | 5.1361 | 5.1361 | 5.1361 | 5.1361 | 5.1361 | 5.1361 | 5.1361 | 5.1361 | 5.1361 | 5.1361 | 5.1361 | 5.1361 | 5.1361 | 5.1361 | 5.1361 | 5.1361
F3_Commercial_Office (WA)_Existing_Food Preparation_Natural Gas_Conveyor Oven_E3 | F3 | Commercial | Office (WA) | Existing | Food Preparation | Natural Gas | Conveyor Oven | E3 | System - kBTUs of Consumption | 0 | 0 | 0 | 0 | 0 | 0 | 0 | 0 | 0 | 0 | 0 | 0 | 0 | 0 | 0 | 0 | 0 | 0 | 0 | 0 | 0 | 0 | 0 | 0 | 0 | 0 | 0
F3_Commercial_Office (WA)_Existing_Food Preparation_Natural Gas_Conveyor Oven_E4 | F3 | Commercial | Office (WA) | Existing | Food Preparation | Natural Gas | Conveyor Oven | E4 | System - kBTUs of Consumption | 0 | 0 | 0 | 0 | 0 | 0 | 0 | 0 | 0 | 0 | 0 | 0 | 0 | 0 | 0 | 0 | 0 | 0 | 0 | 0 | 0 | 0 | 0 | 0 | 0 | 0 | 0
F3_Commercial_Office (WA)_Existing_Food Preparation_Natural Gas_Conveyor Oven_E5 | F3 | Commercial | Office (WA) | Existing | Food Preparation | Natural Gas | Conveyor Oven | E5 | System - kBTUs of Consumption | 0 | 0 | 0 | 0 | 0 | 0 | 0 | 0 | 0 | 0 | 0 | 0 | 0 | 0 | 0 | 0 | 0 | 0 | 0 | 0 | 0 | 0 | 0 | 0 | 0 | 0 | 0
F3_Commercial_Office (WA)_Existing_Food Preparation_Natural Gas_Conveyor Oven_E6 | F3 | Commercial | Office (WA) | Existing | Food Preparation | Natural Gas | Conveyor Oven | E6 | System - kBTUs of Consumption | 0 | 0 | 0 | 0 | 0 | 0 | 0 | 0 | 0 | 0 | 0 | 0 | 0 | 0 | 0 | 0 | 0 | 0 | 0 | 0 | 0 | 0 | 0 | 0 | 0 | 0 | 0
F3_Commercial_Office (WA)_Existing_Food Preparation_Natural Gas_Conveyor Oven_E7 | F3 | Commercial | Office (WA) | Existing | Food Preparation | Natural Gas | Conveyor Oven | E7 | System - kBTUs of Consumption | 0 | 0 | 0 | 0 | 0 | 0 | 0 | 0 | 0 | 0 | 0 | 0 | 0 | 0 | 0 | 0 | 0 | 0 | 0 | 0 | 0 | 0 | 0 | 0 | 0 | 0 | 0
F3_Commercial_Office (WA)_Existing_Food Preparation_Natural Gas_Conveyor Oven_E8 | F3 | Commercial | Office (WA) | Existing | Food Preparation | Natural Gas | Conveyor Oven | E8 | System - kBTUs of Consumption | 0 | 0 | 0 | 0 | 0 | 0 | 0 | 0 | 0 | 0 | 0 | 0 | 0 | 0 | 0 | 0 | 0 | 0 | 0 | 0 | 0 | 0 | 0 | 0 | 0 | 0 | 0
F3_Commercial_Office (WA)_Existing_Food Preparation_Natural Gas_Conveyor Oven_E9 | F3 | Commercial | Office (WA) | Existing | Food Preparation | Natural Gas | Conveyor Oven | E9 | System - kBTUs of Consumption | 0 | 0 | 0 | 0 | 0 | 0 | 0 | 0 | 0 | 0 | 0 | 0 | 0 | 0 | 0 | 0 | 0 | 0 | 0 | 0 | 0 | 0 | 0 | 0 | 0 | 0 | 0
F3_Commercial_Office (WA)_Existing_Food Preparation_Natural Gas_Conveyor Oven_E10 | F3 | Commercial | Office (WA) | Existing | Food Preparation | Natural Gas | Conveyor Oven | E10 | System - kBTUs of Consumption | 0 | 0 | 0 | 0 | 0 | 0 | 0 | 0 | 0 | 0 | 0 | 0 | 0 | 0 | 0 | 0 | 0 | 0 | 0 | 0 | 0 | 0 | 0 | 0 | 0 | 0 | 0
F4_Commercial_Office (WA)_Existing_Food Preparation_Natural Gas_Conveyor Oven_E1 | F4 | Commercial | Office (WA) | Existing | Food Preparation | Natural Gas | Conveyor Oven | E1 | Utility - Cost of Equipment | 1.2886e-05 | 1.2886e-05 | 1.2886e-05 | 1.2886e-05 | 1.2886e-05 | 1.2886e-05 | 1.2886e-05 | 1.2886e-05 | 1.2886e-05 | 1.2886e-05 | 1.2886e-05 | 1.2886e-05 | 1.2886e-05 | 1.2886e-05 | 1.2886e-05 | 1.2886e-05 | 1.2886e-05 | 1.2886e-05 | 1.2886e-05 | 1.2886e-05 | 1.2886e-05 | 1.2886e-05 | 1.2886e-05 | 1.2886e-05 | 1.2886e-05 | 1.2886e-05 | 1.2886e-05
F4_Commercial_Office (WA)_Existing_Food Preparation_Natural Gas_Conveyor Oven_E2 | F4 | Commercial | Office (WA) | Existing | Food Preparation | Natural Gas | Conveyor Oven | E2 | Utility - Cost of Equipment | 2.7299e-05 | 2.7299e-05 | 2.7299e-05 | 2.7299e-05 | 2.7299e-05 | 2.7299e-05 | 2.7299e-05 | 2.7299e-05 | 2.7299e-05 | 2.7299e-05 | 2.7299e-05 | 2.7299e-05 | 2.7299e-05 | 2.7299e-05 | 2.7299e-05 | 2.7299e-05 | 2.7299e-05 | 2.7299e-05 | 2.7299e-05 | 2.7299e-05 | 2.7299e-05 | 2.7299e-05 | 2.7299e-05 | 2.7299e-05 | 2.7299e-05 | 2.7299e-05 | 2.7299e-05
F4_Commercial_Office (WA)_Existing_Food Preparation_Natural Gas_Conveyor Oven_E3 | F4 | Commercial | Office (WA) | Existing | Food Preparation | Natural Gas | Conveyor Oven | E3 | Utility - Cost of Equipment | 0 | 0 | 0 | 0 | 0 | 0 | 0 | 0 | 0 | 0 | 0 | 0 | 0 | 0 | 0 | 0 | 0 | 0 | 0 | 0 | 0 | 0 | 0 | 0 | 0 | 0 | 0
F4_Commercial_Office (WA)_Existing_Food Preparation_Natural Gas_Conveyor Oven_E4 | F4 | Commercial | Office (WA) | Existing | Food Preparation | Natural Gas | Conveyor Oven | E4 | Utility - Cost of Equipment | 0 | 0 | 0 | 0 | 0 | 0 | 0 | 0 | 0 | 0 | 0 | 0 | 0 | 0 | 0 | 0 | 0 | 0 | 0 | 0 | 0 | 0 | 0 | 0 | 0 | 0 | 0
F4_Commercial_Office (WA)_Existing_Food Preparation_Natural Gas_Conveyor Oven_E5 | F4 | Commercial | Office (WA) | Existing | Food Preparation | Natural Gas | Conveyor Oven | E5 | Utility - Cost of Equipment | 0 | 0 | 0 | 0 | 0 | 0 | 0 | 0 | 0 | 0 | 0 | 0 | 0 | 0 | 0 | 0 | 0 | 0 | 0 | 0 | 0 | 0 | 0 | 0 | 0 | 0 | 0
F4_Commercial_Office (WA)_Existing_Food Preparation_Natural Gas_Conveyor Oven_E6 | F4 | Commercial | Office (WA) | Existing | Food Preparation | Natural Gas | Conveyor Oven | E6 | Utility - Cost of Equipment | 0 | 0 | 0 | 0 | 0 | 0 | 0 | 0 | 0 | 0 | 0 | 0 | 0 | 0 | 0 | 0 | 0 | 0 | 0 | 0 | 0 | 0 | 0 | 0 | 0 | 0 | 0
F4_Commercial_Office (WA)_Existing_Food Preparation_Natural Gas_Conveyor Oven_E7 | F4 | Commercial | Office (WA) | Existing | Food Preparation | Natural Gas | Conveyor Oven | E7 | Utility - Cost of Equipment | 0 | 0 | 0 | 0 | 0 | 0 | 0 | 0 | 0 | 0 | 0 | 0 | 0 | 0 | 0 | 0 | 0 | 0 | 0 | 0 | 0 | 0 | 0 | 0 | 0 | 0 | 0
F4_Commercial_Office (WA)_Existing_Food Preparation_Natural Gas_Conveyor Oven_E8 | F4 | Commercial | Office (WA) | Existing | Food Preparation | Natural Gas | Conveyor Oven | E8 | Utility - Cost of Equipment | 0 | 0 | 0 | 0 | 0 | 0 | 0 | 0 | 0 | 0 | 0 | 0 | 0 | 0 | 0 | 0 | 0 | 0 | 0 | 0 | 0 | 0 | 0 | 0 | 0 | 0 | 0
F4_Commercial_Office (WA)_Existing_Food Preparation_Natural Gas_Conveyor Oven_E9 | F4 | Commercial | Office (WA) | Existing | Food Preparation | Natural Gas | Conveyor Oven | E9 | Utility - Cost of Equipment | 0 | 0 | 0 | 0 | 0 | 0 | 0 | 0 | 0 | 0 | 0 | 0 | 0 | 0 | 0 | 0 | 0 | 0 | 0 | 0 | 0 | 0 | 0 | 0 | 0 | 0 | 0
F4_Commercial_Office (WA)_Existing_Food Preparation_Natural Gas_Conveyor Oven_E10 | F4 | Commercial | Office (WA) | Existing | Food Preparation | Natural Gas | Conveyor Oven | E10 | Utility - Cost of Equipment | 0 | 0 | 0 | 0 | 0 | 0 | 0 | 0 | 0 | 0 | 0 | 0 | 0 | 0 | 0 | 0 | 0 | 0 | 0 | 0 | 0 | 0 | 0 | 0 | 0 | 0 | 0
F5_Commercial_Office (WA)_Existing_Food Preparation_Natural Gas_Conveyor Oven_E1 | F5 | Commercial | Office (WA) | Existing | Food Preparation | Natural Gas | Conveyor Oven | E1 | Utility - Cost of Operation | 0.024793 | 0.025458 | 0.026189 | 0.02699 | 0.027868 | 0.02889 | 0.029927 | 0.03095 | 0.031936 | 0.032938 | 0.033764 | 0.034548 | 0.035384 | 0.036209 | 0.036963 | 0.037682 | 0.038343 | 0.039001 | 0.039696 | 0.040381 | 0.041082 | 0.041808 | 0.042543 | 0.043299 | 0.044068 | 0.044851 | 0.045648
F5_Commercial_Office (WA)_Existing_Food Preparation_Natural Gas_Conveyor Oven_E2 | F5 | Commercial | Office (WA) | Existing | Food Preparation | Natural Gas | Conveyor Oven | E2 | Utility - Cost of Operation | 0.019704 | 0.020233 | 0.020814 | 0.02145 | 0.022148 | 0.02296 | 0.023784 | 0.024597 | 0.025381 | 0.026177 | 0.026833 | 0.027456 | 0.028121 | 0.028776 | 0.029376 | 0.029947 | 0.030473 | 0.030996 | 0.031548 | 0.032092 | 0.032649 | 0.033226 | 0.03381 | 0.034411 | 0.035023 | 0.035645 | 0.036278
F5_Commercial_Office (WA)_Existing_Food Preparation_Natural Gas_Conveyor Oven_E3 | F5 | Commercial | Office (WA) | Existing | Food Preparation | Natural Gas | Conveyor Oven | E3 | Utility - Cost of Operation | 0 | 0 | 0 | 0 | 0 | 0 | 0 | 0 | 0 | 0 | 0 | 0 | 0 | 0 | 0 | 0 | 0 | 0 | 0 | 0 | 0 | 0 | 0 | 0 | 0 | 0 | 0
F5_Commercial_Office (WA)_Existing_Food Preparation_Natural Gas_Conveyor Oven_E4 | F5 | Commercial | Office (WA) | Existing | Food Preparation | Natural Gas | Conveyor Oven | E4 | Utility - Cost of Operation | 0 | 0 | 0 | 0 | 0 | 0 | 0 | 0 | 0 | 0 | 0 | 0 | 0 | 0 | 0 | 0 | 0 | 0 | 0 | 0 | 0 | 0 | 0 | 0 | 0 | 0 | 0
F5_Commercial_Office (WA)_Existing_Food Preparation_Natural Gas_Conveyor Oven_E5 | F5 | Commercial | Office (WA) | Existing | Food Preparation | Natural Gas | Conveyor Oven | E5 | Utility - Cost of Operation | 0 | 0 | 0 | 0 | 0 | 0 | 0 | 0 | 0 | 0 | 0 | 0 | 0 | 0 | 0 | 0 | 0 | 0 | 0 | 0 | 0 | 0 | 0 | 0 | 0 | 0 | 0
F5_Commercial_Office (WA)_Existing_Food Preparation_Natural Gas_Conveyor Oven_E6 | F5 | Commercial | Office (WA) | Existing | Food Preparation | Natural Gas | Conveyor Oven | E6 | Utility - Cost of Operation | 0 | 0 | 0 | 0 | 0 | 0 | 0 | 0 | 0 | 0 | 0 | 0 | 0 | 0 | 0 | 0 | 0 | 0 | 0 | 0 | 0 | 0 | 0 | 0 | 0 | 0 | 0
F5_Commercial_Office (WA)_Existing_Food Preparation_Natural Gas_Conveyor Oven_E7 | F5 | Commercial | Office (WA) | Existing | Food Preparation | Natural Gas | Conveyor Oven | E7 | Utility - Cost of Operation | 0 | 0 | 0 | 0 | 0 | 0 | 0 | 0 | 0 | 0 | 0 | 0 | 0 | 0 | 0 | 0 | 0 | 0 | 0 | 0 | 0 | 0 | 0 | 0 | 0 | 0 | 0
F5_Commercial_Office (WA)_Existing_Food Preparation_Natural Gas_Conveyor Oven_E8 | F5 | Commercial | Office (WA) | Existing | Food Preparation | Natural Gas | Conveyor Oven | E8 | Utility - Cost of Operation | 0 | 0 | 0 | 0 | 0 | 0 | 0 | 0 | 0 | 0 | 0 | 0 | 0 | 0 | 0 | 0 | 0 | 0 | 0 | 0 | 0 | 0 | 0 | 0 | 0 | 0 | 0
F5_Commercial_Office (WA)_Existing_Food Preparation_Natural Gas_Conveyor Oven_E9 | F5 | Commercial | Office (WA) | Existing | Food Preparation | Natural Gas | Conveyor Oven | E9 | Utility - Cost of Operation | 0 | 0 | 0 | 0 | 0 | 0 | 0 | 0 | 0 | 0 | 0 | 0 | 0 | 0 | 0 | 0 | 0 | 0 | 0 | 0 | 0 | 0 | 0 | 0 | 0 | 0 | 0
F5_Commercial_Office (WA)_Existing_Food Preparation_Natural Gas_Conveyor Oven_E10 | F5 | Commercial | Office (WA) | Existing | Food Preparation | Natural Gas | Conveyor Oven | E10 | Utility - Cost of Operation | 0 | 0 | 0 | 0 | 0 | 0 | 0 | 0 | 0 | 0 | 0 | 0 | 0 | 0 | 0 | 0 | 0 | 0 | 0 | 0 | 0 | 0 | 0 | 0 | 0 | 0 | 0
F6_Commercial_Office (WA)_Existing_Food Preparation_Natural Gas_Conveyor Oven_E1 | F6 | Commercial | Office (WA) | Existing | Food Preparation | Natural Gas | Conveyor Oven | E1 | Utility - Value of Sales | 0.028741 | 0.029356 | 0.030024 | 0.030748 | 0.031533 | 0.032457 | 0.033362 | 0.034224 | 0.035013 | 0.035789 | 0.036601 | 0.037358 | 0.038164 | 0.038949 | 0.039647 | 0.040294 | 0.040868 | 0.041425 | 0.042011 | 0.042572 | 0.043136 | 0.043899 | 0.04467 | 0.045464 | 0.046272 | 0.047094 | 0.04793
F6_Commercial_Office (WA)_Existing_Food Preparation_Natural Gas_Conveyor Oven_E2 | F6 | Commercial | Office (WA) | Existing | Food Preparation | Natural Gas | Conveyor Oven | E2 | Utility - Value of Sales | 0.022842 | 0.02333 | 0.023861 | 0.024436 | 0.02506 | 0.025795 | 0.026514 | 0.027199 | 0.027826 | 0.028443 | 0.029088 | 0.02969 | 0.03033 | 0.030954 | 0.031508 | 0.032023 | 0.032479 | 0.032922 | 0.033388 | 0.033833 | 0.034282 | 0.034888 | 0.035501 | 0.036132 | 0.036774 | 0.037427 | 0.038092
F6_Commercial_Office (WA)_Existing_Food Preparation_Natural Gas_Conveyor Oven_E3 | F6 | Commercial | Office (WA) | Existing | Food Preparation | Natural Gas | Conveyor Oven | E3 | Utility - Value of Sales | 0 | 0 | 0 | 0 | 0 | 0 | 0 | 0 | 0 | 0 | 0 | 0 | 0 | 0 | 0 | 0 | 0 | 0 | 0 | 0 | 0 | 0 | 0 | 0 | 0 | 0 | 0
F6_Commercial_Office (WA)_Existing_Food Preparation_Natural Gas_Conveyor Oven_E4 | F6 | Commercial | Office (WA) | Existing | Food Preparation | Natural Gas | Conveyor Oven | E4 | Utility - Value of Sales | 0 | 0 | 0 | 0 | 0 | 0 | 0 | 0 | 0 | 0 | 0 | 0 | 0 | 0 | 0 | 0 | 0 | 0 | 0 | 0 | 0 | 0 | 0 | 0 | 0 | 0 | 0
F6_Commercial_Office (WA)_Existing_Food Preparation_Natural Gas_Conveyor Oven_E5 | F6 | Commercial | Office (WA) | Existing | Food Preparation | Natural Gas | Conveyor Oven | E5 | Utility - Value of Sales | 0 | 0 | 0 | 0 | 0 | 0 | 0 | 0 | 0 | 0 | 0 | 0 | 0 | 0 | 0 | 0 | 0 | 0 | 0 | 0 | 0 | 0 | 0 | 0 | 0 | 0 | 0
F6_Commercial_Office (WA)_Existing_Food Preparation_Natural Gas_Conveyor Oven_E6 | F6 | Commercial | Office (WA) | Existing | Food Preparation | Natural Gas | Conveyor Oven | E6 | Utility - Value of Sales | 0 | 0 | 0 | 0 | 0 | 0 | 0 | 0 | 0 | 0 | 0 | 0 | 0 | 0 | 0 | 0 | 0 | 0 | 0 | 0 | 0 | 0 | 0 | 0 | 0 | 0 | 0
F6_Commercial_Office (WA)_Existing_Food Preparation_Natural Gas_Conveyor Oven_E7 | F6 | Commercial | Office (WA) | Existing | Food Preparation | Natural Gas | Conveyor Oven | E7 | Utility - Value of Sales | 0 | 0 | 0 | 0 | 0 | 0 | 0 | 0 | 0 | 0 | 0 | 0 | 0 | 0 | 0 | 0 | 0 | 0 | 0 | 0 | 0 | 0 | 0 | 0 | 0 | 0 | 0
F6_Commercial_Office (WA)_Existing_Food Preparation_Natural Gas_Conveyor Oven_E8 | F6 | Commercial | Office (WA) | Existing | Food Preparation | Natural Gas | Conveyor Oven | E8 | Utility - Value of Sales | 0 | 0 | 0 | 0 | 0 | 0 | 0 | 0 | 0 | 0 | 0 | 0 | 0 | 0 | 0 | 0 | 0 | 0 | 0 | 0 | 0 | 0 | 0 | 0 | 0 | 0 | 0
F6_Commercial_Office (WA)_Existing_Food Preparation_Natural Gas_Conveyor Oven_E9 | F6 | Commercial | Office (WA) | Existing | Food Preparation | Natural Gas | Conveyor Oven | E9 | Utility - Value of Sales | 0 | 0 | 0 | 0 | 0 | 0 | 0 | 0 | 0 | 0 | 0 | 0 | 0 | 0 | 0 | 0 | 0 | 0 | 0 | 0 | 0 | 0 | 0 | 0 | 0 | 0 | 0
F6_Commercial_Office (WA)_Existing_Food Preparation_Natural Gas_Conveyor Oven_E10 | F6 | Commercial | Office (WA) | Existing | Food Preparation | Natural Gas | Conveyor Oven | E10 | Utility - Value of Sales | 0 | 0 | 0 | 0 | 0 | 0 | 0 | 0 | 0 | 0 | 0 | 0 | 0 | 0 | 0 | 0 | 0 | 0 | 0 | 0 | 0 | 0 | 0 | 0 | 0 | 0 | 0
F1_Commercial_Office (WA)_Existing_Food Preparation_Natural Gas_Double Rack Oven_E1 | F1 | Commercial | Office (WA) | Existing | Food Preparation | Natural Gas | Double Rack Oven | E1 | RVT - Cost of Equipment | 2.7309e-05 | 2.7309e-05 | 2.7309e-05 | 2.7309e-05 | 2.7309e-05 | 2.7309e-05 | 2.7309e-05 | 2.7309e-05 | 2.7309e-05 | 2.7309e-05 | 2.7309e-05 | 2.7309e-05 | 2.7309e-05 | 2.7309e-05 | 2.7309e-05 | 2.7309e-05 | 2.7309e-05 | 2.7309e-05 | 2.7309e-05 | 2.7309e-05 | 2.7309e-05 | 2.7309e-05 | 2.7309e-05 | 2.7309e-05 | 2.7309e-05 | 2.7309e-05 | 2.7309e-05
F1_Commercial_Office (WA)_Existing_Food Preparation_Natural Gas_Double Rack Oven_E2 | F1 | Commercial | Office (WA) | Existing | Food Preparation | Natural Gas | Double Rack Oven | E2 | RVT - Cost of Equipment | 0.00012389 | 0.00012389 | 0.00012389 | 0.00012389 | 0.00012389 | 0.00012389 | 0.00012389 | 0.00012389 | 0.00012389 | 0.00012389 | 0.00012389 | 0.00012389 | 0.00012389 | 0.00012389 | 0.00012389 | 0.00012389 | 0.00012389 | 0.00012389 | 0.00012389 | 0.00012389 | 0.00012389 | 0.00012389 | 0.00012389 | 0.00012389 | 0.00012389 | 0.00012389 | 0.00012389
F1_Commercial_Office (WA)_Existing_Food Preparation_Natural Gas_Double Rack Oven_E3 | F1 | Commercial | Office (WA) | Existing | Food Preparation | Natural Gas | Double Rack Oven | E3 | RVT - Cost of Equipment | 0 | 0 | 0 | 0 | 0 | 0 | 0 | 0 | 0 | 0 | 0 | 0 | 0 | 0 | 0 | 0 | 0 | 0 | 0 | 0 | 0 | 0 | 0 | 0 | 0 | 0 | 0
F1_Commercial_Office (WA)_Existing_Food Preparation_Natural Gas_Double Rack Oven_E4 | F1 | Commercial | Office (WA) | Existing | Food Preparation | Natural Gas | Double Rack Oven | E4 | RVT - Cost of Equipment | 0 | 0 | 0 | 0 | 0 | 0 | 0 | 0 | 0 | 0 | 0 | 0 | 0 | 0 | 0 | 0 | 0 | 0 | 0 | 0 | 0 | 0 | 0 | 0 | 0 | 0 | 0
F1_Commercial_Office (WA)_Existing_Food Preparation_Natural Gas_Double Rack Oven_E5 | F1 | Commercial | Office (WA) | Existing | Food Preparation | Natural Gas | Double Rack Oven | E5 | RVT - Cost of Equipment | 0 | 0 | 0 | 0 | 0 | 0 | 0 | 0 | 0 | 0 | 0 | 0 | 0 | 0 | 0 | 0 | 0 | 0 | 0 | 0 | 0 | 0 | 0 | 0 | 0 | 0 | 0
F1_Commercial_Office (WA)_Existing_Food Preparation_Natural Gas_Double Rack Oven_E6 | F1 | Commercial | Office (WA) | Existing | Food Preparation | Natural Gas | Double Rack Oven | E6 | RVT - Cost of Equipment | 0 | 0 | 0 | 0 | 0 | 0 | 0 | 0 | 0 | 0 | 0 | 0 | 0 | 0 | 0 | 0 | 0 | 0 | 0 | 0 | 0 | 0 | 0 | 0 | 0 | 0 | 0
F1_Commercial_Office (WA)_Existing_Food Preparation_Natural Gas_Double Rack Oven_E7 | F1 | Commercial | Office (WA) | Existing | Food Preparation | Natural Gas | Double Rack Oven | E7 | RVT - Cost of Equipment | 0 | 0 | 0 | 0 | 0 | 0 | 0 | 0 | 0 | 0 | 0 | 0 | 0 | 0 | 0 | 0 | 0 | 0 | 0 | 0 | 0 | 0 | 0 | 0 | 0 | 0 | 0
F1_Commercial_Office (WA)_Existing_Food Preparation_Natural Gas_Double Rack Oven_E8 | F1 | Commercial | Office (WA) | Existing | Food Preparation | Natural Gas | Double Rack Oven | E8 | RVT - Cost of Equipment | 0 | 0 | 0 | 0 | 0 | 0 | 0 | 0 | 0 | 0 | 0 | 0 | 0 | 0 | 0 | 0 | 0 | 0 | 0 | 0 | 0 | 0 | 0 | 0 | 0 | 0 | 0
F1_Commercial_Office (WA)_Existing_Food Preparation_Natural Gas_Double Rack Oven_E9 | F1 | Commercial | Office (WA) | Existing | Food Preparation | Natural Gas | Double Rack Oven | E9 | RVT - Cost of Equipment | 0 | 0 | 0 | 0 | 0 | 0 | 0 | 0 | 0 | 0 | 0 | 0 | 0 | 0 | 0 | 0 | 0 | 0 | 0 | 0 | 0 | 0 | 0 | 0 | 0 | 0 | 0
F1_Commercial_Office (WA)_Existing_Food Preparation_Natural Gas_Double Rack Oven_E10 | F1 | Commercial | Office (WA) | Existing | Food Preparation | Natural Gas | Double Rack Oven | E10 | RVT - Cost of Equipment | 0 | 0 | 0 | 0 | 0 | 0 | 0 | 0 | 0 | 0 | 0 | 0 | 0 | 0 | 0 | 0 | 0 | 0 | 0 | 0 | 0 | 0 | 0 | 0 | 0 | 0 | 0
F2_Commercial_Office (WA)_Existing_Food Preparation_Natural Gas_Double Rack Oven_E1 | F2 | Commercial | Office (WA) | Existing | Food Preparation | Natural Gas | Double Rack Oven | E1 | RVT - Cost of Operation | 0.04664 | 0.047521 | 0.048555 | 0.049761 | 0.051142 | 0.052866 | 0.054594 | 0.056236 | 0.057721 | 0.059161 | 0.060654 | 0.06201 | 0.063441 | 0.064796 | 0.065961 | 0.067012 | 0.067901 | 0.068751 | 0.069654 | 0.070497 | 0.071344 | 0.072602 | 0.073875 | 0.075187 | 0.076523 | 0.077883 | 0.079266
F2_Commercial_Office (WA)_Existing_Food Preparation_Natural Gas_Double Rack Oven_E2 | F2 | Commercial | Office (WA) | Existing | Food Preparation | Natural Gas | Double Rack Oven | E2 | RVT - Cost of Operation | 0.028895 | 0.029441 | 0.030082 | 0.030829 | 0.031685 | 0.032752 | 0.033823 | 0.03484 | 0.035761 | 0.036653 | 0.037577 | 0.038418 | 0.039304 | 0.040144 | 0.040865 | 0.041516 | 0.042068 | 0.042594 | 0.043153 | 0.043676 | 0.0442 | 0.04498 | 0.045768 | 0.046581 | 0.047409 | 0.048251 | 0.049108
F2_Commercial_Office (WA)_Existing_Food Preparation_Natural Gas_Double Rack Oven_E3 | F2 | Commercial | Office (WA) | Existing | Food Preparation | Natural Gas | Double Rack Oven | E3 | RVT - Cost of Operation | 0 | 0 | 0 | 0 | 0 | 0 | 0 | 0 | 0 | 0 | 0 | 0 | 0 | 0 | 0 | 0 | 0 | 0 | 0 | 0 | 0 | 0 | 0 | 0 | 0 | 0 | 0
F2_Commercial_Office (WA)_Existing_Food Preparation_Natural Gas_Double Rack Oven_E4 | F2 | Commercial | Office (WA) | Existing | Food Preparation | Natural Gas | Double Rack Oven | E4 | RVT - Cost of Operation | 0 | 0 | 0 | 0 | 0 | 0 | 0 | 0 | 0 | 0 | 0 | 0 | 0 | 0 | 0 | 0 | 0 | 0 | 0 | 0 | 0 | 0 | 0 | 0 | 0 | 0 | 0
F2_Commercial_Office (WA)_Existing_Food Preparation_Natural Gas_Double Rack Oven_E5 | F2 | Commercial | Office (WA) | Existing | Food Preparation | Natural Gas | Double Rack Oven | E5 | RVT - Cost of Operation | 0 | 0 | 0 | 0 | 0 | 0 | 0 | 0 | 0 | 0 | 0 | 0 | 0 | 0 | 0 | 0 | 0 | 0 | 0 | 0 | 0 | 0 | 0 | 0 | 0 | 0 | 0
F2_Commercial_Office (WA)_Existing_Food Preparation_Natural Gas_Double Rack Oven_E6 | F2 | Commercial | Office (WA) | Existing | Food Preparation | Natural Gas | Double Rack Oven | E6 | RVT - Cost of Operation | 0 | 0 | 0 | 0 | 0 | 0 | 0 | 0 | 0 | 0 | 0 | 0 | 0 | 0 | 0 | 0 | 0 | 0 | 0 | 0 | 0 | 0 | 0 | 0 | 0 | 0 | 0
F2_Commercial_Office (WA)_Existing_Food Preparation_Natural Gas_Double Rack Oven_E7 | F2 | Commercial | Office (WA) | Existing | Food Preparation | Natural Gas | Double Rack Oven | E7 | RVT - Cost of Operation | 0 | 0 | 0 | 0 | 0 | 0 | 0 | 0 | 0 | 0 | 0 | 0 | 0 | 0 | 0 | 0 | 0 | 0 | 0 | 0 | 0 | 0 | 0 | 0 | 0 | 0 | 0
F2_Commercial_Office (WA)_Existing_Food Preparation_Natural Gas_Double Rack Oven_E8 | F2 | Commercial | Office (WA) | Existing | Food Preparation | Natural Gas | Double Rack Oven | E8 | RVT - Cost of Operation | 0 | 0 | 0 | 0 | 0 | 0 | 0 | 0 | 0 | 0 | 0 | 0 | 0 | 0 | 0 | 0 | 0 | 0 | 0 | 0 | 0 | 0 | 0 | 0 | 0 | 0 | 0
F2_Commercial_Office (WA)_Existing_Food Preparation_Natural Gas_Double Rack Oven_E9 | F2 | Commercial | Office (WA) | Existing | Food Preparation | Natural Gas | Double Rack Oven | E9 | RVT - Cost of Operation | 0 | 0 | 0 | 0 | 0 | 0 | 0 | 0 | 0 | 0 | 0 | 0 | 0 | 0 | 0 | 0 | 0 | 0 | 0 | 0 | 0 | 0 | 0 | 0 | 0 | 0 | 0
F2_Commercial_Office (WA)_Existing_Food Preparation_Natural Gas_Double Rack Oven_E10 | F2 | Commercial | Office (WA) | Existing | Food Preparation | Natural Gas | Double Rack Oven | E10 | RVT - Cost of Operation | 0 | 0 | 0 | 0 | 0 | 0 | 0 | 0 | 0 | 0 | 0 | 0 | 0 | 0 | 0 | 0 | 0 | 0 | 0 | 0 | 0 | 0 | 0 | 0 | 0 | 0 | 0
F3_Commercial_Office (WA)_Existing_Food Preparation_Natural Gas_Double Rack Oven_E1 | F3 | Commercial | Office (WA) | Existing | Food Preparation | Natural Gas | Double Rack Oven | E1 | System - kBTUs of Consumption | 11.1266 | 11.1266 | 11.1266 | 11.1266 | 11.1266 | 11.1266 | 11.1266 | 11.1266 | 11.1266 | 11.1266 | 11.1266 | 11.1266 | 11.1266 | 11.1266 | 11.1266 | 11.1266 | 11.1266 | 11.1266 | 11.1266 | 11.1266 | 11.1266 | 11.1266 | 11.1266 | 11.1266 | 11.1266 | 11.1266 | 11.1266
F3_Commercial_Office (WA)_Existing_Food Preparation_Natural Gas_Double Rack Oven_E2 | F3 | Commercial | Office (WA) | Existing | Food Preparation | Natural Gas | Double Rack Oven | E2 | System - kBTUs of Consumption | 6.8933 | 6.8933 | 6.8933 | 6.8933 | 6.8933 | 6.8933 | 6.8933 | 6.8933 | 6.8933 | 6.8933 | 6.8933 | 6.8933 | 6.8933 | 6.8933 | 6.8933 | 6.8933 | 6.8933 | 6.8933 | 6.8933 | 6.8933 | 6.8933 | 6.8933 | 6.8933 | 6.8933 | 6.8933 | 6.8933 | 6.8933
F3_Commercial_Office (WA)_Existing_Food Preparation_Natural Gas_Double Rack Oven_E3 | F3 | Commercial | Office (WA) | Existing | Food Preparation | Natural Gas | Double Rack Oven | E3 | System - kBTUs of Consumption | 0 | 0 | 0 | 0 | 0 | 0 | 0 | 0 | 0 | 0 | 0 | 0 | 0 | 0 | 0 | 0 | 0 | 0 | 0 | 0 | 0 | 0 | 0 | 0 | 0 | 0 | 0
F3_Commercial_Office (WA)_Existing_Food Preparation_Natural Gas_Double Rack Oven_E4 | F3 | Commercial | Office (WA) | Existing | Food Preparation | Natural Gas | Double Rack Oven | E4 | System - kBTUs of Consumption | 0 | 0 | 0 | 0 | 0 | 0 | 0 | 0 | 0 | 0 | 0 | 0 | 0 | 0 | 0 | 0 | 0 | 0 | 0 | 0 | 0 | 0 | 0 | 0 | 0 | 0 | 0
F3_Commercial_Office (WA)_Existing_Food Preparation_Natural Gas_Double Rack Oven_E5 | F3 | Commercial | Office (WA) | Existing | Food Preparation | Natural Gas | Double Rack Oven | E5 | System - kBTUs of Consumption | 0 | 0 | 0 | 0 | 0 | 0 | 0 | 0 | 0 | 0 | 0 | 0 | 0 | 0 | 0 | 0 | 0 | 0 | 0 | 0 | 0 | 0 | 0 | 0 | 0 | 0 | 0
F3_Commercial_Office (WA)_Existing_Food Preparation_Natural Gas_Double Rack Oven_E6 | F3 | Commercial | Office (WA) | Existing | Food Preparation | Natural Gas | Double Rack Oven | E6 | System - kBTUs of Consumption | 0 | 0 | 0 | 0 | 0 | 0 | 0 | 0 | 0 | 0 | 0 | 0 | 0 | 0 | 0 | 0 | 0 | 0 | 0 | 0 | 0 | 0 | 0 | 0 | 0 | 0 | 0
F3_Commercial_Office (WA)_Existing_Food Preparation_Natural Gas_Double Rack Oven_E7 | F3 | Commercial | Office (WA) | Existing | Food Preparation | Natural Gas | Double Rack Oven | E7 | System - kBTUs of Consumption | 0 | 0 | 0 | 0 | 0 | 0 | 0 | 0 | 0 | 0 | 0 | 0 | 0 | 0 | 0 | 0 | 0 | 0 | 0 | 0 | 0 | 0 | 0 | 0 | 0 | 0 | 0
F3_Commercial_Office (WA)_Existing_Food Preparation_Natural Gas_Double Rack Oven_E8 | F3 | Commercial | Office (WA) | Existing | Food Preparation | Natural Gas | Double Rack Oven | E8 | System - kBTUs of Consumption | 0 | 0 | 0 | 0 | 0 | 0 | 0 | 0 | 0 | 0 | 0 | 0 | 0 | 0 | 0 | 0 | 0 | 0 | 0 | 0 | 0 | 0 | 0 | 0 | 0 | 0 | 0
F3_Commercial_Office (WA)_Existing_Food Preparation_Natural Gas_Double Rack Oven_E9 | F3 | Commercial | Office (WA) | Existing | Food Preparation | Natural Gas | Double Rack Oven | E9 | System - kBTUs of Consumption | 0 | 0 | 0 | 0 | 0 | 0 | 0 | 0 | 0 | 0 | 0 | 0 | 0 | 0 | 0 | 0 | 0 | 0 | 0 | 0 | 0 | 0 | 0 | 0 | 0 | 0 | 0
F3_Commercial_Office (WA)_Existing_Food Preparation_Natural Gas_Double Rack Oven_E10 | F3 | Commercial | Office (WA) | Existing | Food Preparation | Natural Gas | Double Rack Oven | E10 | System - kBTUs of Consumption | 0 | 0 | 0 | 0 | 0 | 0 | 0 | 0 | 0 | 0 | 0 | 0 | 0 | 0 | 0 | 0 | 0 | 0 | 0 | 0 | 0 | 0 | 0 | 0 | 0 | 0 | 0
F4_Commercial_Office (WA)_Existing_Food Preparation_Natural Gas_Double Rack Oven_E1 | F4 | Commercial | Office (WA) | Existing | Food Preparation | Natural Gas | Double Rack Oven | E1 | Utility - Cost of Equipment | 2.7309e-05 | 2.7309e-05 | 2.7309e-05 | 2.7309e-05 | 2.7309e-05 | 2.7309e-05 | 2.7309e-05 | 2.7309e-05 | 2.7309e-05 | 2.7309e-05 | 2.7309e-05 | 2.7309e-05 | 2.7309e-05 | 2.7309e-05 | 2.7309e-05 | 2.7309e-05 | 2.7309e-05 | 2.7309e-05 | 2.7309e-05 | 2.7309e-05 | 2.7309e-05 | 2.7309e-05 | 2.7309e-05 | 2.7309e-05 | 2.7309e-05 | 2.7309e-05 | 2.7309e-05
F4_Commercial_Office (WA)_Existing_Food Preparation_Natural Gas_Double Rack Oven_E2 | F4 | Commercial | Office (WA) | Existing | Food Preparation | Natural Gas | Double Rack Oven | E2 | Utility - Cost of Equipment | 0.00012389 | 0.00012389 | 0.00012389 | 0.00012389 | 0.00012389 | 0.00012389 | 0.00012389 | 0.00012389 | 0.00012389 | 0.00012389 | 0.00012389 | 0.00012389 | 0.00012389 | 0.00012389 | 0.00012389 | 0.00012389 | 0.00012389 | 0.00012389 | 0.00012389 | 0.00012389 | 0.00012389 | 0.00012389 | 0.00012389 | 0.00012389 | 0.00012389 | 0.00012389 | 0.00012389
F4_Commercial_Office (WA)_Existing_Food Preparation_Natural Gas_Double Rack Oven_E3 | F4 | Commercial | Office (WA) | Existing | Food Preparation | Natural Gas | Double Rack Oven | E3 | Utility - Cost of Equipment | 0 | 0 | 0 | 0 | 0 | 0 | 0 | 0 | 0 | 0 | 0 | 0 | 0 | 0 | 0 | 0 | 0 | 0 | 0 | 0 | 0 | 0 | 0 | 0 | 0 | 0 | 0
F4_Commercial_Office (WA)_Existing_Food Preparation_Natural Gas_Double Rack Oven_E4 | F4 | Commercial | Office (WA) | Existing | Food Preparation | Natural Gas | Double Rack Oven | E4 | Utility - Cost of Equipment | 0 | 0 | 0 | 0 | 0 | 0 | 0 | 0 | 0 | 0 | 0 | 0 | 0 | 0 | 0 | 0 | 0 | 0 | 0 | 0 | 0 | 0 | 0 | 0 | 0 | 0 | 0
F4_Commercial_Office (WA)_Existing_Food Preparation_Natural Gas_Double Rack Oven_E5 | F4 | Commercial | Office (WA) | Existing | Food Preparation | Natural Gas | Double Rack Oven | E5 | Utility - Cost of Equipment | 0 | 0 | 0 | 0 | 0 | 0 | 0 | 0 | 0 | 0 | 0 | 0 | 0 | 0 | 0 | 0 | 0 | 0 | 0 | 0 | 0 | 0 | 0 | 0 | 0 | 0 | 0
F4_Commercial_Office (WA)_Existing_Food Preparation_Natural Gas_Double Rack Oven_E6 | F4 | Commercial | Office (WA) | Existing | Food Preparation | Natural Gas | Double Rack Oven | E6 | Utility - Cost of Equipment | 0 | 0 | 0 | 0 | 0 | 0 | 0 | 0 | 0 | 0 | 0 | 0 | 0 | 0 | 0 | 0 | 0 | 0 | 0 | 0 | 0 | 0 | 0 | 0 | 0 | 0 | 0
F4_Commercial_Office (WA)_Existing_Food Preparation_Natural Gas_Double Rack Oven_E7 | F4 | Commercial | Office (WA) | Existing | Food Preparation | Natural Gas | Double Rack Oven | E7 | Utility - Cost of Equipment | 0 | 0 | 0 | 0 | 0 | 0 | 0 | 0 | 0 | 0 | 0 | 0 | 0 | 0 | 0 | 0 | 0 | 0 | 0 | 0 | 0 | 0 | 0 | 0 | 0 | 0 | 0
F4_Commercial_Office (WA)_Existing_Food Preparation_Natural Gas_Double Rack Oven_E8 | F4 | Commercial | Office (WA) | Existing | Food Preparation | Natural Gas | Double Rack Oven | E8 | Utility - Cost of Equipment | 0 | 0 | 0 | 0 | 0 | 0 | 0 | 0 | 0 | 0 | 0 | 0 | 0 | 0 | 0 | 0 | 0 | 0 | 0 | 0 | 0 | 0 | 0 | 0 | 0 | 0 | 0
F4_Commercial_Office (WA)_Existing_Food Preparation_Natural Gas_Double Rack Oven_E9 | F4 | Commercial | Office (WA) | Existing | Food Preparation | Natural Gas | Double Rack Oven | E9 | Utility - Cost of Equipment | 0 | 0 | 0 | 0 | 0 | 0 | 0 | 0 | 0 | 0 | 0 | 0 | 0 | 0 | 0 | 0 | 0 | 0 | 0 | 0 | 0 | 0 | 0 | 0 | 0 | 0 | 0
F4_Commercial_Office (WA)_Existing_Food Preparation_Natural Gas_Double Rack Oven_E10 | F4 | Commercial | Office (WA) | Existing | Food Preparation | Natural Gas | Double Rack Oven | E10 | Utility - Cost of Equipment | 0 | 0 | 0 | 0 | 0 | 0 | 0 | 0 | 0 | 0 | 0 | 0 | 0 | 0 | 0 | 0 | 0 | 0 | 0 | 0 | 0 | 0 | 0 | 0 | 0 | 0 | 0
F5_Commercial_Office (WA)_Existing_Food Preparation_Natural Gas_Double Rack Oven_E1 | F5 | Commercial | Office (WA) | Existing | Food Preparation | Natural Gas | Double Rack Oven | E1 | Utility - Cost of Operation | 0.039599 | 0.040597 | 0.04178 | 0.043135 | 0.044667 | 0.046531 | 0.04845 | 0.050351 | 0.05218 | 0.054035 | 0.055511 | 0.056894 | 0.05838 | 0.059834 | 0.061134 | 0.062351 | 0.063442 | 0.06452 | 0.06567 | 0.066793 | 0.067946 | 0.069145 | 0.070357 | 0.071607 | 0.072879 | 0.074174 | 0.075492
F5_Commercial_Office (WA)_Existing_Food Preparation_Natural Gas_Double Rack Oven_E2 | F5 | Commercial | Office (WA) | Existing | Food Preparation | Natural Gas | Double Rack Oven | E2 | Utility - Cost of Operation | 0.024533 | 0.025152 | 0.025884 | 0.026724 | 0.027673 | 0.028828 | 0.030017 | 0.031194 | 0.032328 | 0.033477 | 0.034391 | 0.035248 | 0.036168 | 0.037069 | 0.037875 | 0.038629 | 0.039305 | 0.039972 | 0.040685 | 0.041381 | 0.042095 | 0.042838 | 0.043589 | 0.044363 | 0.045151 | 0.045954 | 0.04677
F5_Commercial_Office (WA)_Existing_Food Preparation_Natural Gas_Double Rack Oven_E3 | F5 | Commercial | Office (WA) | Existing | Food Preparation | Natural Gas | Double Rack Oven | E3 | Utility - Cost of Operation | 0 | 0 | 0 | 0 | 0 | 0 | 0 | 0 | 0 | 0 | 0 | 0 | 0 | 0 | 0 | 0 | 0 | 0 | 0 | 0 | 0 | 0 | 0 | 0 | 0 | 0 | 0
F5_Commercial_Office (WA)_Existing_Food Preparation_Natural Gas_Double Rack Oven_E4 | F5 | Commercial | Office (WA) | Existing | Food Preparation | Natural Gas | Double Rack Oven | E4 | Utility - Cost of Operation | 0 | 0 | 0 | 0 | 0 | 0 | 0 | 0 | 0 | 0 | 0 | 0 | 0 | 0 | 0 | 0 | 0 | 0 | 0 | 0 | 0 | 0 | 0 | 0 | 0 | 0 | 0
F5_Commercial_Office (WA)_Existing_Food Preparation_Natural Gas_Double Rack Oven_E5 | F5 | Commercial | Office (WA) | Existing | Food Preparation | Natural Gas | Double Rack Oven | E5 | Utility - Cost of Operation | 0 | 0 | 0 | 0 | 0 | 0 | 0 | 0 | 0 | 0 | 0 | 0 | 0 | 0 | 0 | 0 | 0 | 0 | 0 | 0 | 0 | 0 | 0 | 0 | 0 | 0 | 0
F5_Commercial_Office (WA)_Existing_Food Preparation_Natural Gas_Double Rack Oven_E6 | F5 | Commercial | Office (WA) | Existing | Food Preparation | Natural Gas | Double Rack Oven | E6 | Utility - Cost of Operation | 0 | 0 | 0 | 0 | 0 | 0 | 0 | 0 | 0 | 0 | 0 | 0 | 0 | 0 | 0 | 0 | 0 | 0 | 0 | 0 | 0 | 0 | 0 | 0 | 0 | 0 | 0
F5_Commercial_Office (WA)_Existing_Food Preparation_Natural Gas_Double Rack Oven_E7 | F5 | Commercial | Office (WA) | Existing | Food Preparation | Natural Gas | Double Rack Oven | E7 | Utility - Cost of Operation | 0 | 0 | 0 | 0 | 0 | 0 | 0 | 0 | 0 | 0 | 0 | 0 | 0 | 0 | 0 | 0 | 0 | 0 | 0 | 0 | 0 | 0 | 0 | 0 | 0 | 0 | 0
F5_Commercial_Office (WA)_Existing_Food Preparation_Natural Gas_Double Rack Oven_E8 | F5 | Commercial | Office (WA) | Existing | Food Preparation | Natural Gas | Double Rack Oven | E8 | Utility - Cost of Operation | 0 | 0 | 0 | 0 | 0 | 0 | 0 | 0 | 0 | 0 | 0 | 0 | 0 | 0 | 0 | 0 | 0 | 0 | 0 | 0 | 0 | 0 | 0 | 0 | 0 | 0 | 0
F5_Commercial_Office (WA)_Existing_Food Preparation_Natural Gas_Double Rack Oven_E9 | F5 | Commercial | Office (WA) | Existing | Food Preparation | Natural Gas | Double Rack Oven | E9 | Utility - Cost of Operation | 0 | 0 | 0 | 0 | 0 | 0 | 0 | 0 | 0 | 0 | 0 | 0 | 0 | 0 | 0 | 0 | 0 | 0 | 0 | 0 | 0 | 0 | 0 | 0 | 0 | 0 | 0
F5_Commercial_Office (WA)_Existing_Food Preparation_Natural Gas_Double Rack Oven_E10 | F5 | Commercial | Office (WA) | Existing | Food Preparation | Natural Gas | Double Rack Oven | E10 | Utility - Cost of Operation | 0 | 0 | 0 | 0 | 0 | 0 | 0 | 0 | 0 | 0 | 0 | 0 | 0 | 0 | 0 | 0 | 0 | 0 | 0 | 0 | 0 | 0 | 0 | 0 | 0 | 0 | 0
F6_Commercial_Office (WA)_Existing_Food Preparation_Natural Gas_Double Rack Oven_E1 | F6 | Commercial | Office (WA) | Existing | Food Preparation | Natural Gas | Double Rack Oven | E1 | Utility - Value of Sales | 0.04664 | 0.047521 | 0.048555 | 0.049761 | 0.051142 | 0.052866 | 0.054594 | 0.056236 | 0.057721 | 0.059161 | 0.060654 | 0.06201 | 0.063441 | 0.064796 | 0.065961 | 0.067012 | 0.067901 | 0.068751 | 0.069654 | 0.070497 | 0.071344 | 0.072602 | 0.073875 | 0.075187 | 0.076523 | 0.077883 | 0.079266
F6_Commercial_Office (WA)_Existing_Food Preparation_Natural Gas_Double Rack Oven_E2 | F6 | Commercial | Office (WA) | Existing | Food Preparation | Natural Gas | Double Rack Oven | E2 | Utility - Value of Sales | 0.028895 | 0.029441 | 0.030082 | 0.030829 | 0.031685 | 0.032752 | 0.033823 | 0.03484 | 0.035761 | 0.036653 | 0.037577 | 0.038418 | 0.039304 | 0.040144 | 0.040865 | 0.041516 | 0.042068 | 0.042594 | 0.043153 | 0.043676 | 0.0442 | 0.04498 | 0.045768 | 0.046581 | 0.047409 | 0.048251 | 0.049108
F6_Commercial_Office (WA)_Existing_Food Preparation_Natural Gas_Double Rack Oven_E3 | F6 | Commercial | Office (WA) | Existing | Food Preparation | Natural Gas | Double Rack Oven | E3 | Utility - Value of Sales | 0 | 0 | 0 | 0 | 0 | 0 | 0 | 0 | 0 | 0 | 0 | 0 | 0 | 0 | 0 | 0 | 0 | 0 | 0 | 0 | 0 | 0 | 0 | 0 | 0 | 0 | 0
F6_Commercial_Office (WA)_Existing_Food Preparation_Natural Gas_Double Rack Oven_E4 | F6 | Commercial | Office (WA) | Existing | Food Preparation | Natural Gas | Double Rack Oven | E4 | Utility - Value of Sales | 0 | 0 | 0 | 0 | 0 | 0 | 0 | 0 | 0 | 0 | 0 | 0 | 0 | 0 | 0 | 0 | 0 | 0 | 0 | 0 | 0 | 0 | 0 | 0 | 0 | 0 | 0
F6_Commercial_Office (WA)_Existing_Food Preparation_Natural Gas_Double Rack Oven_E5 | F6 | Commercial | Office (WA) | Existing | Food Preparation | Natural Gas | Double Rack Oven | E5 | Utility - Value of Sales | 0 | 0 | 0 | 0 | 0 | 0 | 0 | 0 | 0 | 0 | 0 | 0 | 0 | 0 | 0 | 0 | 0 | 0 | 0 | 0 | 0 | 0 | 0 | 0 | 0 | 0 | 0
F6_Commercial_Office (WA)_Existing_Food Preparation_Natural Gas_Double Rack Oven_E6 | F6 | Commercial | Office (WA) | Existing | Food Preparation | Natural Gas | Double Rack Oven | E6 | Utility - Value of Sales | 0 | 0 | 0 | 0 | 0 | 0 | 0 | 0 | 0 | 0 | 0 | 0 | 0 | 0 | 0 | 0 | 0 | 0 | 0 | 0 | 0 | 0 | 0 | 0 | 0 | 0 | 0
F6_Commercial_Office (WA)_Existing_Food Preparation_Natural Gas_Double Rack Oven_E7 | F6 | Commercial | Office (WA) | Existing | Food Preparation | Natural Gas | Double Rack Oven | E7 | Utility - Value of Sales | 0 | 0 | 0 | 0 | 0 | 0 | 0 | 0 | 0 | 0 | 0 | 0 | 0 | 0 | 0 | 0 | 0 | 0 | 0 | 0 | 0 | 0 | 0 | 0 | 0 | 0 | 0
F6_Commercial_Office (WA)_Existing_Food Preparation_Natural Gas_Double Rack Oven_E8 | F6 | Commercial | Office (WA) | Existing | Food Preparation | Natural Gas | Double Rack Oven | E8 | Utility - Value of Sales | 0 | 0 | 0 | 0 | 0 | 0 | 0 | 0 | 0 | 0 | 0 | 0 | 0 | 0 | 0 | 0 | 0 | 0 | 0 | 0 | 0 | 0 | 0 | 0 | 0 | 0 | 0
F6_Commercial_Office (WA)_Existing_Food Preparation_Natural Gas_Double Rack Oven_E9 | F6 | Commercial | Office (WA) | Existing | Food Preparation | Natural Gas | Double Rack Oven | E9 | Utility - Value of Sales | 0 | 0 | 0 | 0 | 0 | 0 | 0 | 0 | 0 | 0 | 0 | 0 | 0 | 0 | 0 | 0 | 0 | 0 | 0 | 0 | 0 | 0 | 0 | 0 | 0 | 0 | 0
F6_Commercial_Office (WA)_Existing_Food Preparation_Natural Gas_Double Rack Oven_E10 | F6 | Commercial | Office (WA) | Existing | Food Preparation | Natural Gas | Double Rack Oven | E10 | Utility - Value of Sales | 0 | 0 | 0 | 0 | 0 | 0 | 0 | 0 | 0 | 0 | 0 | 0 | 0 | 0 | 0 | 0 | 0 | 0 | 0 | 0 | 0 | 0 | 0 | 0 | 0 | 0 | 0
F1_Commercial_Office (WA)_Existing_Food Preparation_Natural Gas_Fryer_E1 | F1 | Commercial | Office (WA) | Existing | Food Preparation | Natural Gas | Fryer | E1 | RVT - Cost of Equipment | 0.00016642 | 0.00016642 | 0.00016642 | 0.00016642 | 0.00016642 | 0.00016642 | 0.00016642 | 0.00016642 | 0.00016642 | 0.00016642 | 0.00016642 | 0.00016642 | 0.00016642 | 0.00016642 | 0.00016642 | 0.00016642 | 0.00016642 | 0.00016642 | 0.00016642 | 0.00016642 | 0.00016642 | 0.00016642 | 0.00016642 | 0.00016642 | 0.00016642 | 0.00016642 | 0.00016642
F1_Commercial_Office (WA)_Existing_Food Preparation_Natural Gas_Fryer_E2 | F1 | Commercial | Office (WA) | Existing | Food Preparation | Natural Gas | Fryer | E2 | RVT - Cost of Equipment | 0.0002463 | 0.0002463 | 0.0002463 | 0.0002463 | 0.0002463 | 0.0002463 | 0.0002463 | 0.0002463 | 0.0002463 | 0.0002463 | 0.0002463 | 0.0002463 | 0.0002463 | 0.0002463 | 0.0002463 | 0.0002463 | 0.0002463 | 0.0002463 | 0.0002463 | 0.0002463 | 0.0002463 | 0.0002463 | 0.0002463 | 0.0002463 | 0.0002463 | 0.0002463 | 0.0002463
F1_Commercial_Office (WA)_Existing_Food Preparation_Natural Gas_Fryer_E3 | F1 | Commercial | Office (WA) | Existing | Food Preparation | Natural Gas | Fryer | E3 | RVT - Cost of Equipment | 0 | 0 | 0 | 0 | 0 | 0 | 0 | 0 | 0 | 0 | 0 | 0 | 0 | 0 | 0 | 0 | 0 | 0 | 0 | 0 | 0 | 0 | 0 | 0 | 0 | 0 | 0
F1_Commercial_Office (WA)_Existing_Food Preparation_Natural Gas_Fryer_E4 | F1 | Commercial | Office (WA) | Existing | Food Preparation | Natural Gas | Fryer | E4 | RVT - Cost of Equipment | 0 | 0 | 0 | 0 | 0 | 0 | 0 | 0 | 0 | 0 | 0 | 0 | 0 | 0 | 0 | 0 | 0 | 0 | 0 | 0 | 0 | 0 | 0 | 0 | 0 | 0 | 0
F1_Commercial_Office (WA)_Existing_Food Preparation_Natural Gas_Fryer_E5 | F1 | Commercial | Office (WA) | Existing | Food Preparation | Natural Gas | Fryer | E5 | RVT - Cost of Equipment | 0 | 0 | 0 | 0 | 0 | 0 | 0 | 0 | 0 | 0 | 0 | 0 | 0 | 0 | 0 | 0 | 0 | 0 | 0 | 0 | 0 | 0 | 0 | 0 | 0 | 0 | 0
F1_Commercial_Office (WA)_Existing_Food Preparation_Natural Gas_Fryer_E6 | F1 | Commercial | Office (WA) | Existing | Food Preparation | Natural Gas | Fryer | E6 | RVT - Cost of Equipment | 0 | 0 | 0 | 0 | 0 | 0 | 0 | 0 | 0 | 0 | 0 | 0 | 0 | 0 | 0 | 0 | 0 | 0 | 0 | 0 | 0 | 0 | 0 | 0 | 0 | 0 | 0
F1_Commercial_Office (WA)_Existing_Food Preparation_Natural Gas_Fryer_E7 | F1 | Commercial | Office (WA) | Existing | Food Preparation | Natural Gas | Fryer | E7 | RVT - Cost of Equipment | 0 | 0 | 0 | 0 | 0 | 0 | 0 | 0 | 0 | 0 | 0 | 0 | 0 | 0 | 0 | 0 | 0 | 0 | 0 | 0 | 0 | 0 | 0 | 0 | 0 | 0 | 0
F1_Commercial_Office (WA)_Existing_Food Preparation_Natural Gas_Fryer_E8 | F1 | Commercial | Office (WA) | Existing | Food Preparation | Natural Gas | Fryer | E8 | RVT - Cost of Equipment | 0 | 0 | 0 | 0 | 0 | 0 | 0 | 0 | 0 | 0 | 0 | 0 | 0 | 0 | 0 | 0 | 0 | 0 | 0 | 0 | 0 | 0 | 0 | 0 | 0 | 0 | 0
F1_Commercial_Office (WA)_Existing_Food Preparation_Natural Gas_Fryer_E9 | F1 | Commercial | Office (WA) | Existing | Food Preparation | Natural Gas | Fryer | E9 | RVT - Cost of Equipment | 0 | 0 | 0 | 0 | 0 | 0 | 0 | 0 | 0 | 0 | 0 | 0 | 0 | 0 | 0 | 0 | 0 | 0 | 0 | 0 | 0 | 0 | 0 | 0 | 0 | 0 | 0
F1_Commercial_Office (WA)_Existing_Food Preparation_Natural Gas_Fryer_E10 | F1 | Commercial | Office (WA) | Existing | Food Preparation | Natural Gas | Fryer | E10 | RVT - Cost of Equipment | 0 | 0 | 0 | 0 | 0 | 0 | 0 | 0 | 0 | 0 | 0 | 0 | 0 | 0 | 0 | 0 | 0 | 0 | 0 | 0 | 0 | 0 | 0 | 0 | 0 | 0 | 0
F2_Commercial_Office (WA)_Existing_Food Preparation_Natural Gas_Fryer_E1 | F2 | Commercial | Office (WA) | Existing | Food Preparation | Natural Gas | Fryer | E1 | RVT - Cost of Operation | 0.02418 | 0.024666 | 0.025213 | 0.025827 | 0.026512 | 0.02734 | 0.028162 | 0.028938 | 0.029643 | 0.030329 | 0.031039 | 0.031691 | 0.032386 | 0.033061 | 0.033653 | 0.034198 | 0.034674 | 0.035134 | 0.035618 | 0.036079 | 0.036542 | 0.037187 | 0.03784 | 0.038512 | 0.039197 | 0.039893 | 0.040602
F2_Commercial_Office (WA)_Existing_Food Preparation_Natural Gas_Fryer_E2 | F2 | Commercial | Office (WA) | Existing | Food Preparation | Natural Gas | Fryer | E2 | RVT - Cost of Operation | 0.016677 | 0.017012 | 0.017389 | 0.017813 | 0.018285 | 0.018856 | 0.019423 | 0.019959 | 0.020445 | 0.020918 | 0.021408 | 0.021857 | 0.022337 | 0.022802 | 0.023211 | 0.023587 | 0.023915 | 0.024232 | 0.024566 | 0.024884 | 0.025203 | 0.025648 | 0.026098 | 0.026562 | 0.027034 | 0.027514 | 0.028003
F2_Commercial_Office (WA)_Existing_Food Preparation_Natural Gas_Fryer_E3 | F2 | Commercial | Office (WA) | Existing | Food Preparation | Natural Gas | Fryer | E3 | RVT - Cost of Operation | 0 | 0 | 0 | 0 | 0 | 0 | 0 | 0 | 0 | 0 | 0 | 0 | 0 | 0 | 0 | 0 | 0 | 0 | 0 | 0 | 0 | 0 | 0 | 0 | 0 | 0 | 0
F2_Commercial_Office (WA)_Existing_Food Preparation_Natural Gas_Fryer_E4 | F2 | Commercial | Office (WA) | Existing | Food Preparation | Natural Gas | Fryer | E4 | RVT - Cost of Operation | 0 | 0 | 0 | 0 | 0 | 0 | 0 | 0 | 0 | 0 | 0 | 0 | 0 | 0 | 0 | 0 | 0 | 0 | 0 | 0 | 0 | 0 | 0 | 0 | 0 | 0 | 0
F2_Commercial_Office (WA)_Existing_Food Preparation_Natural Gas_Fryer_E5 | F2 | Commercial | Office (WA) | Existing | Food Preparation | Natural Gas | Fryer | E5 | RVT - Cost of Operation | 0 | 0 | 0 | 0 | 0 | 0 | 0 | 0 | 0 | 0 | 0 | 0 | 0 | 0 | 0 | 0 | 0 | 0 | 0 | 0 | 0 | 0 | 0 | 0 | 0 | 0 | 0
F2_Commercial_Office (WA)_Existing_Food Preparation_Natural Gas_Fryer_E6 | F2 | Commercial | Office (WA) | Existing | Food Preparation | Natural Gas | Fryer | E6 | RVT - Cost of Operation | 0 | 0 | 0 | 0 | 0 | 0 | 0 | 0 | 0 | 0 | 0 | 0 | 0 | 0 | 0 | 0 | 0 | 0 | 0 | 0 | 0 | 0 | 0 | 0 | 0 | 0 | 0
F2_Commercial_Office (WA)_Existing_Food Preparation_Natural Gas_Fryer_E7 | F2 | Commercial | Office (WA) | Existing | Food Preparation | Natural Gas | Fryer | E7 | RVT - Cost of Operation | 0 | 0 | 0 | 0 | 0 | 0 | 0 | 0 | 0 | 0 | 0 | 0 | 0 | 0 | 0 | 0 | 0 | 0 | 0 | 0 | 0 | 0 | 0 | 0 | 0 | 0 | 0
F2_Commercial_Office (WA)_Existing_Food Preparation_Natural Gas_Fryer_E8 | F2 | Commercial | Office (WA) | Existing | Food Preparation | Natural Gas | Fryer | E8 | RVT - Cost of Operation | 0 | 0 | 0 | 0 | 0 | 0 | 0 | 0 | 0 | 0 | 0 | 0 | 0 | 0 | 0 | 0 | 0 | 0 | 0 | 0 | 0 | 0 | 0 | 0 | 0 | 0 | 0
F2_Commercial_Office (WA)_Existing_Food Preparation_Natural Gas_Fryer_E9 | F2 | Commercial | Office (WA) | Existing | Food Preparation | Natural Gas | Fryer | E9 | RVT - Cost of Operation | 0 | 0 | 0 | 0 | 0 | 0 | 0 | 0 | 0 | 0 | 0 | 0 | 0 | 0 | 0 | 0 | 0 | 0 | 0 | 0 | 0 | 0 | 0 | 0 | 0 | 0 | 0
F2_Commercial_Office (WA)_Existing_Food Preparation_Natural Gas_Fryer_E10 | F2 | Commercial | Office (WA) | Existing | Food Preparation | Natural Gas | Fryer | E10 | RVT - Cost of Operation | 0 | 0 | 0 | 0 | 0 | 0 | 0 | 0 | 0 | 0 | 0 | 0 | 0 | 0 | 0 | 0 | 0 | 0 | 0 | 0 | 0 | 0 | 0 | 0 | 0 | 0 | 0
F3_Commercial_Office (WA)_Existing_Food Preparation_Natural Gas_Fryer_E1 | F3 | Commercial | Office (WA) | Existing | Food Preparation | Natural Gas | Fryer | E1 | System - kBTUs of Consumption | 5.5943 | 5.5943 | 5.5943 | 5.5943 | 5.5943 | 5.5943 | 5.5943 | 5.5943 | 5.5943 | 5.5943 | 5.5943 | 5.5943 | 5.5943 | 5.5943 | 5.5943 | 5.5943 | 5.5943 | 5.5943 | 5.5943 | 5.5943 | 5.5943 | 5.5943 | 5.5943 | 5.5943 | 5.5943 | 5.5943 | 5.5943
F3_Commercial_Office (WA)_Existing_Food Preparation_Natural Gas_Fryer_E2 | F3 | Commercial | Office (WA) | Existing | Food Preparation | Natural Gas | Fryer | E2 | System - kBTUs of Consumption | 3.8584 | 3.8584 | 3.8584 | 3.8584 | 3.8584 | 3.8584 | 3.8584 | 3.8584 | 3.8584 | 3.8584 | 3.8584 | 3.8584 | 3.8584 | 3.8584 | 3.8584 | 3.8584 | 3.8584 | 3.8584 | 3.8584 | 3.8584 | 3.8584 | 3.8584 | 3.8584 | 3.8584 | 3.8584 | 3.8584 | 3.8584
F3_Commercial_Office (WA)_Existing_Food Preparation_Natural Gas_Fryer_E3 | F3 | Commercial | Office (WA) | Existing | Food Preparation | Natural Gas | Fryer | E3 | System - kBTUs of Consumption | 0 | 0 | 0 | 0 | 0 | 0 | 0 | 0 | 0 | 0 | 0 | 0 | 0 | 0 | 0 | 0 | 0 | 0 | 0 | 0 | 0 | 0 | 0 | 0 | 0 | 0 | 0
F3_Commercial_Office (WA)_Existing_Food Preparation_Natural Gas_Fryer_E4 | F3 | Commercial | Office (WA) | Existing | Food Preparation | Natural Gas | Fryer | E4 | System - kBTUs of Consumption | 0 | 0 | 0 | 0 | 0 | 0 | 0 | 0 | 0 | 0 | 0 | 0 | 0 | 0 | 0 | 0 | 0 | 0 | 0 | 0 | 0 | 0 | 0 | 0 | 0 | 0 | 0
F3_Commercial_Office (WA)_Existing_Food Preparation_Natural Gas_Fryer_E5 | F3 | Commercial | Office (WA) | Existing | Food Preparation | Natural Gas | Fryer | E5 | System - kBTUs of Consumption | 0 | 0 | 0 | 0 | 0 | 0 | 0 | 0 | 0 | 0 | 0 | 0 | 0 | 0 | 0 | 0 | 0 | 0 | 0 | 0 | 0 | 0 | 0 | 0 | 0 | 0 | 0
F3_Commercial_Office (WA)_Existing_Food Preparation_Natural Gas_Fryer_E6 | F3 | Commercial | Office (WA) | Existing | Food Preparation | Natural Gas | Fryer | E6 | System - kBTUs of Consumption | 0 | 0 | 0 | 0 | 0 | 0 | 0 | 0 | 0 | 0 | 0 | 0 | 0 | 0 | 0 | 0 | 0 | 0 | 0 | 0 | 0 | 0 | 0 | 0 | 0 | 0 | 0
F3_Commercial_Office (WA)_Existing_Food Preparation_Natural Gas_Fryer_E7 | F3 | Commercial | Office (WA) | Existing | Food Preparation | Natural Gas | Fryer | E7 | System - kBTUs of Consumption | 0 | 0 | 0 | 0 | 0 | 0 | 0 | 0 | 0 | 0 | 0 | 0 | 0 | 0 | 0 | 0 | 0 | 0 | 0 | 0 | 0 | 0 | 0 | 0 | 0 | 0 | 0
F3_Commercial_Office (WA)_Existing_Food Preparation_Natural Gas_Fryer_E8 | F3 | Commercial | Office (WA) | Existing | Food Preparation | Natural Gas | Fryer | E8 | System - kBTUs of Consumption | 0 | 0 | 0 | 0 | 0 | 0 | 0 | 0 | 0 | 0 | 0 | 0 | 0 | 0 | 0 | 0 | 0 | 0 | 0 | 0 | 0 | 0 | 0 | 0 | 0 | 0 | 0
F3_Commercial_Office (WA)_Existing_Food Preparation_Natural Gas_Fryer_E9 | F3 | Commercial | Office (WA) | Existing | Food Preparation | Natural Gas | Fryer | E9 | System - kBTUs of Consumption | 0 | 0 | 0 | 0 | 0 | 0 | 0 | 0 | 0 | 0 | 0 | 0 | 0 | 0 | 0 | 0 | 0 | 0 | 0 | 0 | 0 | 0 | 0 | 0 | 0 | 0 | 0
F3_Commercial_Office (WA)_Existing_Food Preparation_Natural Gas_Fryer_E10 | F3 | Commercial | Office (WA) | Existing | Food Preparation | Natural Gas | Fryer | E10 | System - kBTUs of Consumption | 0 | 0 | 0 | 0 | 0 | 0 | 0 | 0 | 0 | 0 | 0 | 0 | 0 | 0 | 0 | 0 | 0 | 0 | 0 | 0 | 0 | 0 | 0 | 0 | 0 | 0 | 0
F4_Commercial_Office (WA)_Existing_Food Preparation_Natural Gas_Fryer_E1 | F4 | Commercial | Office (WA) | Existing | Food Preparation | Natural Gas | Fryer | E1 | Utility - Cost of Equipment | 0.00016642 | 0.00016642 | 0.00016642 | 0.00016642 | 0.00016642 | 0.00016642 | 0.00016642 | 0.00016642 | 0.00016642 | 0.00016642 | 0.00016642 | 0.00016642 | 0.00016642 | 0.00016642 | 0.00016642 | 0.00016642 | 0.00016642 | 0.00016642 | 0.00016642 | 0.00016642 | 0.00016642 | 0.00016642 | 0.00016642 | 0.00016642 | 0.00016642 | 0.00016642 | 0.00016642
F4_Commercial_Office (WA)_Existing_Food Preparation_Natural Gas_Fryer_E2 | F4 | Commercial | Office (WA) | Existing | Food Preparation | Natural Gas | Fryer | E2 | Utility - Cost of Equipment | 0.0002463 | 0.0002463 | 0.0002463 | 0.0002463 | 0.0002463 | 0.0002463 | 0.0002463 | 0.0002463 | 0.0002463 | 0.0002463 | 0.0002463 | 0.0002463 | 0.0002463 | 0.0002463 | 0.0002463 | 0.0002463 | 0.0002463 | 0.0002463 | 0.0002463 | 0.0002463 | 0.0002463 | 0.0002463 | 0.0002463 | 0.0002463 | 0.0002463 | 0.0002463 | 0.0002463
F4_Commercial_Office (WA)_Existing_Food Preparation_Natural Gas_Fryer_E3 | F4 | Commercial | Office (WA) | Existing | Food Preparation | Natural Gas | Fryer | E3 | Utility - Cost of Equipment | 0 | 0 | 0 | 0 | 0 | 0 | 0 | 0 | 0 | 0 | 0 | 0 | 0 | 0 | 0 | 0 | 0 | 0 | 0 | 0 | 0 | 0 | 0 | 0 | 0 | 0 | 0
F4_Commercial_Office (WA)_Existing_Food Preparation_Natural Gas_Fryer_E4 | F4 | Commercial | Office (WA) | Existing | Food Preparation | Natural Gas | Fryer | E4 | Utility - Cost of Equipment | 0 | 0 | 0 | 0 | 0 | 0 | 0 | 0 | 0 | 0 | 0 | 0 | 0 | 0 | 0 | 0 | 0 | 0 | 0 | 0 | 0 | 0 | 0 | 0 | 0 | 0 | 0
F4_Commercial_Office (WA)_Existing_Food Preparation_Natural Gas_Fryer_E5 | F4 | Commercial | Office (WA) | Existing | Food Preparation | Natural Gas | Fryer | E5 | Utility - Cost of Equipment | 0 | 0 | 0 | 0 | 0 | 0 | 0 | 0 | 0 | 0 | 0 | 0 | 0 | 0 | 0 | 0 | 0 | 0 | 0 | 0 | 0 | 0 | 0 | 0 | 0 | 0 | 0
F4_Commercial_Office (WA)_Existing_Food Preparation_Natural Gas_Fryer_E6 | F4 | Commercial | Office (WA) | Existing | Food Preparation | Natural Gas | Fryer | E6 | Utility - Cost of Equipment | 0 | 0 | 0 | 0 | 0 | 0 | 0 | 0 | 0 | 0 | 0 | 0 | 0 | 0 | 0 | 0 | 0 | 0 | 0 | 0 | 0 | 0 | 0 | 0 | 0 | 0 | 0
F4_Commercial_Office (WA)_Existing_Food Preparation_Natural Gas_Fryer_E7 | F4 | Commercial | Office (WA) | Existing | Food Preparation | Natural Gas | Fryer | E7 | Utility - Cost of Equipment | 0 | 0 | 0 | 0 | 0 | 0 | 0 | 0 | 0 | 0 | 0 | 0 | 0 | 0 | 0 | 0 | 0 | 0 | 0 | 0 | 0 | 0 | 0 | 0 | 0 | 0 | 0
F4_Commercial_Office (WA)_Existing_Food Preparation_Natural Gas_Fryer_E8 | F4 | Commercial | Office (WA) | Existing | Food Preparation | Natural Gas | Fryer | E8 | Utility - Cost of Equipment | 0 | 0 | 0 | 0 | 0 | 0 | 0 | 0 | 0 | 0 | 0 | 0 | 0 | 0 | 0 | 0 | 0 | 0 | 0 | 0 | 0 | 0 | 0 | 0 | 0 | 0 | 0
F4_Commercial_Office (WA)_Existing_Food Preparation_Natural Gas_Fryer_E9 | F4 | Commercial | Office (WA) | Existing | Food Preparation | Natural Gas | Fryer | E9 | Utility - Cost of Equipment | 0 | 0 | 0 | 0 | 0 | 0 | 0 | 0 | 0 | 0 | 0 | 0 | 0 | 0 | 0 | 0 | 0 | 0 | 0 | 0 | 0 | 0 | 0 | 0 | 0 | 0 | 0
F4_Commercial_Office (WA)_Existing_Food Preparation_Natural Gas_Fryer_E10 | F4 | Commercial | Office (WA) | Existing | Food Preparation | Natural Gas | Fryer | E10 | Utility - Cost of Equipment | 0 | 0 | 0 | 0 | 0 | 0 | 0 | 0 | 0 | 0 | 0 | 0 | 0 | 0 | 0 | 0 | 0 | 0 | 0 | 0 | 0 | 0 | 0 | 0 | 0 | 0 | 0
F5_Commercial_Office (WA)_Existing_Food Preparation_Natural Gas_Fryer_E1 | F5 | Commercial | Office (WA) | Existing | Food Preparation | Natural Gas | Fryer | E1 | Utility - Cost of Operation | 0.020742 | 0.021287 | 0.021898 | 0.022583 | 0.023346 | 0.024248 | 0.025167 | 0.026072 | 0.026943 | 0.027826 | 0.028545 | 0.029224 | 0.02995 | 0.030664 | 0.031312 | 0.031926 | 0.032486 | 0.033041 | 0.03363 | 0.034208 | 0.034802 | 0.035416 | 0.036038 | 0.036678 | 0.03733 | 0.037993 | 0.038668
F5_Commercial_Office (WA)_Existing_Food Preparation_Natural Gas_Fryer_E2 | F5 | Commercial | Office (WA) | Existing | Food Preparation | Natural Gas | Fryer | E2 | Utility - Cost of Operation | 0.014306 | 0.014682 | 0.015103 | 0.015576 | 0.016102 | 0.016724 | 0.017358 | 0.017982 | 0.018583 | 0.019192 | 0.019688 | 0.020156 | 0.020657 | 0.021149 | 0.021596 | 0.022019 | 0.022406 | 0.022789 | 0.023195 | 0.023594 | 0.024003 | 0.024427 | 0.024856 | 0.025297 | 0.025747 | 0.026204 | 0.02667
F5_Commercial_Office (WA)_Existing_Food Preparation_Natural Gas_Fryer_E3 | F5 | Commercial | Office (WA) | Existing | Food Preparation | Natural Gas | Fryer | E3 | Utility - Cost of Operation | 0 | 0 | 0 | 0 | 0 | 0 | 0 | 0 | 0 | 0 | 0 | 0 | 0 | 0 | 0 | 0 | 0 | 0 | 0 | 0 | 0 | 0 | 0 | 0 | 0 | 0 | 0
F5_Commercial_Office (WA)_Existing_Food Preparation_Natural Gas_Fryer_E4 | F5 | Commercial | Office (WA) | Existing | Food Preparation | Natural Gas | Fryer | E4 | Utility - Cost of Operation | 0 | 0 | 0 | 0 | 0 | 0 | 0 | 0 | 0 | 0 | 0 | 0 | 0 | 0 | 0 | 0 | 0 | 0 | 0 | 0 | 0 | 0 | 0 | 0 | 0 | 0 | 0
F5_Commercial_Office (WA)_Existing_Food Preparation_Natural Gas_Fryer_E5 | F5 | Commercial | Office (WA) | Existing | Food Preparation | Natural Gas | Fryer | E5 | Utility - Cost of Operation | 0 | 0 | 0 | 0 | 0 | 0 | 0 | 0 | 0 | 0 | 0 | 0 | 0 | 0 | 0 | 0 | 0 | 0 | 0 | 0 | 0 | 0 | 0 | 0 | 0 | 0 | 0
F5_Commercial_Office (WA)_Existing_Food Preparation_Natural Gas_Fryer_E6 | F5 | Commercial | Office (WA) | Existing | Food Preparation | Natural Gas | Fryer | E6 | Utility - Cost of Operation | 0 | 0 | 0 | 0 | 0 | 0 | 0 | 0 | 0 | 0 | 0 | 0 | 0 | 0 | 0 | 0 | 0 | 0 | 0 | 0 | 0 | 0 | 0 | 0 | 0 | 0 | 0
F5_Commercial_Office (WA)_Existing_Food Preparation_Natural Gas_Fryer_E7 | F5 | Commercial | Office (WA) | Existing | Food Preparation | Natural Gas | Fryer | E7 | Utility - Cost of Operation | 0 | 0 | 0 | 0 | 0 | 0 | 0 | 0 | 0 | 0 | 0 | 0 | 0 | 0 | 0 | 0 | 0 | 0 | 0 | 0 | 0 | 0 | 0 | 0 | 0 | 0 | 0
F5_Commercial_Office (WA)_Existing_Food Preparation_Natural Gas_Fryer_E8 | F5 | Commercial | Office (WA) | Existing | Food Preparation | Natural Gas | Fryer | E8 | Utility - Cost of Operation | 0 | 0 | 0 | 0 | 0 | 0 | 0 | 0 | 0 | 0 | 0 | 0 | 0 | 0 | 0 | 0 | 0 | 0 | 0 | 0 | 0 | 0 | 0 | 0 | 0 | 0 | 0
F5_Commercial_Office (WA)_Existing_Food Preparation_Natural Gas_Fryer_E9 | F5 | Commercial | Office (WA) | Existing | Food Preparation | Natural Gas | Fryer | E9 | Utility - Cost of Operation | 0 | 0 | 0 | 0 | 0 | 0 | 0 | 0 | 0 | 0 | 0 | 0 | 0 | 0 | 0 | 0 | 0 | 0 | 0 | 0 | 0 | 0 | 0 | 0 | 0 | 0 | 0
F5_Commercial_Office (WA)_Existing_Food Preparation_Natural Gas_Fryer_E10 | F5 | Commercial | Office (WA) | Existing | Food Preparation | Natural Gas | Fryer | E10 | Utility - Cost of Operation | 0 | 0 | 0 | 0 | 0 | 0 | 0 | 0 | 0 | 0 | 0 | 0 | 0 | 0 | 0 | 0 | 0 | 0 | 0 | 0 | 0 | 0 | 0 | 0 | 0 | 0 | 0
F6_Commercial_Office (WA)_Existing_Food Preparation_Natural Gas_Fryer_E1 | F6 | Commercial | Office (WA) | Existing | Food Preparation | Natural Gas | Fryer | E1 | Utility - Value of Sales | 0.02418 | 0.024666 | 0.025213 | 0.025827 | 0.026512 | 0.02734 | 0.028162 | 0.028938 | 0.029643 | 0.030329 | 0.031039 | 0.031691 | 0.032386 | 0.033061 | 0.033653 | 0.034198 | 0.034674 | 0.035134 | 0.035618 | 0.036079 | 0.036542 | 0.037187 | 0.03784 | 0.038512 | 0.039197 | 0.039893 | 0.040602
F6_Commercial_Office (WA)_Existing_Food Preparation_Natural Gas_Fryer_E2 | F6 | Commercial | Office (WA) | Existing | Food Preparation | Natural Gas | Fryer | E2 | Utility - Value of Sales | 0.016677 | 0.017012 | 0.017389 | 0.017813 | 0.018285 | 0.018856 | 0.019423 | 0.019959 | 0.020445 | 0.020918 | 0.021408 | 0.021857 | 0.022337 | 0.022802 | 0.023211 | 0.023587 | 0.023915 | 0.024232 | 0.024566 | 0.024884 | 0.025203 | 0.025648 | 0.026098 | 0.026562 | 0.027034 | 0.027514 | 0.028003
F6_Commercial_Office (WA)_Existing_Food Preparation_Natural Gas_Fryer_E3 | F6 | Commercial | Office (WA) | Existing | Food Preparation | Natural Gas | Fryer | E3 | Utility - Value of Sales | 0 | 0 | 0 | 0 | 0 | 0 | 0 | 0 | 0 | 0 | 0 | 0 | 0 | 0 | 0 | 0 | 0 | 0 | 0 | 0 | 0 | 0 | 0 | 0 | 0 | 0 | 0
F6_Commercial_Office (WA)_Existing_Food Preparation_Natural Gas_Fryer_E4 | F6 | Commercial | Office (WA) | Existing | Food Preparation | Natural Gas | Fryer | E4 | Utility - Value of Sales | 0 | 0 | 0 | 0 | 0 | 0 | 0 | 0 | 0 | 0 | 0 | 0 | 0 | 0 | 0 | 0 | 0 | 0 | 0 | 0 | 0 | 0 | 0 | 0 | 0 | 0 | 0
F6_Commercial_Office (WA)_Existing_Food Preparation_Natural Gas_Fryer_E5 | F6 | Commercial | Office (WA) | Existing | Food Preparation | Natural Gas | Fryer | E5 | Utility - Value of Sales | 0 | 0 | 0 | 0 | 0 | 0 | 0 | 0 | 0 | 0 | 0 | 0 | 0 | 0 | 0 | 0 | 0 | 0 | 0 | 0 | 0 | 0 | 0 | 0 | 0 | 0 | 0
F6_Commercial_Office (WA)_Existing_Food Preparation_Natural Gas_Fryer_E6 | F6 | Commercial | Office (WA) | Existing | Food Preparation | Natural Gas | Fryer | E6 | Utility - Value of Sales | 0 | 0 | 0 | 0 | 0 | 0 | 0 | 0 | 0 | 0 | 0 | 0 | 0 | 0 | 0 | 0 | 0 | 0 | 0 | 0 | 0 | 0 | 0 | 0 | 0 | 0 | 0
F6_Commercial_Office (WA)_Existing_Food Preparation_Natural Gas_Fryer_E7 | F6 | Commercial | Office (WA) | Existing | Food Preparation | Natural Gas | Fryer | E7 | Utility - Value of Sales | 0 | 0 | 0 | 0 | 0 | 0 | 0 | 0 | 0 | 0 | 0 | 0 | 0 | 0 | 0 | 0 | 0 | 0 | 0 | 0 | 0 | 0 | 0 | 0 | 0 | 0 | 0
F6_Commercial_Office (WA)_Existing_Food Preparation_Natural Gas_Fryer_E8 | F6 | Commercial | Office (WA) | Existing | Food Preparation | Natural Gas | Fryer | E8 | Utility - Value of Sales | 0 | 0 | 0 | 0 | 0 | 0 | 0 | 0 | 0 | 0 | 0 | 0 | 0 | 0 | 0 | 0 | 0 | 0 | 0 | 0 | 0 | 0 | 0 | 0 | 0 | 0 | 0
F6_Commercial_Office (WA)_Existing_Food Preparation_Natural Gas_Fryer_E9 | F6 | Commercial | Office (WA) | Existing | Food Preparation | Natural Gas | Fryer | E9 | Utility - Value of Sales | 0 | 0 | 0 | 0 | 0 | 0 | 0 | 0 | 0 | 0 | 0 | 0 | 0 | 0 | 0 | 0 | 0 | 0 | 0 | 0 | 0 | 0 | 0 | 0 | 0 | 0 | 0
F6_Commercial_Office (WA)_Existing_Food Preparation_Natural Gas_Fryer_E10 | F6 | Commercial | Office (WA) | Existing | Food Preparation | Natural Gas | Fryer | E10 | Utility - Value of Sales | 0 | 0 | 0 | 0 | 0 | 0 | 0 | 0 | 0 | 0 | 0 | 0 | 0 | 0 | 0 | 0 | 0 | 0 | 0 | 0 | 0 | 0 | 0 | 0 | 0 | 0 | 0
F1_Commercial_Office (WA)_Existing_Food Preparation_Natural Gas_Broiler_E1 | F1 | Commercial | Office (WA) | Existing | Food Preparation | Natural Gas | Broiler | E1 | RVT - Cost of Equipment | 0.012089 | 0.012089 | 0.012089 | 0.012089 | 0.012089 | 0.012089 | 0.012089 | 0.012089 | 0.012089 | 0.012089 | 0.012089 | 0.012089 | 0.012089 | 0.012089 | 0.012089 | 0.012089 | 0.012089 | 0.012089 | 0.012089 | 0.012089 | 0.012089 | 0.012089 | 0.012089 | 0.012089 | 0.012089 | 0.012089 | 0.012089
F1_Commercial_Office (WA)_Existing_Food Preparation_Natural Gas_Broiler_E2 | F1 | Commercial | Office (WA) | Existing | Food Preparation | Natural Gas | Broiler | E2 | RVT - Cost of Equipment | 0.016925 | 0.016925 | 0.016925 | 0.016925 | 0.016925 | 0.016925 | 0.016925 | 0.016925 | 0.016925 | 0.016925 | 0.016925 | 0.016925 | 0.016925 | 0.016925 | 0.016925 | 0.016925 | 0.016925 | 0.016925 | 0.016925 | 0.016925 | 0.016925 | 0.016925 | 0.016925 | 0.016925 | 0.016925 | 0.016925 | 0.016925
F1_Commercial_Office (WA)_Existing_Food Preparation_Natural Gas_Broiler_E3 | F1 | Commercial | Office (WA) | Existing | Food Preparation | Natural Gas | Broiler | E3 | RVT - Cost of Equipment | 0 | 0 | 0 | 0 | 0 | 0 | 0 | 0 | 0 | 0 | 0 | 0 | 0 | 0 | 0 | 0 | 0 | 0 | 0 | 0 | 0 | 0 | 0 | 0 | 0 | 0 | 0
F1_Commercial_Office (WA)_Existing_Food Preparation_Natural Gas_Broiler_E4 | F1 | Commercial | Office (WA) | Existing | Food Preparation | Natural Gas | Broiler | E4 | RVT - Cost of Equipment | 0 | 0 | 0 | 0 | 0 | 0 | 0 | 0 | 0 | 0 | 0 | 0 | 0 | 0 | 0 | 0 | 0 | 0 | 0 | 0 | 0 | 0 | 0 | 0 | 0 | 0 | 0
F1_Commercial_Office (WA)_Existing_Food Preparation_Natural Gas_Broiler_E5 | F1 | Commercial | Office (WA) | Existing | Food Preparation | Natural Gas | Broiler | E5 | RVT - Cost of Equipment | 0 | 0 | 0 | 0 | 0 | 0 | 0 | 0 | 0 | 0 | 0 | 0 | 0 | 0 | 0 | 0 | 0 | 0 | 0 | 0 | 0 | 0 | 0 | 0 | 0 | 0 | 0
F1_Commercial_Office (WA)_Existing_Food Preparation_Natural Gas_Broiler_E6 | F1 | Commercial | Office (WA) | Existing | Food Preparation | Natural Gas | Broiler | E6 | RVT - Cost of Equipment | 0 | 0 | 0 | 0 | 0 | 0 | 0 | 0 | 0 | 0 | 0 | 0 | 0 | 0 | 0 | 0 | 0 | 0 | 0 | 0 | 0 | 0 | 0 | 0 | 0 | 0 | 0
F1_Commercial_Office (WA)_Existing_Food Preparation_Natural Gas_Broiler_E7 | F1 | Commercial | Office (WA) | Existing | Food Preparation | Natural Gas | Broiler | E7 | RVT - Cost of Equipment | 0 | 0 | 0 | 0 | 0 | 0 | 0 | 0 | 0 | 0 | 0 | 0 | 0 | 0 | 0 | 0 | 0 | 0 | 0 | 0 | 0 | 0 | 0 | 0 | 0 | 0 | 0
F1_Commercial_Office (WA)_Existing_Food Preparation_Natural Gas_Broiler_E8 | F1 | Commercial | Office (WA) | Existing | Food Preparation | Natural Gas | Broiler | E8 | RVT - Cost of Equipment | 0 | 0 | 0 | 0 | 0 | 0 | 0 | 0 | 0 | 0 | 0 | 0 | 0 | 0 | 0 | 0 | 0 | 0 | 0 | 0 | 0 | 0 | 0 | 0 | 0 | 0 | 0
F1_Commercial_Office (WA)_Existing_Food Preparation_Natural Gas_Broiler_E9 | F1 | Commercial | Office (WA) | Existing | Food Preparation | Natural Gas | Broiler | E9 | RVT - Cost of Equipment | 0 | 0 | 0 | 0 | 0 | 0 | 0 | 0 | 0 | 0 | 0 | 0 | 0 | 0 | 0 | 0 | 0 | 0 | 0 | 0 | 0 | 0 | 0 | 0 | 0 | 0 | 0
F1_Commercial_Office (WA)_Existing_Food Preparation_Natural Gas_Broiler_E10 | F1 | Commercial | Office (WA) | Existing | Food Preparation | Natural Gas | Broiler | E10 | RVT - Cost of Equipment | 0 | 0 | 0 | 0 | 0 | 0 | 0 | 0 | 0 | 0 | 0 | 0 | 0 | 0 | 0 | 0 | 0 | 0 | 0 | 0 | 0 | 0 | 0 | 0 | 0 | 0 | 0
F2_Commercial_Office (WA)_Existing_Food Preparation_Natural Gas_Broiler_E1 | F2 | Commercial | Office (WA) | Existing | Food Preparation | Natural Gas | Broiler | E1 | RVT - Cost of Operation | 0.023954 | 0.024407 | 0.024938 | 0.025557 | 0.026266 | 0.027152 | 0.02804 | 0.028882 | 0.029645 | 0.030385 | 0.031152 | 0.031848 | 0.032583 | 0.033279 | 0.033877 | 0.034417 | 0.034874 | 0.03531 | 0.035774 | 0.036207 | 0.036642 | 0.037288 | 0.037942 | 0.038616 | 0.039302 | 0.04 | 0.040711
F2_Commercial_Office (WA)_Existing_Food Preparation_Natural Gas_Broiler_E2 | F2 | Commercial | Office (WA) | Existing | Food Preparation | Natural Gas | Broiler | E2 | RVT - Cost of Operation | 0.020431 | 0.020817 | 0.02127 | 0.021798 | 0.022403 | 0.023158 | 0.023916 | 0.024635 | 0.025285 | 0.025916 | 0.02657 | 0.027164 | 0.027791 | 0.028384 | 0.028895 | 0.029355 | 0.029745 | 0.030117 | 0.030512 | 0.030882 | 0.031253 | 0.031804 | 0.032361 | 0.032936 | 0.033522 | 0.034117 | 0.034723
F2_Commercial_Office (WA)_Existing_Food Preparation_Natural Gas_Broiler_E3 | F2 | Commercial | Office (WA) | Existing | Food Preparation | Natural Gas | Broiler | E3 | RVT - Cost of Operation | 0 | 0 | 0 | 0 | 0 | 0 | 0 | 0 | 0 | 0 | 0 | 0 | 0 | 0 | 0 | 0 | 0 | 0 | 0 | 0 | 0 | 0 | 0 | 0 | 0 | 0 | 0
F2_Commercial_Office (WA)_Existing_Food Preparation_Natural Gas_Broiler_E4 | F2 | Commercial | Office (WA) | Existing | Food Preparation | Natural Gas | Broiler | E4 | RVT - Cost of Operation | 0 | 0 | 0 | 0 | 0 | 0 | 0 | 0 | 0 | 0 | 0 | 0 | 0 | 0 | 0 | 0 | 0 | 0 | 0 | 0 | 0 | 0 | 0 | 0 | 0 | 0 | 0
F2_Commercial_Office (WA)_Existing_Food Preparation_Natural Gas_Broiler_E5 | F2 | Commercial | Office (WA) | Existing | Food Preparation | Natural Gas | Broiler | E5 | RVT - Cost of Operation | 0 | 0 | 0 | 0 | 0 | 0 | 0 | 0 | 0 | 0 | 0 | 0 | 0 | 0 | 0 | 0 | 0 | 0 | 0 | 0 | 0 | 0 | 0 | 0 | 0 | 0 | 0
F2_Commercial_Office (WA)_Existing_Food Preparation_Natural Gas_Broiler_E6 | F2 | Commercial | Office (WA) | Existing | Food Preparation | Natural Gas | Broiler | E6 | RVT - Cost of Operation | 0 | 0 | 0 | 0 | 0 | 0 | 0 | 0 | 0 | 0 | 0 | 0 | 0 | 0 | 0 | 0 | 0 | 0 | 0 | 0 | 0 | 0 | 0 | 0 | 0 | 0 | 0
F2_Commercial_Office (WA)_Existing_Food Preparation_Natural Gas_Broiler_E7 | F2 | Commercial | Office (WA) | Existing | Food Preparation | Natural Gas | Broiler | E7 | RVT - Cost of Operation | 0 | 0 | 0 | 0 | 0 | 0 | 0 | 0 | 0 | 0 | 0 | 0 | 0 | 0 | 0 | 0 | 0 | 0 | 0 | 0 | 0 | 0 | 0 | 0 | 0 | 0 | 0
F2_Commercial_Office (WA)_Existing_Food Preparation_Natural Gas_Broiler_E8 | F2 | Commercial | Office (WA) | Existing | Food Preparation | Natural Gas | Broiler | E8 | RVT - Cost of Operation | 0 | 0 | 0 | 0 | 0 | 0 | 0 | 0 | 0 | 0 | 0 | 0 | 0 | 0 | 0 | 0 | 0 | 0 | 0 | 0 | 0 | 0 | 0 | 0 | 0 | 0 | 0
F2_Commercial_Office (WA)_Existing_Food Preparation_Natural Gas_Broiler_E9 | F2 | Commercial | Office (WA) | Existing | Food Preparation | Natural Gas | Broiler | E9 | RVT - Cost of Operation | 0 | 0 | 0 | 0 | 0 | 0 | 0 | 0 | 0 | 0 | 0 | 0 | 0 | 0 | 0 | 0 | 0 | 0 | 0 | 0 | 0 | 0 | 0 | 0 | 0 | 0 | 0
F2_Commercial_Office (WA)_Existing_Food Preparation_Natural Gas_Broiler_E10 | F2 | Commercial | Office (WA) | Existing | Food Preparation | Natural Gas | Broiler | E10 | RVT - Cost of Operation | 0 | 0 | 0 | 0 | 0 | 0 | 0 | 0 | 0 | 0 | 0 | 0 | 0 | 0 | 0 | 0 | 0 | 0 | 0 | 0 | 0 | 0 | 0 | 0 | 0 | 0 | 0
F3_Commercial_Office (WA)_Existing_Food Preparation_Natural Gas_Broiler_E1 | F3 | Commercial | Office (WA) | Existing | Food Preparation | Natural Gas | Broiler | E1 | System - kBTUs of Consumption | 5.7146 | 5.7146 | 5.7146 | 5.7146 | 5.7146 | 5.7146 | 5.7146 | 5.7146 | 5.7146 | 5.7146 | 5.7146 | 5.7146 | 5.7146 | 5.7146 | 5.7146 | 5.7146 | 5.7146 | 5.7146 | 5.7146 | 5.7146 | 5.7146 | 5.7146 | 5.7146 | 5.7146 | 5.7146 | 5.7146 | 5.7146
F3_Commercial_Office (WA)_Existing_Food Preparation_Natural Gas_Broiler_E2 | F3 | Commercial | Office (WA) | Existing | Food Preparation | Natural Gas | Broiler | E2 | System - kBTUs of Consumption | 4.8741 | 4.8741 | 4.8741 | 4.8741 | 4.8741 | 4.8741 | 4.8741 | 4.8741 | 4.8741 | 4.8741 | 4.8741 | 4.8741 | 4.8741 | 4.8741 | 4.8741 | 4.8741 | 4.8741 | 4.8741 | 4.8741 | 4.8741 | 4.8741 | 4.8741 | 4.8741 | 4.8741 | 4.8741 | 4.8741 | 4.8741
F3_Commercial_Office (WA)_Existing_Food Preparation_Natural Gas_Broiler_E3 | F3 | Commercial | Office (WA) | Existing | Food Preparation | Natural Gas | Broiler | E3 | System - kBTUs of Consumption | 0 | 0 | 0 | 0 | 0 | 0 | 0 | 0 | 0 | 0 | 0 | 0 | 0 | 0 | 0 | 0 | 0 | 0 | 0 | 0 | 0 | 0 | 0 | 0 | 0 | 0 | 0
F3_Commercial_Office (WA)_Existing_Food Preparation_Natural Gas_Broiler_E4 | F3 | Commercial | Office (WA) | Existing | Food Preparation | Natural Gas | Broiler | E4 | System - kBTUs of Consumption | 0 | 0 | 0 | 0 | 0 | 0 | 0 | 0 | 0 | 0 | 0 | 0 | 0 | 0 | 0 | 0 | 0 | 0 | 0 | 0 | 0 | 0 | 0 | 0 | 0 | 0 | 0
F3_Commercial_Office (WA)_Existing_Food Preparation_Natural Gas_Broiler_E5 | F3 | Commercial | Office (WA) | Existing | Food Preparation | Natural Gas | Broiler | E5 | System - kBTUs of Consumption | 0 | 0 | 0 | 0 | 0 | 0 | 0 | 0 | 0 | 0 | 0 | 0 | 0 | 0 | 0 | 0 | 0 | 0 | 0 | 0 | 0 | 0 | 0 | 0 | 0 | 0 | 0
F3_Commercial_Office (WA)_Existing_Food Preparation_Natural Gas_Broiler_E6 | F3 | Commercial | Office (WA) | Existing | Food Preparation | Natural Gas | Broiler | E6 | System - kBTUs of Consumption | 0 | 0 | 0 | 0 | 0 | 0 | 0 | 0 | 0 | 0 | 0 | 0 | 0 | 0 | 0 | 0 | 0 | 0 | 0 | 0 | 0 | 0 | 0 | 0 | 0 | 0 | 0
F3_Commercial_Office (WA)_Existing_Food Preparation_Natural Gas_Broiler_E7 | F3 | Commercial | Office (WA) | Existing | Food Preparation | Natural Gas | Broiler | E7 | System - kBTUs of Consumption | 0 | 0 | 0 | 0 | 0 | 0 | 0 | 0 | 0 | 0 | 0 | 0 | 0 | 0 | 0 | 0 | 0 | 0 | 0 | 0 | 0 | 0 | 0 | 0 | 0 | 0 | 0
F3_Commercial_Office (WA)_Existing_Food Preparation_Natural Gas_Broiler_E8 | F3 | Commercial | Office (WA) | Existing | Food Preparation | Natural Gas | Broiler | E8 | System - kBTUs of Consumption | 0 | 0 | 0 | 0 | 0 | 0 | 0 | 0 | 0 | 0 | 0 | 0 | 0 | 0 | 0 | 0 | 0 | 0 | 0 | 0 | 0 | 0 | 0 | 0 | 0 | 0 | 0
F3_Commercial_Office (WA)_Existing_Food Preparation_Natural Gas_Broiler_E9 | F3 | Commercial | Office (WA) | Existing | Food Preparation | Natural Gas | Broiler | E9 | System - kBTUs of Consumption | 0 | 0 | 0 | 0 | 0 | 0 | 0 | 0 | 0 | 0 | 0 | 0 | 0 | 0 | 0 | 0 | 0 | 0 | 0 | 0 | 0 | 0 | 0 | 0 | 0 | 0 | 0
F3_Commercial_Office (WA)_Existing_Food Preparation_Natural Gas_Broiler_E10 | F3 | Commercial | Office (WA) | Existing | Food Preparation | Natural Gas | Broiler | E10 | System - kBTUs of Consumption | 0 | 0 | 0 | 0 | 0 | 0 | 0 | 0 | 0 | 0 | 0 | 0 | 0 | 0 | 0 | 0 | 0 | 0 | 0 | 0 | 0 | 0 | 0 | 0 | 0 | 0 | 0
F4_Commercial_Office (WA)_Existing_Food Preparation_Natural Gas_Broiler_E1 | F4 | Commercial | Office (WA) | Existing | Food Preparation | Natural Gas | Broiler | E1 | Utility - Cost of Equipment | 0.012089 | 0.012089 | 0.012089 | 0.012089 | 0.012089 | 0.012089 | 0.012089 | 0.012089 | 0.012089 | 0.012089 | 0.012089 | 0.012089 | 0.012089 | 0.012089 | 0.012089 | 0.012089 | 0.012089 | 0.012089 | 0.012089 | 0.012089 | 0.012089 | 0.012089 | 0.012089 | 0.012089 | 0.012089 | 0.012089 | 0.012089
F4_Commercial_Office (WA)_Existing_Food Preparation_Natural Gas_Broiler_E2 | F4 | Commercial | Office (WA) | Existing | Food Preparation | Natural Gas | Broiler | E2 | Utility - Cost of Equipment | 0.016925 | 0.016925 | 0.016925 | 0.016925 | 0.016925 | 0.016925 | 0.016925 | 0.016925 | 0.016925 | 0.016925 | 0.016925 | 0.016925 | 0.016925 | 0.016925 | 0.016925 | 0.016925 | 0.016925 | 0.016925 | 0.016925 | 0.016925 | 0.016925 | 0.016925 | 0.016925 | 0.016925 | 0.016925 | 0.016925 | 0.016925
F4_Commercial_Office (WA)_Existing_Food Preparation_Natural Gas_Broiler_E3 | F4 | Commercial | Office (WA) | Existing | Food Preparation | Natural Gas | Broiler | E3 | Utility - Cost of Equipment | 0 | 0 | 0 | 0 | 0 | 0 | 0 | 0 | 0 | 0 | 0 | 0 | 0 | 0 | 0 | 0 | 0 | 0 | 0 | 0 | 0 | 0 | 0 | 0 | 0 | 0 | 0
F4_Commercial_Office (WA)_Existing_Food Preparation_Natural Gas_Broiler_E4 | F4 | Commercial | Office (WA) | Existing | Food Preparation | Natural Gas | Broiler | E4 | Utility - Cost of Equipment | 0 | 0 | 0 | 0 | 0 | 0 | 0 | 0 | 0 | 0 | 0 | 0 | 0 | 0 | 0 | 0 | 0 | 0 | 0 | 0 | 0 | 0 | 0 | 0 | 0 | 0 | 0
F4_Commercial_Office (WA)_Existing_Food Preparation_Natural Gas_Broiler_E5 | F4 | Commercial | Office (WA) | Existing | Food Preparation | Natural Gas | Broiler | E5 | Utility - Cost of Equipment | 0 | 0 | 0 | 0 | 0 | 0 | 0 | 0 | 0 | 0 | 0 | 0 | 0 | 0 | 0 | 0 | 0 | 0 | 0 | 0 | 0 | 0 | 0 | 0 | 0 | 0 | 0
F4_Commercial_Office (WA)_Existing_Food Preparation_Natural Gas_Broiler_E6 | F4 | Commercial | Office (WA) | Existing | Food Preparation | Natural Gas | Broiler | E6 | Utility - Cost of Equipment | 0 | 0 | 0 | 0 | 0 | 0 | 0 | 0 | 0 | 0 | 0 | 0 | 0 | 0 | 0 | 0 | 0 | 0 | 0 | 0 | 0 | 0 | 0 | 0 | 0 | 0 | 0
F4_Commercial_Office (WA)_Existing_Food Preparation_Natural Gas_Broiler_E7 | F4 | Commercial | Office (WA) | Existing | Food Preparation | Natural Gas | Broiler | E7 | Utility - Cost of Equipment | 0 | 0 | 0 | 0 | 0 | 0 | 0 | 0 | 0 | 0 | 0 | 0 | 0 | 0 | 0 | 0 | 0 | 0 | 0 | 0 | 0 | 0 | 0 | 0 | 0 | 0 | 0
F4_Commercial_Office (WA)_Existing_Food Preparation_Natural Gas_Broiler_E8 | F4 | Commercial | Office (WA) | Existing | Food Preparation | Natural Gas | Broiler | E8 | Utility - Cost of Equipment | 0 | 0 | 0 | 0 | 0 | 0 | 0 | 0 | 0 | 0 | 0 | 0 | 0 | 0 | 0 | 0 | 0 | 0 | 0 | 0 | 0 | 0 | 0 | 0 | 0 | 0 | 0
F4_Commercial_Office (WA)_Existing_Food Preparation_Natural Gas_Broiler_E9 | F4 | Commercial | Office (WA) | Existing | Food Preparation | Natural Gas | Broiler | E9 | Utility - Cost of Equipment | 0 | 0 | 0 | 0 | 0 | 0 | 0 | 0 | 0 | 0 | 0 | 0 | 0 | 0 | 0 | 0 | 0 | 0 | 0 | 0 | 0 | 0 | 0 | 0 | 0 | 0 | 0
F4_Commercial_Office (WA)_Existing_Food Preparation_Natural Gas_Broiler_E10 | F4 | Commercial | Office (WA) | Existing | Food Preparation | Natural Gas | Broiler | E10 | Utility - Cost of Equipment | 0 | 0 | 0 | 0 | 0 | 0 | 0 | 0 | 0 | 0 | 0 | 0 | 0 | 0 | 0 | 0 | 0 | 0 | 0 | 0 | 0 | 0 | 0 | 0 | 0 | 0 | 0
F5_Commercial_Office (WA)_Existing_Food Preparation_Natural Gas_Broiler_E1 | F5 | Commercial | Office (WA) | Existing | Food Preparation | Natural Gas | Broiler | E1 | Utility - Cost of Operation | 0.020338 | 0.020851 | 0.021458 | 0.022154 | 0.022941 | 0.023898 | 0.024884 | 0.02586 | 0.0268 | 0.027752 | 0.02851 | 0.029221 | 0.029984 | 0.03073 | 0.031398 | 0.032023 | 0.032584 | 0.033137 | 0.033728 | 0.034305 | 0.034897 | 0.035513 | 0.036135 | 0.036777 | 0.03743 | 0.038095 | 0.038772
F5_Commercial_Office (WA)_Existing_Food Preparation_Natural Gas_Broiler_E2 | F5 | Commercial | Office (WA) | Existing | Food Preparation | Natural Gas | Broiler | E2 | Utility - Cost of Operation | 0.017347 | 0.017784 | 0.018302 | 0.018896 | 0.019567 | 0.020384 | 0.021224 | 0.022057 | 0.022858 | 0.023671 | 0.024317 | 0.024923 | 0.025574 | 0.026211 | 0.02678 | 0.027313 | 0.027791 | 0.028263 | 0.028767 | 0.029259 | 0.029764 | 0.03029 | 0.03082 | 0.031368 | 0.031925 | 0.032492 | 0.03307
F5_Commercial_Office (WA)_Existing_Food Preparation_Natural Gas_Broiler_E3 | F5 | Commercial | Office (WA) | Existing | Food Preparation | Natural Gas | Broiler | E3 | Utility - Cost of Operation | 0 | 0 | 0 | 0 | 0 | 0 | 0 | 0 | 0 | 0 | 0 | 0 | 0 | 0 | 0 | 0 | 0 | 0 | 0 | 0 | 0 | 0 | 0 | 0 | 0 | 0 | 0
F5_Commercial_Office (WA)_Existing_Food Preparation_Natural Gas_Broiler_E4 | F5 | Commercial | Office (WA) | Existing | Food Preparation | Natural Gas | Broiler | E4 | Utility - Cost of Operation | 0 | 0 | 0 | 0 | 0 | 0 | 0 | 0 | 0 | 0 | 0 | 0 | 0 | 0 | 0 | 0 | 0 | 0 | 0 | 0 | 0 | 0 | 0 | 0 | 0 | 0 | 0
F5_Commercial_Office (WA)_Existing_Food Preparation_Natural Gas_Broiler_E5 | F5 | Commercial | Office (WA) | Existing | Food Preparation | Natural Gas | Broiler | E5 | Utility - Cost of Operation | 0 | 0 | 0 | 0 | 0 | 0 | 0 | 0 | 0 | 0 | 0 | 0 | 0 | 0 | 0 | 0 | 0 | 0 | 0 | 0 | 0 | 0 | 0 | 0 | 0 | 0 | 0
F5_Commercial_Office (WA)_Existing_Food Preparation_Natural Gas_Broiler_E6 | F5 | Commercial | Office (WA) | Existing | Food Preparation | Natural Gas | Broiler | E6 | Utility - Cost of Operation | 0 | 0 | 0 | 0 | 0 | 0 | 0 | 0 | 0 | 0 | 0 | 0 | 0 | 0 | 0 | 0 | 0 | 0 | 0 | 0 | 0 | 0 | 0 | 0 | 0 | 0 | 0
F5_Commercial_Office (WA)_Existing_Food Preparation_Natural Gas_Broiler_E7 | F5 | Commercial | Office (WA) | Existing | Food Preparation | Natural Gas | Broiler | E7 | Utility - Cost of Operation | 0 | 0 | 0 | 0 | 0 | 0 | 0 | 0 | 0 | 0 | 0 | 0 | 0 | 0 | 0 | 0 | 0 | 0 | 0 | 0 | 0 | 0 | 0 | 0 | 0 | 0 | 0
F5_Commercial_Office (WA)_Existing_Food Preparation_Natural Gas_Broiler_E8 | F5 | Commercial | Office (WA) | Existing | Food Preparation | Natural Gas | Broiler | E8 | Utility - Cost of Operation | 0 | 0 | 0 | 0 | 0 | 0 | 0 | 0 | 0 | 0 | 0 | 0 | 0 | 0 | 0 | 0 | 0 | 0 | 0 | 0 | 0 | 0 | 0 | 0 | 0 | 0 | 0
F5_Commercial_Office (WA)_Existing_Food Preparation_Natural Gas_Broiler_E9 | F5 | Commercial | Office (WA) | Existing | Food Preparation | Natural Gas | Broiler | E9 | Utility - Cost of Operation | 0 | 0 | 0 | 0 | 0 | 0 | 0 | 0 | 0 | 0 | 0 | 0 | 0 | 0 | 0 | 0 | 0 | 0 | 0 | 0 | 0 | 0 | 0 | 0 | 0 | 0 | 0
F5_Commercial_Office (WA)_Existing_Food Preparation_Natural Gas_Broiler_E10 | F5 | Commercial | Office (WA) | Existing | Food Preparation | Natural Gas | Broiler | E10 | Utility - Cost of Operation | 0 | 0 | 0 | 0 | 0 | 0 | 0 | 0 | 0 | 0 | 0 | 0 | 0 | 0 | 0 | 0 | 0 | 0 | 0 | 0 | 0 | 0 | 0 | 0 | 0 | 0 | 0
F6_Commercial_Office (WA)_Existing_Food Preparation_Natural Gas_Broiler_E1 | F6 | Commercial | Office (WA) | Existing | Food Preparation | Natural Gas | Broiler | E1 | Utility - Value of Sales | 0.023954 | 0.024407 | 0.024938 | 0.025557 | 0.026266 | 0.027152 | 0.02804 | 0.028882 | 0.029645 | 0.030385 | 0.031152 | 0.031848 | 0.032583 | 0.033279 | 0.033877 | 0.034417 | 0.034874 | 0.03531 | 0.035774 | 0.036207 | 0.036642 | 0.037288 | 0.037942 | 0.038616 | 0.039302 | 0.04 | 0.040711
F6_Commercial_Office (WA)_Existing_Food Preparation_Natural Gas_Broiler_E2 | F6 | Commercial | Office (WA) | Existing | Food Preparation | Natural Gas | Broiler | E2 | Utility - Value of Sales | 0.020431 | 0.020817 | 0.02127 | 0.021798 | 0.022403 | 0.023158 | 0.023916 | 0.024635 | 0.025285 | 0.025916 | 0.02657 | 0.027164 | 0.027791 | 0.028384 | 0.028895 | 0.029355 | 0.029745 | 0.030117 | 0.030512 | 0.030882 | 0.031253 | 0.031804 | 0.032361 | 0.032936 | 0.033522 | 0.034117 | 0.034723
F6_Commercial_Office (WA)_Existing_Food Preparation_Natural Gas_Broiler_E3 | F6 | Commercial | Office (WA) | Existing | Food Preparation | Natural Gas | Broiler | E3 | Utility - Value of Sales | 0 | 0 | 0 | 0 | 0 | 0 | 0 | 0 | 0 | 0 | 0 | 0 | 0 | 0 | 0 | 0 | 0 | 0 | 0 | 0 | 0 | 0 | 0 | 0 | 0 | 0 | 0
F6_Commercial_Office (WA)_Existing_Food Preparation_Natural Gas_Broiler_E4 | F6 | Commercial | Office (WA) | Existing | Food Preparation | Natural Gas | Broiler | E4 | Utility - Value of Sales | 0 | 0 | 0 | 0 | 0 | 0 | 0 | 0 | 0 | 0 | 0 | 0 | 0 | 0 | 0 | 0 | 0 | 0 | 0 | 0 | 0 | 0 | 0 | 0 | 0 | 0 | 0
F6_Commercial_Office (WA)_Existing_Food Preparation_Natural Gas_Broiler_E5 | F6 | Commercial | Office (WA) | Existing | Food Preparation | Natural Gas | Broiler | E5 | Utility - Value of Sales | 0 | 0 | 0 | 0 | 0 | 0 | 0 | 0 | 0 | 0 | 0 | 0 | 0 | 0 | 0 | 0 | 0 | 0 | 0 | 0 | 0 | 0 | 0 | 0 | 0 | 0 | 0
F6_Commercial_Office (WA)_Existing_Food Preparation_Natural Gas_Broiler_E6 | F6 | Commercial | Office (WA) | Existing | Food Preparation | Natural Gas | Broiler | E6 | Utility - Value of Sales | 0 | 0 | 0 | 0 | 0 | 0 | 0 | 0 | 0 | 0 | 0 | 0 | 0 | 0 | 0 | 0 | 0 | 0 | 0 | 0 | 0 | 0 | 0 | 0 | 0 | 0 | 0
F6_Commercial_Office (WA)_Existing_Food Preparation_Natural Gas_Broiler_E7 | F6 | Commercial | Office (WA) | Existing | Food Preparation | Natural Gas | Broiler | E7 | Utility - Value of Sales | 0 | 0 | 0 | 0 | 0 | 0 | 0 | 0 | 0 | 0 | 0 | 0 | 0 | 0 | 0 | 0 | 0 | 0 | 0 | 0 | 0 | 0 | 0 | 0 | 0 | 0 | 0
F6_Commercial_Office (WA)_Existing_Food Preparation_Natural Gas_Broiler_E8 | F6 | Commercial | Office (WA) | Existing | Food Preparation | Natural Gas | Broiler | E8 | Utility - Value of Sales | 0 | 0 | 0 | 0 | 0 | 0 | 0 | 0 | 0 | 0 | 0 | 0 | 0 | 0 | 0 | 0 | 0 | 0 | 0 | 0 | 0 | 0 | 0 | 0 | 0 | 0 | 0
F6_Commercial_Office (WA)_Existing_Food Preparation_Natural Gas_Broiler_E9 | F6 | Commercial | Office (WA) | Existing | Food Preparation | Natural Gas | Broiler | E9 | Utility - Value of Sales | 0 | 0 | 0 | 0 | 0 | 0 | 0 | 0 | 0 | 0 | 0 | 0 | 0 | 0 | 0 | 0 | 0 | 0 | 0 | 0 | 0 | 0 | 0 | 0 | 0 | 0 | 0
F6_Commercial_Office (WA)_Existing_Food Preparation_Natural Gas_Broiler_E10 | F6 | Commercial | Office (WA) | Existing | Food Preparation | Natural Gas | Broiler | E10 | Utility - Value of Sales | 0 | 0 | 0 | 0 | 0 | 0 | 0 | 0 | 0 | 0 | 0 | 0 | 0 | 0 | 0 | 0 | 0 | 0 | 0 | 0 | 0 | 0 | 0 | 0 | 0 | 0 | 0
F1_Commercial_Office (WA)_Existing_Food Preparation_Natural Gas_Griddle_E1 | F1 | Commercial | Office (WA) | Existing | Food Preparation | Natural Gas | Griddle | E1 | RVT - Cost of Equipment | 0.00035481 | 0.00035481 | 0.00035481 | 0.00035481 | 0.00035481 | 0.00035481 | 0.00035481 | 0.00035481 | 0.00035481 | 0.00035481 | 0.00035481 | 0.00035481 | 0.00035481 | 0.00035481 | 0.00035481 | 0.00035481 | 0.00035481 | 0.00035481 | 0.00035481 | 0.00035481 | 0.00035481 | 0.00035481 | 0.00035481 | 0.00035481 | 0.00035481 | 0.00035481 | 0.00035481
F1_Commercial_Office (WA)_Existing_Food Preparation_Natural Gas_Griddle_E2 | F1 | Commercial | Office (WA) | Existing | Food Preparation | Natural Gas | Griddle | E2 | RVT - Cost of Equipment | 0.00037961 | 0.00037961 | 0.00037961 | 0.00037961 | 0.00037961 | 0.00037961 | 0.00037961 | 0.00037961 | 0.00037961 | 0.00037961 | 0.00037961 | 0.00037961 | 0.00037961 | 0.00037961 | 0.00037961 | 0.00037961 | 0.00037961 | 0.00037961 | 0.00037961 | 0.00037961 | 0.00037961 | 0.00037961 | 0.00037961 | 0.00037961 | 0.00037961 | 0.00037961 | 0.00037961
F1_Commercial_Office (WA)_Existing_Food Preparation_Natural Gas_Griddle_E3 | F1 | Commercial | Office (WA) | Existing | Food Preparation | Natural Gas | Griddle | E3 | RVT - Cost of Equipment | 0 | 0 | 0 | 0 | 0 | 0 | 0 | 0 | 0 | 0 | 0 | 0 | 0 | 0 | 0 | 0 | 0 | 0 | 0 | 0 | 0 | 0 | 0 | 0 | 0 | 0 | 0
F1_Commercial_Office (WA)_Existing_Food Preparation_Natural Gas_Griddle_E4 | F1 | Commercial | Office (WA) | Existing | Food Preparation | Natural Gas | Griddle | E4 | RVT - Cost of Equipment | 0 | 0 | 0 | 0 | 0 | 0 | 0 | 0 | 0 | 0 | 0 | 0 | 0 | 0 | 0 | 0 | 0 | 0 | 0 | 0 | 0 | 0 | 0 | 0 | 0 | 0 | 0
F1_Commercial_Office (WA)_Existing_Food Preparation_Natural Gas_Griddle_E5 | F1 | Commercial | Office (WA) | Existing | Food Preparation | Natural Gas | Griddle | E5 | RVT - Cost of Equipment | 0 | 0 | 0 | 0 | 0 | 0 | 0 | 0 | 0 | 0 | 0 | 0 | 0 | 0 | 0 | 0 | 0 | 0 | 0 | 0 | 0 | 0 | 0 | 0 | 0 | 0 | 0
F1_Commercial_Office (WA)_Existing_Food Preparation_Natural Gas_Griddle_E6 | F1 | Commercial | Office (WA) | Existing | Food Preparation | Natural Gas | Griddle | E6 | RVT - Cost of Equipment | 0 | 0 | 0 | 0 | 0 | 0 | 0 | 0 | 0 | 0 | 0 | 0 | 0 | 0 | 0 | 0 | 0 | 0 | 0 | 0 | 0 | 0 | 0 | 0 | 0 | 0 | 0
F1_Commercial_Office (WA)_Existing_Food Preparation_Natural Gas_Griddle_E7 | F1 | Commercial | Office (WA) | Existing | Food Preparation | Natural Gas | Griddle | E7 | RVT - Cost of Equipment | 0 | 0 | 0 | 0 | 0 | 0 | 0 | 0 | 0 | 0 | 0 | 0 | 0 | 0 | 0 | 0 | 0 | 0 | 0 | 0 | 0 | 0 | 0 | 0 | 0 | 0 | 0
F1_Commercial_Office (WA)_Existing_Food Preparation_Natural Gas_Griddle_E8 | F1 | Commercial | Office (WA) | Existing | Food Preparation | Natural Gas | Griddle | E8 | RVT - Cost of Equipment | 0 | 0 | 0 | 0 | 0 | 0 | 0 | 0 | 0 | 0 | 0 | 0 | 0 | 0 | 0 | 0 | 0 | 0 | 0 | 0 | 0 | 0 | 0 | 0 | 0 | 0 | 0
F1_Commercial_Office (WA)_Existing_Food Preparation_Natural Gas_Griddle_E9 | F1 | Commercial | Office (WA) | Existing | Food Preparation | Natural Gas | Griddle | E9 | RVT - Cost of Equipment | 0 | 0 | 0 | 0 | 0 | 0 | 0 | 0 | 0 | 0 | 0 | 0 | 0 | 0 | 0 | 0 | 0 | 0 | 0 | 0 | 0 | 0 | 0 | 0 | 0 | 0 | 0
F1_Commercial_Office (WA)_Existing_Food Preparation_Natural Gas_Griddle_E10 | F1 | Commercial | Office (WA) | Existing | Food Preparation | Natural Gas | Griddle | E10 | RVT - Cost of Equipment | 0 | 0 | 0 | 0 | 0 | 0 | 0 | 0 | 0 | 0 | 0 | 0 | 0 | 0 | 0 | 0 | 0 | 0 | 0 | 0 | 0 | 0 | 0 | 0 | 0 | 0 | 0
F2_Commercial_Office (WA)_Existing_Food Preparation_Natural Gas_Griddle_E1 | F2 | Commercial | Office (WA) | Existing | Food Preparation | Natural Gas | Griddle | E1 | RVT - Cost of Operation | 0.016647 | 0.016962 | 0.017331 | 0.017761 | 0.018254 | 0.01887 | 0.019487 | 0.020072 | 0.020603 | 0.021117 | 0.021649 | 0.022133 | 0.022644 | 0.023128 | 0.023543 | 0.023919 | 0.024236 | 0.024539 | 0.024862 | 0.025163 | 0.025465 | 0.025914 | 0.026368 | 0.026837 | 0.027314 | 0.027799 | 0.028293
F2_Commercial_Office (WA)_Existing_Food Preparation_Natural Gas_Griddle_E2 | F2 | Commercial | Office (WA) | Existing | Food Preparation | Natural Gas | Griddle | E2 | RVT - Cost of Operation | 0.014612 | 0.014888 | 0.015212 | 0.015589 | 0.016022 | 0.016562 | 0.017103 | 0.017618 | 0.018083 | 0.018534 | 0.019002 | 0.019427 | 0.019875 | 0.020299 | 0.020664 | 0.020994 | 0.021272 | 0.021538 | 0.021821 | 0.022086 | 0.022351 | 0.022745 | 0.023144 | 0.023555 | 0.023973 | 0.024399 | 0.024833
F2_Commercial_Office (WA)_Existing_Food Preparation_Natural Gas_Griddle_E3 | F2 | Commercial | Office (WA) | Existing | Food Preparation | Natural Gas | Griddle | E3 | RVT - Cost of Operation | 0 | 0 | 0 | 0 | 0 | 0 | 0 | 0 | 0 | 0 | 0 | 0 | 0 | 0 | 0 | 0 | 0 | 0 | 0 | 0 | 0 | 0 | 0 | 0 | 0 | 0 | 0
F2_Commercial_Office (WA)_Existing_Food Preparation_Natural Gas_Griddle_E4 | F2 | Commercial | Office (WA) | Existing | Food Preparation | Natural Gas | Griddle | E4 | RVT - Cost of Operation | 0 | 0 | 0 | 0 | 0 | 0 | 0 | 0 | 0 | 0 | 0 | 0 | 0 | 0 | 0 | 0 | 0 | 0 | 0 | 0 | 0 | 0 | 0 | 0 | 0 | 0 | 0
F2_Commercial_Office (WA)_Existing_Food Preparation_Natural Gas_Griddle_E5 | F2 | Commercial | Office (WA) | Existing | Food Preparation | Natural Gas | Griddle | E5 | RVT - Cost of Operation | 0 | 0 | 0 | 0 | 0 | 0 | 0 | 0 | 0 | 0 | 0 | 0 | 0 | 0 | 0 | 0 | 0 | 0 | 0 | 0 | 0 | 0 | 0 | 0 | 0 | 0 | 0
F2_Commercial_Office (WA)_Existing_Food Preparation_Natural Gas_Griddle_E6 | F2 | Commercial | Office (WA) | Existing | Food Preparation | Natural Gas | Griddle | E6 | RVT - Cost of Operation | 0 | 0 | 0 | 0 | 0 | 0 | 0 | 0 | 0 | 0 | 0 | 0 | 0 | 0 | 0 | 0 | 0 | 0 | 0 | 0 | 0 | 0 | 0 | 0 | 0 | 0 | 0
F2_Commercial_Office (WA)_Existing_Food Preparation_Natural Gas_Griddle_E7 | F2 | Commercial | Office (WA) | Existing | Food Preparation | Natural Gas | Griddle | E7 | RVT - Cost of Operation | 0 | 0 | 0 | 0 | 0 | 0 | 0 | 0 | 0 | 0 | 0 | 0 | 0 | 0 | 0 | 0 | 0 | 0 | 0 | 0 | 0 | 0 | 0 | 0 | 0 | 0 | 0
F2_Commercial_Office (WA)_Existing_Food Preparation_Natural Gas_Griddle_E8 | F2 | Commercial | Office (WA) | Existing | Food Preparation | Natural Gas | Griddle | E8 | RVT - Cost of Operation | 0 | 0 | 0 | 0 | 0 | 0 | 0 | 0 | 0 | 0 | 0 | 0 | 0 | 0 | 0 | 0 | 0 | 0 | 0 | 0 | 0 | 0 | 0 | 0 | 0 | 0 | 0
F2_Commercial_Office (WA)_Existing_Food Preparation_Natural Gas_Griddle_E9 | F2 | Commercial | Office (WA) | Existing | Food Preparation | Natural Gas | Griddle | E9 | RVT - Cost of Operation | 0 | 0 | 0 | 0 | 0 | 0 | 0 | 0 | 0 | 0 | 0 | 0 | 0 | 0 | 0 | 0 | 0 | 0 | 0 | 0 | 0 | 0 | 0 | 0 | 0 | 0 | 0
F2_Commercial_Office (WA)_Existing_Food Preparation_Natural Gas_Griddle_E10 | F2 | Commercial | Office (WA) | Existing | Food Preparation | Natural Gas | Griddle | E10 | RVT - Cost of Operation | 0 | 0 | 0 | 0 | 0 | 0 | 0 | 0 | 0 | 0 | 0 | 0 | 0 | 0 | 0 | 0 | 0 | 0 | 0 | 0 | 0 | 0 | 0 | 0 | 0 | 0 | 0
F3_Commercial_Office (WA)_Existing_Food Preparation_Natural Gas_Griddle_E1 | F3 | Commercial | Office (WA) | Existing | Food Preparation | Natural Gas | Griddle | E1 | System - kBTUs of Consumption | 3.9714 | 3.9714 | 3.9714 | 3.9714 | 3.9714 | 3.9714 | 3.9714 | 3.9714 | 3.9714 | 3.9714 | 3.9714 | 3.9714 | 3.9714 | 3.9714 | 3.9714 | 3.9714 | 3.9714 | 3.9714 | 3.9714 | 3.9714 | 3.9714 | 3.9714 | 3.9714 | 3.9714 | 3.9714 | 3.9714 | 3.9714
F3_Commercial_Office (WA)_Existing_Food Preparation_Natural Gas_Griddle_E2 | F3 | Commercial | Office (WA) | Existing | Food Preparation | Natural Gas | Griddle | E2 | System - kBTUs of Consumption | 3.4858 | 3.4858 | 3.4858 | 3.4858 | 3.4858 | 3.4858 | 3.4858 | 3.4858 | 3.4858 | 3.4858 | 3.4858 | 3.4858 | 3.4858 | 3.4858 | 3.4858 | 3.4858 | 3.4858 | 3.4858 | 3.4858 | 3.4858 | 3.4858 | 3.4858 | 3.4858 | 3.4858 | 3.4858 | 3.4858 | 3.4858
F3_Commercial_Office (WA)_Existing_Food Preparation_Natural Gas_Griddle_E3 | F3 | Commercial | Office (WA) | Existing | Food Preparation | Natural Gas | Griddle | E3 | System - kBTUs of Consumption | 0 | 0 | 0 | 0 | 0 | 0 | 0 | 0 | 0 | 0 | 0 | 0 | 0 | 0 | 0 | 0 | 0 | 0 | 0 | 0 | 0 | 0 | 0 | 0 | 0 | 0 | 0
F3_Commercial_Office (WA)_Existing_Food Preparation_Natural Gas_Griddle_E4 | F3 | Commercial | Office (WA) | Existing | Food Preparation | Natural Gas | Griddle | E4 | System - kBTUs of Consumption | 0 | 0 | 0 | 0 | 0 | 0 | 0 | 0 | 0 | 0 | 0 | 0 | 0 | 0 | 0 | 0 | 0 | 0 | 0 | 0 | 0 | 0 | 0 | 0 | 0 | 0 | 0
F3_Commercial_Office (WA)_Existing_Food Preparation_Natural Gas_Griddle_E5 | F3 | Commercial | Office (WA) | Existing | Food Preparation | Natural Gas | Griddle | E5 | System - kBTUs of Consumption | 0 | 0 | 0 | 0 | 0 | 0 | 0 | 0 | 0 | 0 | 0 | 0 | 0 | 0 | 0 | 0 | 0 | 0 | 0 | 0 | 0 | 0 | 0 | 0 | 0 | 0 | 0
F3_Commercial_Office (WA)_Existing_Food Preparation_Natural Gas_Griddle_E6 | F3 | Commercial | Office (WA) | Existing | Food Preparation | Natural Gas | Griddle | E6 | System - kBTUs of Consumption | 0 | 0 | 0 | 0 | 0 | 0 | 0 | 0 | 0 | 0 | 0 | 0 | 0 | 0 | 0 | 0 | 0 | 0 | 0 | 0 | 0 | 0 | 0 | 0 | 0 | 0 | 0
F3_Commercial_Office (WA)_Existing_Food Preparation_Natural Gas_Griddle_E7 | F3 | Commercial | Office (WA) | Existing | Food Preparation | Natural Gas | Griddle | E7 | System - kBTUs of Consumption | 0 | 0 | 0 | 0 | 0 | 0 | 0 | 0 | 0 | 0 | 0 | 0 | 0 | 0 | 0 | 0 | 0 | 0 | 0 | 0 | 0 | 0 | 0 | 0 | 0 | 0 | 0
F3_Commercial_Office (WA)_Existing_Food Preparation_Natural Gas_Griddle_E8 | F3 | Commercial | Office (WA) | Existing | Food Preparation | Natural Gas | Griddle | E8 | System - kBTUs of Consumption | 0 | 0 | 0 | 0 | 0 | 0 | 0 | 0 | 0 | 0 | 0 | 0 | 0 | 0 | 0 | 0 | 0 | 0 | 0 | 0 | 0 | 0 | 0 | 0 | 0 | 0 | 0
F3_Commercial_Office (WA)_Existing_Food Preparation_Natural Gas_Griddle_E9 | F3 | Commercial | Office (WA) | Existing | Food Preparation | Natural Gas | Griddle | E9 | System - kBTUs of Consumption | 0 | 0 | 0 | 0 | 0 | 0 | 0 | 0 | 0 | 0 | 0 | 0 | 0 | 0 | 0 | 0 | 0 | 0 | 0 | 0 | 0 | 0 | 0 | 0 | 0 | 0 | 0
F3_Commercial_Office (WA)_Existing_Food Preparation_Natural Gas_Griddle_E10 | F3 | Commercial | Office (WA) | Existing | Food Preparation | Natural Gas | Griddle | E10 | System - kBTUs of Consumption | 0 | 0 | 0 | 0 | 0 | 0 | 0 | 0 | 0 | 0 | 0 | 0 | 0 | 0 | 0 | 0 | 0 | 0 | 0 | 0 | 0 | 0 | 0 | 0 | 0 | 0 | 0
F4_Commercial_Office (WA)_Existing_Food Preparation_Natural Gas_Griddle_E1 | F4 | Commercial | Office (WA) | Existing | Food Preparation | Natural Gas | Griddle | E1 | Utility - Cost of Equipment | 0.00035481 | 0.00035481 | 0.00035481 | 0.00035481 | 0.00035481 | 0.00035481 | 0.00035481 | 0.00035481 | 0.00035481 | 0.00035481 | 0.00035481 | 0.00035481 | 0.00035481 | 0.00035481 | 0.00035481 | 0.00035481 | 0.00035481 | 0.00035481 | 0.00035481 | 0.00035481 | 0.00035481 | 0.00035481 | 0.00035481 | 0.00035481 | 0.00035481 | 0.00035481 | 0.00035481
F4_Commercial_Office (WA)_Existing_Food Preparation_Natural Gas_Griddle_E2 | F4 | Commercial | Office (WA) | Existing | Food Preparation | Natural Gas | Griddle | E2 | Utility - Cost of Equipment | 0.00037961 | 0.00037961 | 0.00037961 | 0.00037961 | 0.00037961 | 0.00037961 | 0.00037961 | 0.00037961 | 0.00037961 | 0.00037961 | 0.00037961 | 0.00037961 | 0.00037961 | 0.00037961 | 0.00037961 | 0.00037961 | 0.00037961 | 0.00037961 | 0.00037961 | 0.00037961 | 0.00037961 | 0.00037961 | 0.00037961 | 0.00037961 | 0.00037961 | 0.00037961 | 0.00037961
F4_Commercial_Office (WA)_Existing_Food Preparation_Natural Gas_Griddle_E3 | F4 | Commercial | Office (WA) | Existing | Food Preparation | Natural Gas | Griddle | E3 | Utility - Cost of Equipment | 0 | 0 | 0 | 0 | 0 | 0 | 0 | 0 | 0 | 0 | 0 | 0 | 0 | 0 | 0 | 0 | 0 | 0 | 0 | 0 | 0 | 0 | 0 | 0 | 0 | 0 | 0
F4_Commercial_Office (WA)_Existing_Food Preparation_Natural Gas_Griddle_E4 | F4 | Commercial | Office (WA) | Existing | Food Preparation | Natural Gas | Griddle | E4 | Utility - Cost of Equipment | 0 | 0 | 0 | 0 | 0 | 0 | 0 | 0 | 0 | 0 | 0 | 0 | 0 | 0 | 0 | 0 | 0 | 0 | 0 | 0 | 0 | 0 | 0 | 0 | 0 | 0 | 0
F4_Commercial_Office (WA)_Existing_Food Preparation_Natural Gas_Griddle_E5 | F4 | Commercial | Office (WA) | Existing | Food Preparation | Natural Gas | Griddle | E5 | Utility - Cost of Equipment | 0 | 0 | 0 | 0 | 0 | 0 | 0 | 0 | 0 | 0 | 0 | 0 | 0 | 0 | 0 | 0 | 0 | 0 | 0 | 0 | 0 | 0 | 0 | 0 | 0 | 0 | 0
F4_Commercial_Office (WA)_Existing_Food Preparation_Natural Gas_Griddle_E6 | F4 | Commercial | Office (WA) | Existing | Food Preparation | Natural Gas | Griddle | E6 | Utility - Cost of Equipment | 0 | 0 | 0 | 0 | 0 | 0 | 0 | 0 | 0 | 0 | 0 | 0 | 0 | 0 | 0 | 0 | 0 | 0 | 0 | 0 | 0 | 0 | 0 | 0 | 0 | 0 | 0
F4_Commercial_Office (WA)_Existing_Food Preparation_Natural Gas_Griddle_E7 | F4 | Commercial | Office (WA) | Existing | Food Preparation | Natural Gas | Griddle | E7 | Utility - Cost of Equipment | 0 | 0 | 0 | 0 | 0 | 0 | 0 | 0 | 0 | 0 | 0 | 0 | 0 | 0 | 0 | 0 | 0 | 0 | 0 | 0 | 0 | 0 | 0 | 0 | 0 | 0 | 0
F4_Commercial_Office (WA)_Existing_Food Preparation_Natural Gas_Griddle_E8 | F4 | Commercial | Office (WA) | Existing | Food Preparation | Natural Gas | Griddle | E8 | Utility - Cost of Equipment | 0 | 0 | 0 | 0 | 0 | 0 | 0 | 0 | 0 | 0 | 0 | 0 | 0 | 0 | 0 | 0 | 0 | 0 | 0 | 0 | 0 | 0 | 0 | 0 | 0 | 0 | 0
F4_Commercial_Office (WA)_Existing_Food Preparation_Natural Gas_Griddle_E9 | F4 | Commercial | Office (WA) | Existing | Food Preparation | Natural Gas | Griddle | E9 | Utility - Cost of Equipment | 0 | 0 | 0 | 0 | 0 | 0 | 0 | 0 | 0 | 0 | 0 | 0 | 0 | 0 | 0 | 0 | 0 | 0 | 0 | 0 | 0 | 0 | 0 | 0 | 0 | 0 | 0
F4_Commercial_Office (WA)_Existing_Food Preparation_Natural Gas_Griddle_E10 | F4 | Commercial | Office (WA) | Existing | Food Preparation | Natural Gas | Griddle | E10 | Utility - Cost of Equipment | 0 | 0 | 0 | 0 | 0 | 0 | 0 | 0 | 0 | 0 | 0 | 0 | 0 | 0 | 0 | 0 | 0 | 0 | 0 | 0 | 0 | 0 | 0 | 0 | 0 | 0 | 0
F5_Commercial_Office (WA)_Existing_Food Preparation_Natural Gas_Griddle_E1 | F5 | Commercial | Office (WA) | Existing | Food Preparation | Natural Gas | Griddle | E1 | Utility - Cost of Operation | 0.014134 | 0.014491 | 0.014913 | 0.015396 | 0.015943 | 0.016609 | 0.017294 | 0.017972 | 0.018625 | 0.019287 | 0.019814 | 0.020307 | 0.020838 | 0.021357 | 0.021821 | 0.022255 | 0.022645 | 0.023029 | 0.02344 | 0.023841 | 0.024252 | 0.02468 | 0.025113 | 0.025559 | 0.026013 | 0.026475 | 0.026945
F5_Commercial_Office (WA)_Existing_Food Preparation_Natural Gas_Griddle_E2 | F5 | Commercial | Office (WA) | Existing | Food Preparation | Natural Gas | Griddle | E2 | Utility - Cost of Operation | 0.012406 | 0.012718 | 0.013089 | 0.013513 | 0.013993 | 0.014577 | 0.015179 | 0.015774 | 0.016347 | 0.016928 | 0.017391 | 0.017824 | 0.018289 | 0.018745 | 0.019152 | 0.019533 | 0.019875 | 0.020213 | 0.020573 | 0.020925 | 0.021286 | 0.021662 | 0.022042 | 0.022433 | 0.022832 | 0.023237 | 0.02365
F5_Commercial_Office (WA)_Existing_Food Preparation_Natural Gas_Griddle_E3 | F5 | Commercial | Office (WA) | Existing | Food Preparation | Natural Gas | Griddle | E3 | Utility - Cost of Operation | 0 | 0 | 0 | 0 | 0 | 0 | 0 | 0 | 0 | 0 | 0 | 0 | 0 | 0 | 0 | 0 | 0 | 0 | 0 | 0 | 0 | 0 | 0 | 0 | 0 | 0 | 0
F5_Commercial_Office (WA)_Existing_Food Preparation_Natural Gas_Griddle_E4 | F5 | Commercial | Office (WA) | Existing | Food Preparation | Natural Gas | Griddle | E4 | Utility - Cost of Operation | 0 | 0 | 0 | 0 | 0 | 0 | 0 | 0 | 0 | 0 | 0 | 0 | 0 | 0 | 0 | 0 | 0 | 0 | 0 | 0 | 0 | 0 | 0 | 0 | 0 | 0 | 0
F5_Commercial_Office (WA)_Existing_Food Preparation_Natural Gas_Griddle_E5 | F5 | Commercial | Office (WA) | Existing | Food Preparation | Natural Gas | Griddle | E5 | Utility - Cost of Operation | 0 | 0 | 0 | 0 | 0 | 0 | 0 | 0 | 0 | 0 | 0 | 0 | 0 | 0 | 0 | 0 | 0 | 0 | 0 | 0 | 0 | 0 | 0 | 0 | 0 | 0 | 0
F5_Commercial_Office (WA)_Existing_Food Preparation_Natural Gas_Griddle_E6 | F5 | Commercial | Office (WA) | Existing | Food Preparation | Natural Gas | Griddle | E6 | Utility - Cost of Operation | 0 | 0 | 0 | 0 | 0 | 0 | 0 | 0 | 0 | 0 | 0 | 0 | 0 | 0 | 0 | 0 | 0 | 0 | 0 | 0 | 0 | 0 | 0 | 0 | 0 | 0 | 0
F5_Commercial_Office (WA)_Existing_Food Preparation_Natural Gas_Griddle_E7 | F5 | Commercial | Office (WA) | Existing | Food Preparation | Natural Gas | Griddle | E7 | Utility - Cost of Operation | 0 | 0 | 0 | 0 | 0 | 0 | 0 | 0 | 0 | 0 | 0 | 0 | 0 | 0 | 0 | 0 | 0 | 0 | 0 | 0 | 0 | 0 | 0 | 0 | 0 | 0 | 0
F5_Commercial_Office (WA)_Existing_Food Preparation_Natural Gas_Griddle_E8 | F5 | Commercial | Office (WA) | Existing | Food Preparation | Natural Gas | Griddle | E8 | Utility - Cost of Operation | 0 | 0 | 0 | 0 | 0 | 0 | 0 | 0 | 0 | 0 | 0 | 0 | 0 | 0 | 0 | 0 | 0 | 0 | 0 | 0 | 0 | 0 | 0 | 0 | 0 | 0 | 0
F5_Commercial_Office (WA)_Existing_Food Preparation_Natural Gas_Griddle_E9 | F5 | Commercial | Office (WA) | Existing | Food Preparation | Natural Gas | Griddle | E9 | Utility - Cost of Operation | 0 | 0 | 0 | 0 | 0 | 0 | 0 | 0 | 0 | 0 | 0 | 0 | 0 | 0 | 0 | 0 | 0 | 0 | 0 | 0 | 0 | 0 | 0 | 0 | 0 | 0 | 0
F5_Commercial_Office (WA)_Existing_Food Preparation_Natural Gas_Griddle_E10 | F5 | Commercial | Office (WA) | Existing | Food Preparation | Natural Gas | Griddle | E10 | Utility - Cost of Operation | 0 | 0 | 0 | 0 | 0 | 0 | 0 | 0 | 0 | 0 | 0 | 0 | 0 | 0 | 0 | 0 | 0 | 0 | 0 | 0 | 0 | 0 | 0 | 0 | 0 | 0 | 0
F6_Commercial_Office (WA)_Existing_Food Preparation_Natural Gas_Griddle_E1 | F6 | Commercial | Office (WA) | Existing | Food Preparation | Natural Gas | Griddle | E1 | Utility - Value of Sales | 0.016647 | 0.016962 | 0.017331 | 0.017761 | 0.018254 | 0.01887 | 0.019487 | 0.020072 | 0.020603 | 0.021117 | 0.021649 | 0.022133 | 0.022644 | 0.023128 | 0.023543 | 0.023919 | 0.024236 | 0.024539 | 0.024862 | 0.025163 | 0.025465 | 0.025914 | 0.026368 | 0.026837 | 0.027314 | 0.027799 | 0.028293
F6_Commercial_Office (WA)_Existing_Food Preparation_Natural Gas_Griddle_E2 | F6 | Commercial | Office (WA) | Existing | Food Preparation | Natural Gas | Griddle | E2 | Utility - Value of Sales | 0.014612 | 0.014888 | 0.015212 | 0.015589 | 0.016022 | 0.016562 | 0.017103 | 0.017618 | 0.018083 | 0.018534 | 0.019002 | 0.019427 | 0.019875 | 0.020299 | 0.020664 | 0.020994 | 0.021272 | 0.021538 | 0.021821 | 0.022086 | 0.022351 | 0.022745 | 0.023144 | 0.023555 | 0.023973 | 0.024399 | 0.024833
F6_Commercial_Office (WA)_Existing_Food Preparation_Natural Gas_Griddle_E3 | F6 | Commercial | Office (WA) | Existing | Food Preparation | Natural Gas | Griddle | E3 | Utility - Value of Sales | 0 | 0 | 0 | 0 | 0 | 0 | 0 | 0 | 0 | 0 | 0 | 0 | 0 | 0 | 0 | 0 | 0 | 0 | 0 | 0 | 0 | 0 | 0 | 0 | 0 | 0 | 0
F6_Commercial_Office (WA)_Existing_Food Preparation_Natural Gas_Griddle_E4 | F6 | Commercial | Office (WA) | Existing | Food Preparation | Natural Gas | Griddle | E4 | Utility - Value of Sales | 0 | 0 | 0 | 0 | 0 | 0 | 0 | 0 | 0 | 0 | 0 | 0 | 0 | 0 | 0 | 0 | 0 | 0 | 0 | 0 | 0 | 0 | 0 | 0 | 0 | 0 | 0
F6_Commercial_Office (WA)_Existing_Food Preparation_Natural Gas_Griddle_E5 | F6 | Commercial | Office (WA) | Existing | Food Preparation | Natural Gas | Griddle | E5 | Utility - Value of Sales | 0 | 0 | 0 | 0 | 0 | 0 | 0 | 0 | 0 | 0 | 0 | 0 | 0 | 0 | 0 | 0 | 0 | 0 | 0 | 0 | 0 | 0 | 0 | 0 | 0 | 0 | 0
F6_Commercial_Office (WA)_Existing_Food Preparation_Natural Gas_Griddle_E6 | F6 | Commercial | Office (WA) | Existing | Food Preparation | Natural Gas | Griddle | E6 | Utility - Value of Sales | 0 | 0 | 0 | 0 | 0 | 0 | 0 | 0 | 0 | 0 | 0 | 0 | 0 | 0 | 0 | 0 | 0 | 0 | 0 | 0 | 0 | 0 | 0 | 0 | 0 | 0 | 0
F6_Commercial_Office (WA)_Existing_Food Preparation_Natural Gas_Griddle_E7 | F6 | Commercial | Office (WA) | Existing | Food Preparation | Natural Gas | Griddle | E7 | Utility - Value of Sales | 0 | 0 | 0 | 0 | 0 | 0 | 0 | 0 | 0 | 0 | 0 | 0 | 0 | 0 | 0 | 0 | 0 | 0 | 0 | 0 | 0 | 0 | 0 | 0 | 0 | 0 | 0
F6_Commercial_Office (WA)_Existing_Food Preparation_Natural Gas_Griddle_E8 | F6 | Commercial | Office (WA) | Existing | Food Preparation | Natural Gas | Griddle | E8 | Utility - Value of Sales | 0 | 0 | 0 | 0 | 0 | 0 | 0 | 0 | 0 | 0 | 0 | 0 | 0 | 0 | 0 | 0 | 0 | 0 | 0 | 0 | 0 | 0 | 0 | 0 | 0 | 0 | 0
F6_Commercial_Office (WA)_Existing_Food Preparation_Natural Gas_Griddle_E9 | F6 | Commercial | Office (WA) | Existing | Food Preparation | Natural Gas | Griddle | E9 | Utility - Value of Sales | 0 | 0 | 0 | 0 | 0 | 0 | 0 | 0 | 0 | 0 | 0 | 0 | 0 | 0 | 0 | 0 | 0 | 0 | 0 | 0 | 0 | 0 | 0 | 0 | 0 | 0 | 0
F6_Commercial_Office (WA)_Existing_Food Preparation_Natural Gas_Griddle_E10 | F6 | Commercial | Office (WA) | Existing | Food Preparation | Natural Gas | Griddle | E10 | Utility - Value of Sales | 0 | 0 | 0 | 0 | 0 | 0 | 0 | 0 | 0 | 0 | 0 | 0 | 0 | 0 | 0 | 0 | 0 | 0 | 0 | 0 | 0 | 0 | 0 | 0 | 0 | 0 | 0
F1_Commercial_Office (WA)_Existing_Food Preparation_Natural Gas_Range_E1 | F1 | Commercial | Office (WA) | Existing | Food Preparation | Natural Gas | Range | E1 | RVT - Cost of Equipment | 0.00041347 | 0.00041347 | 0.00041347 | 0.00041347 | 0.00041347 | 0.00041347 | 0.00041347 | 0.00041347 | 0.00041347 | 0.00041347 | 0.00041347 | 0.00041347 | 0.00041347 | 0.00041347 | 0.00041347 | 0.00041347 | 0.00041347 | 0.00041347 | 0.00041347 | 0.00041347 | 0.00041347 | 0.00041347 | 0.00041347 | 0.00041347 | 0.00041347 | 0.00041347 | 0.00041347
F1_Commercial_Office (WA)_Existing_Food Preparation_Natural Gas_Range_E2 | F1 | Commercial | Office (WA) | Existing | Food Preparation | Natural Gas | Range | E2 | RVT - Cost of Equipment | 0.00045023 | 0.00045023 | 0.00045023 | 0.00045023 | 0.00045023 | 0.00045023 | 0.00045023 | 0.00045023 | 0.00045023 | 0.00045023 | 0.00045023 | 0.00045023 | 0.00045023 | 0.00045023 | 0.00045023 | 0.00045023 | 0.00045023 | 0.00045023 | 0.00045023 | 0.00045023 | 0.00045023 | 0.00045023 | 0.00045023 | 0.00045023 | 0.00045023 | 0.00045023 | 0.00045023
F1_Commercial_Office (WA)_Existing_Food Preparation_Natural Gas_Range_E3 | F1 | Commercial | Office (WA) | Existing | Food Preparation | Natural Gas | Range | E3 | RVT - Cost of Equipment | 0 | 0 | 0 | 0 | 0 | 0 | 0 | 0 | 0 | 0 | 0 | 0 | 0 | 0 | 0 | 0 | 0 | 0 | 0 | 0 | 0 | 0 | 0 | 0 | 0 | 0 | 0
F1_Commercial_Office (WA)_Existing_Food Preparation_Natural Gas_Range_E4 | F1 | Commercial | Office (WA) | Existing | Food Preparation | Natural Gas | Range | E4 | RVT - Cost of Equipment | 0 | 0 | 0 | 0 | 0 | 0 | 0 | 0 | 0 | 0 | 0 | 0 | 0 | 0 | 0 | 0 | 0 | 0 | 0 | 0 | 0 | 0 | 0 | 0 | 0 | 0 | 0
F1_Commercial_Office (WA)_Existing_Food Preparation_Natural Gas_Range_E5 | F1 | Commercial | Office (WA) | Existing | Food Preparation | Natural Gas | Range | E5 | RVT - Cost of Equipment | 0 | 0 | 0 | 0 | 0 | 0 | 0 | 0 | 0 | 0 | 0 | 0 | 0 | 0 | 0 | 0 | 0 | 0 | 0 | 0 | 0 | 0 | 0 | 0 | 0 | 0 | 0
F1_Commercial_Office (WA)_Existing_Food Preparation_Natural Gas_Range_E6 | F1 | Commercial | Office (WA) | Existing | Food Preparation | Natural Gas | Range | E6 | RVT - Cost of Equipment | 0 | 0 | 0 | 0 | 0 | 0 | 0 | 0 | 0 | 0 | 0 | 0 | 0 | 0 | 0 | 0 | 0 | 0 | 0 | 0 | 0 | 0 | 0 | 0 | 0 | 0 | 0
F1_Commercial_Office (WA)_Existing_Food Preparation_Natural Gas_Range_E7 | F1 | Commercial | Office (WA) | Existing | Food Preparation | Natural Gas | Range | E7 | RVT - Cost of Equipment | 0 | 0 | 0 | 0 | 0 | 0 | 0 | 0 | 0 | 0 | 0 | 0 | 0 | 0 | 0 | 0 | 0 | 0 | 0 | 0 | 0 | 0 | 0 | 0 | 0 | 0 | 0
F1_Commercial_Office (WA)_Existing_Food Preparation_Natural Gas_Range_E8 | F1 | Commercial | Office (WA) | Existing | Food Preparation | Natural Gas | Range | E8 | RVT - Cost of Equipment | 0 | 0 | 0 | 0 | 0 | 0 | 0 | 0 | 0 | 0 | 0 | 0 | 0 | 0 | 0 | 0 | 0 | 0 | 0 | 0 | 0 | 0 | 0 | 0 | 0 | 0 | 0
F1_Commercial_Office (WA)_Existing_Food Preparation_Natural Gas_Range_E9 | F1 | Commercial | Office (WA) | Existing | Food Preparation | Natural Gas | Range | E9 | RVT - Cost of Equipment | 0 | 0 | 0 | 0 | 0 | 0 | 0 | 0 | 0 | 0 | 0 | 0 | 0 | 0 | 0 | 0 | 0 | 0 | 0 | 0 | 0 | 0 | 0 | 0 | 0 | 0 | 0
F1_Commercial_Office (WA)_Existing_Food Preparation_Natural Gas_Range_E10 | F1 | Commercial | Office (WA) | Existing | Food Preparation | Natural Gas | Range | E10 | RVT - Cost of Equipment | 0 | 0 | 0 | 0 | 0 | 0 | 0 | 0 | 0 | 0 | 0 | 0 | 0 | 0 | 0 | 0 | 0 | 0 | 0 | 0 | 0 | 0 | 0 | 0 | 0 | 0 | 0
F2_Commercial_Office (WA)_Existing_Food Preparation_Natural Gas_Range_E1 | F2 | Commercial | Office (WA) | Existing | Food Preparation | Natural Gas | Range | E1 | RVT - Cost of Operation | 0.022145 | 0.022514 | 0.022963 | 0.023509 | 0.024159 | 0.025017 | 0.025898 | 0.02675 | 0.027534 | 0.028287 | 0.029061 | 0.029752 | 0.030473 | 0.031139 | 0.0317 | 0.032197 | 0.032605 | 0.032989 | 0.033402 | 0.03378 | 0.034158 | 0.034761 | 0.035369 | 0.035997 | 0.036637 | 0.037287 | 0.03795
F2_Commercial_Office (WA)_Existing_Food Preparation_Natural Gas_Range_E2 | F2 | Commercial | Office (WA) | Existing | Food Preparation | Natural Gas | Range | E2 | RVT - Cost of Operation | 0.011073 | 0.011257 | 0.011482 | 0.011755 | 0.012079 | 0.012509 | 0.012949 | 0.013375 | 0.013767 | 0.014144 | 0.01453 | 0.014876 | 0.015236 | 0.015569 | 0.01585 | 0.016099 | 0.016303 | 0.016495 | 0.016701 | 0.01689 | 0.017079 | 0.01738 | 0.017684 | 0.017998 | 0.018318 | 0.018644 | 0.018975
F2_Commercial_Office (WA)_Existing_Food Preparation_Natural Gas_Range_E3 | F2 | Commercial | Office (WA) | Existing | Food Preparation | Natural Gas | Range | E3 | RVT - Cost of Operation | 0 | 0 | 0 | 0 | 0 | 0 | 0 | 0 | 0 | 0 | 0 | 0 | 0 | 0 | 0 | 0 | 0 | 0 | 0 | 0 | 0 | 0 | 0 | 0 | 0 | 0 | 0
F2_Commercial_Office (WA)_Existing_Food Preparation_Natural Gas_Range_E4 | F2 | Commercial | Office (WA) | Existing | Food Preparation | Natural Gas | Range | E4 | RVT - Cost of Operation | 0 | 0 | 0 | 0 | 0 | 0 | 0 | 0 | 0 | 0 | 0 | 0 | 0 | 0 | 0 | 0 | 0 | 0 | 0 | 0 | 0 | 0 | 0 | 0 | 0 | 0 | 0
F2_Commercial_Office (WA)_Existing_Food Preparation_Natural Gas_Range_E5 | F2 | Commercial | Office (WA) | Existing | Food Preparation | Natural Gas | Range | E5 | RVT - Cost of Operation | 0 | 0 | 0 | 0 | 0 | 0 | 0 | 0 | 0 | 0 | 0 | 0 | 0 | 0 | 0 | 0 | 0 | 0 | 0 | 0 | 0 | 0 | 0 | 0 | 0 | 0 | 0
F2_Commercial_Office (WA)_Existing_Food Preparation_Natural Gas_Range_E6 | F2 | Commercial | Office (WA) | Existing | Food Preparation | Natural Gas | Range | E6 | RVT - Cost of Operation | 0 | 0 | 0 | 0 | 0 | 0 | 0 | 0 | 0 | 0 | 0 | 0 | 0 | 0 | 0 | 0 | 0 | 0 | 0 | 0 | 0 | 0 | 0 | 0 | 0 | 0 | 0
F2_Commercial_Office (WA)_Existing_Food Preparation_Natural Gas_Range_E7 | F2 | Commercial | Office (WA) | Existing | Food Preparation | Natural Gas | Range | E7 | RVT - Cost of Operation | 0 | 0 | 0 | 0 | 0 | 0 | 0 | 0 | 0 | 0 | 0 | 0 | 0 | 0 | 0 | 0 | 0 | 0 | 0 | 0 | 0 | 0 | 0 | 0 | 0 | 0 | 0
F2_Commercial_Office (WA)_Existing_Food Preparation_Natural Gas_Range_E8 | F2 | Commercial | Office (WA) | Existing | Food Preparation | Natural Gas | Range | E8 | RVT - Cost of Operation | 0 | 0 | 0 | 0 | 0 | 0 | 0 | 0 | 0 | 0 | 0 | 0 | 0 | 0 | 0 | 0 | 0 | 0 | 0 | 0 | 0 | 0 | 0 | 0 | 0 | 0 | 0
F2_Commercial_Office (WA)_Existing_Food Preparation_Natural Gas_Range_E9 | F2 | Commercial | Office (WA) | Existing | Food Preparation | Natural Gas | Range | E9 | RVT - Cost of Operation | 0 | 0 | 0 | 0 | 0 | 0 | 0 | 0 | 0 | 0 | 0 | 0 | 0 | 0 | 0 | 0 | 0 | 0 | 0 | 0 | 0 | 0 | 0 | 0 | 0 | 0 | 0
F2_Commercial_Office (WA)_Existing_Food Preparation_Natural Gas_Range_E10 | F2 | Commercial | Office (WA) | Existing | Food Preparation | Natural Gas | Range | E10 | RVT - Cost of Operation | 0 | 0 | 0 | 0 | 0 | 0 | 0 | 0 | 0 | 0 | 0 | 0 | 0 | 0 | 0 | 0 | 0 | 0 | 0 | 0 | 0 | 0 | 0 | 0 | 0 | 0 | 0
F3_Commercial_Office (WA)_Existing_Food Preparation_Natural Gas_Range_E1 | F3 | Commercial | Office (WA) | Existing | Food Preparation | Natural Gas | Range | E1 | System - kBTUs of Consumption | 5.3678 | 5.3678 | 5.3678 | 5.3678 | 5.3678 | 5.3678 | 5.3678 | 5.3678 | 5.3678 | 5.3678 | 5.3678 | 5.3678 | 5.3678 | 5.3678 | 5.3678 | 5.3678 | 5.3678 | 5.3678 | 5.3678 | 5.3678 | 5.3678 | 5.3678 | 5.3678 | 5.3678 | 5.3678 | 5.3678 | 5.3678
F3_Commercial_Office (WA)_Existing_Food Preparation_Natural Gas_Range_E2 | F3 | Commercial | Office (WA) | Existing | Food Preparation | Natural Gas | Range | E2 | System - kBTUs of Consumption | 2.6839 | 2.6839 | 2.6839 | 2.6839 | 2.6839 | 2.6839 | 2.6839 | 2.6839 | 2.6839 | 2.6839 | 2.6839 | 2.6839 | 2.6839 | 2.6839 | 2.6839 | 2.6839 | 2.6839 | 2.6839 | 2.6839 | 2.6839 | 2.6839 | 2.6839 | 2.6839 | 2.6839 | 2.6839 | 2.6839 | 2.6839
F3_Commercial_Office (WA)_Existing_Food Preparation_Natural Gas_Range_E3 | F3 | Commercial | Office (WA) | Existing | Food Preparation | Natural Gas | Range | E3 | System - kBTUs of Consumption | 0 | 0 | 0 | 0 | 0 | 0 | 0 | 0 | 0 | 0 | 0 | 0 | 0 | 0 | 0 | 0 | 0 | 0 | 0 | 0 | 0 | 0 | 0 | 0 | 0 | 0 | 0
F3_Commercial_Office (WA)_Existing_Food Preparation_Natural Gas_Range_E4 | F3 | Commercial | Office (WA) | Existing | Food Preparation | Natural Gas | Range | E4 | System - kBTUs of Consumption | 0 | 0 | 0 | 0 | 0 | 0 | 0 | 0 | 0 | 0 | 0 | 0 | 0 | 0 | 0 | 0 | 0 | 0 | 0 | 0 | 0 | 0 | 0 | 0 | 0 | 0 | 0
F3_Commercial_Office (WA)_Existing_Food Preparation_Natural Gas_Range_E5 | F3 | Commercial | Office (WA) | Existing | Food Preparation | Natural Gas | Range | E5 | System - kBTUs of Consumption | 0 | 0 | 0 | 0 | 0 | 0 | 0 | 0 | 0 | 0 | 0 | 0 | 0 | 0 | 0 | 0 | 0 | 0 | 0 | 0 | 0 | 0 | 0 | 0 | 0 | 0 | 0
F3_Commercial_Office (WA)_Existing_Food Preparation_Natural Gas_Range_E6 | F3 | Commercial | Office (WA) | Existing | Food Preparation | Natural Gas | Range | E6 | System - kBTUs of Consumption | 0 | 0 | 0 | 0 | 0 | 0 | 0 | 0 | 0 | 0 | 0 | 0 | 0 | 0 | 0 | 0 | 0 | 0 | 0 | 0 | 0 | 0 | 0 | 0 | 0 | 0 | 0
F3_Commercial_Office (WA)_Existing_Food Preparation_Natural Gas_Range_E7 | F3 | Commercial | Office (WA) | Existing | Food Preparation | Natural Gas | Range | E7 | System - kBTUs of Consumption | 0 | 0 | 0 | 0 | 0 | 0 | 0 | 0 | 0 | 0 | 0 | 0 | 0 | 0 | 0 | 0 | 0 | 0 | 0 | 0 | 0 | 0 | 0 | 0 | 0 | 0 | 0
F3_Commercial_Office (WA)_Existing_Food Preparation_Natural Gas_Range_E8 | F3 | Commercial | Office (WA) | Existing | Food Preparation | Natural Gas | Range | E8 | System - kBTUs of Consumption | 0 | 0 | 0 | 0 | 0 | 0 | 0 | 0 | 0 | 0 | 0 | 0 | 0 | 0 | 0 | 0 | 0 | 0 | 0 | 0 | 0 | 0 | 0 | 0 | 0 | 0 | 0
F3_Commercial_Office (WA)_Existing_Food Preparation_Natural Gas_Range_E9 | F3 | Commercial | Office (WA) | Existing | Food Preparation | Natural Gas | Range | E9 | System - kBTUs of Consumption | 0 | 0 | 0 | 0 | 0 | 0 | 0 | 0 | 0 | 0 | 0 | 0 | 0 | 0 | 0 | 0 | 0 | 0 | 0 | 0 | 0 | 0 | 0 | 0 | 0 | 0 | 0
F3_Commercial_Office (WA)_Existing_Food Preparation_Natural Gas_Range_E10 | F3 | Commercial | Office (WA) | Existing | Food Preparation | Natural Gas | Range | E10 | System - kBTUs of Consumption | 0 | 0 | 0 | 0 | 0 | 0 | 0 | 0 | 0 | 0 | 0 | 0 | 0 | 0 | 0 | 0 | 0 | 0 | 0 | 0 | 0 | 0 | 0 | 0 | 0 | 0 | 0
F4_Commercial_Office (WA)_Existing_Food Preparation_Natural Gas_Range_E1 | F4 | Commercial | Office (WA) | Existing | Food Preparation | Natural Gas | Range | E1 | Utility - Cost of Equipment | 0.00041347 | 0.00041347 | 0.00041347 | 0.00041347 | 0.00041347 | 0.00041347 | 0.00041347 | 0.00041347 | 0.00041347 | 0.00041347 | 0.00041347 | 0.00041347 | 0.00041347 | 0.00041347 | 0.00041347 | 0.00041347 | 0.00041347 | 0.00041347 | 0.00041347 | 0.00041347 | 0.00041347 | 0.00041347 | 0.00041347 | 0.00041347 | 0.00041347 | 0.00041347 | 0.00041347
F4_Commercial_Office (WA)_Existing_Food Preparation_Natural Gas_Range_E2 | F4 | Commercial | Office (WA) | Existing | Food Preparation | Natural Gas | Range | E2 | Utility - Cost of Equipment | 0.00045023 | 0.00045023 | 0.00045023 | 0.00045023 | 0.00045023 | 0.00045023 | 0.00045023 | 0.00045023 | 0.00045023 | 0.00045023 | 0.00045023 | 0.00045023 | 0.00045023 | 0.00045023 | 0.00045023 | 0.00045023 | 0.00045023 | 0.00045023 | 0.00045023 | 0.00045023 | 0.00045023 | 0.00045023 | 0.00045023 | 0.00045023 | 0.00045023 | 0.00045023 | 0.00045023
F4_Commercial_Office (WA)_Existing_Food Preparation_Natural Gas_Range_E3 | F4 | Commercial | Office (WA) | Existing | Food Preparation | Natural Gas | Range | E3 | Utility - Cost of Equipment | 0 | 0 | 0 | 0 | 0 | 0 | 0 | 0 | 0 | 0 | 0 | 0 | 0 | 0 | 0 | 0 | 0 | 0 | 0 | 0 | 0 | 0 | 0 | 0 | 0 | 0 | 0
F4_Commercial_Office (WA)_Existing_Food Preparation_Natural Gas_Range_E4 | F4 | Commercial | Office (WA) | Existing | Food Preparation | Natural Gas | Range | E4 | Utility - Cost of Equipment | 0 | 0 | 0 | 0 | 0 | 0 | 0 | 0 | 0 | 0 | 0 | 0 | 0 | 0 | 0 | 0 | 0 | 0 | 0 | 0 | 0 | 0 | 0 | 0 | 0 | 0 | 0
F4_Commercial_Office (WA)_Existing_Food Preparation_Natural Gas_Range_E5 | F4 | Commercial | Office (WA) | Existing | Food Preparation | Natural Gas | Range | E5 | Utility - Cost of Equipment | 0 | 0 | 0 | 0 | 0 | 0 | 0 | 0 | 0 | 0 | 0 | 0 | 0 | 0 | 0 | 0 | 0 | 0 | 0 | 0 | 0 | 0 | 0 | 0 | 0 | 0 | 0
F4_Commercial_Office (WA)_Existing_Food Preparation_Natural Gas_Range_E6 | F4 | Commercial | Office (WA) | Existing | Food Preparation | Natural Gas | Range | E6 | Utility - Cost of Equipment | 0 | 0 | 0 | 0 | 0 | 0 | 0 | 0 | 0 | 0 | 0 | 0 | 0 | 0 | 0 | 0 | 0 | 0 | 0 | 0 | 0 | 0 | 0 | 0 | 0 | 0 | 0
F4_Commercial_Office (WA)_Existing_Food Preparation_Natural Gas_Range_E7 | F4 | Commercial | Office (WA) | Existing | Food Preparation | Natural Gas | Range | E7 | Utility - Cost of Equipment | 0 | 0 | 0 | 0 | 0 | 0 | 0 | 0 | 0 | 0 | 0 | 0 | 0 | 0 | 0 | 0 | 0 | 0 | 0 | 0 | 0 | 0 | 0 | 0 | 0 | 0 | 0
F4_Commercial_Office (WA)_Existing_Food Preparation_Natural Gas_Range_E8 | F4 | Commercial | Office (WA) | Existing | Food Preparation | Natural Gas | Range | E8 | Utility - Cost of Equipment | 0 | 0 | 0 | 0 | 0 | 0 | 0 | 0 | 0 | 0 | 0 | 0 | 0 | 0 | 0 | 0 | 0 | 0 | 0 | 0 | 0 | 0 | 0 | 0 | 0 | 0 | 0
F4_Commercial_Office (WA)_Existing_Food Preparation_Natural Gas_Range_E9 | F4 | Commercial | Office (WA) | Existing | Food Preparation | Natural Gas | Range | E9 | Utility - Cost of Equipment | 0 | 0 | 0 | 0 | 0 | 0 | 0 | 0 | 0 | 0 | 0 | 0 | 0 | 0 | 0 | 0 | 0 | 0 | 0 | 0 | 0 | 0 | 0 | 0 | 0 | 0 | 0
F4_Commercial_Office (WA)_Existing_Food Preparation_Natural Gas_Range_E10 | F4 | Commercial | Office (WA) | Existing | Food Preparation | Natural Gas | Range | E10 | Utility - Cost of Equipment | 0 | 0 | 0 | 0 | 0 | 0 | 0 | 0 | 0 | 0 | 0 | 0 | 0 | 0 | 0 | 0 | 0 | 0 | 0 | 0 | 0 | 0 | 0 | 0 | 0 | 0 | 0
F5_Commercial_Office (WA)_Existing_Food Preparation_Natural Gas_Range_E1 | F5 | Commercial | Office (WA) | Existing | Food Preparation | Natural Gas | Range | E1 | Utility - Cost of Operation | 0.018616 | 0.019046 | 0.019586 | 0.020224 | 0.020966 | 0.021901 | 0.022875 | 0.023847 | 0.024783 | 0.025733 | 0.026475 | 0.027164 | 0.027907 | 0.028632 | 0.02927 | 0.029862 | 0.030383 | 0.030896 | 0.031447 | 0.031982 | 0.032532 | 0.033105 | 0.033684 | 0.034283 | 0.034892 | 0.035512 | 0.036143
F5_Commercial_Office (WA)_Existing_Food Preparation_Natural Gas_Range_E2 | F5 | Commercial | Office (WA) | Existing | Food Preparation | Natural Gas | Range | E2 | Utility - Cost of Operation | 0.009308 | 0.0095229 | 0.0097932 | 0.010112 | 0.010483 | 0.010951 | 0.011438 | 0.011923 | 0.012392 | 0.012867 | 0.013237 | 0.013582 | 0.013954 | 0.014316 | 0.014635 | 0.014931 | 0.015192 | 0.015448 | 0.015724 | 0.015991 | 0.016266 | 0.016553 | 0.016842 | 0.017141 | 0.017446 | 0.017756 | 0.018071
F5_Commercial_Office (WA)_Existing_Food Preparation_Natural Gas_Range_E3 | F5 | Commercial | Office (WA) | Existing | Food Preparation | Natural Gas | Range | E3 | Utility - Cost of Operation | 0 | 0 | 0 | 0 | 0 | 0 | 0 | 0 | 0 | 0 | 0 | 0 | 0 | 0 | 0 | 0 | 0 | 0 | 0 | 0 | 0 | 0 | 0 | 0 | 0 | 0 | 0
F5_Commercial_Office (WA)_Existing_Food Preparation_Natural Gas_Range_E4 | F5 | Commercial | Office (WA) | Existing | Food Preparation | Natural Gas | Range | E4 | Utility - Cost of Operation | 0 | 0 | 0 | 0 | 0 | 0 | 0 | 0 | 0 | 0 | 0 | 0 | 0 | 0 | 0 | 0 | 0 | 0 | 0 | 0 | 0 | 0 | 0 | 0 | 0 | 0 | 0
F5_Commercial_Office (WA)_Existing_Food Preparation_Natural Gas_Range_E5 | F5 | Commercial | Office (WA) | Existing | Food Preparation | Natural Gas | Range | E5 | Utility - Cost of Operation | 0 | 0 | 0 | 0 | 0 | 0 | 0 | 0 | 0 | 0 | 0 | 0 | 0 | 0 | 0 | 0 | 0 | 0 | 0 | 0 | 0 | 0 | 0 | 0 | 0 | 0 | 0
F5_Commercial_Office (WA)_Existing_Food Preparation_Natural Gas_Range_E6 | F5 | Commercial | Office (WA) | Existing | Food Preparation | Natural Gas | Range | E6 | Utility - Cost of Operation | 0 | 0 | 0 | 0 | 0 | 0 | 0 | 0 | 0 | 0 | 0 | 0 | 0 | 0 | 0 | 0 | 0 | 0 | 0 | 0 | 0 | 0 | 0 | 0 | 0 | 0 | 0
F5_Commercial_Office (WA)_Existing_Food Preparation_Natural Gas_Range_E7 | F5 | Commercial | Office (WA) | Existing | Food Preparation | Natural Gas | Range | E7 | Utility - Cost of Operation | 0 | 0 | 0 | 0 | 0 | 0 | 0 | 0 | 0 | 0 | 0 | 0 | 0 | 0 | 0 | 0 | 0 | 0 | 0 | 0 | 0 | 0 | 0 | 0 | 0 | 0 | 0
F5_Commercial_Office (WA)_Existing_Food Preparation_Natural Gas_Range_E8 | F5 | Commercial | Office (WA) | Existing | Food Preparation | Natural Gas | Range | E8 | Utility - Cost of Operation | 0 | 0 | 0 | 0 | 0 | 0 | 0 | 0 | 0 | 0 | 0 | 0 | 0 | 0 | 0 | 0 | 0 | 0 | 0 | 0 | 0 | 0 | 0 | 0 | 0 | 0 | 0
F5_Commercial_Office (WA)_Existing_Food Preparation_Natural Gas_Range_E9 | F5 | Commercial | Office (WA) | Existing | Food Preparation | Natural Gas | Range | E9 | Utility - Cost of Operation | 0 | 0 | 0 | 0 | 0 | 0 | 0 | 0 | 0 | 0 | 0 | 0 | 0 | 0 | 0 | 0 | 0 | 0 | 0 | 0 | 0 | 0 | 0 | 0 | 0 | 0 | 0
F5_Commercial_Office (WA)_Existing_Food Preparation_Natural Gas_Range_E10 | F5 | Commercial | Office (WA) | Existing | Food Preparation | Natural Gas | Range | E10 | Utility - Cost of Operation | 0 | 0 | 0 | 0 | 0 | 0 | 0 | 0 | 0 | 0 | 0 | 0 | 0 | 0 | 0 | 0 | 0 | 0 | 0 | 0 | 0 | 0 | 0 | 0 | 0 | 0 | 0
F6_Commercial_Office (WA)_Existing_Food Preparation_Natural Gas_Range_E1 | F6 | Commercial | Office (WA) | Existing | Food Preparation | Natural Gas | Range | E1 | Utility - Value of Sales | 0.022145 | 0.022514 | 0.022963 | 0.023509 | 0.024159 | 0.025017 | 0.025898 | 0.02675 | 0.027534 | 0.028287 | 0.029061 | 0.029752 | 0.030473 | 0.031139 | 0.0317 | 0.032197 | 0.032605 | 0.032989 | 0.033402 | 0.03378 | 0.034158 | 0.034761 | 0.035369 | 0.035997 | 0.036637 | 0.037287 | 0.03795
F6_Commercial_Office (WA)_Existing_Food Preparation_Natural Gas_Range_E2 | F6 | Commercial | Office (WA) | Existing | Food Preparation | Natural Gas | Range | E2 | Utility - Value of Sales | 0.011073 | 0.011257 | 0.011482 | 0.011755 | 0.012079 | 0.012509 | 0.012949 | 0.013375 | 0.013767 | 0.014144 | 0.01453 | 0.014876 | 0.015236 | 0.015569 | 0.01585 | 0.016099 | 0.016303 | 0.016495 | 0.016701 | 0.01689 | 0.017079 | 0.01738 | 0.017684 | 0.017998 | 0.018318 | 0.018644 | 0.018975
F6_Commercial_Office (WA)_Existing_Food Preparation_Natural Gas_Range_E3 | F6 | Commercial | Office (WA) | Existing | Food Preparation | Natural Gas | Range | E3 | Utility - Value of Sales | 0 | 0 | 0 | 0 | 0 | 0 | 0 | 0 | 0 | 0 | 0 | 0 | 0 | 0 | 0 | 0 | 0 | 0 | 0 | 0 | 0 | 0 | 0 | 0 | 0 | 0 | 0
F6_Commercial_Office (WA)_Existing_Food Preparation_Natural Gas_Range_E4 | F6 | Commercial | Office (WA) | Existing | Food Preparation | Natural Gas | Range | E4 | Utility - Value of Sales | 0 | 0 | 0 | 0 | 0 | 0 | 0 | 0 | 0 | 0 | 0 | 0 | 0 | 0 | 0 | 0 | 0 | 0 | 0 | 0 | 0 | 0 | 0 | 0 | 0 | 0 | 0
F6_Commercial_Office (WA)_Existing_Food Preparation_Natural Gas_Range_E5 | F6 | Commercial | Office (WA) | Existing | Food Preparation | Natural Gas | Range | E5 | Utility - Value of Sales | 0 | 0 | 0 | 0 | 0 | 0 | 0 | 0 | 0 | 0 | 0 | 0 | 0 | 0 | 0 | 0 | 0 | 0 | 0 | 0 | 0 | 0 | 0 | 0 | 0 | 0 | 0
F6_Commercial_Office (WA)_Existing_Food Preparation_Natural Gas_Range_E6 | F6 | Commercial | Office (WA) | Existing | Food Preparation | Natural Gas | Range | E6 | Utility - Value of Sales | 0 | 0 | 0 | 0 | 0 | 0 | 0 | 0 | 0 | 0 | 0 | 0 | 0 | 0 | 0 | 0 | 0 | 0 | 0 | 0 | 0 | 0 | 0 | 0 | 0 | 0 | 0
F6_Commercial_Office (WA)_Existing_Food Preparation_Natural Gas_Range_E7 | F6 | Commercial | Office (WA) | Existing | Food Preparation | Natural Gas | Range | E7 | Utility - Value of Sales | 0 | 0 | 0 | 0 | 0 | 0 | 0 | 0 | 0 | 0 | 0 | 0 | 0 | 0 | 0 | 0 | 0 | 0 | 0 | 0 | 0 | 0 | 0 | 0 | 0 | 0 | 0
F6_Commercial_Office (WA)_Existing_Food Preparation_Natural Gas_Range_E8 | F6 | Commercial | Office (WA) | Existing | Food Preparation | Natural Gas | Range | E8 | Utility - Value of Sales | 0 | 0 | 0 | 0 | 0 | 0 | 0 | 0 | 0 | 0 | 0 | 0 | 0 | 0 | 0 | 0 | 0 | 0 | 0 | 0 | 0 | 0 | 0 | 0 | 0 | 0 | 0
F6_Commercial_Office (WA)_Existing_Food Preparation_Natural Gas_Range_E9 | F6 | Commercial | Office (WA) | Existing | Food Preparation | Natural Gas | Range | E9 | Utility - Value of Sales | 0 | 0 | 0 | 0 | 0 | 0 | 0 | 0 | 0 | 0 | 0 | 0 | 0 | 0 | 0 | 0 | 0 | 0 | 0 | 0 | 0 | 0 | 0 | 0 | 0 | 0 | 0
F6_Commercial_Office (WA)_Existing_Food Preparation_Natural Gas_Range_E10 | F6 | Commercial | Office (WA) | Existing | Food Preparation | Natural Gas | Range | E10 | Utility - Value of Sales | 0 | 0 | 0 | 0 | 0 | 0 | 0 | 0 | 0 | 0 | 0 | 0 | 0 | 0 | 0 | 0 | 0 | 0 | 0 | 0 | 0 | 0 | 0 | 0 | 0 | 0 | 0
F1_Commercial_Office (WA)_Existing_Food Preparation_Natural Gas_Steamer_E1 | F1 | Commercial | Office (WA) | Existing | Food Preparation | Natural Gas | Steamer | E1 | RVT - Cost of Equipment | 0.10483 | 0.10483 | 0.10483 | 0.10483 | 0.10483 | 0.10483 | 0.10483 | 0.10483 | 0.10483 | 0.10483 | 0.10483 | 0.10483 | 0.10483 | 0.10483 | 0.10483 | 0.10483 | 0.10483 | 0.10483 | 0.10483 | 0.10483 | 0.10483 | 0.10483 | 0.10483 | 0.10483 | 0.10483 | 0.10483 | 0.10483
F1_Commercial_Office (WA)_Existing_Food Preparation_Natural Gas_Steamer_E2 | F1 | Commercial | Office (WA) | Existing | Food Preparation | Natural Gas | Steamer | E2 | RVT - Cost of Equipment | 0.11264 | 0.11264 | 0.11264 | 0.11264 | 0.11264 | 0.11264 | 0.11264 | 0.11264 | 0.11264 | 0.11264 | 0.11264 | 0.11264 | 0.11264 | 0.11264 | 0.11264 | 0.11264 | 0.11264 | 0.11264 | 0.11264 | 0.11264 | 0.11264 | 0.11264 | 0.11264 | 0.11264 | 0.11264 | 0.11264 | 0.11264
F1_Commercial_Office (WA)_Existing_Food Preparation_Natural Gas_Steamer_E3 | F1 | Commercial | Office (WA) | Existing | Food Preparation | Natural Gas | Steamer | E3 | RVT - Cost of Equipment | 0 | 0 | 0 | 0 | 0 | 0 | 0 | 0 | 0 | 0 | 0 | 0 | 0 | 0 | 0 | 0 | 0 | 0 | 0 | 0 | 0 | 0 | 0 | 0 | 0 | 0 | 0
F1_Commercial_Office (WA)_Existing_Food Preparation_Natural Gas_Steamer_E4 | F1 | Commercial | Office (WA) | Existing | Food Preparation | Natural Gas | Steamer | E4 | RVT - Cost of Equipment | 0 | 0 | 0 | 0 | 0 | 0 | 0 | 0 | 0 | 0 | 0 | 0 | 0 | 0 | 0 | 0 | 0 | 0 | 0 | 0 | 0 | 0 | 0 | 0 | 0 | 0 | 0
F1_Commercial_Office (WA)_Existing_Food Preparation_Natural Gas_Steamer_E5 | F1 | Commercial | Office (WA) | Existing | Food Preparation | Natural Gas | Steamer | E5 | RVT - Cost of Equipment | 0 | 0 | 0 | 0 | 0 | 0 | 0 | 0 | 0 | 0 | 0 | 0 | 0 | 0 | 0 | 0 | 0 | 0 | 0 | 0 | 0 | 0 | 0 | 0 | 0 | 0 | 0
F1_Commercial_Office (WA)_Existing_Food Preparation_Natural Gas_Steamer_E6 | F1 | Commercial | Office (WA) | Existing | Food Preparation | Natural Gas | Steamer | E6 | RVT - Cost of Equipment | 0 | 0 | 0 | 0 | 0 | 0 | 0 | 0 | 0 | 0 | 0 | 0 | 0 | 0 | 0 | 0 | 0 | 0 | 0 | 0 | 0 | 0 | 0 | 0 | 0 | 0 | 0
F1_Commercial_Office (WA)_Existing_Food Preparation_Natural Gas_Steamer_E7 | F1 | Commercial | Office (WA) | Existing | Food Preparation | Natural Gas | Steamer | E7 | RVT - Cost of Equipment | 0 | 0 | 0 | 0 | 0 | 0 | 0 | 0 | 0 | 0 | 0 | 0 | 0 | 0 | 0 | 0 | 0 | 0 | 0 | 0 | 0 | 0 | 0 | 0 | 0 | 0 | 0
F1_Commercial_Office (WA)_Existing_Food Preparation_Natural Gas_Steamer_E8 | F1 | Commercial | Office (WA) | Existing | Food Preparation | Natural Gas | Steamer | E8 | RVT - Cost of Equipment | 0 | 0 | 0 | 0 | 0 | 0 | 0 | 0 | 0 | 0 | 0 | 0 | 0 | 0 | 0 | 0 | 0 | 0 | 0 | 0 | 0 | 0 | 0 | 0 | 0 | 0 | 0
F1_Commercial_Office (WA)_Existing_Food Preparation_Natural Gas_Steamer_E9 | F1 | Commercial | Office (WA) | Existing | Food Preparation | Natural Gas | Steamer | E9 | RVT - Cost of Equipment | 0 | 0 | 0 | 0 | 0 | 0 | 0 | 0 | 0 | 0 | 0 | 0 | 0 | 0 | 0 | 0 | 0 | 0 | 0 | 0 | 0 | 0 | 0 | 0 | 0 | 0 | 0
F1_Commercial_Office (WA)_Existing_Food Preparation_Natural Gas_Steamer_E10 | F1 | Commercial | Office (WA) | Existing | Food Preparation | Natural Gas | Steamer | E10 | RVT - Cost of Equipment | 0 | 0 | 0 | 0 | 0 | 0 | 0 | 0 | 0 | 0 | 0 | 0 | 0 | 0 | 0 | 0 | 0 | 0 | 0 | 0 | 0 | 0 | 0 | 0 | 0 | 0 | 0
F2_Commercial_Office (WA)_Existing_Food Preparation_Natural Gas_Steamer_E1 | F2 | Commercial | Office (WA) | Existing | Food Preparation | Natural Gas | Steamer | E1 | RVT - Cost of Operation | 0.030843 | 0.031426 | 0.03211 | 0.032907 | 0.03382 | 0.03496 | 0.036103 | 0.037189 | 0.038171 | 0.039124 | 0.04011 | 0.041007 | 0.041954 | 0.04285 | 0.04362 | 0.044315 | 0.044903 | 0.045465 | 0.046062 | 0.04662 | 0.04718 | 0.048012 | 0.048854 | 0.049722 | 0.050605 | 0.051504 | 0.052419
F2_Commercial_Office (WA)_Existing_Food Preparation_Natural Gas_Steamer_E2 | F2 | Commercial | Office (WA) | Existing | Food Preparation | Natural Gas | Steamer | E2 | RVT - Cost of Operation | 0.0058193 | 0.0059292 | 0.0060583 | 0.0062087 | 0.006381 | 0.0065961 | 0.0068118 | 0.0070166 | 0.0072019 | 0.0073816 | 0.0075678 | 0.007737 | 0.0079156 | 0.0080846 | 0.0082299 | 0.0083611 | 0.0084721 | 0.0085781 | 0.0086908 | 0.008796 | 0.0089016 | 0.0090587 | 0.0092174 | 0.0093812 | 0.0095478 | 0.0097174 | 0.0098901
F2_Commercial_Office (WA)_Existing_Food Preparation_Natural Gas_Steamer_E3 | F2 | Commercial | Office (WA) | Existing | Food Preparation | Natural Gas | Steamer | E3 | RVT - Cost of Operation | 0 | 0 | 0 | 0 | 0 | 0 | 0 | 0 | 0 | 0 | 0 | 0 | 0 | 0 | 0 | 0 | 0 | 0 | 0 | 0 | 0 | 0 | 0 | 0 | 0 | 0 | 0
F2_Commercial_Office (WA)_Existing_Food Preparation_Natural Gas_Steamer_E4 | F2 | Commercial | Office (WA) | Existing | Food Preparation | Natural Gas | Steamer | E4 | RVT - Cost of Operation | 0 | 0 | 0 | 0 | 0 | 0 | 0 | 0 | 0 | 0 | 0 | 0 | 0 | 0 | 0 | 0 | 0 | 0 | 0 | 0 | 0 | 0 | 0 | 0 | 0 | 0 | 0
F2_Commercial_Office (WA)_Existing_Food Preparation_Natural Gas_Steamer_E5 | F2 | Commercial | Office (WA) | Existing | Food Preparation | Natural Gas | Steamer | E5 | RVT - Cost of Operation | 0 | 0 | 0 | 0 | 0 | 0 | 0 | 0 | 0 | 0 | 0 | 0 | 0 | 0 | 0 | 0 | 0 | 0 | 0 | 0 | 0 | 0 | 0 | 0 | 0 | 0 | 0
F2_Commercial_Office (WA)_Existing_Food Preparation_Natural Gas_Steamer_E6 | F2 | Commercial | Office (WA) | Existing | Food Preparation | Natural Gas | Steamer | E6 | RVT - Cost of Operation | 0 | 0 | 0 | 0 | 0 | 0 | 0 | 0 | 0 | 0 | 0 | 0 | 0 | 0 | 0 | 0 | 0 | 0 | 0 | 0 | 0 | 0 | 0 | 0 | 0 | 0 | 0
F2_Commercial_Office (WA)_Existing_Food Preparation_Natural Gas_Steamer_E7 | F2 | Commercial | Office (WA) | Existing | Food Preparation | Natural Gas | Steamer | E7 | RVT - Cost of Operation | 0 | 0 | 0 | 0 | 0 | 0 | 0 | 0 | 0 | 0 | 0 | 0 | 0 | 0 | 0 | 0 | 0 | 0 | 0 | 0 | 0 | 0 | 0 | 0 | 0 | 0 | 0
F2_Commercial_Office (WA)_Existing_Food Preparation_Natural Gas_Steamer_E8 | F2 | Commercial | Office (WA) | Existing | Food Preparation | Natural Gas | Steamer | E8 | RVT - Cost of Operation | 0 | 0 | 0 | 0 | 0 | 0 | 0 | 0 | 0 | 0 | 0 | 0 | 0 | 0 | 0 | 0 | 0 | 0 | 0 | 0 | 0 | 0 | 0 | 0 | 0 | 0 | 0
F2_Commercial_Office (WA)_Existing_Food Preparation_Natural Gas_Steamer_E9 | F2 | Commercial | Office (WA) | Existing | Food Preparation | Natural Gas | Steamer | E9 | RVT - Cost of Operation | 0 | 0 | 0 | 0 | 0 | 0 | 0 | 0 | 0 | 0 | 0 | 0 | 0 | 0 | 0 | 0 | 0 | 0 | 0 | 0 | 0 | 0 | 0 | 0 | 0 | 0 | 0
F2_Commercial_Office (WA)_Existing_Food Preparation_Natural Gas_Steamer_E10 | F2 | Commercial | Office (WA) | Existing | Food Preparation | Natural Gas | Steamer | E10 | RVT - Cost of Operation | 0 | 0 | 0 | 0 | 0 | 0 | 0 | 0 | 0 | 0 | 0 | 0 | 0 | 0 | 0 | 0 | 0 | 0 | 0 | 0 | 0 | 0 | 0 | 0 | 0 | 0 | 0
F3_Commercial_Office (WA)_Existing_Food Preparation_Natural Gas_Steamer_E1 | F3 | Commercial | Office (WA) | Existing | Food Preparation | Natural Gas | Steamer | E1 | System - kBTUs of Consumption | 7.358 | 7.358 | 7.358 | 7.358 | 7.358 | 7.358 | 7.358 | 7.358 | 7.358 | 7.358 | 7.358 | 7.358 | 7.358 | 7.358 | 7.358 | 7.358 | 7.358 | 7.358 | 7.358 | 7.358 | 7.358 | 7.358 | 7.358 | 7.358 | 7.358 | 7.358 | 7.358
F3_Commercial_Office (WA)_Existing_Food Preparation_Natural Gas_Steamer_E2 | F3 | Commercial | Office (WA) | Existing | Food Preparation | Natural Gas | Steamer | E2 | System - kBTUs of Consumption | 1.3883 | 1.3883 | 1.3883 | 1.3883 | 1.3883 | 1.3883 | 1.3883 | 1.3883 | 1.3883 | 1.3883 | 1.3883 | 1.3883 | 1.3883 | 1.3883 | 1.3883 | 1.3883 | 1.3883 | 1.3883 | 1.3883 | 1.3883 | 1.3883 | 1.3883 | 1.3883 | 1.3883 | 1.3883 | 1.3883 | 1.3883
F3_Commercial_Office (WA)_Existing_Food Preparation_Natural Gas_Steamer_E3 | F3 | Commercial | Office (WA) | Existing | Food Preparation | Natural Gas | Steamer | E3 | System - kBTUs of Consumption | 0 | 0 | 0 | 0 | 0 | 0 | 0 | 0 | 0 | 0 | 0 | 0 | 0 | 0 | 0 | 0 | 0 | 0 | 0 | 0 | 0 | 0 | 0 | 0 | 0 | 0 | 0
F3_Commercial_Office (WA)_Existing_Food Preparation_Natural Gas_Steamer_E4 | F3 | Commercial | Office (WA) | Existing | Food Preparation | Natural Gas | Steamer | E4 | System - kBTUs of Consumption | 0 | 0 | 0 | 0 | 0 | 0 | 0 | 0 | 0 | 0 | 0 | 0 | 0 | 0 | 0 | 0 | 0 | 0 | 0 | 0 | 0 | 0 | 0 | 0 | 0 | 0 | 0
F3_Commercial_Office (WA)_Existing_Food Preparation_Natural Gas_Steamer_E5 | F3 | Commercial | Office (WA) | Existing | Food Preparation | Natural Gas | Steamer | E5 | System - kBTUs of Consumption | 0 | 0 | 0 | 0 | 0 | 0 | 0 | 0 | 0 | 0 | 0 | 0 | 0 | 0 | 0 | 0 | 0 | 0 | 0 | 0 | 0 | 0 | 0 | 0 | 0 | 0 | 0
F3_Commercial_Office (WA)_Existing_Food Preparation_Natural Gas_Steamer_E6 | F3 | Commercial | Office (WA) | Existing | Food Preparation | Natural Gas | Steamer | E6 | System - kBTUs of Consumption | 0 | 0 | 0 | 0 | 0 | 0 | 0 | 0 | 0 | 0 | 0 | 0 | 0 | 0 | 0 | 0 | 0 | 0 | 0 | 0 | 0 | 0 | 0 | 0 | 0 | 0 | 0
F3_Commercial_Office (WA)_Existing_Food Preparation_Natural Gas_Steamer_E7 | F3 | Commercial | Office (WA) | Existing | Food Preparation | Natural Gas | Steamer | E7 | System - kBTUs of Consumption | 0 | 0 | 0 | 0 | 0 | 0 | 0 | 0 | 0 | 0 | 0 | 0 | 0 | 0 | 0 | 0 | 0 | 0 | 0 | 0 | 0 | 0 | 0 | 0 | 0 | 0 | 0
F3_Commercial_Office (WA)_Existing_Food Preparation_Natural Gas_Steamer_E8 | F3 | Commercial | Office (WA) | Existing | Food Preparation | Natural Gas | Steamer | E8 | System - kBTUs of Consumption | 0 | 0 | 0 | 0 | 0 | 0 | 0 | 0 | 0 | 0 | 0 | 0 | 0 | 0 | 0 | 0 | 0 | 0 | 0 | 0 | 0 | 0 | 0 | 0 | 0 | 0 | 0
F3_Commercial_Office (WA)_Existing_Food Preparation_Natural Gas_Steamer_E9 | F3 | Commercial | Office (WA) | Existing | Food Preparation | Natural Gas | Steamer | E9 | System - kBTUs of Consumption | 0 | 0 | 0 | 0 | 0 | 0 | 0 | 0 | 0 | 0 | 0 | 0 | 0 | 0 | 0 | 0 | 0 | 0 | 0 | 0 | 0 | 0 | 0 | 0 | 0 | 0 | 0
F3_Commercial_Office (WA)_Existing_Food Preparation_Natural Gas_Steamer_E10 | F3 | Commercial | Office (WA) | Existing | Food Preparation | Natural Gas | Steamer | E10 | System - kBTUs of Consumption | 0 | 0 | 0 | 0 | 0 | 0 | 0 | 0 | 0 | 0 | 0 | 0 | 0 | 0 | 0 | 0 | 0 | 0 | 0 | 0 | 0 | 0 | 0 | 0 | 0 | 0 | 0
F4_Commercial_Office (WA)_Existing_Food Preparation_Natural Gas_Steamer_E1 | F4 | Commercial | Office (WA) | Existing | Food Preparation | Natural Gas | Steamer | E1 | Utility - Cost of Equipment | 0.10483 | 0.10483 | 0.10483 | 0.10483 | 0.10483 | 0.10483 | 0.10483 | 0.10483 | 0.10483 | 0.10483 | 0.10483 | 0.10483 | 0.10483 | 0.10483 | 0.10483 | 0.10483 | 0.10483 | 0.10483 | 0.10483 | 0.10483 | 0.10483 | 0.10483 | 0.10483 | 0.10483 | 0.10483 | 0.10483 | 0.10483
F4_Commercial_Office (WA)_Existing_Food Preparation_Natural Gas_Steamer_E2 | F4 | Commercial | Office (WA) | Existing | Food Preparation | Natural Gas | Steamer | E2 | Utility - Cost of Equipment | 0.11264 | 0.11264 | 0.11264 | 0.11264 | 0.11264 | 0.11264 | 0.11264 | 0.11264 | 0.11264 | 0.11264 | 0.11264 | 0.11264 | 0.11264 | 0.11264 | 0.11264 | 0.11264 | 0.11264 | 0.11264 | 0.11264 | 0.11264 | 0.11264 | 0.11264 | 0.11264 | 0.11264 | 0.11264 | 0.11264 | 0.11264
F4_Commercial_Office (WA)_Existing_Food Preparation_Natural Gas_Steamer_E3 | F4 | Commercial | Office (WA) | Existing | Food Preparation | Natural Gas | Steamer | E3 | Utility - Cost of Equipment | 0 | 0 | 0 | 0 | 0 | 0 | 0 | 0 | 0 | 0 | 0 | 0 | 0 | 0 | 0 | 0 | 0 | 0 | 0 | 0 | 0 | 0 | 0 | 0 | 0 | 0 | 0
F4_Commercial_Office (WA)_Existing_Food Preparation_Natural Gas_Steamer_E4 | F4 | Commercial | Office (WA) | Existing | Food Preparation | Natural Gas | Steamer | E4 | Utility - Cost of Equipment | 0 | 0 | 0 | 0 | 0 | 0 | 0 | 0 | 0 | 0 | 0 | 0 | 0 | 0 | 0 | 0 | 0 | 0 | 0 | 0 | 0 | 0 | 0 | 0 | 0 | 0 | 0
F4_Commercial_Office (WA)_Existing_Food Preparation_Natural Gas_Steamer_E5 | F4 | Commercial | Office (WA) | Existing | Food Preparation | Natural Gas | Steamer | E5 | Utility - Cost of Equipment | 0 | 0 | 0 | 0 | 0 | 0 | 0 | 0 | 0 | 0 | 0 | 0 | 0 | 0 | 0 | 0 | 0 | 0 | 0 | 0 | 0 | 0 | 0 | 0 | 0 | 0 | 0
F4_Commercial_Office (WA)_Existing_Food Preparation_Natural Gas_Steamer_E6 | F4 | Commercial | Office (WA) | Existing | Food Preparation | Natural Gas | Steamer | E6 | Utility - Cost of Equipment | 0 | 0 | 0 | 0 | 0 | 0 | 0 | 0 | 0 | 0 | 0 | 0 | 0 | 0 | 0 | 0 | 0 | 0 | 0 | 0 | 0 | 0 | 0 | 0 | 0 | 0 | 0
F4_Commercial_Office (WA)_Existing_Food Preparation_Natural Gas_Steamer_E7 | F4 | Commercial | Office (WA) | Existing | Food Preparation | Natural Gas | Steamer | E7 | Utility - Cost of Equipment | 0 | 0 | 0 | 0 | 0 | 0 | 0 | 0 | 0 | 0 | 0 | 0 | 0 | 0 | 0 | 0 | 0 | 0 | 0 | 0 | 0 | 0 | 0 | 0 | 0 | 0 | 0
F4_Commercial_Office (WA)_Existing_Food Preparation_Natural Gas_Steamer_E8 | F4 | Commercial | Office (WA) | Existing | Food Preparation | Natural Gas | Steamer | E8 | Utility - Cost of Equipment | 0 | 0 | 0 | 0 | 0 | 0 | 0 | 0 | 0 | 0 | 0 | 0 | 0 | 0 | 0 | 0 | 0 | 0 | 0 | 0 | 0 | 0 | 0 | 0 | 0 | 0 | 0
F4_Commercial_Office (WA)_Existing_Food Preparation_Natural Gas_Steamer_E9 | F4 | Commercial | Office (WA) | Existing | Food Preparation | Natural Gas | Steamer | E9 | Utility - Cost of Equipment | 0 | 0 | 0 | 0 | 0 | 0 | 0 | 0 | 0 | 0 | 0 | 0 | 0 | 0 | 0 | 0 | 0 | 0 | 0 | 0 | 0 | 0 | 0 | 0 | 0 | 0 | 0
F4_Commercial_Office (WA)_Existing_Food Preparation_Natural Gas_Steamer_E10 | F4 | Commercial | Office (WA) | Existing | Food Preparation | Natural Gas | Steamer | E10 | Utility - Cost of Equipment | 0 | 0 | 0 | 0 | 0 | 0 | 0 | 0 | 0 | 0 | 0 | 0 | 0 | 0 | 0 | 0 | 0 | 0 | 0 | 0 | 0 | 0 | 0 | 0 | 0 | 0 | 0
F5_Commercial_Office (WA)_Existing_Food Preparation_Natural Gas_Steamer_E1 | F5 | Commercial | Office (WA) | Existing | Food Preparation | Natural Gas | Steamer | E1 | Utility - Cost of Operation | 0.026187 | 0.026847 | 0.027629 | 0.028525 | 0.029538 | 0.030771 | 0.03204 | 0.033297 | 0.034507 | 0.035734 | 0.03671 | 0.037624 | 0.038607 | 0.039568 | 0.040428 | 0.041233 | 0.041954 | 0.042667 | 0.043428 | 0.04417 | 0.044933 | 0.045726 | 0.046527 | 0.047354 | 0.048195 | 0.049051 | 0.049923
F5_Commercial_Office (WA)_Existing_Food Preparation_Natural Gas_Steamer_E2 | F5 | Commercial | Office (WA) | Existing | Food Preparation | Natural Gas | Steamer | E2 | Utility - Cost of Operation | 0.0049408 | 0.0050654 | 0.0052129 | 0.005382 | 0.0055731 | 0.0058058 | 0.0060452 | 0.0062823 | 0.0065106 | 0.006742 | 0.0069262 | 0.0070987 | 0.007284 | 0.0074655 | 0.0076277 | 0.0077796 | 0.0079157 | 0.0080501 | 0.0081937 | 0.0083338 | 0.0084777 | 0.0086273 | 0.0087785 | 0.0089344 | 0.0090932 | 0.0092547 | 0.0094191
F5_Commercial_Office (WA)_Existing_Food Preparation_Natural Gas_Steamer_E3 | F5 | Commercial | Office (WA) | Existing | Food Preparation | Natural Gas | Steamer | E3 | Utility - Cost of Operation | 0 | 0 | 0 | 0 | 0 | 0 | 0 | 0 | 0 | 0 | 0 | 0 | 0 | 0 | 0 | 0 | 0 | 0 | 0 | 0 | 0 | 0 | 0 | 0 | 0 | 0 | 0
F5_Commercial_Office (WA)_Existing_Food Preparation_Natural Gas_Steamer_E4 | F5 | Commercial | Office (WA) | Existing | Food Preparation | Natural Gas | Steamer | E4 | Utility - Cost of Operation | 0 | 0 | 0 | 0 | 0 | 0 | 0 | 0 | 0 | 0 | 0 | 0 | 0 | 0 | 0 | 0 | 0 | 0 | 0 | 0 | 0 | 0 | 0 | 0 | 0 | 0 | 0
F5_Commercial_Office (WA)_Existing_Food Preparation_Natural Gas_Steamer_E5 | F5 | Commercial | Office (WA) | Existing | Food Preparation | Natural Gas | Steamer | E5 | Utility - Cost of Operation | 0 | 0 | 0 | 0 | 0 | 0 | 0 | 0 | 0 | 0 | 0 | 0 | 0 | 0 | 0 | 0 | 0 | 0 | 0 | 0 | 0 | 0 | 0 | 0 | 0 | 0 | 0
F5_Commercial_Office (WA)_Existing_Food Preparation_Natural Gas_Steamer_E6 | F5 | Commercial | Office (WA) | Existing | Food Preparation | Natural Gas | Steamer | E6 | Utility - Cost of Operation | 0 | 0 | 0 | 0 | 0 | 0 | 0 | 0 | 0 | 0 | 0 | 0 | 0 | 0 | 0 | 0 | 0 | 0 | 0 | 0 | 0 | 0 | 0 | 0 | 0 | 0 | 0
F5_Commercial_Office (WA)_Existing_Food Preparation_Natural Gas_Steamer_E7 | F5 | Commercial | Office (WA) | Existing | Food Preparation | Natural Gas | Steamer | E7 | Utility - Cost of Operation | 0 | 0 | 0 | 0 | 0 | 0 | 0 | 0 | 0 | 0 | 0 | 0 | 0 | 0 | 0 | 0 | 0 | 0 | 0 | 0 | 0 | 0 | 0 | 0 | 0 | 0 | 0
F5_Commercial_Office (WA)_Existing_Food Preparation_Natural Gas_Steamer_E8 | F5 | Commercial | Office (WA) | Existing | Food Preparation | Natural Gas | Steamer | E8 | Utility - Cost of Operation | 0 | 0 | 0 | 0 | 0 | 0 | 0 | 0 | 0 | 0 | 0 | 0 | 0 | 0 | 0 | 0 | 0 | 0 | 0 | 0 | 0 | 0 | 0 | 0 | 0 | 0 | 0
F5_Commercial_Office (WA)_Existing_Food Preparation_Natural Gas_Steamer_E9 | F5 | Commercial | Office (WA) | Existing | Food Preparation | Natural Gas | Steamer | E9 | Utility - Cost of Operation | 0 | 0 | 0 | 0 | 0 | 0 | 0 | 0 | 0 | 0 | 0 | 0 | 0 | 0 | 0 | 0 | 0 | 0 | 0 | 0 | 0 | 0 | 0 | 0 | 0 | 0 | 0
F5_Commercial_Office (WA)_Existing_Food Preparation_Natural Gas_Steamer_E10 | F5 | Commercial | Office (WA) | Existing | Food Preparation | Natural Gas | Steamer | E10 | Utility - Cost of Operation | 0 | 0 | 0 | 0 | 0 | 0 | 0 | 0 | 0 | 0 | 0 | 0 | 0 | 0 | 0 | 0 | 0 | 0 | 0 | 0 | 0 | 0 | 0 | 0 | 0 | 0 | 0
F6_Commercial_Office (WA)_Existing_Food Preparation_Natural Gas_Steamer_E1 | F6 | Commercial | Office (WA) | Existing | Food Preparation | Natural Gas | Steamer | E1 | Utility - Value of Sales | 0.030843 | 0.031426 | 0.03211 | 0.032907 | 0.03382 | 0.03496 | 0.036103 | 0.037189 | 0.038171 | 0.039124 | 0.04011 | 0.041007 | 0.041954 | 0.04285 | 0.04362 | 0.044315 | 0.044903 | 0.045465 | 0.046062 | 0.04662 | 0.04718 | 0.048012 | 0.048854 | 0.049722 | 0.050605 | 0.051504 | 0.052419
F6_Commercial_Office (WA)_Existing_Food Preparation_Natural Gas_Steamer_E2 | F6 | Commercial | Office (WA) | Existing | Food Preparation | Natural Gas | Steamer | E2 | Utility - Value of Sales | 0.0058193 | 0.0059292 | 0.0060583 | 0.0062087 | 0.006381 | 0.0065961 | 0.0068118 | 0.0070166 | 0.0072019 | 0.0073816 | 0.0075678 | 0.007737 | 0.0079156 | 0.0080846 | 0.0082299 | 0.0083611 | 0.0084721 | 0.0085781 | 0.0086908 | 0.008796 | 0.0089016 | 0.0090587 | 0.0092174 | 0.0093812 | 0.0095478 | 0.0097174 | 0.0098901
F6_Commercial_Office (WA)_Existing_Food Preparation_Natural Gas_Steamer_E3 | F6 | Commercial | Office (WA) | Existing | Food Preparation | Natural Gas | Steamer | E3 | Utility - Value of Sales | 0 | 0 | 0 | 0 | 0 | 0 | 0 | 0 | 0 | 0 | 0 | 0 | 0 | 0 | 0 | 0 | 0 | 0 | 0 | 0 | 0 | 0 | 0 | 0 | 0 | 0 | 0
F6_Commercial_Office (WA)_Existing_Food Preparation_Natural Gas_Steamer_E4 | F6 | Commercial | Office (WA) | Existing | Food Preparation | Natural Gas | Steamer | E4 | Utility - Value of Sales | 0 | 0 | 0 | 0 | 0 | 0 | 0 | 0 | 0 | 0 | 0 | 0 | 0 | 0 | 0 | 0 | 0 | 0 | 0 | 0 | 0 | 0 | 0 | 0 | 0 | 0 | 0
F6_Commercial_Office (WA)_Existing_Food Preparation_Natural Gas_Steamer_E5 | F6 | Commercial | Office (WA) | Existing | Food Preparation | Natural Gas | Steamer | E5 | Utility - Value of Sales | 0 | 0 | 0 | 0 | 0 | 0 | 0 | 0 | 0 | 0 | 0 | 0 | 0 | 0 | 0 | 0 | 0 | 0 | 0 | 0 | 0 | 0 | 0 | 0 | 0 | 0 | 0
F6_Commercial_Office (WA)_Existing_Food Preparation_Natural Gas_Steamer_E6 | F6 | Commercial | Office (WA) | Existing | Food Preparation | Natural Gas | Steamer | E6 | Utility - Value of Sales | 0 | 0 | 0 | 0 | 0 | 0 | 0 | 0 | 0 | 0 | 0 | 0 | 0 | 0 | 0 | 0 | 0 | 0 | 0 | 0 | 0 | 0 | 0 | 0 | 0 | 0 | 0
F6_Commercial_Office (WA)_Existing_Food Preparation_Natural Gas_Steamer_E7 | F6 | Commercial | Office (WA) | Existing | Food Preparation | Natural Gas | Steamer | E7 | Utility - Value of Sales | 0 | 0 | 0 | 0 | 0 | 0 | 0 | 0 | 0 | 0 | 0 | 0 | 0 | 0 | 0 | 0 | 0 | 0 | 0 | 0 | 0 | 0 | 0 | 0 | 0 | 0 | 0
F6_Commercial_Office (WA)_Existing_Food Preparation_Natural Gas_Steamer_E8 | F6 | Commercial | Office (WA) | Existing | Food Preparation | Natural Gas | Steamer | E8 | Utility - Value of Sales | 0 | 0 | 0 | 0 | 0 | 0 | 0 | 0 | 0 | 0 | 0 | 0 | 0 | 0 | 0 | 0 | 0 | 0 | 0 | 0 | 0 | 0 | 0 | 0 | 0 | 0 | 0
F6_Commercial_Office (WA)_Existing_Food Preparation_Natural Gas_Steamer_E9 | F6 | Commercial | Office (WA) | Existing | Food Preparation | Natural Gas | Steamer | E9 | Utility - Value of Sales | 0 | 0 | 0 | 0 | 0 | 0 | 0 | 0 | 0 | 0 | 0 | 0 | 0 | 0 | 0 | 0 | 0 | 0 | 0 | 0 | 0 | 0 | 0 | 0 | 0 | 0 | 0
F6_Commercial_Office (WA)_Existing_Food Preparation_Natural Gas_Steamer_E10 | F6 | Commercial | Office (WA) | Existing | Food Preparation | Natural Gas | Steamer | E10 | Utility - Value of Sales | 0 | 0 | 0 | 0 | 0 | 0 | 0 | 0 | 0 | 0 | 0 | 0 | 0 | 0 | 0 | 0 | 0 | 0 | 0 | 0 | 0 | 0 | 0 | 0 | 0 | 0 | 0
F1_Commercial_Office (WA)_Existing_Food Preparation_Natural Gas_Food Prep Other_E1 | F1 | Commercial | Office (WA) | Existing | Food Preparation | Natural Gas | Food Prep Other | E1 | RVT - Cost of Equipment | 0.0017624 | 0.0017624 | 0.0017624 | 0.0017624 | 0.0017624 | 0.0017624 | 0.0017624 | 0.0017624 | 0.0017624 | 0.0017624 | 0.0017624 | 0.0017624 | 0.0017624 | 0.0017624 | 0.0017624 | 0.0017624 | 0.0017624 | 0.0017624 | 0.0017624 | 0.0017624 | 0.0017624 | 0.0017624 | 0.0017624 | 0.0017624 | 0.0017624 | 0.0017624 | 0.0017624
F1_Commercial_Office (WA)_Existing_Food Preparation_Natural Gas_Food Prep Other_E2 | F1 | Commercial | Office (WA) | Existing | Food Preparation | Natural Gas | Food Prep Other | E2 | RVT - Cost of Equipment | 0.0017642 | 0.0017642 | 0.0017642 | 0.0017642 | 0.0017642 | 0.0017642 | 0.0017642 | 0.0017642 | 0.0017642 | 0.0017642 | 0.0017642 | 0.0017642 | 0.0017642 | 0.0017642 | 0.0017642 | 0.0017642 | 0.0017642 | 0.0017642 | 0.0017642 | 0.0017642 | 0.0017642 | 0.0017642 | 0.0017642 | 0.0017642 | 0.0017642 | 0.0017642 | 0.0017642
F1_Commercial_Office (WA)_Existing_Food Preparation_Natural Gas_Food Prep Other_E3 | F1 | Commercial | Office (WA) | Existing | Food Preparation | Natural Gas | Food Prep Other | E3 | RVT - Cost of Equipment | 0 | 0 | 0 | 0 | 0 | 0 | 0 | 0 | 0 | 0 | 0 | 0 | 0 | 0 | 0 | 0 | 0 | 0 | 0 | 0 | 0 | 0 | 0 | 0 | 0 | 0 | 0
F1_Commercial_Office (WA)_Existing_Food Preparation_Natural Gas_Food Prep Other_E4 | F1 | Commercial | Office (WA) | Existing | Food Preparation | Natural Gas | Food Prep Other | E4 | RVT - Cost of Equipment | 0 | 0 | 0 | 0 | 0 | 0 | 0 | 0 | 0 | 0 | 0 | 0 | 0 | 0 | 0 | 0 | 0 | 0 | 0 | 0 | 0 | 0 | 0 | 0 | 0 | 0 | 0
F1_Commercial_Office (WA)_Existing_Food Preparation_Natural Gas_Food Prep Other_E5 | F1 | Commercial | Office (WA) | Existing | Food Preparation | Natural Gas | Food Prep Other | E5 | RVT - Cost of Equipment | 0 | 0 | 0 | 0 | 0 | 0 | 0 | 0 | 0 | 0 | 0 | 0 | 0 | 0 | 0 | 0 | 0 | 0 | 0 | 0 | 0 | 0 | 0 | 0 | 0 | 0 | 0
F1_Commercial_Office (WA)_Existing_Food Preparation_Natural Gas_Food Prep Other_E6 | F1 | Commercial | Office (WA) | Existing | Food Preparation | Natural Gas | Food Prep Other | E6 | RVT - Cost of Equipment | 0 | 0 | 0 | 0 | 0 | 0 | 0 | 0 | 0 | 0 | 0 | 0 | 0 | 0 | 0 | 0 | 0 | 0 | 0 | 0 | 0 | 0 | 0 | 0 | 0 | 0 | 0
F1_Commercial_Office (WA)_Existing_Food Preparation_Natural Gas_Food Prep Other_E7 | F1 | Commercial | Office (WA) | Existing | Food Preparation | Natural Gas | Food Prep Other | E7 | RVT - Cost of Equipment | 0 | 0 | 0 | 0 | 0 | 0 | 0 | 0 | 0 | 0 | 0 | 0 | 0 | 0 | 0 | 0 | 0 | 0 | 0 | 0 | 0 | 0 | 0 | 0 | 0 | 0 | 0
F1_Commercial_Office (WA)_Existing_Food Preparation_Natural Gas_Food Prep Other_E8 | F1 | Commercial | Office (WA) | Existing | Food Preparation | Natural Gas | Food Prep Other | E8 | RVT - Cost of Equipment | 0 | 0 | 0 | 0 | 0 | 0 | 0 | 0 | 0 | 0 | 0 | 0 | 0 | 0 | 0 | 0 | 0 | 0 | 0 | 0 | 0 | 0 | 0 | 0 | 0 | 0 | 0
F1_Commercial_Office (WA)_Existing_Food Preparation_Natural Gas_Food Prep Other_E9 | F1 | Commercial | Office (WA) | Existing | Food Preparation | Natural Gas | Food Prep Other | E9 | RVT - Cost of Equipment | 0 | 0 | 0 | 0 | 0 | 0 | 0 | 0 | 0 | 0 | 0 | 0 | 0 | 0 | 0 | 0 | 0 | 0 | 0 | 0 | 0 | 0 | 0 | 0 | 0 | 0 | 0
F1_Commercial_Office (WA)_Existing_Food Preparation_Natural Gas_Food Prep Other_E10 | F1 | Commercial | Office (WA) | Existing | Food Preparation | Natural Gas | Food Prep Other | E10 | RVT - Cost of Equipment | 0 | 0 | 0 | 0 | 0 | 0 | 0 | 0 | 0 | 0 | 0 | 0 | 0 | 0 | 0 | 0 | 0 | 0 | 0 | 0 | 0 | 0 | 0 | 0 | 0 | 0 | 0
F2_Commercial_Office (WA)_Existing_Food Preparation_Natural Gas_Food Prep Other_E1 | F2 | Commercial | Office (WA) | Existing | Food Preparation | Natural Gas | Food Prep Other | E1 | RVT - Cost of Operation | 0.0065156 | 0.0066241 | 0.0067562 | 0.0069169 | 0.007108 | 0.0073606 | 0.0076197 | 0.0078704 | 0.0081011 | 0.0083227 | 0.0085503 | 0.0087536 | 0.0089657 | 0.0091617 | 0.0093268 | 0.0094731 | 0.0095931 | 0.0097062 | 0.0098275 | 0.0099388 | 0.01005 | 0.010227 | 0.010406 | 0.010591 | 0.010779 | 0.010971 | 0.011166
F2_Commercial_Office (WA)_Existing_Food Preparation_Natural Gas_Food Prep Other_E2 | F2 | Commercial | Office (WA) | Existing | Food Preparation | Natural Gas | Food Prep Other | E2 | RVT - Cost of Operation | 0.0065156 | 0.006624 | 0.0067562 | 0.0069168 | 0.0071079 | 0.0073605 | 0.0076197 | 0.0078703 | 0.0081011 | 0.0083226 | 0.0085503 | 0.0087536 | 0.0089657 | 0.0091617 | 0.0093268 | 0.0094731 | 0.009593 | 0.0097061 | 0.0098274 | 0.0099387 | 0.01005 | 0.010227 | 0.010406 | 0.010591 | 0.010779 | 0.010971 | 0.011166
F2_Commercial_Office (WA)_Existing_Food Preparation_Natural Gas_Food Prep Other_E3 | F2 | Commercial | Office (WA) | Existing | Food Preparation | Natural Gas | Food Prep Other | E3 | RVT - Cost of Operation | 0 | 0 | 0 | 0 | 0 | 0 | 0 | 0 | 0 | 0 | 0 | 0 | 0 | 0 | 0 | 0 | 0 | 0 | 0 | 0 | 0 | 0 | 0 | 0 | 0 | 0 | 0
F2_Commercial_Office (WA)_Existing_Food Preparation_Natural Gas_Food Prep Other_E4 | F2 | Commercial | Office (WA) | Existing | Food Preparation | Natural Gas | Food Prep Other | E4 | RVT - Cost of Operation | 0 | 0 | 0 | 0 | 0 | 0 | 0 | 0 | 0 | 0 | 0 | 0 | 0 | 0 | 0 | 0 | 0 | 0 | 0 | 0 | 0 | 0 | 0 | 0 | 0 | 0 | 0
F2_Commercial_Office (WA)_Existing_Food Preparation_Natural Gas_Food Prep Other_E5 | F2 | Commercial | Office (WA) | Existing | Food Preparation | Natural Gas | Food Prep Other | E5 | RVT - Cost of Operation | 0 | 0 | 0 | 0 | 0 | 0 | 0 | 0 | 0 | 0 | 0 | 0 | 0 | 0 | 0 | 0 | 0 | 0 | 0 | 0 | 0 | 0 | 0 | 0 | 0 | 0 | 0
F2_Commercial_Office (WA)_Existing_Food Preparation_Natural Gas_Food Prep Other_E6 | F2 | Commercial | Office (WA) | Existing | Food Preparation | Natural Gas | Food Prep Other | E6 | RVT - Cost of Operation | 0 | 0 | 0 | 0 | 0 | 0 | 0 | 0 | 0 | 0 | 0 | 0 | 0 | 0 | 0 | 0 | 0 | 0 | 0 | 0 | 0 | 0 | 0 | 0 | 0 | 0 | 0
F2_Commercial_Office (WA)_Existing_Food Preparation_Natural Gas_Food Prep Other_E7 | F2 | Commercial | Office (WA) | Existing | Food Preparation | Natural Gas | Food Prep Other | E7 | RVT - Cost of Operation | 0 | 0 | 0 | 0 | 0 | 0 | 0 | 0 | 0 | 0 | 0 | 0 | 0 | 0 | 0 | 0 | 0 | 0 | 0 | 0 | 0 | 0 | 0 | 0 | 0 | 0 | 0
F2_Commercial_Office (WA)_Existing_Food Preparation_Natural Gas_Food Prep Other_E8 | F2 | Commercial | Office (WA) | Existing | Food Preparation | Natural Gas | Food Prep Other | E8 | RVT - Cost of Operation | 0 | 0 | 0 | 0 | 0 | 0 | 0 | 0 | 0 | 0 | 0 | 0 | 0 | 0 | 0 | 0 | 0 | 0 | 0 | 0 | 0 | 0 | 0 | 0 | 0 | 0 | 0
F2_Commercial_Office (WA)_Existing_Food Preparation_Natural Gas_Food Prep Other_E9 | F2 | Commercial | Office (WA) | Existing | Food Preparation | Natural Gas | Food Prep Other | E9 | RVT - Cost of Operation | 0 | 0 | 0 | 0 | 0 | 0 | 0 | 0 | 0 | 0 | 0 | 0 | 0 | 0 | 0 | 0 | 0 | 0 | 0 | 0 | 0 | 0 | 0 | 0 | 0 | 0 | 0
F2_Commercial_Office (WA)_Existing_Food Preparation_Natural Gas_Food Prep Other_E10 | F2 | Commercial | Office (WA) | Existing | Food Preparation | Natural Gas | Food Prep Other | E10 | RVT - Cost of Operation | 0 | 0 | 0 | 0 | 0 | 0 | 0 | 0 | 0 | 0 | 0 | 0 | 0 | 0 | 0 | 0 | 0 | 0 | 0 | 0 | 0 | 0 | 0 | 0 | 0 | 0 | 0
F3_Commercial_Office (WA)_Existing_Food Preparation_Natural Gas_Food Prep Other_E1 | F3 | Commercial | Office (WA) | Existing | Food Preparation | Natural Gas | Food Prep Other | E1 | System - kBTUs of Consumption | 1.5793 | 1.5793 | 1.5793 | 1.5793 | 1.5793 | 1.5793 | 1.5793 | 1.5793 | 1.5793 | 1.5793 | 1.5793 | 1.5793 | 1.5793 | 1.5793 | 1.5793 | 1.5793 | 1.5793 | 1.5793 | 1.5793 | 1.5793 | 1.5793 | 1.5793 | 1.5793 | 1.5793 | 1.5793 | 1.5793 | 1.5793
F3_Commercial_Office (WA)_Existing_Food Preparation_Natural Gas_Food Prep Other_E2 | F3 | Commercial | Office (WA) | Existing | Food Preparation | Natural Gas | Food Prep Other | E2 | System - kBTUs of Consumption | 1.5793 | 1.5793 | 1.5793 | 1.5793 | 1.5793 | 1.5793 | 1.5793 | 1.5793 | 1.5793 | 1.5793 | 1.5793 | 1.5793 | 1.5793 | 1.5793 | 1.5793 | 1.5793 | 1.5793 | 1.5793 | 1.5793 | 1.5793 | 1.5793 | 1.5793 | 1.5793 | 1.5793 | 1.5793 | 1.5793 | 1.5793
F3_Commercial_Office (WA)_Existing_Food Preparation_Natural Gas_Food Prep Other_E3 | F3 | Commercial | Office (WA) | Existing | Food Preparation | Natural Gas | Food Prep Other | E3 | System - kBTUs of Consumption | 0 | 0 | 0 | 0 | 0 | 0 | 0 | 0 | 0 | 0 | 0 | 0 | 0 | 0 | 0 | 0 | 0 | 0 | 0 | 0 | 0 | 0 | 0 | 0 | 0 | 0 | 0
F3_Commercial_Office (WA)_Existing_Food Preparation_Natural Gas_Food Prep Other_E4 | F3 | Commercial | Office (WA) | Existing | Food Preparation | Natural Gas | Food Prep Other | E4 | System - kBTUs of Consumption | 0 | 0 | 0 | 0 | 0 | 0 | 0 | 0 | 0 | 0 | 0 | 0 | 0 | 0 | 0 | 0 | 0 | 0 | 0 | 0 | 0 | 0 | 0 | 0 | 0 | 0 | 0
F3_Commercial_Office (WA)_Existing_Food Preparation_Natural Gas_Food Prep Other_E5 | F3 | Commercial | Office (WA) | Existing | Food Preparation | Natural Gas | Food Prep Other | E5 | System - kBTUs of Consumption | 0 | 0 | 0 | 0 | 0 | 0 | 0 | 0 | 0 | 0 | 0 | 0 | 0 | 0 | 0 | 0 | 0 | 0 | 0 | 0 | 0 | 0 | 0 | 0 | 0 | 0 | 0
F3_Commercial_Office (WA)_Existing_Food Preparation_Natural Gas_Food Prep Other_E6 | F3 | Commercial | Office (WA) | Existing | Food Preparation | Natural Gas | Food Prep Other | E6 | System - kBTUs of Consumption | 0 | 0 | 0 | 0 | 0 | 0 | 0 | 0 | 0 | 0 | 0 | 0 | 0 | 0 | 0 | 0 | 0 | 0 | 0 | 0 | 0 | 0 | 0 | 0 | 0 | 0 | 0
F3_Commercial_Office (WA)_Existing_Food Preparation_Natural Gas_Food Prep Other_E7 | F3 | Commercial | Office (WA) | Existing | Food Preparation | Natural Gas | Food Prep Other | E7 | System - kBTUs of Consumption | 0 | 0 | 0 | 0 | 0 | 0 | 0 | 0 | 0 | 0 | 0 | 0 | 0 | 0 | 0 | 0 | 0 | 0 | 0 | 0 | 0 | 0 | 0 | 0 | 0 | 0 | 0
F3_Commercial_Office (WA)_Existing_Food Preparation_Natural Gas_Food Prep Other_E8 | F3 | Commercial | Office (WA) | Existing | Food Preparation | Natural Gas | Food Prep Other | E8 | System - kBTUs of Consumption | 0 | 0 | 0 | 0 | 0 | 0 | 0 | 0 | 0 | 0 | 0 | 0 | 0 | 0 | 0 | 0 | 0 | 0 | 0 | 0 | 0 | 0 | 0 | 0 | 0 | 0 | 0
F3_Commercial_Office (WA)_Existing_Food Preparation_Natural Gas_Food Prep Other_E9 | F3 | Commercial | Office (WA) | Existing | Food Preparation | Natural Gas | Food Prep Other | E9 | System - kBTUs of Consumption | 0 | 0 | 0 | 0 | 0 | 0 | 0 | 0 | 0 | 0 | 0 | 0 | 0 | 0 | 0 | 0 | 0 | 0 | 0 | 0 | 0 | 0 | 0 | 0 | 0 | 0 | 0
F3_Commercial_Office (WA)_Existing_Food Preparation_Natural Gas_Food Prep Other_E10 | F3 | Commercial | Office (WA) | Existing | Food Preparation | Natural Gas | Food Prep Other | E10 | System - kBTUs of Consumption | 0 | 0 | 0 | 0 | 0 | 0 | 0 | 0 | 0 | 0 | 0 | 0 | 0 | 0 | 0 | 0 | 0 | 0 | 0 | 0 | 0 | 0 | 0 | 0 | 0 | 0 | 0
F4_Commercial_Office (WA)_Existing_Food Preparation_Natural Gas_Food Prep Other_E1 | F4 | Commercial | Office (WA) | Existing | Food Preparation | Natural Gas | Food Prep Other | E1 | Utility - Cost of Equipment | 0.0017624 | 0.0017624 | 0.0017624 | 0.0017624 | 0.0017624 | 0.0017624 | 0.0017624 | 0.0017624 | 0.0017624 | 0.0017624 | 0.0017624 | 0.0017624 | 0.0017624 | 0.0017624 | 0.0017624 | 0.0017624 | 0.0017624 | 0.0017624 | 0.0017624 | 0.0017624 | 0.0017624 | 0.0017624 | 0.0017624 | 0.0017624 | 0.0017624 | 0.0017624 | 0.0017624
F4_Commercial_Office (WA)_Existing_Food Preparation_Natural Gas_Food Prep Other_E2 | F4 | Commercial | Office (WA) | Existing | Food Preparation | Natural Gas | Food Prep Other | E2 | Utility - Cost of Equipment | 0.0017642 | 0.0017642 | 0.0017642 | 0.0017642 | 0.0017642 | 0.0017642 | 0.0017642 | 0.0017642 | 0.0017642 | 0.0017642 | 0.0017642 | 0.0017642 | 0.0017642 | 0.0017642 | 0.0017642 | 0.0017642 | 0.0017642 | 0.0017642 | 0.0017642 | 0.0017642 | 0.0017642 | 0.0017642 | 0.0017642 | 0.0017642 | 0.0017642 | 0.0017642 | 0.0017642
F4_Commercial_Office (WA)_Existing_Food Preparation_Natural Gas_Food Prep Other_E3 | F4 | Commercial | Office (WA) | Existing | Food Preparation | Natural Gas | Food Prep Other | E3 | Utility - Cost of Equipment | 0 | 0 | 0 | 0 | 0 | 0 | 0 | 0 | 0 | 0 | 0 | 0 | 0 | 0 | 0 | 0 | 0 | 0 | 0 | 0 | 0 | 0 | 0 | 0 | 0 | 0 | 0
F4_Commercial_Office (WA)_Existing_Food Preparation_Natural Gas_Food Prep Other_E4 | F4 | Commercial | Office (WA) | Existing | Food Preparation | Natural Gas | Food Prep Other | E4 | Utility - Cost of Equipment | 0 | 0 | 0 | 0 | 0 | 0 | 0 | 0 | 0 | 0 | 0 | 0 | 0 | 0 | 0 | 0 | 0 | 0 | 0 | 0 | 0 | 0 | 0 | 0 | 0 | 0 | 0
F4_Commercial_Office (WA)_Existing_Food Preparation_Natural Gas_Food Prep Other_E5 | F4 | Commercial | Office (WA) | Existing | Food Preparation | Natural Gas | Food Prep Other | E5 | Utility - Cost of Equipment | 0 | 0 | 0 | 0 | 0 | 0 | 0 | 0 | 0 | 0 | 0 | 0 | 0 | 0 | 0 | 0 | 0 | 0 | 0 | 0 | 0 | 0 | 0 | 0 | 0 | 0 | 0
F4_Commercial_Office (WA)_Existing_Food Preparation_Natural Gas_Food Prep Other_E6 | F4 | Commercial | Office (WA) | Existing | Food Preparation | Natural Gas | Food Prep Other | E6 | Utility - Cost of Equipment | 0 | 0 | 0 | 0 | 0 | 0 | 0 | 0 | 0 | 0 | 0 | 0 | 0 | 0 | 0 | 0 | 0 | 0 | 0 | 0 | 0 | 0 | 0 | 0 | 0 | 0 | 0
F4_Commercial_Office (WA)_Existing_Food Preparation_Natural Gas_Food Prep Other_E7 | F4 | Commercial | Office (WA) | Existing | Food Preparation | Natural Gas | Food Prep Other | E7 | Utility - Cost of Equipment | 0 | 0 | 0 | 0 | 0 | 0 | 0 | 0 | 0 | 0 | 0 | 0 | 0 | 0 | 0 | 0 | 0 | 0 | 0 | 0 | 0 | 0 | 0 | 0 | 0 | 0 | 0
F4_Commercial_Office (WA)_Existing_Food Preparation_Natural Gas_Food Prep Other_E8 | F4 | Commercial | Office (WA) | Existing | Food Preparation | Natural Gas | Food Prep Other | E8 | Utility - Cost of Equipment | 0 | 0 | 0 | 0 | 0 | 0 | 0 | 0 | 0 | 0 | 0 | 0 | 0 | 0 | 0 | 0 | 0 | 0 | 0 | 0 | 0 | 0 | 0 | 0 | 0 | 0 | 0
F4_Commercial_Office (WA)_Existing_Food Preparation_Natural Gas_Food Prep Other_E9 | F4 | Commercial | Office (WA) | Existing | Food Preparation | Natural Gas | Food Prep Other | E9 | Utility - Cost of Equipment | 0 | 0 | 0 | 0 | 0 | 0 | 0 | 0 | 0 | 0 | 0 | 0 | 0 | 0 | 0 | 0 | 0 | 0 | 0 | 0 | 0 | 0 | 0 | 0 | 0 | 0 | 0
F4_Commercial_Office (WA)_Existing_Food Preparation_Natural Gas_Food Prep Other_E10 | F4 | Commercial | Office (WA) | Existing | Food Preparation | Natural Gas | Food Prep Other | E10 | Utility - Cost of Equipment | 0 | 0 | 0 | 0 | 0 | 0 | 0 | 0 | 0 | 0 | 0 | 0 | 0 | 0 | 0 | 0 | 0 | 0 | 0 | 0 | 0 | 0 | 0 | 0 | 0 | 0 | 0
F5_Commercial_Office (WA)_Existing_Food Preparation_Natural Gas_Food Prep Other_E1 | F5 | Commercial | Office (WA) | Existing | Food Preparation | Natural Gas | Food Prep Other | E1 | Utility - Cost of Operation | 0.0054772 | 0.0056037 | 0.0057627 | 0.0059504 | 0.0061686 | 0.0064438 | 0.0067304 | 0.0070162 | 0.0072918 | 0.0075713 | 0.0077894 | 0.0079922 | 0.008211 | 0.0084241 | 0.008612 | 0.008786 | 0.0089394 | 0.0090902 | 0.0092525 | 0.0094098 | 0.0095716 | 0.0097403 | 0.0099107 | 0.010087 | 0.010266 | 0.010448 | 0.010634
F5_Commercial_Office (WA)_Existing_Food Preparation_Natural Gas_Food Prep Other_E2 | F5 | Commercial | Office (WA) | Existing | Food Preparation | Natural Gas | Food Prep Other | E2 | Utility - Cost of Operation | 0.0054772 | 0.0056036 | 0.0057627 | 0.0059503 | 0.0061685 | 0.0064437 | 0.0067303 | 0.0070161 | 0.0072918 | 0.0075712 | 0.0077893 | 0.0079922 | 0.0082109 | 0.008424 | 0.0086119 | 0.0087859 | 0.0089393 | 0.0090902 | 0.0092524 | 0.0094097 | 0.0095715 | 0.0097402 | 0.0099106 | 0.010087 | 0.010266 | 0.010448 | 0.010634
F5_Commercial_Office (WA)_Existing_Food Preparation_Natural Gas_Food Prep Other_E3 | F5 | Commercial | Office (WA) | Existing | Food Preparation | Natural Gas | Food Prep Other | E3 | Utility - Cost of Operation | 0 | 0 | 0 | 0 | 0 | 0 | 0 | 0 | 0 | 0 | 0 | 0 | 0 | 0 | 0 | 0 | 0 | 0 | 0 | 0 | 0 | 0 | 0 | 0 | 0 | 0 | 0
F5_Commercial_Office (WA)_Existing_Food Preparation_Natural Gas_Food Prep Other_E4 | F5 | Commercial | Office (WA) | Existing | Food Preparation | Natural Gas | Food Prep Other | E4 | Utility - Cost of Operation | 0 | 0 | 0 | 0 | 0 | 0 | 0 | 0 | 0 | 0 | 0 | 0 | 0 | 0 | 0 | 0 | 0 | 0 | 0 | 0 | 0 | 0 | 0 | 0 | 0 | 0 | 0
F5_Commercial_Office (WA)_Existing_Food Preparation_Natural Gas_Food Prep Other_E5 | F5 | Commercial | Office (WA) | Existing | Food Preparation | Natural Gas | Food Prep Other | E5 | Utility - Cost of Operation | 0 | 0 | 0 | 0 | 0 | 0 | 0 | 0 | 0 | 0 | 0 | 0 | 0 | 0 | 0 | 0 | 0 | 0 | 0 | 0 | 0 | 0 | 0 | 0 | 0 | 0 | 0
F5_Commercial_Office (WA)_Existing_Food Preparation_Natural Gas_Food Prep Other_E6 | F5 | Commercial | Office (WA) | Existing | Food Preparation | Natural Gas | Food Prep Other | E6 | Utility - Cost of Operation | 0 | 0 | 0 | 0 | 0 | 0 | 0 | 0 | 0 | 0 | 0 | 0 | 0 | 0 | 0 | 0 | 0 | 0 | 0 | 0 | 0 | 0 | 0 | 0 | 0 | 0 | 0
F5_Commercial_Office (WA)_Existing_Food Preparation_Natural Gas_Food Prep Other_E7 | F5 | Commercial | Office (WA) | Existing | Food Preparation | Natural Gas | Food Prep Other | E7 | Utility - Cost of Operation | 0 | 0 | 0 | 0 | 0 | 0 | 0 | 0 | 0 | 0 | 0 | 0 | 0 | 0 | 0 | 0 | 0 | 0 | 0 | 0 | 0 | 0 | 0 | 0 | 0 | 0 | 0
F5_Commercial_Office (WA)_Existing_Food Preparation_Natural Gas_Food Prep Other_E8 | F5 | Commercial | Office (WA) | Existing | Food Preparation | Natural Gas | Food Prep Other | E8 | Utility - Cost of Operation | 0 | 0 | 0 | 0 | 0 | 0 | 0 | 0 | 0 | 0 | 0 | 0 | 0 | 0 | 0 | 0 | 0 | 0 | 0 | 0 | 0 | 0 | 0 | 0 | 0 | 0 | 0
F5_Commercial_Office (WA)_Existing_Food Preparation_Natural Gas_Food Prep Other_E9 | F5 | Commercial | Office (WA) | Existing | Food Preparation | Natural Gas | Food Prep Other | E9 | Utility - Cost of Operation | 0 | 0 | 0 | 0 | 0 | 0 | 0 | 0 | 0 | 0 | 0 | 0 | 0 | 0 | 0 | 0 | 0 | 0 | 0 | 0 | 0 | 0 | 0 | 0 | 0 | 0 | 0
F5_Commercial_Office (WA)_Existing_Food Preparation_Natural Gas_Food Prep Other_E10 | F5 | Commercial | Office (WA) | Existing | Food Preparation | Natural Gas | Food Prep Other | E10 | Utility - Cost of Operation | 0 | 0 | 0 | 0 | 0 | 0 | 0 | 0 | 0 | 0 | 0 | 0 | 0 | 0 | 0 | 0 | 0 | 0 | 0 | 0 | 0 | 0 | 0 | 0 | 0 | 0 | 0
F6_Commercial_Office (WA)_Existing_Food Preparation_Natural Gas_Food Prep Other_E1 | F6 | Commercial | Office (WA) | Existing | Food Preparation | Natural Gas | Food Prep Other | E1 | Utility - Value of Sales | 0.0065156 | 0.0066241 | 0.0067562 | 0.0069169 | 0.007108 | 0.0073606 | 0.0076197 | 0.0078704 | 0.0081011 | 0.0083227 | 0.0085503 | 0.0087536 | 0.0089657 | 0.0091617 | 0.0093268 | 0.0094731 | 0.0095931 | 0.0097062 | 0.0098275 | 0.0099388 | 0.01005 | 0.010227 | 0.010406 | 0.010591 | 0.010779 | 0.010971 | 0.011166
F6_Commercial_Office (WA)_Existing_Food Preparation_Natural Gas_Food Prep Other_E2 | F6 | Commercial | Office (WA) | Existing | Food Preparation | Natural Gas | Food Prep Other | E2 | Utility - Value of Sales | 0.0065156 | 0.006624 | 0.0067562 | 0.0069168 | 0.0071079 | 0.0073605 | 0.0076197 | 0.0078703 | 0.0081011 | 0.0083226 | 0.0085503 | 0.0087536 | 0.0089657 | 0.0091617 | 0.0093268 | 0.0094731 | 0.009593 | 0.0097061 | 0.0098274 | 0.0099387 | 0.01005 | 0.010227 | 0.010406 | 0.010591 | 0.010779 | 0.010971 | 0.011166
F6_Commercial_Office (WA)_Existing_Food Preparation_Natural Gas_Food Prep Other_E3 | F6 | Commercial | Office (WA) | Existing | Food Preparation | Natural Gas | Food Prep Other | E3 | Utility - Value of Sales | 0 | 0 | 0 | 0 | 0 | 0 | 0 | 0 | 0 | 0 | 0 | 0 | 0 | 0 | 0 | 0 | 0 | 0 | 0 | 0 | 0 | 0 | 0 | 0 | 0 | 0 | 0
F6_Commercial_Office (WA)_Existing_Food Preparation_Natural Gas_Food Prep Other_E4 | F6 | Commercial | Office (WA) | Existing | Food Preparation | Natural Gas | Food Prep Other | E4 | Utility - Value of Sales | 0 | 0 | 0 | 0 | 0 | 0 | 0 | 0 | 0 | 0 | 0 | 0 | 0 | 0 | 0 | 0 | 0 | 0 | 0 | 0 | 0 | 0 | 0 | 0 | 0 | 0 | 0
F6_Commercial_Office (WA)_Existing_Food Preparation_Natural Gas_Food Prep Other_E5 | F6 | Commercial | Office (WA) | Existing | Food Preparation | Natural Gas | Food Prep Other | E5 | Utility - Value of Sales | 0 | 0 | 0 | 0 | 0 | 0 | 0 | 0 | 0 | 0 | 0 | 0 | 0 | 0 | 0 | 0 | 0 | 0 | 0 | 0 | 0 | 0 | 0 | 0 | 0 | 0 | 0
F6_Commercial_Office (WA)_Existing_Food Preparation_Natural Gas_Food Prep Other_E6 | F6 | Commercial | Office (WA) | Existing | Food Preparation | Natural Gas | Food Prep Other | E6 | Utility - Value of Sales | 0 | 0 | 0 | 0 | 0 | 0 | 0 | 0 | 0 | 0 | 0 | 0 | 0 | 0 | 0 | 0 | 0 | 0 | 0 | 0 | 0 | 0 | 0 | 0 | 0 | 0 | 0
F6_Commercial_Office (WA)_Existing_Food Preparation_Natural Gas_Food Prep Other_E7 | F6 | Commercial | Office (WA) | Existing | Food Preparation | Natural Gas | Food Prep Other | E7 | Utility - Value of Sales | 0 | 0 | 0 | 0 | 0 | 0 | 0 | 0 | 0 | 0 | 0 | 0 | 0 | 0 | 0 | 0 | 0 | 0 | 0 | 0 | 0 | 0 | 0 | 0 | 0 | 0 | 0
F6_Commercial_Office (WA)_Existing_Food Preparation_Natural Gas_Food Prep Other_E8 | F6 | Commercial | Office (WA) | Existing | Food Preparation | Natural Gas | Food Prep Other | E8 | Utility - Value of Sales | 0 | 0 | 0 | 0 | 0 | 0 | 0 | 0 | 0 | 0 | 0 | 0 | 0 | 0 | 0 | 0 | 0 | 0 | 0 | 0 | 0 | 0 | 0 | 0 | 0 | 0 | 0
F6_Commercial_Office (WA)_Existing_Food Preparation_Natural Gas_Food Prep Other_E9 | F6 | Commercial | Office (WA) | Existing | Food Preparation | Natural Gas | Food Prep Other | E9 | Utility - Value of Sales | 0 | 0 | 0 | 0 | 0 | 0 | 0 | 0 | 0 | 0 | 0 | 0 | 0 | 0 | 0 | 0 | 0 | 0 | 0 | 0 | 0 | 0 | 0 | 0 | 0 | 0 | 0
F6_Commercial_Office (WA)_Existing_Food Preparation_Natural Gas_Food Prep Other_E10 | F6 | Commercial | Office (WA) | Existing | Food Preparation | Natural Gas | Food Prep Other | E10 | Utility - Value of Sales | 0 | 0 | 0 | 0 | 0 | 0 | 0 | 0 | 0 | 0 | 0 | 0 | 0 | 0 | 0 | 0 | 0 | 0 | 0 | 0 | 0 | 0 | 0 | 0 | 0 | 0 | 0
F1_Commercial_Office (WA)_Existing_Miscellaneous_Natural Gas_Pool Heater_E1 | F1 | Commercial | Office (WA) | Existing | Miscellaneous | Natural Gas | Pool Heater | E1 | RVT - Cost of Equipment | 0.0026828 | 0.0026828 | 0.0026828 | 0.0026828 | 0.0026828 | 0.0026828 | 0.0026828 | 0.0026828 | 0.0026828 | 0.0026828 | 0.0026828 | 0.0026828 | 0.0026828 | 0.0026828 | 0.0026828 | 0.0026828 | 0.0026828 | 0.0026828 | 0.0026828 | 0.0026828 | 0.0026828 | 0.0026828 | 0.0026828 | 0.0026828 | 0.0026828 | 0.0026828 | 0.0026828
F1_Commercial_Office (WA)_Existing_Miscellaneous_Natural Gas_Pool Heater_E2 | F1 | Commercial | Office (WA) | Existing | Miscellaneous | Natural Gas | Pool Heater | E2 | RVT - Cost of Equipment | 0.0043927 | 0.0043927 | 0.0043927 | 0.0043927 | 0.0043927 | 0.0043927 | 0.0043927 | 0.0043927 | 0.0043927 | 0.0043927 | 0.0043927 | 0.0043927 | 0.0043927 | 0.0043927 | 0.0043927 | 0.0043927 | 0.0043927 | 0.0043927 | 0.0043927 | 0.0043927 | 0.0043927 | 0.0043927 | 0.0043927 | 0.0043927 | 0.0043927 | 0.0043927 | 0.0043927
F1_Commercial_Office (WA)_Existing_Miscellaneous_Natural Gas_Pool Heater_E3 | F1 | Commercial | Office (WA) | Existing | Miscellaneous | Natural Gas | Pool Heater | E3 | RVT - Cost of Equipment | 0 | 0 | 0 | 0 | 0 | 0 | 0 | 0 | 0 | 0 | 0 | 0 | 0 | 0 | 0 | 0 | 0 | 0 | 0 | 0 | 0 | 0 | 0 | 0 | 0 | 0 | 0
F1_Commercial_Office (WA)_Existing_Miscellaneous_Natural Gas_Pool Heater_E4 | F1 | Commercial | Office (WA) | Existing | Miscellaneous | Natural Gas | Pool Heater | E4 | RVT - Cost of Equipment | 0 | 0 | 0 | 0 | 0 | 0 | 0 | 0 | 0 | 0 | 0 | 0 | 0 | 0 | 0 | 0 | 0 | 0 | 0 | 0 | 0 | 0 | 0 | 0 | 0 | 0 | 0
F1_Commercial_Office (WA)_Existing_Miscellaneous_Natural Gas_Pool Heater_E5 | F1 | Commercial | Office (WA) | Existing | Miscellaneous | Natural Gas | Pool Heater | E5 | RVT - Cost of Equipment | 0 | 0 | 0 | 0 | 0 | 0 | 0 | 0 | 0 | 0 | 0 | 0 | 0 | 0 | 0 | 0 | 0 | 0 | 0 | 0 | 0 | 0 | 0 | 0 | 0 | 0 | 0
F1_Commercial_Office (WA)_Existing_Miscellaneous_Natural Gas_Pool Heater_E6 | F1 | Commercial | Office (WA) | Existing | Miscellaneous | Natural Gas | Pool Heater | E6 | RVT - Cost of Equipment | 0 | 0 | 0 | 0 | 0 | 0 | 0 | 0 | 0 | 0 | 0 | 0 | 0 | 0 | 0 | 0 | 0 | 0 | 0 | 0 | 0 | 0 | 0 | 0 | 0 | 0 | 0
F1_Commercial_Office (WA)_Existing_Miscellaneous_Natural Gas_Pool Heater_E7 | F1 | Commercial | Office (WA) | Existing | Miscellaneous | Natural Gas | Pool Heater | E7 | RVT - Cost of Equipment | 0 | 0 | 0 | 0 | 0 | 0 | 0 | 0 | 0 | 0 | 0 | 0 | 0 | 0 | 0 | 0 | 0 | 0 | 0 | 0 | 0 | 0 | 0 | 0 | 0 | 0 | 0
F1_Commercial_Office (WA)_Existing_Miscellaneous_Natural Gas_Pool Heater_E8 | F1 | Commercial | Office (WA) | Existing | Miscellaneous | Natural Gas | Pool Heater | E8 | RVT - Cost of Equipment | 0 | 0 | 0 | 0 | 0 | 0 | 0 | 0 | 0 | 0 | 0 | 0 | 0 | 0 | 0 | 0 | 0 | 0 | 0 | 0 | 0 | 0 | 0 | 0 | 0 | 0 | 0
F1_Commercial_Office (WA)_Existing_Miscellaneous_Natural Gas_Pool Heater_E9 | F1 | Commercial | Office (WA) | Existing | Miscellaneous | Natural Gas | Pool Heater | E9 | RVT - Cost of Equipment | 0 | 0 | 0 | 0 | 0 | 0 | 0 | 0 | 0 | 0 | 0 | 0 | 0 | 0 | 0 | 0 | 0 | 0 | 0 | 0 | 0 | 0 | 0 | 0 | 0 | 0 | 0
F1_Commercial_Office (WA)_Existing_Miscellaneous_Natural Gas_Pool Heater_E10 | F1 | Commercial | Office (WA) | Existing | Miscellaneous | Natural Gas | Pool Heater | E10 | RVT - Cost of Equipment | 0 | 0 | 0 | 0 | 0 | 0 | 0 | 0 | 0 | 0 | 0 | 0 | 0 | 0 | 0 | 0 | 0 | 0 | 0 | 0 | 0 | 0 | 0 | 0 | 0 | 0 | 0
F2_Commercial_Office (WA)_Existing_Miscellaneous_Natural Gas_Pool Heater_E1 | F2 | Commercial | Office (WA) | Existing | Miscellaneous | Natural Gas | Pool Heater | E1 | RVT - Cost of Operation | 0.0040313 | 0.0040618 | 0.0041171 | 0.0042004 | 0.0043098 | 0.0044691 | 0.0046299 | 0.0047841 | 0.0049232 | 0.0050695 | 0.0052372 | 0.0053946 | 0.0055725 | 0.0057371 | 0.0058657 | 0.0059701 | 0.0060403 | 0.0060938 | 0.006154 | 0.0062033 | 0.0062516 | 0.0063614 | 0.0064717 | 0.0065867 | 0.0067037 | 0.0068228 | 0.006944
F2_Commercial_Office (WA)_Existing_Miscellaneous_Natural Gas_Pool Heater_E2 | F2 | Commercial | Office (WA) | Existing | Miscellaneous | Natural Gas | Pool Heater | E2 | RVT - Cost of Operation | 0.0034266 | 0.0034526 | 0.0034995 | 0.0035703 | 0.0036633 | 0.0037987 | 0.0039354 | 0.0040665 | 0.0041847 | 0.0043091 | 0.0044516 | 0.0045854 | 0.0047366 | 0.0048765 | 0.0049858 | 0.0050746 | 0.0051343 | 0.0051797 | 0.0052309 | 0.0052728 | 0.0053139 | 0.0054072 | 0.005501 | 0.0055987 | 0.0056982 | 0.0057994 | 0.0059024
F2_Commercial_Office (WA)_Existing_Miscellaneous_Natural Gas_Pool Heater_E3 | F2 | Commercial | Office (WA) | Existing | Miscellaneous | Natural Gas | Pool Heater | E3 | RVT - Cost of Operation | 0 | 0 | 0 | 0 | 0 | 0 | 0 | 0 | 0 | 0 | 0 | 0 | 0 | 0 | 0 | 0 | 0 | 0 | 0 | 0 | 0 | 0 | 0 | 0 | 0 | 0 | 0
F2_Commercial_Office (WA)_Existing_Miscellaneous_Natural Gas_Pool Heater_E4 | F2 | Commercial | Office (WA) | Existing | Miscellaneous | Natural Gas | Pool Heater | E4 | RVT - Cost of Operation | 0 | 0 | 0 | 0 | 0 | 0 | 0 | 0 | 0 | 0 | 0 | 0 | 0 | 0 | 0 | 0 | 0 | 0 | 0 | 0 | 0 | 0 | 0 | 0 | 0 | 0 | 0
F2_Commercial_Office (WA)_Existing_Miscellaneous_Natural Gas_Pool Heater_E5 | F2 | Commercial | Office (WA) | Existing | Miscellaneous | Natural Gas | Pool Heater | E5 | RVT - Cost of Operation | 0 | 0 | 0 | 0 | 0 | 0 | 0 | 0 | 0 | 0 | 0 | 0 | 0 | 0 | 0 | 0 | 0 | 0 | 0 | 0 | 0 | 0 | 0 | 0 | 0 | 0 | 0
F2_Commercial_Office (WA)_Existing_Miscellaneous_Natural Gas_Pool Heater_E6 | F2 | Commercial | Office (WA) | Existing | Miscellaneous | Natural Gas | Pool Heater | E6 | RVT - Cost of Operation | 0 | 0 | 0 | 0 | 0 | 0 | 0 | 0 | 0 | 0 | 0 | 0 | 0 | 0 | 0 | 0 | 0 | 0 | 0 | 0 | 0 | 0 | 0 | 0 | 0 | 0 | 0
F2_Commercial_Office (WA)_Existing_Miscellaneous_Natural Gas_Pool Heater_E7 | F2 | Commercial | Office (WA) | Existing | Miscellaneous | Natural Gas | Pool Heater | E7 | RVT - Cost of Operation | 0 | 0 | 0 | 0 | 0 | 0 | 0 | 0 | 0 | 0 | 0 | 0 | 0 | 0 | 0 | 0 | 0 | 0 | 0 | 0 | 0 | 0 | 0 | 0 | 0 | 0 | 0
F2_Commercial_Office (WA)_Existing_Miscellaneous_Natural Gas_Pool Heater_E8 | F2 | Commercial | Office (WA) | Existing | Miscellaneous | Natural Gas | Pool Heater | E8 | RVT - Cost of Operation | 0 | 0 | 0 | 0 | 0 | 0 | 0 | 0 | 0 | 0 | 0 | 0 | 0 | 0 | 0 | 0 | 0 | 0 | 0 | 0 | 0 | 0 | 0 | 0 | 0 | 0 | 0
F2_Commercial_Office (WA)_Existing_Miscellaneous_Natural Gas_Pool Heater_E9 | F2 | Commercial | Office (WA) | Existing | Miscellaneous | Natural Gas | Pool Heater | E9 | RVT - Cost of Operation | 0 | 0 | 0 | 0 | 0 | 0 | 0 | 0 | 0 | 0 | 0 | 0 | 0 | 0 | 0 | 0 | 0 | 0 | 0 | 0 | 0 | 0 | 0 | 0 | 0 | 0 | 0
F2_Commercial_Office (WA)_Existing_Miscellaneous_Natural Gas_Pool Heater_E10 | F2 | Commercial | Office (WA) | Existing | Miscellaneous | Natural Gas | Pool Heater | E10 | RVT - Cost of Operation | 0 | 0 | 0 | 0 | 0 | 0 | 0 | 0 | 0 | 0 | 0 | 0 | 0 | 0 | 0 | 0 | 0 | 0 | 0 | 0 | 0 | 0 | 0 | 0 | 0 | 0 | 0
F3_Commercial_Office (WA)_Existing_Miscellaneous_Natural Gas_Pool Heater_E1 | F3 | Commercial | Office (WA) | Existing | Miscellaneous | Natural Gas | Pool Heater | E1 | System - kBTUs of Consumption | 1.0152 | 1.0152 | 1.0152 | 1.0152 | 1.0152 | 1.0152 | 1.0152 | 1.0152 | 1.0152 | 1.0152 | 1.0152 | 1.0152 | 1.0152 | 1.0152 | 1.0152 | 1.0152 | 1.0152 | 1.0152 | 1.0152 | 1.0152 | 1.0152 | 1.0152 | 1.0152 | 1.0152 | 1.0152 | 1.0152 | 1.0152
F3_Commercial_Office (WA)_Existing_Miscellaneous_Natural Gas_Pool Heater_E2 | F3 | Commercial | Office (WA) | Existing | Miscellaneous | Natural Gas | Pool Heater | E2 | System - kBTUs of Consumption | 0.86294 | 0.86294 | 0.86294 | 0.86294 | 0.86294 | 0.86294 | 0.86294 | 0.86294 | 0.86294 | 0.86294 | 0.86294 | 0.86294 | 0.86294 | 0.86294 | 0.86294 | 0.86294 | 0.86294 | 0.86294 | 0.86294 | 0.86294 | 0.86294 | 0.86294 | 0.86294 | 0.86294 | 0.86294 | 0.86294 | 0.86294
F3_Commercial_Office (WA)_Existing_Miscellaneous_Natural Gas_Pool Heater_E3 | F3 | Commercial | Office (WA) | Existing | Miscellaneous | Natural Gas | Pool Heater | E3 | System - kBTUs of Consumption | 0 | 0 | 0 | 0 | 0 | 0 | 0 | 0 | 0 | 0 | 0 | 0 | 0 | 0 | 0 | 0 | 0 | 0 | 0 | 0 | 0 | 0 | 0 | 0 | 0 | 0 | 0
F3_Commercial_Office (WA)_Existing_Miscellaneous_Natural Gas_Pool Heater_E4 | F3 | Commercial | Office (WA) | Existing | Miscellaneous | Natural Gas | Pool Heater | E4 | System - kBTUs of Consumption | 0 | 0 | 0 | 0 | 0 | 0 | 0 | 0 | 0 | 0 | 0 | 0 | 0 | 0 | 0 | 0 | 0 | 0 | 0 | 0 | 0 | 0 | 0 | 0 | 0 | 0 | 0
F3_Commercial_Office (WA)_Existing_Miscellaneous_Natural Gas_Pool Heater_E5 | F3 | Commercial | Office (WA) | Existing | Miscellaneous | Natural Gas | Pool Heater | E5 | System - kBTUs of Consumption | 0 | 0 | 0 | 0 | 0 | 0 | 0 | 0 | 0 | 0 | 0 | 0 | 0 | 0 | 0 | 0 | 0 | 0 | 0 | 0 | 0 | 0 | 0 | 0 | 0 | 0 | 0
F3_Commercial_Office (WA)_Existing_Miscellaneous_Natural Gas_Pool Heater_E6 | F3 | Commercial | Office (WA) | Existing | Miscellaneous | Natural Gas | Pool Heater | E6 | System - kBTUs of Consumption | 0 | 0 | 0 | 0 | 0 | 0 | 0 | 0 | 0 | 0 | 0 | 0 | 0 | 0 | 0 | 0 | 0 | 0 | 0 | 0 | 0 | 0 | 0 | 0 | 0 | 0 | 0
F3_Commercial_Office (WA)_Existing_Miscellaneous_Natural Gas_Pool Heater_E7 | F3 | Commercial | Office (WA) | Existing | Miscellaneous | Natural Gas | Pool Heater | E7 | System - kBTUs of Consumption | 0 | 0 | 0 | 0 | 0 | 0 | 0 | 0 | 0 | 0 | 0 | 0 | 0 | 0 | 0 | 0 | 0 | 0 | 0 | 0 | 0 | 0 | 0 | 0 | 0 | 0 | 0
F3_Commercial_Office (WA)_Existing_Miscellaneous_Natural Gas_Pool Heater_E8 | F3 | Commercial | Office (WA) | Existing | Miscellaneous | Natural Gas | Pool Heater | E8 | System - kBTUs of Consumption | 0 | 0 | 0 | 0 | 0 | 0 | 0 | 0 | 0 | 0 | 0 | 0 | 0 | 0 | 0 | 0 | 0 | 0 | 0 | 0 | 0 | 0 | 0 | 0 | 0 | 0 | 0
F3_Commercial_Office (WA)_Existing_Miscellaneous_Natural Gas_Pool Heater_E9 | F3 | Commercial | Office (WA) | Existing | Miscellaneous | Natural Gas | Pool Heater | E9 | System - kBTUs of Consumption | 0 | 0 | 0 | 0 | 0 | 0 | 0 | 0 | 0 | 0 | 0 | 0 | 0 | 0 | 0 | 0 | 0 | 0 | 0 | 0 | 0 | 0 | 0 | 0 | 0 | 0 | 0
F3_Commercial_Office (WA)_Existing_Miscellaneous_Natural Gas_Pool Heater_E10 | F3 | Commercial | Office (WA) | Existing | Miscellaneous | Natural Gas | Pool Heater | E10 | System - kBTUs of Consumption | 0 | 0 | 0 | 0 | 0 | 0 | 0 | 0 | 0 | 0 | 0 | 0 | 0 | 0 | 0 | 0 | 0 | 0 | 0 | 0 | 0 | 0 | 0 | 0 | 0 | 0 | 0
F4_Commercial_Office (WA)_Existing_Miscellaneous_Natural Gas_Pool Heater_E1 | F4 | Commercial | Office (WA) | Existing | Miscellaneous | Natural Gas | Pool Heater | E1 | Utility - Cost of Equipment | 0.0026828 | 0.0026828 | 0.0026828 | 0.0026828 | 0.0026828 | 0.0026828 | 0.0026828 | 0.0026828 | 0.0026828 | 0.0026828 | 0.0026828 | 0.0026828 | 0.0026828 | 0.0026828 | 0.0026828 | 0.0026828 | 0.0026828 | 0.0026828 | 0.0026828 | 0.0026828 | 0.0026828 | 0.0026828 | 0.0026828 | 0.0026828 | 0.0026828 | 0.0026828 | 0.0026828
F4_Commercial_Office (WA)_Existing_Miscellaneous_Natural Gas_Pool Heater_E2 | F4 | Commercial | Office (WA) | Existing | Miscellaneous | Natural Gas | Pool Heater | E2 | Utility - Cost of Equipment | 0.0043927 | 0.0043927 | 0.0043927 | 0.0043927 | 0.0043927 | 0.0043927 | 0.0043927 | 0.0043927 | 0.0043927 | 0.0043927 | 0.0043927 | 0.0043927 | 0.0043927 | 0.0043927 | 0.0043927 | 0.0043927 | 0.0043927 | 0.0043927 | 0.0043927 | 0.0043927 | 0.0043927 | 0.0043927 | 0.0043927 | 0.0043927 | 0.0043927 | 0.0043927 | 0.0043927
F4_Commercial_Office (WA)_Existing_Miscellaneous_Natural Gas_Pool Heater_E3 | F4 | Commercial | Office (WA) | Existing | Miscellaneous | Natural Gas | Pool Heater | E3 | Utility - Cost of Equipment | 0 | 0 | 0 | 0 | 0 | 0 | 0 | 0 | 0 | 0 | 0 | 0 | 0 | 0 | 0 | 0 | 0 | 0 | 0 | 0 | 0 | 0 | 0 | 0 | 0 | 0 | 0
F4_Commercial_Office (WA)_Existing_Miscellaneous_Natural Gas_Pool Heater_E4 | F4 | Commercial | Office (WA) | Existing | Miscellaneous | Natural Gas | Pool Heater | E4 | Utility - Cost of Equipment | 0 | 0 | 0 | 0 | 0 | 0 | 0 | 0 | 0 | 0 | 0 | 0 | 0 | 0 | 0 | 0 | 0 | 0 | 0 | 0 | 0 | 0 | 0 | 0 | 0 | 0 | 0
F4_Commercial_Office (WA)_Existing_Miscellaneous_Natural Gas_Pool Heater_E5 | F4 | Commercial | Office (WA) | Existing | Miscellaneous | Natural Gas | Pool Heater | E5 | Utility - Cost of Equipment | 0 | 0 | 0 | 0 | 0 | 0 | 0 | 0 | 0 | 0 | 0 | 0 | 0 | 0 | 0 | 0 | 0 | 0 | 0 | 0 | 0 | 0 | 0 | 0 | 0 | 0 | 0
F4_Commercial_Office (WA)_Existing_Miscellaneous_Natural Gas_Pool Heater_E6 | F4 | Commercial | Office (WA) | Existing | Miscellaneous | Natural Gas | Pool Heater | E6 | Utility - Cost of Equipment | 0 | 0 | 0 | 0 | 0 | 0 | 0 | 0 | 0 | 0 | 0 | 0 | 0 | 0 | 0 | 0 | 0 | 0 | 0 | 0 | 0 | 0 | 0 | 0 | 0 | 0 | 0
F4_Commercial_Office (WA)_Existing_Miscellaneous_Natural Gas_Pool Heater_E7 | F4 | Commercial | Office (WA) | Existing | Miscellaneous | Natural Gas | Pool Heater | E7 | Utility - Cost of Equipment | 0 | 0 | 0 | 0 | 0 | 0 | 0 | 0 | 0 | 0 | 0 | 0 | 0 | 0 | 0 | 0 | 0 | 0 | 0 | 0 | 0 | 0 | 0 | 0 | 0 | 0 | 0
F4_Commercial_Office (WA)_Existing_Miscellaneous_Natural Gas_Pool Heater_E8 | F4 | Commercial | Office (WA) | Existing | Miscellaneous | Natural Gas | Pool Heater | E8 | Utility - Cost of Equipment | 0 | 0 | 0 | 0 | 0 | 0 | 0 | 0 | 0 | 0 | 0 | 0 | 0 | 0 | 0 | 0 | 0 | 0 | 0 | 0 | 0 | 0 | 0 | 0 | 0 | 0 | 0
F4_Commercial_Office (WA)_Existing_Miscellaneous_Natural Gas_Pool Heater_E9 | F4 | Commercial | Office (WA) | Existing | Miscellaneous | Natural Gas | Pool Heater | E9 | Utility - Cost of Equipment | 0 | 0 | 0 | 0 | 0 | 0 | 0 | 0 | 0 | 0 | 0 | 0 | 0 | 0 | 0 | 0 | 0 | 0 | 0 | 0 | 0 | 0 | 0 | 0 | 0 | 0 | 0
F4_Commercial_Office (WA)_Existing_Miscellaneous_Natural Gas_Pool Heater_E10 | F4 | Commercial | Office (WA) | Existing | Miscellaneous | Natural Gas | Pool Heater | E10 | Utility - Cost of Equipment | 0 | 0 | 0 | 0 | 0 | 0 | 0 | 0 | 0 | 0 | 0 | 0 | 0 | 0 | 0 | 0 | 0 | 0 | 0 | 0 | 0 | 0 | 0 | 0 | 0 | 0 | 0
F5_Commercial_Office (WA)_Existing_Miscellaneous_Natural Gas_Pool Heater_E1 | F5 | Commercial | Office (WA) | Existing | Miscellaneous | Natural Gas | Pool Heater | E1 | Utility - Cost of Operation | 0.0033594 | 0.0033849 | 0.0034397 | 0.0035283 | 0.0036504 | 0.0038279 | 0.0040225 | 0.0042176 | 0.0044066 | 0.0046086 | 0.0047611 | 0.0049042 | 0.0050659 | 0.005222 | 0.0053527 | 0.00547 | 0.0055659 | 0.0056578 | 0.0057594 | 0.005855 | 0.0059539 | 0.0060585 | 0.0061636 | 0.0062731 | 0.0063845 | 0.0064979 | 0.0066134
F5_Commercial_Office (WA)_Existing_Miscellaneous_Natural Gas_Pool Heater_E2 | F5 | Commercial | Office (WA) | Existing | Miscellaneous | Natural Gas | Pool Heater | E2 | Utility - Cost of Operation | 0.0028555 | 0.0028771 | 0.0029237 | 0.002999 | 0.0031029 | 0.0032537 | 0.0034191 | 0.003585 | 0.0037456 | 0.0039173 | 0.0040469 | 0.0041685 | 0.004306 | 0.0044387 | 0.0045498 | 0.0046495 | 0.004731 | 0.0048091 | 0.0048955 | 0.0049767 | 0.0050608 | 0.0051497 | 0.005239 | 0.0053321 | 0.0054268 | 0.0055232 | 0.0056214
F5_Commercial_Office (WA)_Existing_Miscellaneous_Natural Gas_Pool Heater_E3 | F5 | Commercial | Office (WA) | Existing | Miscellaneous | Natural Gas | Pool Heater | E3 | Utility - Cost of Operation | 0 | 0 | 0 | 0 | 0 | 0 | 0 | 0 | 0 | 0 | 0 | 0 | 0 | 0 | 0 | 0 | 0 | 0 | 0 | 0 | 0 | 0 | 0 | 0 | 0 | 0 | 0
F5_Commercial_Office (WA)_Existing_Miscellaneous_Natural Gas_Pool Heater_E4 | F5 | Commercial | Office (WA) | Existing | Miscellaneous | Natural Gas | Pool Heater | E4 | Utility - Cost of Operation | 0 | 0 | 0 | 0 | 0 | 0 | 0 | 0 | 0 | 0 | 0 | 0 | 0 | 0 | 0 | 0 | 0 | 0 | 0 | 0 | 0 | 0 | 0 | 0 | 0 | 0 | 0
F5_Commercial_Office (WA)_Existing_Miscellaneous_Natural Gas_Pool Heater_E5 | F5 | Commercial | Office (WA) | Existing | Miscellaneous | Natural Gas | Pool Heater | E5 | Utility - Cost of Operation | 0 | 0 | 0 | 0 | 0 | 0 | 0 | 0 | 0 | 0 | 0 | 0 | 0 | 0 | 0 | 0 | 0 | 0 | 0 | 0 | 0 | 0 | 0 | 0 | 0 | 0 | 0
F5_Commercial_Office (WA)_Existing_Miscellaneous_Natural Gas_Pool Heater_E6 | F5 | Commercial | Office (WA) | Existing | Miscellaneous | Natural Gas | Pool Heater | E6 | Utility - Cost of Operation | 0 | 0 | 0 | 0 | 0 | 0 | 0 | 0 | 0 | 0 | 0 | 0 | 0 | 0 | 0 | 0 | 0 | 0 | 0 | 0 | 0 | 0 | 0 | 0 | 0 | 0 | 0
F5_Commercial_Office (WA)_Existing_Miscellaneous_Natural Gas_Pool Heater_E7 | F5 | Commercial | Office (WA) | Existing | Miscellaneous | Natural Gas | Pool Heater | E7 | Utility - Cost of Operation | 0 | 0 | 0 | 0 | 0 | 0 | 0 | 0 | 0 | 0 | 0 | 0 | 0 | 0 | 0 | 0 | 0 | 0 | 0 | 0 | 0 | 0 | 0 | 0 | 0 | 0 | 0
F5_Commercial_Office (WA)_Existing_Miscellaneous_Natural Gas_Pool Heater_E8 | F5 | Commercial | Office (WA) | Existing | Miscellaneous | Natural Gas | Pool Heater | E8 | Utility - Cost of Operation | 0 | 0 | 0 | 0 | 0 | 0 | 0 | 0 | 0 | 0 | 0 | 0 | 0 | 0 | 0 | 0 | 0 | 0 | 0 | 0 | 0 | 0 | 0 | 0 | 0 | 0 | 0
F5_Commercial_Office (WA)_Existing_Miscellaneous_Natural Gas_Pool Heater_E9 | F5 | Commercial | Office (WA) | Existing | Miscellaneous | Natural Gas | Pool Heater | E9 | Utility - Cost of Operation | 0 | 0 | 0 | 0 | 0 | 0 | 0 | 0 | 0 | 0 | 0 | 0 | 0 | 0 | 0 | 0 | 0 | 0 | 0 | 0 | 0 | 0 | 0 | 0 | 0 | 0 | 0
F5_Commercial_Office (WA)_Existing_Miscellaneous_Natural Gas_Pool Heater_E10 | F5 | Commercial | Office (WA) | Existing | Miscellaneous | Natural Gas | Pool Heater | E10 | Utility - Cost of Operation | 0 | 0 | 0 | 0 | 0 | 0 | 0 | 0 | 0 | 0 | 0 | 0 | 0 | 0 | 0 | 0 | 0 | 0 | 0 | 0 | 0 | 0 | 0 | 0 | 0 | 0 | 0
F6_Commercial_Office (WA)_Existing_Miscellaneous_Natural Gas_Pool Heater_E1 | F6 | Commercial | Office (WA) | Existing | Miscellaneous | Natural Gas | Pool Heater | E1 | Utility - Value of Sales | 0.0040313 | 0.0040618 | 0.0041171 | 0.0042004 | 0.0043098 | 0.0044691 | 0.0046299 | 0.0047841 | 0.0049232 | 0.0050695 | 0.0052372 | 0.0053946 | 0.0055725 | 0.0057371 | 0.0058657 | 0.0059701 | 0.0060403 | 0.0060938 | 0.006154 | 0.0062033 | 0.0062516 | 0.0063614 | 0.0064717 | 0.0065867 | 0.0067037 | 0.0068228 | 0.006944
F6_Commercial_Office (WA)_Existing_Miscellaneous_Natural Gas_Pool Heater_E2 | F6 | Commercial | Office (WA) | Existing | Miscellaneous | Natural Gas | Pool Heater | E2 | Utility - Value of Sales | 0.0034266 | 0.0034526 | 0.0034995 | 0.0035703 | 0.0036633 | 0.0037987 | 0.0039354 | 0.0040665 | 0.0041847 | 0.0043091 | 0.0044516 | 0.0045854 | 0.0047366 | 0.0048765 | 0.0049858 | 0.0050746 | 0.0051343 | 0.0051797 | 0.0052309 | 0.0052728 | 0.0053139 | 0.0054072 | 0.005501 | 0.0055987 | 0.0056982 | 0.0057994 | 0.0059024
F6_Commercial_Office (WA)_Existing_Miscellaneous_Natural Gas_Pool Heater_E3 | F6 | Commercial | Office (WA) | Existing | Miscellaneous | Natural Gas | Pool Heater | E3 | Utility - Value of Sales | 0 | 0 | 0 | 0 | 0 | 0 | 0 | 0 | 0 | 0 | 0 | 0 | 0 | 0 | 0 | 0 | 0 | 0 | 0 | 0 | 0 | 0 | 0 | 0 | 0 | 0 | 0
F6_Commercial_Office (WA)_Existing_Miscellaneous_Natural Gas_Pool Heater_E4 | F6 | Commercial | Office (WA) | Existing | Miscellaneous | Natural Gas | Pool Heater | E4 | Utility - Value of Sales | 0 | 0 | 0 | 0 | 0 | 0 | 0 | 0 | 0 | 0 | 0 | 0 | 0 | 0 | 0 | 0 | 0 | 0 | 0 | 0 | 0 | 0 | 0 | 0 | 0 | 0 | 0
F6_Commercial_Office (WA)_Existing_Miscellaneous_Natural Gas_Pool Heater_E5 | F6 | Commercial | Office (WA) | Existing | Miscellaneous | Natural Gas | Pool Heater | E5 | Utility - Value of Sales | 0 | 0 | 0 | 0 | 0 | 0 | 0 | 0 | 0 | 0 | 0 | 0 | 0 | 0 | 0 | 0 | 0 | 0 | 0 | 0 | 0 | 0 | 0 | 0 | 0 | 0 | 0
F6_Commercial_Office (WA)_Existing_Miscellaneous_Natural Gas_Pool Heater_E6 | F6 | Commercial | Office (WA) | Existing | Miscellaneous | Natural Gas | Pool Heater | E6 | Utility - Value of Sales | 0 | 0 | 0 | 0 | 0 | 0 | 0 | 0 | 0 | 0 | 0 | 0 | 0 | 0 | 0 | 0 | 0 | 0 | 0 | 0 | 0 | 0 | 0 | 0 | 0 | 0 | 0
F6_Commercial_Office (WA)_Existing_Miscellaneous_Natural Gas_Pool Heater_E7 | F6 | Commercial | Office (WA) | Existing | Miscellaneous | Natural Gas | Pool Heater | E7 | Utility - Value of Sales | 0 | 0 | 0 | 0 | 0 | 0 | 0 | 0 | 0 | 0 | 0 | 0 | 0 | 0 | 0 | 0 | 0 | 0 | 0 | 0 | 0 | 0 | 0 | 0 | 0 | 0 | 0
F6_Commercial_Office (WA)_Existing_Miscellaneous_Natural Gas_Pool Heater_E8 | F6 | Commercial | Office (WA) | Existing | Miscellaneous | Natural Gas | Pool Heater | E8 | Utility - Value of Sales | 0 | 0 | 0 | 0 | 0 | 0 | 0 | 0 | 0 | 0 | 0 | 0 | 0 | 0 | 0 | 0 | 0 | 0 | 0 | 0 | 0 | 0 | 0 | 0 | 0 | 0 | 0
F6_Commercial_Office (WA)_Existing_Miscellaneous_Natural Gas_Pool Heater_E9 | F6 | Commercial | Office (WA) | Existing | Miscellaneous | Natural Gas | Pool Heater | E9 | Utility - Value of Sales | 0 | 0 | 0 | 0 | 0 | 0 | 0 | 0 | 0 | 0 | 0 | 0 | 0 | 0 | 0 | 0 | 0 | 0 | 0 | 0 | 0 | 0 | 0 | 0 | 0 | 0 | 0
F6_Commercial_Office (WA)_Existing_Miscellaneous_Natural Gas_Pool Heater_E10 | F6 | Commercial | Office (WA) | Existing | Miscellaneous | Natural Gas | Pool Heater | E10 | Utility - Value of Sales | 0 | 0 | 0 | 0 | 0 | 0 | 0 | 0 | 0 | 0 | 0 | 0 | 0 | 0 | 0 | 0 | 0 | 0 | 0 | 0 | 0 | 0 | 0 | 0 | 0 | 0 | 0
F1_Commercial_Office (WA)_Existing_Miscellaneous_Natural Gas_Miscellaneous_E1 | F1 | Commercial | Office (WA) | Existing | Miscellaneous | Natural Gas | Miscellaneous | E1 | RVT - Cost of Equipment | 0.00081359 | 0.00081359 | 0.00081359 | 0.00081359 | 0.00081359 | 0.00081359 | 0.00081359 | 0.00081359 | 0.00081359 | 0.00081359 | 0.00081359 | 0.00081359 | 0.00081359 | 0.00081359 | 0.00081359 | 0.00081359 | 0.00081359 | 0.00081359 | 0.00081359 | 0.00081359 | 0.00081359 | 0.00081359 | 0.00081359 | 0.00081359 | 0.00081359 | 0.00081359 | 0.00081359
F1_Commercial_Office (WA)_Existing_Miscellaneous_Natural Gas_Miscellaneous_E2 | F1 | Commercial | Office (WA) | Existing | Miscellaneous | Natural Gas | Miscellaneous | E2 | RVT - Cost of Equipment | 0 | 0 | 0 | 0 | 0 | 0 | 0 | 0 | 0 | 0 | 0 | 0 | 0 | 0 | 0 | 0 | 0 | 0 | 0 | 0 | 0 | 0 | 0 | 0 | 0 | 0 | 0
F1_Commercial_Office (WA)_Existing_Miscellaneous_Natural Gas_Miscellaneous_E3 | F1 | Commercial | Office (WA) | Existing | Miscellaneous | Natural Gas | Miscellaneous | E3 | RVT - Cost of Equipment | 0 | 0 | 0 | 0 | 0 | 0 | 0 | 0 | 0 | 0 | 0 | 0 | 0 | 0 | 0 | 0 | 0 | 0 | 0 | 0 | 0 | 0 | 0 | 0 | 0 | 0 | 0
F1_Commercial_Office (WA)_Existing_Miscellaneous_Natural Gas_Miscellaneous_E4 | F1 | Commercial | Office (WA) | Existing | Miscellaneous | Natural Gas | Miscellaneous | E4 | RVT - Cost of Equipment | 0 | 0 | 0 | 0 | 0 | 0 | 0 | 0 | 0 | 0 | 0 | 0 | 0 | 0 | 0 | 0 | 0 | 0 | 0 | 0 | 0 | 0 | 0 | 0 | 0 | 0 | 0
F1_Commercial_Office (WA)_Existing_Miscellaneous_Natural Gas_Miscellaneous_E5 | F1 | Commercial | Office (WA) | Existing | Miscellaneous | Natural Gas | Miscellaneous | E5 | RVT - Cost of Equipment | 0 | 0 | 0 | 0 | 0 | 0 | 0 | 0 | 0 | 0 | 0 | 0 | 0 | 0 | 0 | 0 | 0 | 0 | 0 | 0 | 0 | 0 | 0 | 0 | 0 | 0 | 0
F1_Commercial_Office (WA)_Existing_Miscellaneous_Natural Gas_Miscellaneous_E6 | F1 | Commercial | Office (WA) | Existing | Miscellaneous | Natural Gas | Miscellaneous | E6 | RVT - Cost of Equipment | 0 | 0 | 0 | 0 | 0 | 0 | 0 | 0 | 0 | 0 | 0 | 0 | 0 | 0 | 0 | 0 | 0 | 0 | 0 | 0 | 0 | 0 | 0 | 0 | 0 | 0 | 0
F1_Commercial_Office (WA)_Existing_Miscellaneous_Natural Gas_Miscellaneous_E7 | F1 | Commercial | Office (WA) | Existing | Miscellaneous | Natural Gas | Miscellaneous | E7 | RVT - Cost of Equipment | 0 | 0 | 0 | 0 | 0 | 0 | 0 | 0 | 0 | 0 | 0 | 0 | 0 | 0 | 0 | 0 | 0 | 0 | 0 | 0 | 0 | 0 | 0 | 0 | 0 | 0 | 0
F1_Commercial_Office (WA)_Existing_Miscellaneous_Natural Gas_Miscellaneous_E8 | F1 | Commercial | Office (WA) | Existing | Miscellaneous | Natural Gas | Miscellaneous | E8 | RVT - Cost of Equipment | 0 | 0 | 0 | 0 | 0 | 0 | 0 | 0 | 0 | 0 | 0 | 0 | 0 | 0 | 0 | 0 | 0 | 0 | 0 | 0 | 0 | 0 | 0 | 0 | 0 | 0 | 0
F1_Commercial_Office (WA)_Existing_Miscellaneous_Natural Gas_Miscellaneous_E9 | F1 | Commercial | Office (WA) | Existing | Miscellaneous | Natural Gas | Miscellaneous | E9 | RVT - Cost of Equipment | 0 | 0 | 0 | 0 | 0 | 0 | 0 | 0 | 0 | 0 | 0 | 0 | 0 | 0 | 0 | 0 | 0 | 0 | 0 | 0 | 0 | 0 | 0 | 0 | 0 | 0 | 0
F1_Commercial_Office (WA)_Existing_Miscellaneous_Natural Gas_Miscellaneous_E10 | F1 | Commercial | Office (WA) | Existing | Miscellaneous | Natural Gas | Miscellaneous | E10 | RVT - Cost of Equipment | 0 | 0 | 0 | 0 | 0 | 0 | 0 | 0 | 0 | 0 | 0 | 0 | 0 | 0 | 0 | 0 | 0 | 0 | 0 | 0 | 0 | 0 | 0 | 0 | 0 | 0 | 0
F2_Commercial_Office (WA)_Existing_Miscellaneous_Natural Gas_Miscellaneous_E1 | F2 | Commercial | Office (WA) | Existing | Miscellaneous | Natural Gas | Miscellaneous | E1 | RVT - Cost of Operation | 0.0012868 | 0.001295 | 0.0013088 | 0.0013302 | 0.0013617 | 0.0014136 | 0.0014671 | 0.001517 | 0.0015606 | 0.0016058 | 0.0016577 | 0.0017064 | 0.0017645 | 0.0018201 | 0.0018643 | 0.0019002 | 0.0019243 | 0.0019437 | 0.0019631 | 0.0019755 | 0.0019875 | 0.0020223 | 0.0020572 | 0.0020938 | 0.0021309 | 0.0021688 | 0.0022073
F2_Commercial_Office (WA)_Existing_Miscellaneous_Natural Gas_Miscellaneous_E2 | F2 | Commercial | Office (WA) | Existing | Miscellaneous | Natural Gas | Miscellaneous | E2 | RVT - Cost of Operation | 0 | 0 | 0 | 0 | 0 | 0 | 0 | 0 | 0 | 0 | 0 | 0 | 0 | 0 | 0 | 0 | 0 | 0 | 0 | 0 | 0 | 0 | 0 | 0 | 0 | 0 | 0
F2_Commercial_Office (WA)_Existing_Miscellaneous_Natural Gas_Miscellaneous_E3 | F2 | Commercial | Office (WA) | Existing | Miscellaneous | Natural Gas | Miscellaneous | E3 | RVT - Cost of Operation | 0 | 0 | 0 | 0 | 0 | 0 | 0 | 0 | 0 | 0 | 0 | 0 | 0 | 0 | 0 | 0 | 0 | 0 | 0 | 0 | 0 | 0 | 0 | 0 | 0 | 0 | 0
F2_Commercial_Office (WA)_Existing_Miscellaneous_Natural Gas_Miscellaneous_E4 | F2 | Commercial | Office (WA) | Existing | Miscellaneous | Natural Gas | Miscellaneous | E4 | RVT - Cost of Operation | 0 | 0 | 0 | 0 | 0 | 0 | 0 | 0 | 0 | 0 | 0 | 0 | 0 | 0 | 0 | 0 | 0 | 0 | 0 | 0 | 0 | 0 | 0 | 0 | 0 | 0 | 0
F2_Commercial_Office (WA)_Existing_Miscellaneous_Natural Gas_Miscellaneous_E5 | F2 | Commercial | Office (WA) | Existing | Miscellaneous | Natural Gas | Miscellaneous | E5 | RVT - Cost of Operation | 0 | 0 | 0 | 0 | 0 | 0 | 0 | 0 | 0 | 0 | 0 | 0 | 0 | 0 | 0 | 0 | 0 | 0 | 0 | 0 | 0 | 0 | 0 | 0 | 0 | 0 | 0
F2_Commercial_Office (WA)_Existing_Miscellaneous_Natural Gas_Miscellaneous_E6 | F2 | Commercial | Office (WA) | Existing | Miscellaneous | Natural Gas | Miscellaneous | E6 | RVT - Cost of Operation | 0 | 0 | 0 | 0 | 0 | 0 | 0 | 0 | 0 | 0 | 0 | 0 | 0 | 0 | 0 | 0 | 0 | 0 | 0 | 0 | 0 | 0 | 0 | 0 | 0 | 0 | 0
F2_Commercial_Office (WA)_Existing_Miscellaneous_Natural Gas_Miscellaneous_E7 | F2 | Commercial | Office (WA) | Existing | Miscellaneous | Natural Gas | Miscellaneous | E7 | RVT - Cost of Operation | 0 | 0 | 0 | 0 | 0 | 0 | 0 | 0 | 0 | 0 | 0 | 0 | 0 | 0 | 0 | 0 | 0 | 0 | 0 | 0 | 0 | 0 | 0 | 0 | 0 | 0 | 0
F2_Commercial_Office (WA)_Existing_Miscellaneous_Natural Gas_Miscellaneous_E8 | F2 | Commercial | Office (WA) | Existing | Miscellaneous | Natural Gas | Miscellaneous | E8 | RVT - Cost of Operation | 0 | 0 | 0 | 0 | 0 | 0 | 0 | 0 | 0 | 0 | 0 | 0 | 0 | 0 | 0 | 0 | 0 | 0 | 0 | 0 | 0 | 0 | 0 | 0 | 0 | 0 | 0
F2_Commercial_Office (WA)_Existing_Miscellaneous_Natural Gas_Miscellaneous_E9 | F2 | Commercial | Office (WA) | Existing | Miscellaneous | Natural Gas | Miscellaneous | E9 | RVT - Cost of Operation | 0 | 0 | 0 | 0 | 0 | 0 | 0 | 0 | 0 | 0 | 0 | 0 | 0 | 0 | 0 | 0 | 0 | 0 | 0 | 0 | 0 | 0 | 0 | 0 | 0 | 0 | 0
F2_Commercial_Office (WA)_Existing_Miscellaneous_Natural Gas_Miscellaneous_E10 | F2 | Commercial | Office (WA) | Existing | Miscellaneous | Natural Gas | Miscellaneous | E10 | RVT - Cost of Operation | 0 | 0 | 0 | 0 | 0 | 0 | 0 | 0 | 0 | 0 | 0 | 0 | 0 | 0 | 0 | 0 | 0 | 0 | 0 | 0 | 0 | 0 | 0 | 0 | 0 | 0 | 0
F3_Commercial_Office (WA)_Existing_Miscellaneous_Natural Gas_Miscellaneous_E1 | F3 | Commercial | Office (WA) | Existing | Miscellaneous | Natural Gas | Miscellaneous | E1 | System - kBTUs of Consumption | 0.32869 | 0.32869 | 0.32869 | 0.32869 | 0.32869 | 0.32869 | 0.32869 | 0.32869 | 0.32869 | 0.32869 | 0.32869 | 0.32869 | 0.32869 | 0.32869 | 0.32869 | 0.32869 | 0.32869 | 0.32869 | 0.32869 | 0.32869 | 0.32869 | 0.32869 | 0.32869 | 0.32869 | 0.32869 | 0.32869 | 0.32869
F3_Commercial_Office (WA)_Existing_Miscellaneous_Natural Gas_Miscellaneous_E2 | F3 | Commercial | Office (WA) | Existing | Miscellaneous | Natural Gas | Miscellaneous | E2 | System - kBTUs of Consumption | 0 | 0 | 0 | 0 | 0 | 0 | 0 | 0 | 0 | 0 | 0 | 0 | 0 | 0 | 0 | 0 | 0 | 0 | 0 | 0 | 0 | 0 | 0 | 0 | 0 | 0 | 0
F3_Commercial_Office (WA)_Existing_Miscellaneous_Natural Gas_Miscellaneous_E3 | F3 | Commercial | Office (WA) | Existing | Miscellaneous | Natural Gas | Miscellaneous | E3 | System - kBTUs of Consumption | 0 | 0 | 0 | 0 | 0 | 0 | 0 | 0 | 0 | 0 | 0 | 0 | 0 | 0 | 0 | 0 | 0 | 0 | 0 | 0 | 0 | 0 | 0 | 0 | 0 | 0 | 0
F3_Commercial_Office (WA)_Existing_Miscellaneous_Natural Gas_Miscellaneous_E4 | F3 | Commercial | Office (WA) | Existing | Miscellaneous | Natural Gas | Miscellaneous | E4 | System - kBTUs of Consumption | 0 | 0 | 0 | 0 | 0 | 0 | 0 | 0 | 0 | 0 | 0 | 0 | 0 | 0 | 0 | 0 | 0 | 0 | 0 | 0 | 0 | 0 | 0 | 0 | 0 | 0 | 0
F3_Commercial_Office (WA)_Existing_Miscellaneous_Natural Gas_Miscellaneous_E5 | F3 | Commercial | Office (WA) | Existing | Miscellaneous | Natural Gas | Miscellaneous | E5 | System - kBTUs of Consumption | 0 | 0 | 0 | 0 | 0 | 0 | 0 | 0 | 0 | 0 | 0 | 0 | 0 | 0 | 0 | 0 | 0 | 0 | 0 | 0 | 0 | 0 | 0 | 0 | 0 | 0 | 0
F3_Commercial_Office (WA)_Existing_Miscellaneous_Natural Gas_Miscellaneous_E6 | F3 | Commercial | Office (WA) | Existing | Miscellaneous | Natural Gas | Miscellaneous | E6 | System - kBTUs of Consumption | 0 | 0 | 0 | 0 | 0 | 0 | 0 | 0 | 0 | 0 | 0 | 0 | 0 | 0 | 0 | 0 | 0 | 0 | 0 | 0 | 0 | 0 | 0 | 0 | 0 | 0 | 0
F3_Commercial_Office (WA)_Existing_Miscellaneous_Natural Gas_Miscellaneous_E7 | F3 | Commercial | Office (WA) | Existing | Miscellaneous | Natural Gas | Miscellaneous | E7 | System - kBTUs of Consumption | 0 | 0 | 0 | 0 | 0 | 0 | 0 | 0 | 0 | 0 | 0 | 0 | 0 | 0 | 0 | 0 | 0 | 0 | 0 | 0 | 0 | 0 | 0 | 0 | 0 | 0 | 0
F3_Commercial_Office (WA)_Existing_Miscellaneous_Natural Gas_Miscellaneous_E8 | F3 | Commercial | Office (WA) | Existing | Miscellaneous | Natural Gas | Miscellaneous | E8 | System - kBTUs of Consumption | 0 | 0 | 0 | 0 | 0 | 0 | 0 | 0 | 0 | 0 | 0 | 0 | 0 | 0 | 0 | 0 | 0 | 0 | 0 | 0 | 0 | 0 | 0 | 0 | 0 | 0 | 0
F3_Commercial_Office (WA)_Existing_Miscellaneous_Natural Gas_Miscellaneous_E9 | F3 | Commercial | Office (WA) | Existing | Miscellaneous | Natural Gas | Miscellaneous | E9 | System - kBTUs of Consumption | 0 | 0 | 0 | 0 | 0 | 0 | 0 | 0 | 0 | 0 | 0 | 0 | 0 | 0 | 0 | 0 | 0 | 0 | 0 | 0 | 0 | 0 | 0 | 0 | 0 | 0 | 0
F3_Commercial_Office (WA)_Existing_Miscellaneous_Natural Gas_Miscellaneous_E10 | F3 | Commercial | Office (WA) | Existing | Miscellaneous | Natural Gas | Miscellaneous | E10 | System - kBTUs of Consumption | 0 | 0 | 0 | 0 | 0 | 0 | 0 | 0 | 0 | 0 | 0 | 0 | 0 | 0 | 0 | 0 | 0 | 0 | 0 | 0 | 0 | 0 | 0 | 0 | 0 | 0 | 0
F4_Commercial_Office (WA)_Existing_Miscellaneous_Natural Gas_Miscellaneous_E1 | F4 | Commercial | Office (WA) | Existing | Miscellaneous | Natural Gas | Miscellaneous | E1 | Utility - Cost of Equipment | 0.00081359 | 0.00081359 | 0.00081359 | 0.00081359 | 0.00081359 | 0.00081359 | 0.00081359 | 0.00081359 | 0.00081359 | 0.00081359 | 0.00081359 | 0.00081359 | 0.00081359 | 0.00081359 | 0.00081359 | 0.00081359 | 0.00081359 | 0.00081359 | 0.00081359 | 0.00081359 | 0.00081359 | 0.00081359 | 0.00081359 | 0.00081359 | 0.00081359 | 0.00081359 | 0.00081359
F4_Commercial_Office (WA)_Existing_Miscellaneous_Natural Gas_Miscellaneous_E2 | F4 | Commercial | Office (WA) | Existing | Miscellaneous | Natural Gas | Miscellaneous | E2 | Utility - Cost of Equipment | 0 | 0 | 0 | 0 | 0 | 0 | 0 | 0 | 0 | 0 | 0 | 0 | 0 | 0 | 0 | 0 | 0 | 0 | 0 | 0 | 0 | 0 | 0 | 0 | 0 | 0 | 0
F4_Commercial_Office (WA)_Existing_Miscellaneous_Natural Gas_Miscellaneous_E3 | F4 | Commercial | Office (WA) | Existing | Miscellaneous | Natural Gas | Miscellaneous | E3 | Utility - Cost of Equipment | 0 | 0 | 0 | 0 | 0 | 0 | 0 | 0 | 0 | 0 | 0 | 0 | 0 | 0 | 0 | 0 | 0 | 0 | 0 | 0 | 0 | 0 | 0 | 0 | 0 | 0 | 0
F4_Commercial_Office (WA)_Existing_Miscellaneous_Natural Gas_Miscellaneous_E4 | F4 | Commercial | Office (WA) | Existing | Miscellaneous | Natural Gas | Miscellaneous | E4 | Utility - Cost of Equipment | 0 | 0 | 0 | 0 | 0 | 0 | 0 | 0 | 0 | 0 | 0 | 0 | 0 | 0 | 0 | 0 | 0 | 0 | 0 | 0 | 0 | 0 | 0 | 0 | 0 | 0 | 0
F4_Commercial_Office (WA)_Existing_Miscellaneous_Natural Gas_Miscellaneous_E5 | F4 | Commercial | Office (WA) | Existing | Miscellaneous | Natural Gas | Miscellaneous | E5 | Utility - Cost of Equipment | 0 | 0 | 0 | 0 | 0 | 0 | 0 | 0 | 0 | 0 | 0 | 0 | 0 | 0 | 0 | 0 | 0 | 0 | 0 | 0 | 0 | 0 | 0 | 0 | 0 | 0 | 0
F4_Commercial_Office (WA)_Existing_Miscellaneous_Natural Gas_Miscellaneous_E6 | F4 | Commercial | Office (WA) | Existing | Miscellaneous | Natural Gas | Miscellaneous | E6 | Utility - Cost of Equipment | 0 | 0 | 0 | 0 | 0 | 0 | 0 | 0 | 0 | 0 | 0 | 0 | 0 | 0 | 0 | 0 | 0 | 0 | 0 | 0 | 0 | 0 | 0 | 0 | 0 | 0 | 0
F4_Commercial_Office (WA)_Existing_Miscellaneous_Natural Gas_Miscellaneous_E7 | F4 | Commercial | Office (WA) | Existing | Miscellaneous | Natural Gas | Miscellaneous | E7 | Utility - Cost of Equipment | 0 | 0 | 0 | 0 | 0 | 0 | 0 | 0 | 0 | 0 | 0 | 0 | 0 | 0 | 0 | 0 | 0 | 0 | 0 | 0 | 0 | 0 | 0 | 0 | 0 | 0 | 0
F4_Commercial_Office (WA)_Existing_Miscellaneous_Natural Gas_Miscellaneous_E8 | F4 | Commercial | Office (WA) | Existing | Miscellaneous | Natural Gas | Miscellaneous | E8 | Utility - Cost of Equipment | 0 | 0 | 0 | 0 | 0 | 0 | 0 | 0 | 0 | 0 | 0 | 0 | 0 | 0 | 0 | 0 | 0 | 0 | 0 | 0 | 0 | 0 | 0 | 0 | 0 | 0 | 0
F4_Commercial_Office (WA)_Existing_Miscellaneous_Natural Gas_Miscellaneous_E9 | F4 | Commercial | Office (WA) | Existing | Miscellaneous | Natural Gas | Miscellaneous | E9 | Utility - Cost of Equipment | 0 | 0 | 0 | 0 | 0 | 0 | 0 | 0 | 0 | 0 | 0 | 0 | 0 | 0 | 0 | 0 | 0 | 0 | 0 | 0 | 0 | 0 | 0 | 0 | 0 | 0 | 0
F4_Commercial_Office (WA)_Existing_Miscellaneous_Natural Gas_Miscellaneous_E10 | F4 | Commercial | Office (WA) | Existing | Miscellaneous | Natural Gas | Miscellaneous | E10 | Utility - Cost of Equipment | 0 | 0 | 0 | 0 | 0 | 0 | 0 | 0 | 0 | 0 | 0 | 0 | 0 | 0 | 0 | 0 | 0 | 0 | 0 | 0 | 0 | 0 | 0 | 0 | 0 | 0 | 0
F5_Commercial_Office (WA)_Existing_Miscellaneous_Natural Gas_Miscellaneous_E1 | F5 | Commercial | Office (WA) | Existing | Miscellaneous | Natural Gas | Miscellaneous | E1 | Utility - Cost of Operation | 0.0010724 | 0.0010792 | 0.001093 | 0.001116 | 0.0011506 | 0.0012059 | 0.0012667 | 0.0013295 | 0.0013927 | 0.0014598 | 0.001507 | 0.0015513 | 0.0016041 | 0.0016563 | 0.0017003 | 0.0017389 | 0.0017695 | 0.0017988 | 0.0018314 | 0.0018615 | 0.0018928 | 0.001926 | 0.0019592 | 0.001994 | 0.0020295 | 0.0020655 | 0.0021022
F5_Commercial_Office (WA)_Existing_Miscellaneous_Natural Gas_Miscellaneous_E2 | F5 | Commercial | Office (WA) | Existing | Miscellaneous | Natural Gas | Miscellaneous | E2 | Utility - Cost of Operation | 0 | 0 | 0 | 0 | 0 | 0 | 0 | 0 | 0 | 0 | 0 | 0 | 0 | 0 | 0 | 0 | 0 | 0 | 0 | 0 | 0 | 0 | 0 | 0 | 0 | 0 | 0
F5_Commercial_Office (WA)_Existing_Miscellaneous_Natural Gas_Miscellaneous_E3 | F5 | Commercial | Office (WA) | Existing | Miscellaneous | Natural Gas | Miscellaneous | E3 | Utility - Cost of Operation | 0 | 0 | 0 | 0 | 0 | 0 | 0 | 0 | 0 | 0 | 0 | 0 | 0 | 0 | 0 | 0 | 0 | 0 | 0 | 0 | 0 | 0 | 0 | 0 | 0 | 0 | 0
F5_Commercial_Office (WA)_Existing_Miscellaneous_Natural Gas_Miscellaneous_E4 | F5 | Commercial | Office (WA) | Existing | Miscellaneous | Natural Gas | Miscellaneous | E4 | Utility - Cost of Operation | 0 | 0 | 0 | 0 | 0 | 0 | 0 | 0 | 0 | 0 | 0 | 0 | 0 | 0 | 0 | 0 | 0 | 0 | 0 | 0 | 0 | 0 | 0 | 0 | 0 | 0 | 0
F5_Commercial_Office (WA)_Existing_Miscellaneous_Natural Gas_Miscellaneous_E5 | F5 | Commercial | Office (WA) | Existing | Miscellaneous | Natural Gas | Miscellaneous | E5 | Utility - Cost of Operation | 0 | 0 | 0 | 0 | 0 | 0 | 0 | 0 | 0 | 0 | 0 | 0 | 0 | 0 | 0 | 0 | 0 | 0 | 0 | 0 | 0 | 0 | 0 | 0 | 0 | 0 | 0
F5_Commercial_Office (WA)_Existing_Miscellaneous_Natural Gas_Miscellaneous_E6 | F5 | Commercial | Office (WA) | Existing | Miscellaneous | Natural Gas | Miscellaneous | E6 | Utility - Cost of Operation | 0 | 0 | 0 | 0 | 0 | 0 | 0 | 0 | 0 | 0 | 0 | 0 | 0 | 0 | 0 | 0 | 0 | 0 | 0 | 0 | 0 | 0 | 0 | 0 | 0 | 0 | 0
F5_Commercial_Office (WA)_Existing_Miscellaneous_Natural Gas_Miscellaneous_E7 | F5 | Commercial | Office (WA) | Existing | Miscellaneous | Natural Gas | Miscellaneous | E7 | Utility - Cost of Operation | 0 | 0 | 0 | 0 | 0 | 0 | 0 | 0 | 0 | 0 | 0 | 0 | 0 | 0 | 0 | 0 | 0 | 0 | 0 | 0 | 0 | 0 | 0 | 0 | 0 | 0 | 0
F5_Commercial_Office (WA)_Existing_Miscellaneous_Natural Gas_Miscellaneous_E8 | F5 | Commercial | Office (WA) | Existing | Miscellaneous | Natural Gas | Miscellaneous | E8 | Utility - Cost of Operation | 0 | 0 | 0 | 0 | 0 | 0 | 0 | 0 | 0 | 0 | 0 | 0 | 0 | 0 | 0 | 0 | 0 | 0 | 0 | 0 | 0 | 0 | 0 | 0 | 0 | 0 | 0
F5_Commercial_Office (WA)_Existing_Miscellaneous_Natural Gas_Miscellaneous_E9 | F5 | Commercial | Office (WA) | Existing | Miscellaneous | Natural Gas | Miscellaneous | E9 | Utility - Cost of Operation | 0 | 0 | 0 | 0 | 0 | 0 | 0 | 0 | 0 | 0 | 0 | 0 | 0 | 0 | 0 | 0 | 0 | 0 | 0 | 0 | 0 | 0 | 0 | 0 | 0 | 0 | 0
F5_Commercial_Office (WA)_Existing_Miscellaneous_Natural Gas_Miscellaneous_E10 | F5 | Commercial | Office (WA) | Existing | Miscellaneous | Natural Gas | Miscellaneous | E10 | Utility - Cost of Operation | 0 | 0 | 0 | 0 | 0 | 0 | 0 | 0 | 0 | 0 | 0 | 0 | 0 | 0 | 0 | 0 | 0 | 0 | 0 | 0 | 0 | 0 | 0 | 0 | 0 | 0 | 0
F6_Commercial_Office (WA)_Existing_Miscellaneous_Natural Gas_Miscellaneous_E1 | F6 | Commercial | Office (WA) | Existing | Miscellaneous | Natural Gas | Miscellaneous | E1 | Utility - Value of Sales | 0.0012868 | 0.001295 | 0.0013088 | 0.0013302 | 0.0013617 | 0.0014136 | 0.0014671 | 0.001517 | 0.0015606 | 0.0016058 | 0.0016577 | 0.0017064 | 0.0017645 | 0.0018201 | 0.0018643 | 0.0019002 | 0.0019243 | 0.0019437 | 0.0019631 | 0.0019755 | 0.0019875 | 0.0020223 | 0.0020572 | 0.0020938 | 0.0021309 | 0.0021688 | 0.0022073
F6_Commercial_Office (WA)_Existing_Miscellaneous_Natural Gas_Miscellaneous_E2 | F6 | Commercial | Office (WA) | Existing | Miscellaneous | Natural Gas | Miscellaneous | E2 | Utility - Value of Sales | 0 | 0 | 0 | 0 | 0 | 0 | 0 | 0 | 0 | 0 | 0 | 0 | 0 | 0 | 0 | 0 | 0 | 0 | 0 | 0 | 0 | 0 | 0 | 0 | 0 | 0 | 0
F6_Commercial_Office (WA)_Existing_Miscellaneous_Natural Gas_Miscellaneous_E3 | F6 | Commercial | Office (WA) | Existing | Miscellaneous | Natural Gas | Miscellaneous | E3 | Utility - Value of Sales | 0 | 0 | 0 | 0 | 0 | 0 | 0 | 0 | 0 | 0 | 0 | 0 | 0 | 0 | 0 | 0 | 0 | 0 | 0 | 0 | 0 | 0 | 0 | 0 | 0 | 0 | 0
F6_Commercial_Office (WA)_Existing_Miscellaneous_Natural Gas_Miscellaneous_E4 | F6 | Commercial | Office (WA) | Existing | Miscellaneous | Natural Gas | Miscellaneous | E4 | Utility - Value of Sales | 0 | 0 | 0 | 0 | 0 | 0 | 0 | 0 | 0 | 0 | 0 | 0 | 0 | 0 | 0 | 0 | 0 | 0 | 0 | 0 | 0 | 0 | 0 | 0 | 0 | 0 | 0
F6_Commercial_Office (WA)_Existing_Miscellaneous_Natural Gas_Miscellaneous_E5 | F6 | Commercial | Office (WA) | Existing | Miscellaneous | Natural Gas | Miscellaneous | E5 | Utility - Value of Sales | 0 | 0 | 0 | 0 | 0 | 0 | 0 | 0 | 0 | 0 | 0 | 0 | 0 | 0 | 0 | 0 | 0 | 0 | 0 | 0 | 0 | 0 | 0 | 0 | 0 | 0 | 0
F6_Commercial_Office (WA)_Existing_Miscellaneous_Natural Gas_Miscellaneous_E6 | F6 | Commercial | Office (WA) | Existing | Miscellaneous | Natural Gas | Miscellaneous | E6 | Utility - Value of Sales | 0 | 0 | 0 | 0 | 0 | 0 | 0 | 0 | 0 | 0 | 0 | 0 | 0 | 0 | 0 | 0 | 0 | 0 | 0 | 0 | 0 | 0 | 0 | 0 | 0 | 0 | 0
F6_Commercial_Office (WA)_Existing_Miscellaneous_Natural Gas_Miscellaneous_E7 | F6 | Commercial | Office (WA) | Existing | Miscellaneous | Natural Gas | Miscellaneous | E7 | Utility - Value of Sales | 0 | 0 | 0 | 0 | 0 | 0 | 0 | 0 | 0 | 0 | 0 | 0 | 0 | 0 | 0 | 0 | 0 | 0 | 0 | 0 | 0 | 0 | 0 | 0 | 0 | 0 | 0
F6_Commercial_Office (WA)_Existing_Miscellaneous_Natural Gas_Miscellaneous_E8 | F6 | Commercial | Office (WA) | Existing | Miscellaneous | Natural Gas | Miscellaneous | E8 | Utility - Value of Sales | 0 | 0 | 0 | 0 | 0 | 0 | 0 | 0 | 0 | 0 | 0 | 0 | 0 | 0 | 0 | 0 | 0 | 0 | 0 | 0 | 0 | 0 | 0 | 0 | 0 | 0 | 0
F6_Commercial_Office (WA)_Existing_Miscellaneous_Natural Gas_Miscellaneous_E9 | F6 | Commercial | Office (WA) | Existing | Miscellaneous | Natural Gas | Miscellaneous | E9 | Utility - Value of Sales | 0 | 0 | 0 | 0 | 0 | 0 | 0 | 0 | 0 | 0 | 0 | 0 | 0 | 0 | 0 | 0 | 0 | 0 | 0 | 0 | 0 | 0 | 0 | 0 | 0 | 0 | 0
F6_Commercial_Office (WA)_Existing_Miscellaneous_Natural Gas_Miscellaneous_E10 | F6 | Commercial | Office (WA) | Existing | Miscellaneous | Natural Gas | Miscellaneous | E10 | Utility - Value of Sales | 0 | 0 | 0 | 0 | 0 | 0 | 0 | 0 | 0 | 0 | 0 | 0 | 0 | 0 | 0 | 0 | 0 | 0 | 0 | 0 | 0 | 0 | 0 | 0 | 0 | 0 | 0
F1_Commercial_Office (WA)_New_Space Heating_Natural Gas_Furnace_E1 | F1 | Commercial | Office (WA) | New | Space Heating | Natural Gas | Furnace | E1 | RVT - Cost of Equipment | 0.064382 | 0.064382 | 0.064382 | 0.064382 | 0.064382 | 0.064382 | 0.064382 | 0.064382 | 0.064382 | 0.064382 | 0.064382 | 0.064382 | 0.064382 | 0.064382 | 0.064382 | 0.064382 | 0.064382 | 0.064382 | 0.064382 | 0.064382 | 0.064382 | 0.064382 | 0.064382 | 0.064382 | 0.064382 | 0.064382 | 0.064382
F1_Commercial_Office (WA)_New_Space Heating_Natural Gas_Furnace_E2 | F1 | Commercial | Office (WA) | New | Space Heating | Natural Gas | Furnace | E2 | RVT - Cost of Equipment | 0.13013 | 0.13013 | 0.13013 | 0.13013 | 0.13013 | 0.13013 | 0.13013 | 0.13013 | 0.13013 | 0.13013 | 0.13013 | 0.13013 | 0.13013 | 0.13013 | 0.13013 | 0.13013 | 0.13013 | 0.13013 | 0.13013 | 0.13013 | 0.13013 | 0.13013 | 0.13013 | 0.13013 | 0.13013 | 0.13013 | 0.13013
F1_Commercial_Office (WA)_New_Space Heating_Natural Gas_Furnace_E3 | F1 | Commercial | Office (WA) | New | Space Heating | Natural Gas | Furnace | E3 | RVT - Cost of Equipment | 0.079108 | 0.079108 | 0.079108 | 0.079108 | 0.079108 | 0.079108 | 0.079108 | 0.079108 | 0.079108 | 0.079108 | 0.079108 | 0.079108 | 0.079108 | 0.079108 | 0.079108 | 0.079108 | 0.079108 | 0.079108 | 0.079108 | 0.079108 | 0.079108 | 0.079108 | 0.079108 | 0.079108 | 0.079108 | 0.079108 | 0.079108
F1_Commercial_Office (WA)_New_Space Heating_Natural Gas_Furnace_E4 | F1 | Commercial | Office (WA) | New | Space Heating | Natural Gas | Furnace | E4 | RVT - Cost of Equipment | 0 | 0 | 0 | 0 | 0 | 0 | 0 | 0 | 0 | 0 | 0 | 0 | 0 | 0 | 0 | 0 | 0 | 0 | 0 | 0 | 0 | 0 | 0 | 0 | 0 | 0 | 0
F1_Commercial_Office (WA)_New_Space Heating_Natural Gas_Furnace_E5 | F1 | Commercial | Office (WA) | New | Space Heating | Natural Gas | Furnace | E5 | RVT - Cost of Equipment | 0 | 0 | 0 | 0 | 0 | 0 | 0 | 0 | 0 | 0 | 0 | 0 | 0 | 0 | 0 | 0 | 0 | 0 | 0 | 0 | 0 | 0 | 0 | 0 | 0 | 0 | 0
F1_Commercial_Office (WA)_New_Space Heating_Natural Gas_Furnace_E6 | F1 | Commercial | Office (WA) | New | Space Heating | Natural Gas | Furnace | E6 | RVT - Cost of Equipment | 0 | 0 | 0 | 0 | 0 | 0 | 0 | 0 | 0 | 0 | 0 | 0 | 0 | 0 | 0 | 0 | 0 | 0 | 0 | 0 | 0 | 0 | 0 | 0 | 0 | 0 | 0
F1_Commercial_Office (WA)_New_Space Heating_Natural Gas_Furnace_E7 | F1 | Commercial | Office (WA) | New | Space Heating | Natural Gas | Furnace | E7 | RVT - Cost of Equipment | 0 | 0 | 0 | 0 | 0 | 0 | 0 | 0 | 0 | 0 | 0 | 0 | 0 | 0 | 0 | 0 | 0 | 0 | 0 | 0 | 0 | 0 | 0 | 0 | 0 | 0 | 0
F1_Commercial_Office (WA)_New_Space Heating_Natural Gas_Furnace_E8 | F1 | Commercial | Office (WA) | New | Space Heating | Natural Gas | Furnace | E8 | RVT - Cost of Equipment | 0 | 0 | 0 | 0 | 0 | 0 | 0 | 0 | 0 | 0 | 0 | 0 | 0 | 0 | 0 | 0 | 0 | 0 | 0 | 0 | 0 | 0 | 0 | 0 | 0 | 0 | 0
F1_Commercial_Office (WA)_New_Space Heating_Natural Gas_Furnace_E9 | F1 | Commercial | Office (WA) | New | Space Heating | Natural Gas | Furnace | E9 | RVT - Cost of Equipment | 0 | 0 | 0 | 0 | 0 | 0 | 0 | 0 | 0 | 0 | 0 | 0 | 0 | 0 | 0 | 0 | 0 | 0 | 0 | 0 | 0 | 0 | 0 | 0 | 0 | 0 | 0
F1_Commercial_Office (WA)_New_Space Heating_Natural Gas_Furnace_E10 | F1 | Commercial | Office (WA) | New | Space Heating | Natural Gas | Furnace | E10 | RVT - Cost of Equipment | 0 | 0 | 0 | 0 | 0 | 0 | 0 | 0 | 0 | 0 | 0 | 0 | 0 | 0 | 0 | 0 | 0 | 0 | 0 | 0 | 0 | 0 | 0 | 0 | 0 | 0 | 0
F2_Commercial_Office (WA)_New_Space Heating_Natural Gas_Furnace_E1 | F2 | Commercial | Office (WA) | New | Space Heating | Natural Gas | Furnace | E1 | RVT - Cost of Operation | 0.083274 | 0.083966 | 0.085117 | 0.086448 | 0.087974 | 0.090457 | 0.092921 | 0.095498 | 0.097759 | 0.099953 | 0.10244 | 0.10461 | 0.10703 | 0.10952 | 0.11174 | 0.11387 | 0.11575 | 0.11766 | 0.11964 | 0.12165 | 0.12366 | 0.12636 | 0.12956 | 0.13231 | 0.13512 | 0.13798 | 0.14091
F2_Commercial_Office (WA)_New_Space Heating_Natural Gas_Furnace_E2 | F2 | Commercial | Office (WA) | New | Space Heating | Natural Gas | Furnace | E2 | RVT - Cost of Operation | 0.074034 | 0.074649 | 0.075672 | 0.076856 | 0.078212 | 0.08042 | 0.082611 | 0.084902 | 0.086912 | 0.088863 | 0.091074 | 0.093005 | 0.095156 | 0.097371 | 0.099342 | 0.10123 | 0.1029 | 0.1046 | 0.10637 | 0.10815 | 0.10994 | 0.11234 | 0.11518 | 0.11763 | 0.12012 | 0.12267 | 0.12528
F2_Commercial_Office (WA)_New_Space Heating_Natural Gas_Furnace_E3 | F2 | Commercial | Office (WA) | New | Space Heating | Natural Gas | Furnace | E3 | RVT - Cost of Operation | 0.069414 | 0.069991 | 0.07095 | 0.07206 | 0.073332 | 0.075401 | 0.077455 | 0.079603 | 0.081488 | 0.083317 | 0.085391 | 0.087201 | 0.089218 | 0.091294 | 0.093143 | 0.094917 | 0.096481 | 0.098076 | 0.099731 | 0.10141 | 0.10308 | 0.10533 | 0.10799 | 0.11029 | 0.11263 | 0.11502 | 0.11746
F2_Commercial_Office (WA)_New_Space Heating_Natural Gas_Furnace_E4 | F2 | Commercial | Office (WA) | New | Space Heating | Natural Gas | Furnace | E4 | RVT - Cost of Operation | 0 | 0 | 0 | 0 | 0 | 0 | 0 | 0 | 0 | 0 | 0 | 0 | 0 | 0 | 0 | 0 | 0 | 0 | 0 | 0 | 0 | 0 | 0 | 0 | 0 | 0 | 0
F2_Commercial_Office (WA)_New_Space Heating_Natural Gas_Furnace_E5 | F2 | Commercial | Office (WA) | New | Space Heating | Natural Gas | Furnace | E5 | RVT - Cost of Operation | 0 | 0 | 0 | 0 | 0 | 0 | 0 | 0 | 0 | 0 | 0 | 0 | 0 | 0 | 0 | 0 | 0 | 0 | 0 | 0 | 0 | 0 | 0 | 0 | 0 | 0 | 0
F2_Commercial_Office (WA)_New_Space Heating_Natural Gas_Furnace_E6 | F2 | Commercial | Office (WA) | New | Space Heating | Natural Gas | Furnace | E6 | RVT - Cost of Operation | 0 | 0 | 0 | 0 | 0 | 0 | 0 | 0 | 0 | 0 | 0 | 0 | 0 | 0 | 0 | 0 | 0 | 0 | 0 | 0 | 0 | 0 | 0 | 0 | 0 | 0 | 0
F2_Commercial_Office (WA)_New_Space Heating_Natural Gas_Furnace_E7 | F2 | Commercial | Office (WA) | New | Space Heating | Natural Gas | Furnace | E7 | RVT - Cost of Operation | 0 | 0 | 0 | 0 | 0 | 0 | 0 | 0 | 0 | 0 | 0 | 0 | 0 | 0 | 0 | 0 | 0 | 0 | 0 | 0 | 0 | 0 | 0 | 0 | 0 | 0 | 0
F2_Commercial_Office (WA)_New_Space Heating_Natural Gas_Furnace_E8 | F2 | Commercial | Office (WA) | New | Space Heating | Natural Gas | Furnace | E8 | RVT - Cost of Operation | 0 | 0 | 0 | 0 | 0 | 0 | 0 | 0 | 0 | 0 | 0 | 0 | 0 | 0 | 0 | 0 | 0 | 0 | 0 | 0 | 0 | 0 | 0 | 0 | 0 | 0 | 0
F2_Commercial_Office (WA)_New_Space Heating_Natural Gas_Furnace_E9 | F2 | Commercial | Office (WA) | New | Space Heating | Natural Gas | Furnace | E9 | RVT - Cost of Operation | 0 | 0 | 0 | 0 | 0 | 0 | 0 | 0 | 0 | 0 | 0 | 0 | 0 | 0 | 0 | 0 | 0 | 0 | 0 | 0 | 0 | 0 | 0 | 0 | 0 | 0 | 0
F2_Commercial_Office (WA)_New_Space Heating_Natural Gas_Furnace_E10 | F2 | Commercial | Office (WA) | New | Space Heating | Natural Gas | Furnace | E10 | RVT - Cost of Operation | 0 | 0 | 0 | 0 | 0 | 0 | 0 | 0 | 0 | 0 | 0 | 0 | 0 | 0 | 0 | 0 | 0 | 0 | 0 | 0 | 0 | 0 | 0 | 0 | 0 | 0 | 0
F3_Commercial_Office (WA)_New_Space Heating_Natural Gas_Furnace_E1 | F3 | Commercial | Office (WA) | New | Space Heating | Natural Gas | Furnace | E1 | System - kBTUs of Consumption | 18.3256 | 18.2795 | 18.2795 | 18.2795 | 18.2795 | 18.2795 | 18.2795 | 18.2795 | 18.2795 | 18.2795 | 18.2795 | 18.2795 | 18.2795 | 18.2795 | 18.2795 | 18.2795 | 18.2795 | 18.2795 | 18.2795 | 18.2795 | 18.2795 | 18.2795 | 18.2795 | 18.2795 | 18.2795 | 18.2795 | 18.2795
F3_Commercial_Office (WA)_New_Space Heating_Natural Gas_Furnace_E2 | F3 | Commercial | Office (WA) | New | Space Heating | Natural Gas | Furnace | E2 | System - kBTUs of Consumption | 16.2922 | 16.2513 | 16.2513 | 16.2513 | 16.2513 | 16.2513 | 16.2513 | 16.2513 | 16.2513 | 16.2513 | 16.2513 | 16.2513 | 16.2513 | 16.2513 | 16.2513 | 16.2513 | 16.2513 | 16.2513 | 16.2513 | 16.2513 | 16.2513 | 16.2513 | 16.2513 | 16.2513 | 16.2513 | 16.2513 | 16.2513
F3_Commercial_Office (WA)_New_Space Heating_Natural Gas_Furnace_E3 | F3 | Commercial | Office (WA) | New | Space Heating | Natural Gas | Furnace | E3 | System - kBTUs of Consumption | 15.2755 | 15.2371 | 15.2371 | 15.2371 | 15.2371 | 15.2371 | 15.2371 | 15.2371 | 15.2371 | 15.2371 | 15.2371 | 15.2371 | 15.2371 | 15.2371 | 15.2371 | 15.2371 | 15.2371 | 15.2371 | 15.2371 | 15.2371 | 15.2371 | 15.2371 | 15.2371 | 15.2371 | 15.2371 | 15.2371 | 15.2371
F3_Commercial_Office (WA)_New_Space Heating_Natural Gas_Furnace_E4 | F3 | Commercial | Office (WA) | New | Space Heating | Natural Gas | Furnace | E4 | System - kBTUs of Consumption | 0 | 0 | 0 | 0 | 0 | 0 | 0 | 0 | 0 | 0 | 0 | 0 | 0 | 0 | 0 | 0 | 0 | 0 | 0 | 0 | 0 | 0 | 0 | 0 | 0 | 0 | 0
F3_Commercial_Office (WA)_New_Space Heating_Natural Gas_Furnace_E5 | F3 | Commercial | Office (WA) | New | Space Heating | Natural Gas | Furnace | E5 | System - kBTUs of Consumption | 0 | 0 | 0 | 0 | 0 | 0 | 0 | 0 | 0 | 0 | 0 | 0 | 0 | 0 | 0 | 0 | 0 | 0 | 0 | 0 | 0 | 0 | 0 | 0 | 0 | 0 | 0
F3_Commercial_Office (WA)_New_Space Heating_Natural Gas_Furnace_E6 | F3 | Commercial | Office (WA) | New | Space Heating | Natural Gas | Furnace | E6 | System - kBTUs of Consumption | 0 | 0 | 0 | 0 | 0 | 0 | 0 | 0 | 0 | 0 | 0 | 0 | 0 | 0 | 0 | 0 | 0 | 0 | 0 | 0 | 0 | 0 | 0 | 0 | 0 | 0 | 0
F3_Commercial_Office (WA)_New_Space Heating_Natural Gas_Furnace_E7 | F3 | Commercial | Office (WA) | New | Space Heating | Natural Gas | Furnace | E7 | System - kBTUs of Consumption | 0 | 0 | 0 | 0 | 0 | 0 | 0 | 0 | 0 | 0 | 0 | 0 | 0 | 0 | 0 | 0 | 0 | 0 | 0 | 0 | 0 | 0 | 0 | 0 | 0 | 0 | 0
F3_Commercial_Office (WA)_New_Space Heating_Natural Gas_Furnace_E8 | F3 | Commercial | Office (WA) | New | Space Heating | Natural Gas | Furnace | E8 | System - kBTUs of Consumption | 0 | 0 | 0 | 0 | 0 | 0 | 0 | 0 | 0 | 0 | 0 | 0 | 0 | 0 | 0 | 0 | 0 | 0 | 0 | 0 | 0 | 0 | 0 | 0 | 0 | 0 | 0
F3_Commercial_Office (WA)_New_Space Heating_Natural Gas_Furnace_E9 | F3 | Commercial | Office (WA) | New | Space Heating | Natural Gas | Furnace | E9 | System - kBTUs of Consumption | 0 | 0 | 0 | 0 | 0 | 0 | 0 | 0 | 0 | 0 | 0 | 0 | 0 | 0 | 0 | 0 | 0 | 0 | 0 | 0 | 0 | 0 | 0 | 0 | 0 | 0 | 0
F3_Commercial_Office (WA)_New_Space Heating_Natural Gas_Furnace_E10 | F3 | Commercial | Office (WA) | New | Space Heating | Natural Gas | Furnace | E10 | System - kBTUs of Consumption | 0 | 0 | 0 | 0 | 0 | 0 | 0 | 0 | 0 | 0 | 0 | 0 | 0 | 0 | 0 | 0 | 0 | 0 | 0 | 0 | 0 | 0 | 0 | 0 | 0 | 0 | 0
F4_Commercial_Office (WA)_New_Space Heating_Natural Gas_Furnace_E1 | F4 | Commercial | Office (WA) | New | Space Heating | Natural Gas | Furnace | E1 | Utility - Cost of Equipment | 0.064382 | 0.064382 | 0.064382 | 0.064382 | 0.064382 | 0.064382 | 0.064382 | 0.064382 | 0.064382 | 0.064382 | 0.064382 | 0.064382 | 0.064382 | 0.064382 | 0.064382 | 0.064382 | 0.064382 | 0.064382 | 0.064382 | 0.064382 | 0.064382 | 0.064382 | 0.064382 | 0.064382 | 0.064382 | 0.064382 | 0.064382
F4_Commercial_Office (WA)_New_Space Heating_Natural Gas_Furnace_E2 | F4 | Commercial | Office (WA) | New | Space Heating | Natural Gas | Furnace | E2 | Utility - Cost of Equipment | 0.13013 | 0.13013 | 0.13013 | 0.13013 | 0.13013 | 0.13013 | 0.13013 | 0.13013 | 0.13013 | 0.13013 | 0.13013 | 0.13013 | 0.13013 | 0.13013 | 0.13013 | 0.13013 | 0.13013 | 0.13013 | 0.13013 | 0.13013 | 0.13013 | 0.13013 | 0.13013 | 0.13013 | 0.13013 | 0.13013 | 0.13013
F4_Commercial_Office (WA)_New_Space Heating_Natural Gas_Furnace_E3 | F4 | Commercial | Office (WA) | New | Space Heating | Natural Gas | Furnace | E3 | Utility - Cost of Equipment | 0.079108 | 0.079108 | 0.079108 | 0.079108 | 0.079108 | 0.079108 | 0.079108 | 0.079108 | 0.079108 | 0.079108 | 0.079108 | 0.079108 | 0.079108 | 0.079108 | 0.079108 | 0.079108 | 0.079108 | 0.079108 | 0.079108 | 0.079108 | 0.079108 | 0.079108 | 0.079108 | 0.079108 | 0.079108 | 0.079108 | 0.079108
F4_Commercial_Office (WA)_New_Space Heating_Natural Gas_Furnace_E4 | F4 | Commercial | Office (WA) | New | Space Heating | Natural Gas | Furnace | E4 | Utility - Cost of Equipment | 0 | 0 | 0 | 0 | 0 | 0 | 0 | 0 | 0 | 0 | 0 | 0 | 0 | 0 | 0 | 0 | 0 | 0 | 0 | 0 | 0 | 0 | 0 | 0 | 0 | 0 | 0
F4_Commercial_Office (WA)_New_Space Heating_Natural Gas_Furnace_E5 | F4 | Commercial | Office (WA) | New | Space Heating | Natural Gas | Furnace | E5 | Utility - Cost of Equipment | 0 | 0 | 0 | 0 | 0 | 0 | 0 | 0 | 0 | 0 | 0 | 0 | 0 | 0 | 0 | 0 | 0 | 0 | 0 | 0 | 0 | 0 | 0 | 0 | 0 | 0 | 0
F4_Commercial_Office (WA)_New_Space Heating_Natural Gas_Furnace_E6 | F4 | Commercial | Office (WA) | New | Space Heating | Natural Gas | Furnace | E6 | Utility - Cost of Equipment | 0 | 0 | 0 | 0 | 0 | 0 | 0 | 0 | 0 | 0 | 0 | 0 | 0 | 0 | 0 | 0 | 0 | 0 | 0 | 0 | 0 | 0 | 0 | 0 | 0 | 0 | 0
F4_Commercial_Office (WA)_New_Space Heating_Natural Gas_Furnace_E7 | F4 | Commercial | Office (WA) | New | Space Heating | Natural Gas | Furnace | E7 | Utility - Cost of Equipment | 0 | 0 | 0 | 0 | 0 | 0 | 0 | 0 | 0 | 0 | 0 | 0 | 0 | 0 | 0 | 0 | 0 | 0 | 0 | 0 | 0 | 0 | 0 | 0 | 0 | 0 | 0
F4_Commercial_Office (WA)_New_Space Heating_Natural Gas_Furnace_E8 | F4 | Commercial | Office (WA) | New | Space Heating | Natural Gas | Furnace | E8 | Utility - Cost of Equipment | 0 | 0 | 0 | 0 | 0 | 0 | 0 | 0 | 0 | 0 | 0 | 0 | 0 | 0 | 0 | 0 | 0 | 0 | 0 | 0 | 0 | 0 | 0 | 0 | 0 | 0 | 0
F4_Commercial_Office (WA)_New_Space Heating_Natural Gas_Furnace_E9 | F4 | Commercial | Office (WA) | New | Space Heating | Natural Gas | Furnace | E9 | Utility - Cost of Equipment | 0 | 0 | 0 | 0 | 0 | 0 | 0 | 0 | 0 | 0 | 0 | 0 | 0 | 0 | 0 | 0 | 0 | 0 | 0 | 0 | 0 | 0 | 0 | 0 | 0 | 0 | 0
F4_Commercial_Office (WA)_New_Space Heating_Natural Gas_Furnace_E10 | F4 | Commercial | Office (WA) | New | Space Heating | Natural Gas | Furnace | E10 | Utility - Cost of Equipment | 0 | 0 | 0 | 0 | 0 | 0 | 0 | 0 | 0 | 0 | 0 | 0 | 0 | 0 | 0 | 0 | 0 | 0 | 0 | 0 | 0 | 0 | 0 | 0 | 0 | 0 | 0
F5_Commercial_Office (WA)_New_Space Heating_Natural Gas_Furnace_E1 | F5 | Commercial | Office (WA) | New | Space Heating | Natural Gas | Furnace | E1 | Utility - Cost of Operation | 0.071342 | 0.072379 | 0.073849 | 0.075527 | 0.07743 | 0.080199 | 0.083026 | 0.086026 | 0.08885 | 0.091713 | 0.094218 | 0.096483 | 0.098997 | 0.1016 | 0.10399 | 0.10633 | 0.10846 | 0.11067 | 0.11298 | 0.11536 | 0.11777 | 0.12034 | 0.12339 | 0.12601 | 0.12868 | 0.13141 | 0.1342
F5_Commercial_Office (WA)_New_Space Heating_Natural Gas_Furnace_E2 | F5 | Commercial | Office (WA) | New | Space Heating | Natural Gas | Furnace | E2 | Utility - Cost of Operation | 0.063426 | 0.064348 | 0.065655 | 0.067147 | 0.068839 | 0.0713 | 0.073813 | 0.076481 | 0.078991 | 0.081536 | 0.083764 | 0.085777 | 0.088012 | 0.09033 | 0.092452 | 0.094528 | 0.09643 | 0.098394 | 0.10045 | 0.10256 | 0.10471 | 0.10699 | 0.1097 | 0.11203 | 0.1144 | 0.11683 | 0.11931
F5_Commercial_Office (WA)_New_Space Heating_Natural Gas_Furnace_E3 | F5 | Commercial | Office (WA) | New | Space Heating | Natural Gas | Furnace | E3 | Utility - Cost of Operation | 0.059468 | 0.060332 | 0.061558 | 0.062956 | 0.064543 | 0.066851 | 0.069207 | 0.071708 | 0.074062 | 0.076448 | 0.078537 | 0.080424 | 0.08252 | 0.084693 | 0.086682 | 0.088629 | 0.090412 | 0.092254 | 0.09418 | 0.096157 | 0.098172 | 0.10031 | 0.10285 | 0.10503 | 0.10726 | 0.10954 | 0.11187
F5_Commercial_Office (WA)_New_Space Heating_Natural Gas_Furnace_E4 | F5 | Commercial | Office (WA) | New | Space Heating | Natural Gas | Furnace | E4 | Utility - Cost of Operation | 0 | 0 | 0 | 0 | 0 | 0 | 0 | 0 | 0 | 0 | 0 | 0 | 0 | 0 | 0 | 0 | 0 | 0 | 0 | 0 | 0 | 0 | 0 | 0 | 0 | 0 | 0
F5_Commercial_Office (WA)_New_Space Heating_Natural Gas_Furnace_E5 | F5 | Commercial | Office (WA) | New | Space Heating | Natural Gas | Furnace | E5 | Utility - Cost of Operation | 0 | 0 | 0 | 0 | 0 | 0 | 0 | 0 | 0 | 0 | 0 | 0 | 0 | 0 | 0 | 0 | 0 | 0 | 0 | 0 | 0 | 0 | 0 | 0 | 0 | 0 | 0
F5_Commercial_Office (WA)_New_Space Heating_Natural Gas_Furnace_E6 | F5 | Commercial | Office (WA) | New | Space Heating | Natural Gas | Furnace | E6 | Utility - Cost of Operation | 0 | 0 | 0 | 0 | 0 | 0 | 0 | 0 | 0 | 0 | 0 | 0 | 0 | 0 | 0 | 0 | 0 | 0 | 0 | 0 | 0 | 0 | 0 | 0 | 0 | 0 | 0
F5_Commercial_Office (WA)_New_Space Heating_Natural Gas_Furnace_E7 | F5 | Commercial | Office (WA) | New | Space Heating | Natural Gas | Furnace | E7 | Utility - Cost of Operation | 0 | 0 | 0 | 0 | 0 | 0 | 0 | 0 | 0 | 0 | 0 | 0 | 0 | 0 | 0 | 0 | 0 | 0 | 0 | 0 | 0 | 0 | 0 | 0 | 0 | 0 | 0
F5_Commercial_Office (WA)_New_Space Heating_Natural Gas_Furnace_E8 | F5 | Commercial | Office (WA) | New | Space Heating | Natural Gas | Furnace | E8 | Utility - Cost of Operation | 0 | 0 | 0 | 0 | 0 | 0 | 0 | 0 | 0 | 0 | 0 | 0 | 0 | 0 | 0 | 0 | 0 | 0 | 0 | 0 | 0 | 0 | 0 | 0 | 0 | 0 | 0
F5_Commercial_Office (WA)_New_Space Heating_Natural Gas_Furnace_E9 | F5 | Commercial | Office (WA) | New | Space Heating | Natural Gas | Furnace | E9 | Utility - Cost of Operation | 0 | 0 | 0 | 0 | 0 | 0 | 0 | 0 | 0 | 0 | 0 | 0 | 0 | 0 | 0 | 0 | 0 | 0 | 0 | 0 | 0 | 0 | 0 | 0 | 0 | 0 | 0
F5_Commercial_Office (WA)_New_Space Heating_Natural Gas_Furnace_E10 | F5 | Commercial | Office (WA) | New | Space Heating | Natural Gas | Furnace | E10 | Utility - Cost of Operation | 0 | 0 | 0 | 0 | 0 | 0 | 0 | 0 | 0 | 0 | 0 | 0 | 0 | 0 | 0 | 0 | 0 | 0 | 0 | 0 | 0 | 0 | 0 | 0 | 0 | 0 | 0
F6_Commercial_Office (WA)_New_Space Heating_Natural Gas_Furnace_E1 | F6 | Commercial | Office (WA) | New | Space Heating | Natural Gas | Furnace | E1 | Utility - Value of Sales | 0.083274 | 0.083966 | 0.085117 | 0.086448 | 0.087974 | 0.090457 | 0.092921 | 0.095498 | 0.097759 | 0.099953 | 0.10244 | 0.10461 | 0.10703 | 0.10952 | 0.11174 | 0.11387 | 0.11575 | 0.11766 | 0.11964 | 0.12165 | 0.12366 | 0.12636 | 0.12956 | 0.13231 | 0.13512 | 0.13798 | 0.14091
F6_Commercial_Office (WA)_New_Space Heating_Natural Gas_Furnace_E2 | F6 | Commercial | Office (WA) | New | Space Heating | Natural Gas | Furnace | E2 | Utility - Value of Sales | 0.074034 | 0.074649 | 0.075672 | 0.076856 | 0.078212 | 0.08042 | 0.082611 | 0.084902 | 0.086912 | 0.088863 | 0.091074 | 0.093005 | 0.095156 | 0.097371 | 0.099342 | 0.10123 | 0.1029 | 0.1046 | 0.10637 | 0.10815 | 0.10994 | 0.11234 | 0.11518 | 0.11763 | 0.12012 | 0.12267 | 0.12528
F6_Commercial_Office (WA)_New_Space Heating_Natural Gas_Furnace_E3 | F6 | Commercial | Office (WA) | New | Space Heating | Natural Gas | Furnace | E3 | Utility - Value of Sales | 0.069414 | 0.069991 | 0.07095 | 0.07206 | 0.073332 | 0.075401 | 0.077455 | 0.079603 | 0.081488 | 0.083317 | 0.085391 | 0.087201 | 0.089218 | 0.091294 | 0.093143 | 0.094917 | 0.096481 | 0.098076 | 0.099731 | 0.10141 | 0.10308 | 0.10533 | 0.10799 | 0.11029 | 0.11263 | 0.11502 | 0.11746
F6_Commercial_Office (WA)_New_Space Heating_Natural Gas_Furnace_E4 | F6 | Commercial | Office (WA) | New | Space Heating | Natural Gas | Furnace | E4 | Utility - Value of Sales | 0 | 0 | 0 | 0 | 0 | 0 | 0 | 0 | 0 | 0 | 0 | 0 | 0 | 0 | 0 | 0 | 0 | 0 | 0 | 0 | 0 | 0 | 0 | 0 | 0 | 0 | 0
F6_Commercial_Office (WA)_New_Space Heating_Natural Gas_Furnace_E5 | F6 | Commercial | Office (WA) | New | Space Heating | Natural Gas | Furnace | E5 | Utility - Value of Sales | 0 | 0 | 0 | 0 | 0 | 0 | 0 | 0 | 0 | 0 | 0 | 0 | 0 | 0 | 0 | 0 | 0 | 0 | 0 | 0 | 0 | 0 | 0 | 0 | 0 | 0 | 0
F6_Commercial_Office (WA)_New_Space Heating_Natural Gas_Furnace_E6 | F6 | Commercial | Office (WA) | New | Space Heating | Natural Gas | Furnace | E6 | Utility - Value of Sales | 0 | 0 | 0 | 0 | 0 | 0 | 0 | 0 | 0 | 0 | 0 | 0 | 0 | 0 | 0 | 0 | 0 | 0 | 0 | 0 | 0 | 0 | 0 | 0 | 0 | 0 | 0
F6_Commercial_Office (WA)_New_Space Heating_Natural Gas_Furnace_E7 | F6 | Commercial | Office (WA) | New | Space Heating | Natural Gas | Furnace | E7 | Utility - Value of Sales | 0 | 0 | 0 | 0 | 0 | 0 | 0 | 0 | 0 | 0 | 0 | 0 | 0 | 0 | 0 | 0 | 0 | 0 | 0 | 0 | 0 | 0 | 0 | 0 | 0 | 0 | 0
F6_Commercial_Office (WA)_New_Space Heating_Natural Gas_Furnace_E8 | F6 | Commercial | Office (WA) | New | Space Heating | Natural Gas | Furnace | E8 | Utility - Value of Sales | 0 | 0 | 0 | 0 | 0 | 0 | 0 | 0 | 0 | 0 | 0 | 0 | 0 | 0 | 0 | 0 | 0 | 0 | 0 | 0 | 0 | 0 | 0 | 0 | 0 | 0 | 0
F6_Commercial_Office (WA)_New_Space Heating_Natural Gas_Furnace_E9 | F6 | Commercial | Office (WA) | New | Space Heating | Natural Gas | Furnace | E9 | Utility - Value of Sales | 0 | 0 | 0 | 0 | 0 | 0 | 0 | 0 | 0 | 0 | 0 | 0 | 0 | 0 | 0 | 0 | 0 | 0 | 0 | 0 | 0 | 0 | 0 | 0 | 0 | 0 | 0
F6_Commercial_Office (WA)_New_Space Heating_Natural Gas_Furnace_E10 | F6 | Commercial | Office (WA) | New | Space Heating | Natural Gas | Furnace | E10 | Utility - Value of Sales | 0 | 0 | 0 | 0 | 0 | 0 | 0 | 0 | 0 | 0 | 0 | 0 | 0 | 0 | 0 | 0 | 0 | 0 | 0 | 0 | 0 | 0 | 0 | 0 | 0 | 0 | 0
F1_Commercial_Office (WA)_New_Space Heating_Natural Gas_Boiler_E1 | F1 | Commercial | Office (WA) | New | Space Heating | Natural Gas | Boiler | E1 | RVT - Cost of Equipment | 0.12079 | 0.12079 | 0.12079 | 0.12079 | 0.12079 | 0.12079 | 0.12079 | 0.12079 | 0.12079 | 0.12079 | 0.12079 | 0.12079 | 0.12079 | 0.12079 | 0.12079 | 0.12079 | 0.12079 | 0.12079 | 0.12079 | 0.12079 | 0.12079 | 0.12079 | 0.12079 | 0.12079 | 0.12079 | 0.12079 | 0.12079
F1_Commercial_Office (WA)_New_Space Heating_Natural Gas_Boiler_E2 | F1 | Commercial | Office (WA) | New | Space Heating | Natural Gas | Boiler | E2 | RVT - Cost of Equipment | 0.12585 | 0.12585 | 0.12585 | 0.12585 | 0.12585 | 0.12585 | 0.12585 | 0.12585 | 0.12585 | 0.12585 | 0.12585 | 0.12585 | 0.12585 | 0.12585 | 0.12585 | 0.12585 | 0.12585 | 0.12585 | 0.12585 | 0.12585 | 0.12585 | 0.12585 | 0.12585 | 0.12585 | 0.12585 | 0.12585 | 0.12585
F1_Commercial_Office (WA)_New_Space Heating_Natural Gas_Boiler_E3 | F1 | Commercial | Office (WA) | New | Space Heating | Natural Gas | Boiler | E3 | RVT - Cost of Equipment | 0.11749 | 0.11749 | 0.11749 | 0.11749 | 0.11749 | 0.11749 | 0.11749 | 0.11749 | 0.11749 | 0.11749 | 0.11749 | 0.11749 | 0.11749 | 0.11749 | 0.11749 | 0.11749 | 0.11749 | 0.11749 | 0.11749 | 0.11749 | 0.11749 | 0.11749 | 0.11749 | 0.11749 | 0.11749 | 0.11749 | 0.11749
F1_Commercial_Office (WA)_New_Space Heating_Natural Gas_Boiler_E4 | F1 | Commercial | Office (WA) | New | Space Heating | Natural Gas | Boiler | E4 | RVT - Cost of Equipment | 0.96896 | 0.96896 | 0.96896 | 0.96896 | 0.96896 | 0.96896 | 0.96896 | 0.96896 | 0.96896 | 0.96896 | 0.96896 | 0.96896 | 0.96896 | 0.96896 | 0.96896 | 0.96896 | 0.96896 | 0.96896 | 0.96896 | 0.96896 | 0.96896 | 0.96896 | 0.96896 | 0.96896 | 0.96896 | 0.96896 | 0.96896
F1_Commercial_Office (WA)_New_Space Heating_Natural Gas_Boiler_E5 | F1 | Commercial | Office (WA) | New | Space Heating | Natural Gas | Boiler | E5 | RVT - Cost of Equipment | 0 | 0 | 0 | 0 | 0 | 0 | 0 | 0 | 0 | 0 | 0 | 0 | 0 | 0 | 0 | 0 | 0 | 0 | 0 | 0 | 0 | 0 | 0 | 0 | 0 | 0 | 0
F1_Commercial_Office (WA)_New_Space Heating_Natural Gas_Boiler_E6 | F1 | Commercial | Office (WA) | New | Space Heating | Natural Gas | Boiler | E6 | RVT - Cost of Equipment | 0 | 0 | 0 | 0 | 0 | 0 | 0 | 0 | 0 | 0 | 0 | 0 | 0 | 0 | 0 | 0 | 0 | 0 | 0 | 0 | 0 | 0 | 0 | 0 | 0 | 0 | 0
F1_Commercial_Office (WA)_New_Space Heating_Natural Gas_Boiler_E7 | F1 | Commercial | Office (WA) | New | Space Heating | Natural Gas | Boiler | E7 | RVT - Cost of Equipment | 0 | 0 | 0 | 0 | 0 | 0 | 0 | 0 | 0 | 0 | 0 | 0 | 0 | 0 | 0 | 0 | 0 | 0 | 0 | 0 | 0 | 0 | 0 | 0 | 0 | 0 | 0
F1_Commercial_Office (WA)_New_Space Heating_Natural Gas_Boiler_E8 | F1 | Commercial | Office (WA) | New | Space Heating | Natural Gas | Boiler | E8 | RVT - Cost of Equipment | 0 | 0 | 0 | 0 | 0 | 0 | 0 | 0 | 0 | 0 | 0 | 0 | 0 | 0 | 0 | 0 | 0 | 0 | 0 | 0 | 0 | 0 | 0 | 0 | 0 | 0 | 0
F1_Commercial_Office (WA)_New_Space Heating_Natural Gas_Boiler_E9 | F1 | Commercial | Office (WA) | New | Space Heating | Natural Gas | Boiler | E9 | RVT - Cost of Equipment | 0 | 0 | 0 | 0 | 0 | 0 | 0 | 0 | 0 | 0 | 0 | 0 | 0 | 0 | 0 | 0 | 0 | 0 | 0 | 0 | 0 | 0 | 0 | 0 | 0 | 0 | 0
F1_Commercial_Office (WA)_New_Space Heating_Natural Gas_Boiler_E10 | F1 | Commercial | Office (WA) | New | Space Heating | Natural Gas | Boiler | E10 | RVT - Cost of Equipment | 0 | 0 | 0 | 0 | 0 | 0 | 0 | 0 | 0 | 0 | 0 | 0 | 0 | 0 | 0 | 0 | 0 | 0 | 0 | 0 | 0 | 0 | 0 | 0 | 0 | 0 | 0
F2_Commercial_Office (WA)_New_Space Heating_Natural Gas_Boiler_E1 | F2 | Commercial | Office (WA) | New | Space Heating | Natural Gas | Boiler | E1 | RVT - Cost of Operation | 0.40424 | 0.40911 | 0.41555 | 0.42257 | 0.43023 | 0.44104 | 0.45186 | 0.46318 | 0.47361 | 0.48396 | 0.49541 | 0.506 | 0.51746 | 0.52916 | 0.54004 | 0.55072 | 0.56065 | 0.5708 | 0.58125 | 0.59187 | 0.60258 | 0.61554 | 0.63011 | 0.64321 | 0.65644 | 0.66655 | 0.67565
F2_Commercial_Office (WA)_New_Space Heating_Natural Gas_Boiler_E2 | F2 | Commercial | Office (WA) | New | Space Heating | Natural Gas | Boiler | E2 | RVT - Cost of Operation | 0.38051 | 0.3851 | 0.39115 | 0.39776 | 0.40497 | 0.41515 | 0.42534 | 0.43599 | 0.44581 | 0.45555 | 0.46633 | 0.4763 | 0.48709 | 0.49809 | 0.50834 | 0.51839 | 0.52774 | 0.53729 | 0.54713 | 0.55713 | 0.56721 | 0.5794 | 0.59312 | 0.60545 | 0.6179 | 0.62742 | 0.63599
F2_Commercial_Office (WA)_New_Space Heating_Natural Gas_Boiler_E3 | F2 | Commercial | Office (WA) | New | Space Heating | Natural Gas | Boiler | E3 | RVT - Cost of Operation | 0.33342 | 0.33744 | 0.34274 | 0.34854 | 0.35485 | 0.36377 | 0.3727 | 0.38203 | 0.39064 | 0.39917 | 0.40862 | 0.41735 | 0.42681 | 0.43645 | 0.44543 | 0.45423 | 0.46243 | 0.4708 | 0.47942 | 0.48818 | 0.49701 | 0.5077 | 0.51972 | 0.53052 | 0.54143 | 0.54978 | 0.55728
F2_Commercial_Office (WA)_New_Space Heating_Natural Gas_Boiler_E4 | F2 | Commercial | Office (WA) | New | Space Heating | Natural Gas | Boiler | E4 | RVT - Cost of Operation | 0.21063 | 0.21238 | 0.21529 | 0.21866 | 0.22252 | 0.2288 | 0.23503 | 0.24155 | 0.24727 | 0.25282 | 0.25911 | 0.2646 | 0.27072 | 0.27702 | 0.28263 | 0.28802 | 0.29276 | 0.2976 | 0.30262 | 0.3077 | 0.31279 | 0.31961 | 0.3277 | 0.33465 | 0.34176 | 0.34901 | 0.35642
F2_Commercial_Office (WA)_New_Space Heating_Natural Gas_Boiler_E5 | F2 | Commercial | Office (WA) | New | Space Heating | Natural Gas | Boiler | E5 | RVT - Cost of Operation | 0 | 0 | 0 | 0 | 0 | 0 | 0 | 0 | 0 | 0 | 0 | 0 | 0 | 0 | 0 | 0 | 0 | 0 | 0 | 0 | 0 | 0 | 0 | 0 | 0 | 0 | 0
F2_Commercial_Office (WA)_New_Space Heating_Natural Gas_Boiler_E6 | F2 | Commercial | Office (WA) | New | Space Heating | Natural Gas | Boiler | E6 | RVT - Cost of Operation | 0 | 0 | 0 | 0 | 0 | 0 | 0 | 0 | 0 | 0 | 0 | 0 | 0 | 0 | 0 | 0 | 0 | 0 | 0 | 0 | 0 | 0 | 0 | 0 | 0 | 0 | 0
F2_Commercial_Office (WA)_New_Space Heating_Natural Gas_Boiler_E7 | F2 | Commercial | Office (WA) | New | Space Heating | Natural Gas | Boiler | E7 | RVT - Cost of Operation | 0 | 0 | 0 | 0 | 0 | 0 | 0 | 0 | 0 | 0 | 0 | 0 | 0 | 0 | 0 | 0 | 0 | 0 | 0 | 0 | 0 | 0 | 0 | 0 | 0 | 0 | 0
F2_Commercial_Office (WA)_New_Space Heating_Natural Gas_Boiler_E8 | F2 | Commercial | Office (WA) | New | Space Heating | Natural Gas | Boiler | E8 | RVT - Cost of Operation | 0 | 0 | 0 | 0 | 0 | 0 | 0 | 0 | 0 | 0 | 0 | 0 | 0 | 0 | 0 | 0 | 0 | 0 | 0 | 0 | 0 | 0 | 0 | 0 | 0 | 0 | 0
F2_Commercial_Office (WA)_New_Space Heating_Natural Gas_Boiler_E9 | F2 | Commercial | Office (WA) | New | Space Heating | Natural Gas | Boiler | E9 | RVT - Cost of Operation | 0 | 0 | 0 | 0 | 0 | 0 | 0 | 0 | 0 | 0 | 0 | 0 | 0 | 0 | 0 | 0 | 0 | 0 | 0 | 0 | 0 | 0 | 0 | 0 | 0 | 0 | 0
F2_Commercial_Office (WA)_New_Space Heating_Natural Gas_Boiler_E10 | F2 | Commercial | Office (WA) | New | Space Heating | Natural Gas | Boiler | E10 | RVT - Cost of Operation | 0 | 0 | 0 | 0 | 0 | 0 | 0 | 0 | 0 | 0 | 0 | 0 | 0 | 0 | 0 | 0 | 0 | 0 | 0 | 0 | 0 | 0 | 0 | 0 | 0 | 0 | 0
F3_Commercial_Office (WA)_New_Space Heating_Natural Gas_Boiler_E1 | F3 | Commercial | Office (WA) | New | Space Heating | Natural Gas | Boiler | E1 | System - kBTUs of Consumption | 79.543 | 79.4412 | 79.4412 | 79.4412 | 79.4412 | 79.4412 | 79.4412 | 79.4412 | 79.4412 | 79.4412 | 79.4412 | 79.4412 | 79.4412 | 79.4412 | 79.4412 | 79.4412 | 79.4412 | 79.4412 | 79.4412 | 79.4412 | 79.4412 | 79.4412 | 79.4412 | 79.4412 | 79.4412 | 78.4604 | 77.2345
F3_Commercial_Office (WA)_New_Space Heating_Natural Gas_Boiler_E2 | F3 | Commercial | Office (WA) | New | Space Heating | Natural Gas | Boiler | E2 | System - kBTUs of Consumption | 74.8736 | 74.7778 | 74.7778 | 74.7778 | 74.7778 | 74.7778 | 74.7778 | 74.7778 | 74.7778 | 74.7778 | 74.7778 | 74.7778 | 74.7778 | 74.7778 | 74.7778 | 74.7778 | 74.7778 | 74.7778 | 74.7778 | 74.7778 | 74.7778 | 74.7778 | 74.7778 | 74.7778 | 74.7778 | 73.8546 | 72.7006
F3_Commercial_Office (WA)_New_Space Heating_Natural Gas_Boiler_E3 | F3 | Commercial | Office (WA) | New | Space Heating | Natural Gas | Boiler | E3 | System - kBTUs of Consumption | 65.6075 | 65.5236 | 65.5236 | 65.5236 | 65.5236 | 65.5236 | 65.5236 | 65.5236 | 65.5236 | 65.5236 | 65.5236 | 65.5236 | 65.5236 | 65.5236 | 65.5236 | 65.5236 | 65.5236 | 65.5236 | 65.5236 | 65.5236 | 65.5236 | 65.5236 | 65.5236 | 65.5236 | 65.5236 | 64.7146 | 63.7035
F3_Commercial_Office (WA)_New_Space Heating_Natural Gas_Boiler_E4 | F3 | Commercial | Office (WA) | New | Space Heating | Natural Gas | Boiler | E4 | System - kBTUs of Consumption | 46.352 | 46.2356 | 46.2356 | 46.2356 | 46.2356 | 46.2356 | 46.2356 | 46.2356 | 46.2356 | 46.2356 | 46.2356 | 46.2356 | 46.2356 | 46.2356 | 46.2356 | 46.2356 | 46.2356 | 46.2356 | 46.2356 | 46.2356 | 46.2356 | 46.2356 | 46.2356 | 46.2356 | 46.2356 | 46.2356 | 46.2356
F3_Commercial_Office (WA)_New_Space Heating_Natural Gas_Boiler_E5 | F3 | Commercial | Office (WA) | New | Space Heating | Natural Gas | Boiler | E5 | System - kBTUs of Consumption | 0 | 0 | 0 | 0 | 0 | 0 | 0 | 0 | 0 | 0 | 0 | 0 | 0 | 0 | 0 | 0 | 0 | 0 | 0 | 0 | 0 | 0 | 0 | 0 | 0 | 0 | 0
F3_Commercial_Office (WA)_New_Space Heating_Natural Gas_Boiler_E6 | F3 | Commercial | Office (WA) | New | Space Heating | Natural Gas | Boiler | E6 | System - kBTUs of Consumption | 0 | 0 | 0 | 0 | 0 | 0 | 0 | 0 | 0 | 0 | 0 | 0 | 0 | 0 | 0 | 0 | 0 | 0 | 0 | 0 | 0 | 0 | 0 | 0 | 0 | 0 | 0
F3_Commercial_Office (WA)_New_Space Heating_Natural Gas_Boiler_E7 | F3 | Commercial | Office (WA) | New | Space Heating | Natural Gas | Boiler | E7 | System - kBTUs of Consumption | 0 | 0 | 0 | 0 | 0 | 0 | 0 | 0 | 0 | 0 | 0 | 0 | 0 | 0 | 0 | 0 | 0 | 0 | 0 | 0 | 0 | 0 | 0 | 0 | 0 | 0 | 0
F3_Commercial_Office (WA)_New_Space Heating_Natural Gas_Boiler_E8 | F3 | Commercial | Office (WA) | New | Space Heating | Natural Gas | Boiler | E8 | System - kBTUs of Consumption | 0 | 0 | 0 | 0 | 0 | 0 | 0 | 0 | 0 | 0 | 0 | 0 | 0 | 0 | 0 | 0 | 0 | 0 | 0 | 0 | 0 | 0 | 0 | 0 | 0 | 0 | 0
F3_Commercial_Office (WA)_New_Space Heating_Natural Gas_Boiler_E9 | F3 | Commercial | Office (WA) | New | Space Heating | Natural Gas | Boiler | E9 | System - kBTUs of Consumption | 0 | 0 | 0 | 0 | 0 | 0 | 0 | 0 | 0 | 0 | 0 | 0 | 0 | 0 | 0 | 0 | 0 | 0 | 0 | 0 | 0 | 0 | 0 | 0 | 0 | 0 | 0
F3_Commercial_Office (WA)_New_Space Heating_Natural Gas_Boiler_E10 | F3 | Commercial | Office (WA) | New | Space Heating | Natural Gas | Boiler | E10 | System - kBTUs of Consumption | 0 | 0 | 0 | 0 | 0 | 0 | 0 | 0 | 0 | 0 | 0 | 0 | 0 | 0 | 0 | 0 | 0 | 0 | 0 | 0 | 0 | 0 | 0 | 0 | 0 | 0 | 0
F4_Commercial_Office (WA)_New_Space Heating_Natural Gas_Boiler_E1 | F4 | Commercial | Office (WA) | New | Space Heating | Natural Gas | Boiler | E1 | Utility - Cost of Equipment | 0.12079 | 0.12079 | 0.12079 | 0.12079 | 0.12079 | 0.12079 | 0.12079 | 0.12079 | 0.12079 | 0.12079 | 0.12079 | 0.12079 | 0.12079 | 0.12079 | 0.12079 | 0.12079 | 0.12079 | 0.12079 | 0.12079 | 0.12079 | 0.12079 | 0.12079 | 0.12079 | 0.12079 | 0.12079 | 0.12079 | 0.12079
F4_Commercial_Office (WA)_New_Space Heating_Natural Gas_Boiler_E2 | F4 | Commercial | Office (WA) | New | Space Heating | Natural Gas | Boiler | E2 | Utility - Cost of Equipment | 0.12585 | 0.12585 | 0.12585 | 0.12585 | 0.12585 | 0.12585 | 0.12585 | 0.12585 | 0.12585 | 0.12585 | 0.12585 | 0.12585 | 0.12585 | 0.12585 | 0.12585 | 0.12585 | 0.12585 | 0.12585 | 0.12585 | 0.12585 | 0.12585 | 0.12585 | 0.12585 | 0.12585 | 0.12585 | 0.12585 | 0.12585
F4_Commercial_Office (WA)_New_Space Heating_Natural Gas_Boiler_E3 | F4 | Commercial | Office (WA) | New | Space Heating | Natural Gas | Boiler | E3 | Utility - Cost of Equipment | 0.11749 | 0.11749 | 0.11749 | 0.11749 | 0.11749 | 0.11749 | 0.11749 | 0.11749 | 0.11749 | 0.11749 | 0.11749 | 0.11749 | 0.11749 | 0.11749 | 0.11749 | 0.11749 | 0.11749 | 0.11749 | 0.11749 | 0.11749 | 0.11749 | 0.11749 | 0.11749 | 0.11749 | 0.11749 | 0.11749 | 0.11749
F4_Commercial_Office (WA)_New_Space Heating_Natural Gas_Boiler_E4 | F4 | Commercial | Office (WA) | New | Space Heating | Natural Gas | Boiler | E4 | Utility - Cost of Equipment | 0.96896 | 0.96896 | 0.96896 | 0.96896 | 0.96896 | 0.96896 | 0.96896 | 0.96896 | 0.96896 | 0.96896 | 0.96896 | 0.96896 | 0.96896 | 0.96896 | 0.96896 | 0.96896 | 0.96896 | 0.96896 | 0.96896 | 0.96896 | 0.96896 | 0.96896 | 0.96896 | 0.96896 | 0.96896 | 0.96896 | 0.96896
F4_Commercial_Office (WA)_New_Space Heating_Natural Gas_Boiler_E5 | F4 | Commercial | Office (WA) | New | Space Heating | Natural Gas | Boiler | E5 | Utility - Cost of Equipment | 0 | 0 | 0 | 0 | 0 | 0 | 0 | 0 | 0 | 0 | 0 | 0 | 0 | 0 | 0 | 0 | 0 | 0 | 0 | 0 | 0 | 0 | 0 | 0 | 0 | 0 | 0
F4_Commercial_Office (WA)_New_Space Heating_Natural Gas_Boiler_E6 | F4 | Commercial | Office (WA) | New | Space Heating | Natural Gas | Boiler | E6 | Utility - Cost of Equipment | 0 | 0 | 0 | 0 | 0 | 0 | 0 | 0 | 0 | 0 | 0 | 0 | 0 | 0 | 0 | 0 | 0 | 0 | 0 | 0 | 0 | 0 | 0 | 0 | 0 | 0 | 0
F4_Commercial_Office (WA)_New_Space Heating_Natural Gas_Boiler_E7 | F4 | Commercial | Office (WA) | New | Space Heating | Natural Gas | Boiler | E7 | Utility - Cost of Equipment | 0 | 0 | 0 | 0 | 0 | 0 | 0 | 0 | 0 | 0 | 0 | 0 | 0 | 0 | 0 | 0 | 0 | 0 | 0 | 0 | 0 | 0 | 0 | 0 | 0 | 0 | 0
F4_Commercial_Office (WA)_New_Space Heating_Natural Gas_Boiler_E8 | F4 | Commercial | Office (WA) | New | Space Heating | Natural Gas | Boiler | E8 | Utility - Cost of Equipment | 0 | 0 | 0 | 0 | 0 | 0 | 0 | 0 | 0 | 0 | 0 | 0 | 0 | 0 | 0 | 0 | 0 | 0 | 0 | 0 | 0 | 0 | 0 | 0 | 0 | 0 | 0
F4_Commercial_Office (WA)_New_Space Heating_Natural Gas_Boiler_E9 | F4 | Commercial | Office (WA) | New | Space Heating | Natural Gas | Boiler | E9 | Utility - Cost of Equipment | 0 | 0 | 0 | 0 | 0 | 0 | 0 | 0 | 0 | 0 | 0 | 0 | 0 | 0 | 0 | 0 | 0 | 0 | 0 | 0 | 0 | 0 | 0 | 0 | 0 | 0 | 0
F4_Commercial_Office (WA)_New_Space Heating_Natural Gas_Boiler_E10 | F4 | Commercial | Office (WA) | New | Space Heating | Natural Gas | Boiler | E10 | Utility - Cost of Equipment | 0 | 0 | 0 | 0 | 0 | 0 | 0 | 0 | 0 | 0 | 0 | 0 | 0 | 0 | 0 | 0 | 0 | 0 | 0 | 0 | 0 | 0 | 0 | 0 | 0 | 0 | 0
F5_Commercial_Office (WA)_New_Space Heating_Natural Gas_Boiler_E1 | F5 | Commercial | Office (WA) | New | Space Heating | Natural Gas | Boiler | E1 | Utility - Cost of Operation | 0.35658 | 0.3628 | 0.37049 | 0.37885 | 0.38793 | 0.39984 | 0.41198 | 0.42477 | 0.43707 | 0.44957 | 0.46099 | 0.47171 | 0.48331 | 0.4952 | 0.50646 | 0.51762 | 0.52823 | 0.53914 | 0.55046 | 0.56206 | 0.57389 | 0.58622 | 0.60011 | 0.61258 | 0.62518 | 0.63481 | 0.64348
F5_Commercial_Office (WA)_New_Space Heating_Natural Gas_Boiler_E2 | F5 | Commercial | Office (WA) | New | Space Heating | Natural Gas | Boiler | E2 | Utility - Cost of Operation | 0.33565 | 0.3415 | 0.34874 | 0.35661 | 0.36516 | 0.37637 | 0.3878 | 0.39983 | 0.41141 | 0.42318 | 0.43393 | 0.44402 | 0.45494 | 0.46613 | 0.47673 | 0.48724 | 0.49722 | 0.50749 | 0.51815 | 0.52907 | 0.5402 | 0.55181 | 0.56488 | 0.57662 | 0.58848 | 0.59755 | 0.6057
F5_Commercial_Office (WA)_New_Space Heating_Natural Gas_Boiler_E3 | F5 | Commercial | Office (WA) | New | Space Heating | Natural Gas | Boiler | E3 | Utility - Cost of Operation | 0.29411 | 0.29924 | 0.30558 | 0.31248 | 0.31997 | 0.32979 | 0.3398 | 0.35035 | 0.3605 | 0.37081 | 0.38023 | 0.38907 | 0.39863 | 0.40845 | 0.41773 | 0.42694 | 0.43569 | 0.44469 | 0.45402 | 0.46359 | 0.47335 | 0.48352 | 0.49497 | 0.50526 | 0.51565 | 0.5236 | 0.53074
F5_Commercial_Office (WA)_New_Space Heating_Natural Gas_Boiler_E4 | F5 | Commercial | Office (WA) | New | Space Heating | Natural Gas | Boiler | E4 | Utility - Cost of Operation | 0.18045 | 0.18307 | 0.18679 | 0.19104 | 0.19585 | 0.20285 | 0.21 | 0.21759 | 0.22473 | 0.23197 | 0.23831 | 0.24404 | 0.2504 | 0.25699 | 0.26303 | 0.26894 | 0.27435 | 0.27993 | 0.28578 | 0.29178 | 0.29789 | 0.30439 | 0.31209 | 0.31872 | 0.32548 | 0.33239 | 0.33945
F5_Commercial_Office (WA)_New_Space Heating_Natural Gas_Boiler_E5 | F5 | Commercial | Office (WA) | New | Space Heating | Natural Gas | Boiler | E5 | Utility - Cost of Operation | 0 | 0 | 0 | 0 | 0 | 0 | 0 | 0 | 0 | 0 | 0 | 0 | 0 | 0 | 0 | 0 | 0 | 0 | 0 | 0 | 0 | 0 | 0 | 0 | 0 | 0 | 0
F5_Commercial_Office (WA)_New_Space Heating_Natural Gas_Boiler_E6 | F5 | Commercial | Office (WA) | New | Space Heating | Natural Gas | Boiler | E6 | Utility - Cost of Operation | 0 | 0 | 0 | 0 | 0 | 0 | 0 | 0 | 0 | 0 | 0 | 0 | 0 | 0 | 0 | 0 | 0 | 0 | 0 | 0 | 0 | 0 | 0 | 0 | 0 | 0 | 0
F5_Commercial_Office (WA)_New_Space Heating_Natural Gas_Boiler_E7 | F5 | Commercial | Office (WA) | New | Space Heating | Natural Gas | Boiler | E7 | Utility - Cost of Operation | 0 | 0 | 0 | 0 | 0 | 0 | 0 | 0 | 0 | 0 | 0 | 0 | 0 | 0 | 0 | 0 | 0 | 0 | 0 | 0 | 0 | 0 | 0 | 0 | 0 | 0 | 0
F5_Commercial_Office (WA)_New_Space Heating_Natural Gas_Boiler_E8 | F5 | Commercial | Office (WA) | New | Space Heating | Natural Gas | Boiler | E8 | Utility - Cost of Operation | 0 | 0 | 0 | 0 | 0 | 0 | 0 | 0 | 0 | 0 | 0 | 0 | 0 | 0 | 0 | 0 | 0 | 0 | 0 | 0 | 0 | 0 | 0 | 0 | 0 | 0 | 0
F5_Commercial_Office (WA)_New_Space Heating_Natural Gas_Boiler_E9 | F5 | Commercial | Office (WA) | New | Space Heating | Natural Gas | Boiler | E9 | Utility - Cost of Operation | 0 | 0 | 0 | 0 | 0 | 0 | 0 | 0 | 0 | 0 | 0 | 0 | 0 | 0 | 0 | 0 | 0 | 0 | 0 | 0 | 0 | 0 | 0 | 0 | 0 | 0 | 0
F5_Commercial_Office (WA)_New_Space Heating_Natural Gas_Boiler_E10 | F5 | Commercial | Office (WA) | New | Space Heating | Natural Gas | Boiler | E10 | Utility - Cost of Operation | 0 | 0 | 0 | 0 | 0 | 0 | 0 | 0 | 0 | 0 | 0 | 0 | 0 | 0 | 0 | 0 | 0 | 0 | 0 | 0 | 0 | 0 | 0 | 0 | 0 | 0 | 0
F6_Commercial_Office (WA)_New_Space Heating_Natural Gas_Boiler_E1 | F6 | Commercial | Office (WA) | New | Space Heating | Natural Gas | Boiler | E1 | Utility - Value of Sales | 0.40424 | 0.40911 | 0.41555 | 0.42257 | 0.43023 | 0.44104 | 0.45186 | 0.46318 | 0.47361 | 0.48396 | 0.49541 | 0.506 | 0.51746 | 0.52916 | 0.54004 | 0.55072 | 0.56065 | 0.5708 | 0.58125 | 0.59187 | 0.60258 | 0.61554 | 0.63011 | 0.64321 | 0.65644 | 0.66655 | 0.67565
F6_Commercial_Office (WA)_New_Space Heating_Natural Gas_Boiler_E2 | F6 | Commercial | Office (WA) | New | Space Heating | Natural Gas | Boiler | E2 | Utility - Value of Sales | 0.38051 | 0.3851 | 0.39115 | 0.39776 | 0.40497 | 0.41515 | 0.42534 | 0.43599 | 0.44581 | 0.45555 | 0.46633 | 0.4763 | 0.48709 | 0.49809 | 0.50834 | 0.51839 | 0.52774 | 0.53729 | 0.54713 | 0.55713 | 0.56721 | 0.5794 | 0.59312 | 0.60545 | 0.6179 | 0.62742 | 0.63599
F6_Commercial_Office (WA)_New_Space Heating_Natural Gas_Boiler_E3 | F6 | Commercial | Office (WA) | New | Space Heating | Natural Gas | Boiler | E3 | Utility - Value of Sales | 0.33342 | 0.33744 | 0.34274 | 0.34854 | 0.35485 | 0.36377 | 0.3727 | 0.38203 | 0.39064 | 0.39917 | 0.40862 | 0.41735 | 0.42681 | 0.43645 | 0.44543 | 0.45423 | 0.46243 | 0.4708 | 0.47942 | 0.48818 | 0.49701 | 0.5077 | 0.51972 | 0.53052 | 0.54143 | 0.54978 | 0.55728
F6_Commercial_Office (WA)_New_Space Heating_Natural Gas_Boiler_E4 | F6 | Commercial | Office (WA) | New | Space Heating | Natural Gas | Boiler | E4 | Utility - Value of Sales | 0.21063 | 0.21238 | 0.21529 | 0.21866 | 0.22252 | 0.2288 | 0.23503 | 0.24155 | 0.24727 | 0.25282 | 0.25911 | 0.2646 | 0.27072 | 0.27702 | 0.28263 | 0.28802 | 0.29276 | 0.2976 | 0.30262 | 0.3077 | 0.31279 | 0.31961 | 0.3277 | 0.33465 | 0.34176 | 0.34901 | 0.35642
F6_Commercial_Office (WA)_New_Space Heating_Natural Gas_Boiler_E5 | F6 | Commercial | Office (WA) | New | Space Heating | Natural Gas | Boiler | E5 | Utility - Value of Sales | 0 | 0 | 0 | 0 | 0 | 0 | 0 | 0 | 0 | 0 | 0 | 0 | 0 | 0 | 0 | 0 | 0 | 0 | 0 | 0 | 0 | 0 | 0 | 0 | 0 | 0 | 0
F6_Commercial_Office (WA)_New_Space Heating_Natural Gas_Boiler_E6 | F6 | Commercial | Office (WA) | New | Space Heating | Natural Gas | Boiler | E6 | Utility - Value of Sales | 0 | 0 | 0 | 0 | 0 | 0 | 0 | 0 | 0 | 0 | 0 | 0 | 0 | 0 | 0 | 0 | 0 | 0 | 0 | 0 | 0 | 0 | 0 | 0 | 0 | 0 | 0
F6_Commercial_Office (WA)_New_Space Heating_Natural Gas_Boiler_E7 | F6 | Commercial | Office (WA) | New | Space Heating | Natural Gas | Boiler | E7 | Utility - Value of Sales | 0 | 0 | 0 | 0 | 0 | 0 | 0 | 0 | 0 | 0 | 0 | 0 | 0 | 0 | 0 | 0 | 0 | 0 | 0 | 0 | 0 | 0 | 0 | 0 | 0 | 0 | 0
F6_Commercial_Office (WA)_New_Space Heating_Natural Gas_Boiler_E8 | F6 | Commercial | Office (WA) | New | Space Heating | Natural Gas | Boiler | E8 | Utility - Value of Sales | 0 | 0 | 0 | 0 | 0 | 0 | 0 | 0 | 0 | 0 | 0 | 0 | 0 | 0 | 0 | 0 | 0 | 0 | 0 | 0 | 0 | 0 | 0 | 0 | 0 | 0 | 0
F6_Commercial_Office (WA)_New_Space Heating_Natural Gas_Boiler_E9 | F6 | Commercial | Office (WA) | New | Space Heating | Natural Gas | Boiler | E9 | Utility - Value of Sales | 0 | 0 | 0 | 0 | 0 | 0 | 0 | 0 | 0 | 0 | 0 | 0 | 0 | 0 | 0 | 0 | 0 | 0 | 0 | 0 | 0 | 0 | 0 | 0 | 0 | 0 | 0
F6_Commercial_Office (WA)_New_Space Heating_Natural Gas_Boiler_E10 | F6 | Commercial | Office (WA) | New | Space Heating | Natural Gas | Boiler | E10 | Utility - Value of Sales | 0 | 0 | 0 | 0 | 0 | 0 | 0 | 0 | 0 | 0 | 0 | 0 | 0 | 0 | 0 | 0 | 0 | 0 | 0 | 0 | 0 | 0 | 0 | 0 | 0 | 0 | 0
F1_Commercial_Office (WA)_New_Space Heating_Natural Gas_Unit Heater_E1 | F1 | Commercial | Office (WA) | New | Space Heating | Natural Gas | Unit Heater | E1 | RVT - Cost of Equipment | 8.9957e-05 | 8.9957e-05 | 8.9957e-05 | 8.9957e-05 | 8.9957e-05 | 8.9957e-05 | 8.9957e-05 | 8.9957e-05 | 8.9957e-05 | 8.9957e-05 | 8.9957e-05 | 8.9957e-05 | 8.9957e-05 | 8.9957e-05 | 8.9957e-05 | 8.9957e-05 | 8.9957e-05 | 8.9957e-05 | 8.9957e-05 | 8.9957e-05 | 8.9957e-05 | 8.9957e-05 | 8.9957e-05 | 8.9957e-05 | 8.9957e-05 | 8.9957e-05 | 8.9957e-05
F1_Commercial_Office (WA)_New_Space Heating_Natural Gas_Unit Heater_E2 | F1 | Commercial | Office (WA) | New | Space Heating | Natural Gas | Unit Heater | E2 | RVT - Cost of Equipment | 0.00019729 | 0.00019729 | 0.00019729 | 0.00019729 | 0.00019729 | 0.00019729 | 0.00019729 | 0.00019729 | 0.00019729 | 0.00019729 | 0.00019729 | 0.00019729 | 0.00019729 | 0.00019729 | 0.00019729 | 0.00019729 | 0.00019729 | 0.00019729 | 0.00019729 | 0.00019729 | 0.00019729 | 0.00019729 | 0.00019729 | 0.00019729 | 0.00019729 | 0.00019729 | 0.00019729
F1_Commercial_Office (WA)_New_Space Heating_Natural Gas_Unit Heater_E3 | F1 | Commercial | Office (WA) | New | Space Heating | Natural Gas | Unit Heater | E3 | RVT - Cost of Equipment | 0.00012511 | 0.00012511 | 0.00012511 | 0.00012511 | 0.00012511 | 0.00012511 | 0.00012511 | 0.00012511 | 0.00012511 | 0.00012511 | 0.00012511 | 0.00012511 | 0.00012511 | 0.00012511 | 0.00012511 | 0.00012511 | 0.00012511 | 0.00012511 | 0.00012511 | 0.00012511 | 0.00012511 | 0.00012511 | 0.00012511 | 0.00012511 | 0.00012511 | 0.00012511 | 0.00012511
F1_Commercial_Office (WA)_New_Space Heating_Natural Gas_Unit Heater_E4 | F1 | Commercial | Office (WA) | New | Space Heating | Natural Gas | Unit Heater | E4 | RVT - Cost of Equipment | 0 | 0 | 0 | 0 | 0 | 0 | 0 | 0 | 0 | 0 | 0 | 0 | 0 | 0 | 0 | 0 | 0 | 0 | 0 | 0 | 0 | 0 | 0 | 0 | 0 | 0 | 0
F1_Commercial_Office (WA)_New_Space Heating_Natural Gas_Unit Heater_E5 | F1 | Commercial | Office (WA) | New | Space Heating | Natural Gas | Unit Heater | E5 | RVT - Cost of Equipment | 0 | 0 | 0 | 0 | 0 | 0 | 0 | 0 | 0 | 0 | 0 | 0 | 0 | 0 | 0 | 0 | 0 | 0 | 0 | 0 | 0 | 0 | 0 | 0 | 0 | 0 | 0
F1_Commercial_Office (WA)_New_Space Heating_Natural Gas_Unit Heater_E6 | F1 | Commercial | Office (WA) | New | Space Heating | Natural Gas | Unit Heater | E6 | RVT - Cost of Equipment | 0 | 0 | 0 | 0 | 0 | 0 | 0 | 0 | 0 | 0 | 0 | 0 | 0 | 0 | 0 | 0 | 0 | 0 | 0 | 0 | 0 | 0 | 0 | 0 | 0 | 0 | 0
F1_Commercial_Office (WA)_New_Space Heating_Natural Gas_Unit Heater_E7 | F1 | Commercial | Office (WA) | New | Space Heating | Natural Gas | Unit Heater | E7 | RVT - Cost of Equipment | 0 | 0 | 0 | 0 | 0 | 0 | 0 | 0 | 0 | 0 | 0 | 0 | 0 | 0 | 0 | 0 | 0 | 0 | 0 | 0 | 0 | 0 | 0 | 0 | 0 | 0 | 0
F1_Commercial_Office (WA)_New_Space Heating_Natural Gas_Unit Heater_E8 | F1 | Commercial | Office (WA) | New | Space Heating | Natural Gas | Unit Heater | E8 | RVT - Cost of Equipment | 0 | 0 | 0 | 0 | 0 | 0 | 0 | 0 | 0 | 0 | 0 | 0 | 0 | 0 | 0 | 0 | 0 | 0 | 0 | 0 | 0 | 0 | 0 | 0 | 0 | 0 | 0
F1_Commercial_Office (WA)_New_Space Heating_Natural Gas_Unit Heater_E9 | F1 | Commercial | Office (WA) | New | Space Heating | Natural Gas | Unit Heater | E9 | RVT - Cost of Equipment | 0 | 0 | 0 | 0 | 0 | 0 | 0 | 0 | 0 | 0 | 0 | 0 | 0 | 0 | 0 | 0 | 0 | 0 | 0 | 0 | 0 | 0 | 0 | 0 | 0 | 0 | 0
F1_Commercial_Office (WA)_New_Space Heating_Natural Gas_Unit Heater_E10 | F1 | Commercial | Office (WA) | New | Space Heating | Natural Gas | Unit Heater | E10 | RVT - Cost of Equipment | 0 | 0 | 0 | 0 | 0 | 0 | 0 | 0 | 0 | 0 | 0 | 0 | 0 | 0 | 0 | 0 | 0 | 0 | 0 | 0 | 0 | 0 | 0 | 0 | 0 | 0 | 0
F2_Commercial_Office (WA)_New_Space Heating_Natural Gas_Unit Heater_E1 | F2 | Commercial | Office (WA) | New | Space Heating | Natural Gas | Unit Heater | E1 | RVT - Cost of Operation | 0.049517 | 0.050038 | 0.050784 | 0.051607 | 0.052514 | 0.053883 | 0.05524 | 0.056665 | 0.057959 | 0.059234 | 0.06067 | 0.061969 | 0.063394 | 0.064847 | 0.066171 | 0.067456 | 0.068622 | 0.069813 | 0.071043 | 0.072291 | 0.073545 | 0.075141 | 0.076989 | 0.078623 | 0.080292 | 0.081996 | 0.083736
F2_Commercial_Office (WA)_New_Space Heating_Natural Gas_Unit Heater_E2 | F2 | Commercial | Office (WA) | New | Space Heating | Natural Gas | Unit Heater | E2 | RVT - Cost of Operation | 0.044042 | 0.044505 | 0.045169 | 0.045901 | 0.046707 | 0.047925 | 0.049132 | 0.0504 | 0.05155 | 0.052684 | 0.053961 | 0.055117 | 0.056384 | 0.057676 | 0.058854 | 0.059997 | 0.061034 | 0.062093 | 0.063188 | 0.064297 | 0.065412 | 0.066832 | 0.068476 | 0.069929 | 0.071413 | 0.072929 | 0.074477
F2_Commercial_Office (WA)_New_Space Heating_Natural Gas_Unit Heater_E3 | F2 | Commercial | Office (WA) | New | Space Heating | Natural Gas | Unit Heater | E3 | RVT - Cost of Operation | 0.04208 | 0.04243 | 0.043011 | 0.043684 | 0.044455 | 0.04571 | 0.046955 | 0.048257 | 0.0494 | 0.050509 | 0.051766 | 0.052863 | 0.054085 | 0.055344 | 0.056465 | 0.057541 | 0.058488 | 0.059456 | 0.060459 | 0.061474 | 0.06249 | 0.063852 | 0.065468 | 0.066858 | 0.068277 | 0.069726 | 0.071206
F2_Commercial_Office (WA)_New_Space Heating_Natural Gas_Unit Heater_E4 | F2 | Commercial | Office (WA) | New | Space Heating | Natural Gas | Unit Heater | E4 | RVT - Cost of Operation | 0 | 0 | 0 | 0 | 0 | 0 | 0 | 0 | 0 | 0 | 0 | 0 | 0 | 0 | 0 | 0 | 0 | 0 | 0 | 0 | 0 | 0 | 0 | 0 | 0 | 0 | 0
F2_Commercial_Office (WA)_New_Space Heating_Natural Gas_Unit Heater_E5 | F2 | Commercial | Office (WA) | New | Space Heating | Natural Gas | Unit Heater | E5 | RVT - Cost of Operation | 0 | 0 | 0 | 0 | 0 | 0 | 0 | 0 | 0 | 0 | 0 | 0 | 0 | 0 | 0 | 0 | 0 | 0 | 0 | 0 | 0 | 0 | 0 | 0 | 0 | 0 | 0
F2_Commercial_Office (WA)_New_Space Heating_Natural Gas_Unit Heater_E6 | F2 | Commercial | Office (WA) | New | Space Heating | Natural Gas | Unit Heater | E6 | RVT - Cost of Operation | 0 | 0 | 0 | 0 | 0 | 0 | 0 | 0 | 0 | 0 | 0 | 0 | 0 | 0 | 0 | 0 | 0 | 0 | 0 | 0 | 0 | 0 | 0 | 0 | 0 | 0 | 0
F2_Commercial_Office (WA)_New_Space Heating_Natural Gas_Unit Heater_E7 | F2 | Commercial | Office (WA) | New | Space Heating | Natural Gas | Unit Heater | E7 | RVT - Cost of Operation | 0 | 0 | 0 | 0 | 0 | 0 | 0 | 0 | 0 | 0 | 0 | 0 | 0 | 0 | 0 | 0 | 0 | 0 | 0 | 0 | 0 | 0 | 0 | 0 | 0 | 0 | 0
F2_Commercial_Office (WA)_New_Space Heating_Natural Gas_Unit Heater_E8 | F2 | Commercial | Office (WA) | New | Space Heating | Natural Gas | Unit Heater | E8 | RVT - Cost of Operation | 0 | 0 | 0 | 0 | 0 | 0 | 0 | 0 | 0 | 0 | 0 | 0 | 0 | 0 | 0 | 0 | 0 | 0 | 0 | 0 | 0 | 0 | 0 | 0 | 0 | 0 | 0
F2_Commercial_Office (WA)_New_Space Heating_Natural Gas_Unit Heater_E9 | F2 | Commercial | Office (WA) | New | Space Heating | Natural Gas | Unit Heater | E9 | RVT - Cost of Operation | 0 | 0 | 0 | 0 | 0 | 0 | 0 | 0 | 0 | 0 | 0 | 0 | 0 | 0 | 0 | 0 | 0 | 0 | 0 | 0 | 0 | 0 | 0 | 0 | 0 | 0 | 0
F2_Commercial_Office (WA)_New_Space Heating_Natural Gas_Unit Heater_E10 | F2 | Commercial | Office (WA) | New | Space Heating | Natural Gas | Unit Heater | E10 | RVT - Cost of Operation | 0 | 0 | 0 | 0 | 0 | 0 | 0 | 0 | 0 | 0 | 0 | 0 | 0 | 0 | 0 | 0 | 0 | 0 | 0 | 0 | 0 | 0 | 0 | 0 | 0 | 0 | 0
F3_Commercial_Office (WA)_New_Space Heating_Natural Gas_Unit Heater_E1 | F3 | Commercial | Office (WA) | New | Space Heating | Natural Gas | Unit Heater | E1 | System - kBTUs of Consumption | 10.4616 | 10.4419 | 10.4419 | 10.4419 | 10.4419 | 10.4419 | 10.4419 | 10.4419 | 10.4419 | 10.4419 | 10.4419 | 10.4419 | 10.4419 | 10.4419 | 10.4419 | 10.4419 | 10.4419 | 10.4419 | 10.4419 | 10.4419 | 10.4419 | 10.4419 | 10.4419 | 10.4419 | 10.4419 | 10.4419 | 10.4419
F3_Commercial_Office (WA)_New_Space Heating_Natural Gas_Unit Heater_E2 | F3 | Commercial | Office (WA) | New | Space Heating | Natural Gas | Unit Heater | E2 | System - kBTUs of Consumption | 9.3048 | 9.2872 | 9.2872 | 9.2872 | 9.2872 | 9.2872 | 9.2872 | 9.2872 | 9.2872 | 9.2872 | 9.2872 | 9.2872 | 9.2872 | 9.2872 | 9.2872 | 9.2872 | 9.2872 | 9.2872 | 9.2872 | 9.2872 | 9.2872 | 9.2872 | 9.2872 | 9.2872 | 9.2872 | 9.2872 | 9.2872
F3_Commercial_Office (WA)_New_Space Heating_Natural Gas_Unit Heater_E3 | F3 | Commercial | Office (WA) | New | Space Heating | Natural Gas | Unit Heater | E3 | System - kBTUs of Consumption | 9.2603 | 9.237 | 9.237 | 9.237 | 9.237 | 9.237 | 9.237 | 9.237 | 9.237 | 9.237 | 9.237 | 9.237 | 9.237 | 9.237 | 9.237 | 9.237 | 9.237 | 9.237 | 9.237 | 9.237 | 9.237 | 9.237 | 9.237 | 9.237 | 9.237 | 9.237 | 9.237
F3_Commercial_Office (WA)_New_Space Heating_Natural Gas_Unit Heater_E4 | F3 | Commercial | Office (WA) | New | Space Heating | Natural Gas | Unit Heater | E4 | System - kBTUs of Consumption | 0 | 0 | 0 | 0 | 0 | 0 | 0 | 0 | 0 | 0 | 0 | 0 | 0 | 0 | 0 | 0 | 0 | 0 | 0 | 0 | 0 | 0 | 0 | 0 | 0 | 0 | 0
F3_Commercial_Office (WA)_New_Space Heating_Natural Gas_Unit Heater_E5 | F3 | Commercial | Office (WA) | New | Space Heating | Natural Gas | Unit Heater | E5 | System - kBTUs of Consumption | 0 | 0 | 0 | 0 | 0 | 0 | 0 | 0 | 0 | 0 | 0 | 0 | 0 | 0 | 0 | 0 | 0 | 0 | 0 | 0 | 0 | 0 | 0 | 0 | 0 | 0 | 0
F3_Commercial_Office (WA)_New_Space Heating_Natural Gas_Unit Heater_E6 | F3 | Commercial | Office (WA) | New | Space Heating | Natural Gas | Unit Heater | E6 | System - kBTUs of Consumption | 0 | 0 | 0 | 0 | 0 | 0 | 0 | 0 | 0 | 0 | 0 | 0 | 0 | 0 | 0 | 0 | 0 | 0 | 0 | 0 | 0 | 0 | 0 | 0 | 0 | 0 | 0
F3_Commercial_Office (WA)_New_Space Heating_Natural Gas_Unit Heater_E7 | F3 | Commercial | Office (WA) | New | Space Heating | Natural Gas | Unit Heater | E7 | System - kBTUs of Consumption | 0 | 0 | 0 | 0 | 0 | 0 | 0 | 0 | 0 | 0 | 0 | 0 | 0 | 0 | 0 | 0 | 0 | 0 | 0 | 0 | 0 | 0 | 0 | 0 | 0 | 0 | 0
F3_Commercial_Office (WA)_New_Space Heating_Natural Gas_Unit Heater_E8 | F3 | Commercial | Office (WA) | New | Space Heating | Natural Gas | Unit Heater | E8 | System - kBTUs of Consumption | 0 | 0 | 0 | 0 | 0 | 0 | 0 | 0 | 0 | 0 | 0 | 0 | 0 | 0 | 0 | 0 | 0 | 0 | 0 | 0 | 0 | 0 | 0 | 0 | 0 | 0 | 0
F3_Commercial_Office (WA)_New_Space Heating_Natural Gas_Unit Heater_E9 | F3 | Commercial | Office (WA) | New | Space Heating | Natural Gas | Unit Heater | E9 | System - kBTUs of Consumption | 0 | 0 | 0 | 0 | 0 | 0 | 0 | 0 | 0 | 0 | 0 | 0 | 0 | 0 | 0 | 0 | 0 | 0 | 0 | 0 | 0 | 0 | 0 | 0 | 0 | 0 | 0
F3_Commercial_Office (WA)_New_Space Heating_Natural Gas_Unit Heater_E10 | F3 | Commercial | Office (WA) | New | Space Heating | Natural Gas | Unit Heater | E10 | System - kBTUs of Consumption | 0 | 0 | 0 | 0 | 0 | 0 | 0 | 0 | 0 | 0 | 0 | 0 | 0 | 0 | 0 | 0 | 0 | 0 | 0 | 0 | 0 | 0 | 0 | 0 | 0 | 0 | 0
F4_Commercial_Office (WA)_New_Space Heating_Natural Gas_Unit Heater_E1 | F4 | Commercial | Office (WA) | New | Space Heating | Natural Gas | Unit Heater | E1 | Utility - Cost of Equipment | 8.9957e-05 | 8.9957e-05 | 8.9957e-05 | 8.9957e-05 | 8.9957e-05 | 8.9957e-05 | 8.9957e-05 | 8.9957e-05 | 8.9957e-05 | 8.9957e-05 | 8.9957e-05 | 8.9957e-05 | 8.9957e-05 | 8.9957e-05 | 8.9957e-05 | 8.9957e-05 | 8.9957e-05 | 8.9957e-05 | 8.9957e-05 | 8.9957e-05 | 8.9957e-05 | 8.9957e-05 | 8.9957e-05 | 8.9957e-05 | 8.9957e-05 | 8.9957e-05 | 8.9957e-05
F4_Commercial_Office (WA)_New_Space Heating_Natural Gas_Unit Heater_E2 | F4 | Commercial | Office (WA) | New | Space Heating | Natural Gas | Unit Heater | E2 | Utility - Cost of Equipment | 0.00019729 | 0.00019729 | 0.00019729 | 0.00019729 | 0.00019729 | 0.00019729 | 0.00019729 | 0.00019729 | 0.00019729 | 0.00019729 | 0.00019729 | 0.00019729 | 0.00019729 | 0.00019729 | 0.00019729 | 0.00019729 | 0.00019729 | 0.00019729 | 0.00019729 | 0.00019729 | 0.00019729 | 0.00019729 | 0.00019729 | 0.00019729 | 0.00019729 | 0.00019729 | 0.00019729
F4_Commercial_Office (WA)_New_Space Heating_Natural Gas_Unit Heater_E3 | F4 | Commercial | Office (WA) | New | Space Heating | Natural Gas | Unit Heater | E3 | Utility - Cost of Equipment | 0.00012511 | 0.00012511 | 0.00012511 | 0.00012511 | 0.00012511 | 0.00012511 | 0.00012511 | 0.00012511 | 0.00012511 | 0.00012511 | 0.00012511 | 0.00012511 | 0.00012511 | 0.00012511 | 0.00012511 | 0.00012511 | 0.00012511 | 0.00012511 | 0.00012511 | 0.00012511 | 0.00012511 | 0.00012511 | 0.00012511 | 0.00012511 | 0.00012511 | 0.00012511 | 0.00012511
F4_Commercial_Office (WA)_New_Space Heating_Natural Gas_Unit Heater_E4 | F4 | Commercial | Office (WA) | New | Space Heating | Natural Gas | Unit Heater | E4 | Utility - Cost of Equipment | 0 | 0 | 0 | 0 | 0 | 0 | 0 | 0 | 0 | 0 | 0 | 0 | 0 | 0 | 0 | 0 | 0 | 0 | 0 | 0 | 0 | 0 | 0 | 0 | 0 | 0 | 0
F4_Commercial_Office (WA)_New_Space Heating_Natural Gas_Unit Heater_E5 | F4 | Commercial | Office (WA) | New | Space Heating | Natural Gas | Unit Heater | E5 | Utility - Cost of Equipment | 0 | 0 | 0 | 0 | 0 | 0 | 0 | 0 | 0 | 0 | 0 | 0 | 0 | 0 | 0 | 0 | 0 | 0 | 0 | 0 | 0 | 0 | 0 | 0 | 0 | 0 | 0
F4_Commercial_Office (WA)_New_Space Heating_Natural Gas_Unit Heater_E6 | F4 | Commercial | Office (WA) | New | Space Heating | Natural Gas | Unit Heater | E6 | Utility - Cost of Equipment | 0 | 0 | 0 | 0 | 0 | 0 | 0 | 0 | 0 | 0 | 0 | 0 | 0 | 0 | 0 | 0 | 0 | 0 | 0 | 0 | 0 | 0 | 0 | 0 | 0 | 0 | 0
F4_Commercial_Office (WA)_New_Space Heating_Natural Gas_Unit Heater_E7 | F4 | Commercial | Office (WA) | New | Space Heating | Natural Gas | Unit Heater | E7 | Utility - Cost of Equipment | 0 | 0 | 0 | 0 | 0 | 0 | 0 | 0 | 0 | 0 | 0 | 0 | 0 | 0 | 0 | 0 | 0 | 0 | 0 | 0 | 0 | 0 | 0 | 0 | 0 | 0 | 0
F4_Commercial_Office (WA)_New_Space Heating_Natural Gas_Unit Heater_E8 | F4 | Commercial | Office (WA) | New | Space Heating | Natural Gas | Unit Heater | E8 | Utility - Cost of Equipment | 0 | 0 | 0 | 0 | 0 | 0 | 0 | 0 | 0 | 0 | 0 | 0 | 0 | 0 | 0 | 0 | 0 | 0 | 0 | 0 | 0 | 0 | 0 | 0 | 0 | 0 | 0
F4_Commercial_Office (WA)_New_Space Heating_Natural Gas_Unit Heater_E9 | F4 | Commercial | Office (WA) | New | Space Heating | Natural Gas | Unit Heater | E9 | Utility - Cost of Equipment | 0 | 0 | 0 | 0 | 0 | 0 | 0 | 0 | 0 | 0 | 0 | 0 | 0 | 0 | 0 | 0 | 0 | 0 | 0 | 0 | 0 | 0 | 0 | 0 | 0 | 0 | 0
F4_Commercial_Office (WA)_New_Space Heating_Natural Gas_Unit Heater_E10 | F4 | Commercial | Office (WA) | New | Space Heating | Natural Gas | Unit Heater | E10 | Utility - Cost of Equipment | 0 | 0 | 0 | 0 | 0 | 0 | 0 | 0 | 0 | 0 | 0 | 0 | 0 | 0 | 0 | 0 | 0 | 0 | 0 | 0 | 0 | 0 | 0 | 0 | 0 | 0 | 0
F5_Commercial_Office (WA)_New_Space Heating_Natural Gas_Unit Heater_E1 | F5 | Commercial | Office (WA) | New | Space Heating | Natural Gas | Unit Heater | E1 | Utility - Cost of Operation | 0.042956 | 0.043662 | 0.044583 | 0.045599 | 0.046717 | 0.048258 | 0.049828 | 0.05149 | 0.05308 | 0.054695 | 0.056141 | 0.057474 | 0.058934 | 0.060433 | 0.061828 | 0.063204 | 0.064487 | 0.06581 | 0.067188 | 0.068602 | 0.070043 | 0.071563 | 0.073323 | 0.074879 | 0.076468 | 0.078091 | 0.079749
F5_Commercial_Office (WA)_New_Space Heating_Natural Gas_Unit Heater_E2 | F5 | Commercial | Office (WA) | New | Space Heating | Natural Gas | Unit Heater | E2 | Utility - Cost of Operation | 0.038206 | 0.038834 | 0.039654 | 0.040557 | 0.041552 | 0.042922 | 0.044318 | 0.045796 | 0.04721 | 0.048647 | 0.049933 | 0.051119 | 0.052417 | 0.05375 | 0.054991 | 0.056215 | 0.057356 | 0.058533 | 0.059759 | 0.061016 | 0.062297 | 0.06365 | 0.065215 | 0.066599 | 0.068013 | 0.069456 | 0.07093
F5_Commercial_Office (WA)_New_Space Heating_Natural Gas_Unit Heater_E3 | F5 | Commercial | Office (WA) | New | Space Heating | Natural Gas | Unit Heater | E3 | Utility - Cost of Operation | 0.036051 | 0.036575 | 0.037317 | 0.038165 | 0.039127 | 0.040526 | 0.041955 | 0.043471 | 0.044898 | 0.046344 | 0.047611 | 0.048755 | 0.050025 | 0.051342 | 0.052548 | 0.053729 | 0.05481 | 0.055926 | 0.057094 | 0.058292 | 0.059514 | 0.060812 | 0.062351 | 0.063674 | 0.065025 | 0.066406 | 0.067815
F5_Commercial_Office (WA)_New_Space Heating_Natural Gas_Unit Heater_E4 | F5 | Commercial | Office (WA) | New | Space Heating | Natural Gas | Unit Heater | E4 | Utility - Cost of Operation | 0 | 0 | 0 | 0 | 0 | 0 | 0 | 0 | 0 | 0 | 0 | 0 | 0 | 0 | 0 | 0 | 0 | 0 | 0 | 0 | 0 | 0 | 0 | 0 | 0 | 0 | 0
F5_Commercial_Office (WA)_New_Space Heating_Natural Gas_Unit Heater_E5 | F5 | Commercial | Office (WA) | New | Space Heating | Natural Gas | Unit Heater | E5 | Utility - Cost of Operation | 0 | 0 | 0 | 0 | 0 | 0 | 0 | 0 | 0 | 0 | 0 | 0 | 0 | 0 | 0 | 0 | 0 | 0 | 0 | 0 | 0 | 0 | 0 | 0 | 0 | 0 | 0
F5_Commercial_Office (WA)_New_Space Heating_Natural Gas_Unit Heater_E6 | F5 | Commercial | Office (WA) | New | Space Heating | Natural Gas | Unit Heater | E6 | Utility - Cost of Operation | 0 | 0 | 0 | 0 | 0 | 0 | 0 | 0 | 0 | 0 | 0 | 0 | 0 | 0 | 0 | 0 | 0 | 0 | 0 | 0 | 0 | 0 | 0 | 0 | 0 | 0 | 0
F5_Commercial_Office (WA)_New_Space Heating_Natural Gas_Unit Heater_E7 | F5 | Commercial | Office (WA) | New | Space Heating | Natural Gas | Unit Heater | E7 | Utility - Cost of Operation | 0 | 0 | 0 | 0 | 0 | 0 | 0 | 0 | 0 | 0 | 0 | 0 | 0 | 0 | 0 | 0 | 0 | 0 | 0 | 0 | 0 | 0 | 0 | 0 | 0 | 0 | 0
F5_Commercial_Office (WA)_New_Space Heating_Natural Gas_Unit Heater_E8 | F5 | Commercial | Office (WA) | New | Space Heating | Natural Gas | Unit Heater | E8 | Utility - Cost of Operation | 0 | 0 | 0 | 0 | 0 | 0 | 0 | 0 | 0 | 0 | 0 | 0 | 0 | 0 | 0 | 0 | 0 | 0 | 0 | 0 | 0 | 0 | 0 | 0 | 0 | 0 | 0
F5_Commercial_Office (WA)_New_Space Heating_Natural Gas_Unit Heater_E9 | F5 | Commercial | Office (WA) | New | Space Heating | Natural Gas | Unit Heater | E9 | Utility - Cost of Operation | 0 | 0 | 0 | 0 | 0 | 0 | 0 | 0 | 0 | 0 | 0 | 0 | 0 | 0 | 0 | 0 | 0 | 0 | 0 | 0 | 0 | 0 | 0 | 0 | 0 | 0 | 0
F5_Commercial_Office (WA)_New_Space Heating_Natural Gas_Unit Heater_E10 | F5 | Commercial | Office (WA) | New | Space Heating | Natural Gas | Unit Heater | E10 | Utility - Cost of Operation | 0 | 0 | 0 | 0 | 0 | 0 | 0 | 0 | 0 | 0 | 0 | 0 | 0 | 0 | 0 | 0 | 0 | 0 | 0 | 0 | 0 | 0 | 0 | 0 | 0 | 0 | 0
F6_Commercial_Office (WA)_New_Space Heating_Natural Gas_Unit Heater_E1 | F6 | Commercial | Office (WA) | New | Space Heating | Natural Gas | Unit Heater | E1 | Utility - Value of Sales | 0.049517 | 0.050038 | 0.050784 | 0.051607 | 0.052514 | 0.053883 | 0.05524 | 0.056665 | 0.057959 | 0.059234 | 0.06067 | 0.061969 | 0.063394 | 0.064847 | 0.066171 | 0.067456 | 0.068622 | 0.069813 | 0.071043 | 0.072291 | 0.073545 | 0.075141 | 0.076989 | 0.078623 | 0.080292 | 0.081996 | 0.083736
F6_Commercial_Office (WA)_New_Space Heating_Natural Gas_Unit Heater_E2 | F6 | Commercial | Office (WA) | New | Space Heating | Natural Gas | Unit Heater | E2 | Utility - Value of Sales | 0.044042 | 0.044505 | 0.045169 | 0.045901 | 0.046707 | 0.047925 | 0.049132 | 0.0504 | 0.05155 | 0.052684 | 0.053961 | 0.055117 | 0.056384 | 0.057676 | 0.058854 | 0.059997 | 0.061034 | 0.062093 | 0.063188 | 0.064297 | 0.065412 | 0.066832 | 0.068476 | 0.069929 | 0.071413 | 0.072929 | 0.074477
F6_Commercial_Office (WA)_New_Space Heating_Natural Gas_Unit Heater_E3 | F6 | Commercial | Office (WA) | New | Space Heating | Natural Gas | Unit Heater | E3 | Utility - Value of Sales | 0.04208 | 0.04243 | 0.043011 | 0.043684 | 0.044455 | 0.04571 | 0.046955 | 0.048257 | 0.0494 | 0.050509 | 0.051766 | 0.052863 | 0.054085 | 0.055344 | 0.056465 | 0.057541 | 0.058488 | 0.059456 | 0.060459 | 0.061474 | 0.06249 | 0.063852 | 0.065468 | 0.066858 | 0.068277 | 0.069726 | 0.071206
F6_Commercial_Office (WA)_New_Space Heating_Natural Gas_Unit Heater_E4 | F6 | Commercial | Office (WA) | New | Space Heating | Natural Gas | Unit Heater | E4 | Utility - Value of Sales | 0 | 0 | 0 | 0 | 0 | 0 | 0 | 0 | 0 | 0 | 0 | 0 | 0 | 0 | 0 | 0 | 0 | 0 | 0 | 0 | 0 | 0 | 0 | 0 | 0 | 0 | 0
F6_Commercial_Office (WA)_New_Space Heating_Natural Gas_Unit Heater_E5 | F6 | Commercial | Office (WA) | New | Space Heating | Natural Gas | Unit Heater | E5 | Utility - Value of Sales | 0 | 0 | 0 | 0 | 0 | 0 | 0 | 0 | 0 | 0 | 0 | 0 | 0 | 0 | 0 | 0 | 0 | 0 | 0 | 0 | 0 | 0 | 0 | 0 | 0 | 0 | 0
F6_Commercial_Office (WA)_New_Space Heating_Natural Gas_Unit Heater_E6 | F6 | Commercial | Office (WA) | New | Space Heating | Natural Gas | Unit Heater | E6 | Utility - Value of Sales | 0 | 0 | 0 | 0 | 0 | 0 | 0 | 0 | 0 | 0 | 0 | 0 | 0 | 0 | 0 | 0 | 0 | 0 | 0 | 0 | 0 | 0 | 0 | 0 | 0 | 0 | 0
F6_Commercial_Office (WA)_New_Space Heating_Natural Gas_Unit Heater_E7 | F6 | Commercial | Office (WA) | New | Space Heating | Natural Gas | Unit Heater | E7 | Utility - Value of Sales | 0 | 0 | 0 | 0 | 0 | 0 | 0 | 0 | 0 | 0 | 0 | 0 | 0 | 0 | 0 | 0 | 0 | 0 | 0 | 0 | 0 | 0 | 0 | 0 | 0 | 0 | 0
F6_Commercial_Office (WA)_New_Space Heating_Natural Gas_Unit Heater_E8 | F6 | Commercial | Office (WA) | New | Space Heating | Natural Gas | Unit Heater | E8 | Utility - Value of Sales | 0 | 0 | 0 | 0 | 0 | 0 | 0 | 0 | 0 | 0 | 0 | 0 | 0 | 0 | 0 | 0 | 0 | 0 | 0 | 0 | 0 | 0 | 0 | 0 | 0 | 0 | 0
F6_Commercial_Office (WA)_New_Space Heating_Natural Gas_Unit Heater_E9 | F6 | Commercial | Office (WA) | New | Space Heating | Natural Gas | Unit Heater | E9 | Utility - Value of Sales | 0 | 0 | 0 | 0 | 0 | 0 | 0 | 0 | 0 | 0 | 0 | 0 | 0 | 0 | 0 | 0 | 0 | 0 | 0 | 0 | 0 | 0 | 0 | 0 | 0 | 0 | 0
F6_Commercial_Office (WA)_New_Space Heating_Natural Gas_Unit Heater_E10 | F6 | Commercial | Office (WA) | New | Space Heating | Natural Gas | Unit Heater | E10 | Utility - Value of Sales | 0 | 0 | 0 | 0 | 0 | 0 | 0 | 0 | 0 | 0 | 0 | 0 | 0 | 0 | 0 | 0 | 0 | 0 | 0 | 0 | 0 | 0 | 0 | 0 | 0 | 0 | 0
F1_Commercial_Office (WA)_New_Water Heating_Natural Gas_Water Heater_E1 | F1 | Commercial | Office (WA) | New | Water Heating | Natural Gas | Water Heater | E1 | RVT - Cost of Equipment | 0.0076072 | 0.0076072 | 0.0076072 | 0.0076072 | 0.0076072 | 0.0076072 | 0.0076072 | 0.0076072 | 0.0076072 | 0.0076072 | 0.0076072 | 0.0076072 | 0.0076072 | 0.0076072 | 0.0076072 | 0.0076072 | 0.0076072 | 0.0076072 | 0.0076072 | 0.0076072 | 0.0076072 | 0.0076072 | 0.0076072 | 0.0076072 | 0.0076072 | 0.0076072 | 0.0076072
F1_Commercial_Office (WA)_New_Water Heating_Natural Gas_Water Heater_E2 | F1 | Commercial | Office (WA) | New | Water Heating | Natural Gas | Water Heater | E2 | RVT - Cost of Equipment | 0.0091287 | 0.0091287 | 0.0091287 | 0.0091287 | 0.0091287 | 0.0091287 | 0.0091287 | 0.0091287 | 0.0091287 | 0.0091287 | 0.0091287 | 0.0091287 | 0.0091287 | 0.0091287 | 0.0091287 | 0.0091287 | 0.0091287 | 0.0091287 | 0.0091287 | 0.0091287 | 0.0091287 | 0.0091287 | 0.0091287 | 0.0091287 | 0.0091287 | 0.0091287 | 0.0091287
F1_Commercial_Office (WA)_New_Water Heating_Natural Gas_Water Heater_E3 | F1 | Commercial | Office (WA) | New | Water Heating | Natural Gas | Water Heater | E3 | RVT - Cost of Equipment | 0.011222 | 0.011222 | 0.011222 | 0.011222 | 0.011222 | 0.011222 | 0.011222 | 0.011222 | 0.011222 | 0.011222 | 0.011222 | 0.011222 | 0.011222 | 0.011222 | 0.011222 | 0.011222 | 0.011222 | 0.011222 | 0.011222 | 0.011222 | 0.011222 | 0.011222 | 0.011222 | 0.011222 | 0.011222 | 0.011222 | 0.011222
F1_Commercial_Office (WA)_New_Water Heating_Natural Gas_Water Heater_E4 | F1 | Commercial | Office (WA) | New | Water Heating | Natural Gas | Water Heater | E4 | RVT - Cost of Equipment | 0.01131 | 0.01131 | 0.01131 | 0.01131 | 0.01131 | 0.01131 | 0.01131 | 0.01131 | 0.01131 | 0.01131 | 0.01131 | 0.01131 | 0.01131 | 0.01131 | 0.01131 | 0.01131 | 0.01131 | 0.01131 | 0.01131 | 0.01131 | 0.01131 | 0.01131 | 0.01131 | 0.01131 | 0.01131 | 0.01131 | 0.01131
F1_Commercial_Office (WA)_New_Water Heating_Natural Gas_Water Heater_E5 | F1 | Commercial | Office (WA) | New | Water Heating | Natural Gas | Water Heater | E5 | RVT - Cost of Equipment | 0.024415 | 0.024415 | 0.024415 | 0.024415 | 0.024415 | 0.024415 | 0.024415 | 0.024415 | 0.024415 | 0.024415 | 0.024415 | 0.024415 | 0.024415 | 0.024415 | 0.024415 | 0.024415 | 0.024415 | 0.024415 | 0.024415 | 0.024415 | 0.024415 | 0.024415 | 0.024415 | 0.024415 | 0.024415 | 0.024415 | 0.024415
F1_Commercial_Office (WA)_New_Water Heating_Natural Gas_Water Heater_E6 | F1 | Commercial | Office (WA) | New | Water Heating | Natural Gas | Water Heater | E6 | RVT - Cost of Equipment | 0 | 0 | 0 | 0 | 0 | 0 | 0 | 0 | 0 | 0 | 0 | 0 | 0 | 0 | 0 | 0 | 0 | 0 | 0 | 0 | 0 | 0 | 0 | 0 | 0 | 0 | 0
F1_Commercial_Office (WA)_New_Water Heating_Natural Gas_Water Heater_E7 | F1 | Commercial | Office (WA) | New | Water Heating | Natural Gas | Water Heater | E7 | RVT - Cost of Equipment | 0 | 0 | 0 | 0 | 0 | 0 | 0 | 0 | 0 | 0 | 0 | 0 | 0 | 0 | 0 | 0 | 0 | 0 | 0 | 0 | 0 | 0 | 0 | 0 | 0 | 0 | 0
F1_Commercial_Office (WA)_New_Water Heating_Natural Gas_Water Heater_E8 | F1 | Commercial | Office (WA) | New | Water Heating | Natural Gas | Water Heater | E8 | RVT - Cost of Equipment | 0 | 0 | 0 | 0 | 0 | 0 | 0 | 0 | 0 | 0 | 0 | 0 | 0 | 0 | 0 | 0 | 0 | 0 | 0 | 0 | 0 | 0 | 0 | 0 | 0 | 0 | 0
F1_Commercial_Office (WA)_New_Water Heating_Natural Gas_Water Heater_E9 | F1 | Commercial | Office (WA) | New | Water Heating | Natural Gas | Water Heater | E9 | RVT - Cost of Equipment | 0 | 0 | 0 | 0 | 0 | 0 | 0 | 0 | 0 | 0 | 0 | 0 | 0 | 0 | 0 | 0 | 0 | 0 | 0 | 0 | 0 | 0 | 0 | 0 | 0 | 0 | 0
F1_Commercial_Office (WA)_New_Water Heating_Natural Gas_Water Heater_E10 | F1 | Commercial | Office (WA) | New | Water Heating | Natural Gas | Water Heater | E10 | RVT - Cost of Equipment | 0 | 0 | 0 | 0 | 0 | 0 | 0 | 0 | 0 | 0 | 0 | 0 | 0 | 0 | 0 | 0 | 0 | 0 | 0 | 0 | 0 | 0 | 0 | 0 | 0 | 0 | 0
F2_Commercial_Office (WA)_New_Water Heating_Natural Gas_Water Heater_E1 | F2 | Commercial | Office (WA) | New | Water Heating | Natural Gas | Water Heater | E1 | RVT - Cost of Operation | 0.066071 | 0.067399 | 0.068894 | 0.070572 | 0.072444 | 0.074706 | 0.076951 | 0.079073 | 0.080998 | 0.082873 | 0.084814 | 0.086594 | 0.088495 | 0.090337 | 0.091957 | 0.093446 | 0.094746 | 0.096002 | 0.097327 | 0.098584 | 0.099849 | 0.10161 | 0.1034 | 0.10523 | 0.1071 | 0.10901 | 0.11094
F2_Commercial_Office (WA)_New_Water Heating_Natural Gas_Water Heater_E2 | F2 | Commercial | Office (WA) | New | Water Heating | Natural Gas | Water Heater | E2 | RVT - Cost of Operation | 0.05873 | 0.05991 | 0.061239 | 0.062731 | 0.064394 | 0.066405 | 0.068401 | 0.070288 | 0.071998 | 0.073665 | 0.07539 | 0.076972 | 0.078662 | 0.0803 | 0.081739 | 0.083063 | 0.084219 | 0.085335 | 0.086512 | 0.08763 | 0.088755 | 0.090323 | 0.091909 | 0.093541 | 0.095203 | 0.096895 | 0.098616
F2_Commercial_Office (WA)_New_Water Heating_Natural Gas_Water Heater_E3 | F2 | Commercial | Office (WA) | New | Water Heating | Natural Gas | Water Heater | E3 | RVT - Cost of Operation | 0.056231 | 0.057361 | 0.058633 | 0.060061 | 0.061654 | 0.06358 | 0.06549 | 0.067297 | 0.068935 | 0.07053 | 0.072182 | 0.073697 | 0.075315 | 0.076883 | 0.078261 | 0.079529 | 0.080635 | 0.081704 | 0.082831 | 0.083901 | 0.084978 | 0.086479 | 0.087998 | 0.089561 | 0.091152 | 0.092771 | 0.09442
F2_Commercial_Office (WA)_New_Water Heating_Natural Gas_Water Heater_E4 | F2 | Commercial | Office (WA) | New | Water Heating | Natural Gas | Water Heater | E4 | RVT - Cost of Operation | 0.058952 | 0.060137 | 0.061431 | 0.062838 | 0.064368 | 0.066172 | 0.067954 | 0.069659 | 0.071232 | 0.072783 | 0.074402 | 0.075922 | 0.077534 | 0.079109 | 0.080525 | 0.08185 | 0.083041 | 0.084205 | 0.085423 | 0.086596 | 0.08778 | 0.089332 | 0.090903 | 0.092518 | 0.094162 | 0.095835 | 0.097537
F2_Commercial_Office (WA)_New_Water Heating_Natural Gas_Water Heater_E5 | F2 | Commercial | Office (WA) | New | Water Heating | Natural Gas | Water Heater | E5 | RVT - Cost of Operation | 0.034663 | 0.035344 | 0.036133 | 0.037047 | 0.038091 | 0.039364 | 0.040626 | 0.041812 | 0.042877 | 0.043907 | 0.044967 | 0.045926 | 0.046953 | 0.047944 | 0.048804 | 0.049587 | 0.050259 | 0.050903 | 0.051586 | 0.052228 | 0.052873 | 0.053807 | 0.05475 | 0.055723 | 0.056713 | 0.05772 | 0.058746
F2_Commercial_Office (WA)_New_Water Heating_Natural Gas_Water Heater_E6 | F2 | Commercial | Office (WA) | New | Water Heating | Natural Gas | Water Heater | E6 | RVT - Cost of Operation | 0 | 0 | 0 | 0 | 0 | 0 | 0 | 0 | 0 | 0 | 0 | 0 | 0 | 0 | 0 | 0 | 0 | 0 | 0 | 0 | 0 | 0 | 0 | 0 | 0 | 0 | 0
F2_Commercial_Office (WA)_New_Water Heating_Natural Gas_Water Heater_E7 | F2 | Commercial | Office (WA) | New | Water Heating | Natural Gas | Water Heater | E7 | RVT - Cost of Operation | 0 | 0 | 0 | 0 | 0 | 0 | 0 | 0 | 0 | 0 | 0 | 0 | 0 | 0 | 0 | 0 | 0 | 0 | 0 | 0 | 0 | 0 | 0 | 0 | 0 | 0 | 0
F2_Commercial_Office (WA)_New_Water Heating_Natural Gas_Water Heater_E8 | F2 | Commercial | Office (WA) | New | Water Heating | Natural Gas | Water Heater | E8 | RVT - Cost of Operation | 0 | 0 | 0 | 0 | 0 | 0 | 0 | 0 | 0 | 0 | 0 | 0 | 0 | 0 | 0 | 0 | 0 | 0 | 0 | 0 | 0 | 0 | 0 | 0 | 0 | 0 | 0
F2_Commercial_Office (WA)_New_Water Heating_Natural Gas_Water Heater_E9 | F2 | Commercial | Office (WA) | New | Water Heating | Natural Gas | Water Heater | E9 | RVT - Cost of Operation | 0 | 0 | 0 | 0 | 0 | 0 | 0 | 0 | 0 | 0 | 0 | 0 | 0 | 0 | 0 | 0 | 0 | 0 | 0 | 0 | 0 | 0 | 0 | 0 | 0 | 0 | 0
F2_Commercial_Office (WA)_New_Water Heating_Natural Gas_Water Heater_E10 | F2 | Commercial | Office (WA) | New | Water Heating | Natural Gas | Water Heater | E10 | RVT - Cost of Operation | 0 | 0 | 0 | 0 | 0 | 0 | 0 | 0 | 0 | 0 | 0 | 0 | 0 | 0 | 0 | 0 | 0 | 0 | 0 | 0 | 0 | 0 | 0 | 0 | 0 | 0 | 0
F3_Commercial_Office (WA)_New_Water Heating_Natural Gas_Water Heater_E1 | F3 | Commercial | Office (WA) | New | Water Heating | Natural Gas | Water Heater | E1 | System - kBTUs of Consumption | 15.2864 | 15.2864 | 15.2864 | 15.2864 | 15.2864 | 15.2864 | 15.2864 | 15.2864 | 15.2864 | 15.2864 | 15.2864 | 15.2864 | 15.2864 | 15.2864 | 15.2864 | 15.2864 | 15.2864 | 15.2864 | 15.2864 | 15.2864 | 15.2864 | 15.2864 | 15.2864 | 15.2864 | 15.2864 | 15.2864 | 15.2864
F3_Commercial_Office (WA)_New_Water Heating_Natural Gas_Water Heater_E2 | F3 | Commercial | Office (WA) | New | Water Heating | Natural Gas | Water Heater | E2 | System - kBTUs of Consumption | 13.5879 | 13.5879 | 13.5879 | 13.5879 | 13.5879 | 13.5879 | 13.5879 | 13.5879 | 13.5879 | 13.5879 | 13.5879 | 13.5879 | 13.5879 | 13.5879 | 13.5879 | 13.5879 | 13.5879 | 13.5879 | 13.5879 | 13.5879 | 13.5879 | 13.5879 | 13.5879 | 13.5879 | 13.5879 | 13.5879 | 13.5879
F3_Commercial_Office (WA)_New_Water Heating_Natural Gas_Water Heater_E3 | F3 | Commercial | Office (WA) | New | Water Heating | Natural Gas | Water Heater | E3 | System - kBTUs of Consumption | 13.0097 | 13.0097 | 13.0097 | 13.0097 | 13.0097 | 13.0097 | 13.0097 | 13.0097 | 13.0097 | 13.0097 | 13.0097 | 13.0097 | 13.0097 | 13.0097 | 13.0097 | 13.0097 | 13.0097 | 13.0097 | 13.0097 | 13.0097 | 13.0097 | 13.0097 | 13.0097 | 13.0097 | 13.0097 | 13.0097 | 13.0097
F3_Commercial_Office (WA)_New_Water Heating_Natural Gas_Water Heater_E4 | F3 | Commercial | Office (WA) | New | Water Heating | Natural Gas | Water Heater | E4 | System - kBTUs of Consumption | 12.9959 | 12.9959 | 12.9959 | 12.9959 | 12.9959 | 12.9959 | 12.9959 | 12.9959 | 12.9959 | 12.9959 | 12.9959 | 12.9959 | 12.9959 | 12.9959 | 12.9959 | 12.9959 | 12.9959 | 12.9959 | 12.9959 | 12.9959 | 12.9959 | 12.9959 | 12.9959 | 12.9959 | 12.9959 | 12.9959 | 12.9959
F3_Commercial_Office (WA)_New_Water Heating_Natural Gas_Water Heater_E5 | F3 | Commercial | Office (WA) | New | Water Heating | Natural Gas | Water Heater | E5 | System - kBTUs of Consumption | 8.1528 | 8.1528 | 8.1528 | 8.1528 | 8.1528 | 8.1528 | 8.1528 | 8.1528 | 8.1528 | 8.1528 | 8.1528 | 8.1528 | 8.1528 | 8.1528 | 8.1528 | 8.1528 | 8.1528 | 8.1528 | 8.1528 | 8.1528 | 8.1528 | 8.1528 | 8.1528 | 8.1528 | 8.1528 | 8.1528 | 8.1528
F3_Commercial_Office (WA)_New_Water Heating_Natural Gas_Water Heater_E6 | F3 | Commercial | Office (WA) | New | Water Heating | Natural Gas | Water Heater | E6 | System - kBTUs of Consumption | 0 | 0 | 0 | 0 | 0 | 0 | 0 | 0 | 0 | 0 | 0 | 0 | 0 | 0 | 0 | 0 | 0 | 0 | 0 | 0 | 0 | 0 | 0 | 0 | 0 | 0 | 0
F3_Commercial_Office (WA)_New_Water Heating_Natural Gas_Water Heater_E7 | F3 | Commercial | Office (WA) | New | Water Heating | Natural Gas | Water Heater | E7 | System - kBTUs of Consumption | 0 | 0 | 0 | 0 | 0 | 0 | 0 | 0 | 0 | 0 | 0 | 0 | 0 | 0 | 0 | 0 | 0 | 0 | 0 | 0 | 0 | 0 | 0 | 0 | 0 | 0 | 0
F3_Commercial_Office (WA)_New_Water Heating_Natural Gas_Water Heater_E8 | F3 | Commercial | Office (WA) | New | Water Heating | Natural Gas | Water Heater | E8 | System - kBTUs of Consumption | 0 | 0 | 0 | 0 | 0 | 0 | 0 | 0 | 0 | 0 | 0 | 0 | 0 | 0 | 0 | 0 | 0 | 0 | 0 | 0 | 0 | 0 | 0 | 0 | 0 | 0 | 0
F3_Commercial_Office (WA)_New_Water Heating_Natural Gas_Water Heater_E9 | F3 | Commercial | Office (WA) | New | Water Heating | Natural Gas | Water Heater | E9 | System - kBTUs of Consumption | 0 | 0 | 0 | 0 | 0 | 0 | 0 | 0 | 0 | 0 | 0 | 0 | 0 | 0 | 0 | 0 | 0 | 0 | 0 | 0 | 0 | 0 | 0 | 0 | 0 | 0 | 0
F3_Commercial_Office (WA)_New_Water Heating_Natural Gas_Water Heater_E10 | F3 | Commercial | Office (WA) | New | Water Heating | Natural Gas | Water Heater | E10 | System - kBTUs of Consumption | 0 | 0 | 0 | 0 | 0 | 0 | 0 | 0 | 0 | 0 | 0 | 0 | 0 | 0 | 0 | 0 | 0 | 0 | 0 | 0 | 0 | 0 | 0 | 0 | 0 | 0 | 0
F4_Commercial_Office (WA)_New_Water Heating_Natural Gas_Water Heater_E1 | F4 | Commercial | Office (WA) | New | Water Heating | Natural Gas | Water Heater | E1 | Utility - Cost of Equipment | 0.0076072 | 0.0076072 | 0.0076072 | 0.0076072 | 0.0076072 | 0.0076072 | 0.0076072 | 0.0076072 | 0.0076072 | 0.0076072 | 0.0076072 | 0.0076072 | 0.0076072 | 0.0076072 | 0.0076072 | 0.0076072 | 0.0076072 | 0.0076072 | 0.0076072 | 0.0076072 | 0.0076072 | 0.0076072 | 0.0076072 | 0.0076072 | 0.0076072 | 0.0076072 | 0.0076072
F4_Commercial_Office (WA)_New_Water Heating_Natural Gas_Water Heater_E2 | F4 | Commercial | Office (WA) | New | Water Heating | Natural Gas | Water Heater | E2 | Utility - Cost of Equipment | 0.0091287 | 0.0091287 | 0.0091287 | 0.0091287 | 0.0091287 | 0.0091287 | 0.0091287 | 0.0091287 | 0.0091287 | 0.0091287 | 0.0091287 | 0.0091287 | 0.0091287 | 0.0091287 | 0.0091287 | 0.0091287 | 0.0091287 | 0.0091287 | 0.0091287 | 0.0091287 | 0.0091287 | 0.0091287 | 0.0091287 | 0.0091287 | 0.0091287 | 0.0091287 | 0.0091287
F4_Commercial_Office (WA)_New_Water Heating_Natural Gas_Water Heater_E3 | F4 | Commercial | Office (WA) | New | Water Heating | Natural Gas | Water Heater | E3 | Utility - Cost of Equipment | 0.011222 | 0.011222 | 0.011222 | 0.011222 | 0.011222 | 0.011222 | 0.011222 | 0.011222 | 0.011222 | 0.011222 | 0.011222 | 0.011222 | 0.011222 | 0.011222 | 0.011222 | 0.011222 | 0.011222 | 0.011222 | 0.011222 | 0.011222 | 0.011222 | 0.011222 | 0.011222 | 0.011222 | 0.011222 | 0.011222 | 0.011222
F4_Commercial_Office (WA)_New_Water Heating_Natural Gas_Water Heater_E4 | F4 | Commercial | Office (WA) | New | Water Heating | Natural Gas | Water Heater | E4 | Utility - Cost of Equipment | 0.01131 | 0.01131 | 0.01131 | 0.01131 | 0.01131 | 0.01131 | 0.01131 | 0.01131 | 0.01131 | 0.01131 | 0.01131 | 0.01131 | 0.01131 | 0.01131 | 0.01131 | 0.01131 | 0.01131 | 0.01131 | 0.01131 | 0.01131 | 0.01131 | 0.01131 | 0.01131 | 0.01131 | 0.01131 | 0.01131 | 0.01131
F4_Commercial_Office (WA)_New_Water Heating_Natural Gas_Water Heater_E5 | F4 | Commercial | Office (WA) | New | Water Heating | Natural Gas | Water Heater | E5 | Utility - Cost of Equipment | 0.024415 | 0.024415 | 0.024415 | 0.024415 | 0.024415 | 0.024415 | 0.024415 | 0.024415 | 0.024415 | 0.024415 | 0.024415 | 0.024415 | 0.024415 | 0.024415 | 0.024415 | 0.024415 | 0.024415 | 0.024415 | 0.024415 | 0.024415 | 0.024415 | 0.024415 | 0.024415 | 0.024415 | 0.024415 | 0.024415 | 0.024415
F4_Commercial_Office (WA)_New_Water Heating_Natural Gas_Water Heater_E6 | F4 | Commercial | Office (WA) | New | Water Heating | Natural Gas | Water Heater | E6 | Utility - Cost of Equipment | 0 | 0 | 0 | 0 | 0 | 0 | 0 | 0 | 0 | 0 | 0 | 0 | 0 | 0 | 0 | 0 | 0 | 0 | 0 | 0 | 0 | 0 | 0 | 0 | 0 | 0 | 0
F4_Commercial_Office (WA)_New_Water Heating_Natural Gas_Water Heater_E7 | F4 | Commercial | Office (WA) | New | Water Heating | Natural Gas | Water Heater | E7 | Utility - Cost of Equipment | 0 | 0 | 0 | 0 | 0 | 0 | 0 | 0 | 0 | 0 | 0 | 0 | 0 | 0 | 0 | 0 | 0 | 0 | 0 | 0 | 0 | 0 | 0 | 0 | 0 | 0 | 0
F4_Commercial_Office (WA)_New_Water Heating_Natural Gas_Water Heater_E8 | F4 | Commercial | Office (WA) | New | Water Heating | Natural Gas | Water Heater | E8 | Utility - Cost of Equipment | 0 | 0 | 0 | 0 | 0 | 0 | 0 | 0 | 0 | 0 | 0 | 0 | 0 | 0 | 0 | 0 | 0 | 0 | 0 | 0 | 0 | 0 | 0 | 0 | 0 | 0 | 0
F4_Commercial_Office (WA)_New_Water Heating_Natural Gas_Water Heater_E9 | F4 | Commercial | Office (WA) | New | Water Heating | Natural Gas | Water Heater | E9 | Utility - Cost of Equipment | 0 | 0 | 0 | 0 | 0 | 0 | 0 | 0 | 0 | 0 | 0 | 0 | 0 | 0 | 0 | 0 | 0 | 0 | 0 | 0 | 0 | 0 | 0 | 0 | 0 | 0 | 0
F4_Commercial_Office (WA)_New_Water Heating_Natural Gas_Water Heater_E10 | F4 | Commercial | Office (WA) | New | Water Heating | Natural Gas | Water Heater | E10 | Utility - Cost of Equipment | 0 | 0 | 0 | 0 | 0 | 0 | 0 | 0 | 0 | 0 | 0 | 0 | 0 | 0 | 0 | 0 | 0 | 0 | 0 | 0 | 0 | 0 | 0 | 0 | 0 | 0 | 0
F5_Commercial_Office (WA)_New_Water Heating_Natural Gas_Water Heater_E1 | F5 | Commercial | Office (WA) | New | Water Heating | Natural Gas | Water Heater | E1 | Utility - Cost of Operation | 0.056677 | 0.058165 | 0.059836 | 0.061708 | 0.063792 | 0.066258 | 0.068768 | 0.071242 | 0.073621 | 0.076035 | 0.078 | 0.079854 | 0.081838 | 0.083789 | 0.08556 | 0.087237 | 0.088767 | 0.090285 | 0.091894 | 0.093474 | 0.095094 | 0.096774 | 0.098473 | 0.10022 | 0.102 | 0.10382 | 0.10566
F5_Commercial_Office (WA)_New_Water Heating_Natural Gas_Water Heater_E2 | F5 | Commercial | Office (WA) | New | Water Heating | Natural Gas | Water Heater | E2 | Utility - Cost of Operation | 0.050379 | 0.051703 | 0.053188 | 0.054851 | 0.056704 | 0.058896 | 0.061127 | 0.063326 | 0.065441 | 0.067586 | 0.069333 | 0.070981 | 0.072745 | 0.074479 | 0.076054 | 0.077544 | 0.078904 | 0.080253 | 0.081684 | 0.083088 | 0.084528 | 0.086021 | 0.087532 | 0.089087 | 0.09067 | 0.092281 | 0.09392
F5_Commercial_Office (WA)_New_Water Heating_Natural Gas_Water Heater_E3 | F5 | Commercial | Office (WA) | New | Water Heating | Natural Gas | Water Heater | E3 | Utility - Cost of Operation | 0.048236 | 0.049503 | 0.050925 | 0.052517 | 0.054291 | 0.056389 | 0.058526 | 0.060631 | 0.062656 | 0.06471 | 0.066383 | 0.067961 | 0.069649 | 0.07131 | 0.072817 | 0.074244 | 0.075546 | 0.076838 | 0.078208 | 0.079552 | 0.080931 | 0.082361 | 0.083807 | 0.085296 | 0.086811 | 0.088354 | 0.089923
F5_Commercial_Office (WA)_New_Water Heating_Natural Gas_Water Heater_E4 | F5 | Commercial | Office (WA) | New | Water Heating | Natural Gas | Water Heater | E4 | Utility - Cost of Operation | 0.051218 | 0.052541 | 0.053987 | 0.055565 | 0.057285 | 0.059277 | 0.061299 | 0.063297 | 0.06523 | 0.067193 | 0.068832 | 0.070396 | 0.072059 | 0.073702 | 0.075218 | 0.076668 | 0.078016 | 0.079359 | 0.080772 | 0.082169 | 0.0836 | 0.085078 | 0.086575 | 0.088113 | 0.089678 | 0.091271 | 0.092893
F5_Commercial_Office (WA)_New_Water Heating_Natural Gas_Water Heater_E5 | F5 | Commercial | Office (WA) | New | Water Heating | Natural Gas | Water Heater | E5 | Utility - Cost of Operation | 0.029541 | 0.030318 | 0.031205 | 0.032216 | 0.033357 | 0.034724 | 0.036119 | 0.037491 | 0.038806 | 0.040141 | 0.041212 | 0.042217 | 0.043296 | 0.044354 | 0.045307 | 0.046203 | 0.047012 | 0.047813 | 0.048665 | 0.049499 | 0.050355 | 0.051244 | 0.052143 | 0.053069 | 0.054012 | 0.054972 | 0.055948
F5_Commercial_Office (WA)_New_Water Heating_Natural Gas_Water Heater_E6 | F5 | Commercial | Office (WA) | New | Water Heating | Natural Gas | Water Heater | E6 | Utility - Cost of Operation | 0 | 0 | 0 | 0 | 0 | 0 | 0 | 0 | 0 | 0 | 0 | 0 | 0 | 0 | 0 | 0 | 0 | 0 | 0 | 0 | 0 | 0 | 0 | 0 | 0 | 0 | 0
F5_Commercial_Office (WA)_New_Water Heating_Natural Gas_Water Heater_E7 | F5 | Commercial | Office (WA) | New | Water Heating | Natural Gas | Water Heater | E7 | Utility - Cost of Operation | 0 | 0 | 0 | 0 | 0 | 0 | 0 | 0 | 0 | 0 | 0 | 0 | 0 | 0 | 0 | 0 | 0 | 0 | 0 | 0 | 0 | 0 | 0 | 0 | 0 | 0 | 0
F5_Commercial_Office (WA)_New_Water Heating_Natural Gas_Water Heater_E8 | F5 | Commercial | Office (WA) | New | Water Heating | Natural Gas | Water Heater | E8 | Utility - Cost of Operation | 0 | 0 | 0 | 0 | 0 | 0 | 0 | 0 | 0 | 0 | 0 | 0 | 0 | 0 | 0 | 0 | 0 | 0 | 0 | 0 | 0 | 0 | 0 | 0 | 0 | 0 | 0
F5_Commercial_Office (WA)_New_Water Heating_Natural Gas_Water Heater_E9 | F5 | Commercial | Office (WA) | New | Water Heating | Natural Gas | Water Heater | E9 | Utility - Cost of Operation | 0 | 0 | 0 | 0 | 0 | 0 | 0 | 0 | 0 | 0 | 0 | 0 | 0 | 0 | 0 | 0 | 0 | 0 | 0 | 0 | 0 | 0 | 0 | 0 | 0 | 0 | 0
F5_Commercial_Office (WA)_New_Water Heating_Natural Gas_Water Heater_E10 | F5 | Commercial | Office (WA) | New | Water Heating | Natural Gas | Water Heater | E10 | Utility - Cost of Operation | 0 | 0 | 0 | 0 | 0 | 0 | 0 | 0 | 0 | 0 | 0 | 0 | 0 | 0 | 0 | 0 | 0 | 0 | 0 | 0 | 0 | 0 | 0 | 0 | 0 | 0 | 0
F6_Commercial_Office (WA)_New_Water Heating_Natural Gas_Water Heater_E1 | F6 | Commercial | Office (WA) | New | Water Heating | Natural Gas | Water Heater | E1 | Utility - Value of Sales | 0.066071 | 0.067399 | 0.068894 | 0.070572 | 0.072444 | 0.074706 | 0.076951 | 0.079073 | 0.080998 | 0.082873 | 0.084814 | 0.086594 | 0.088495 | 0.090337 | 0.091957 | 0.093446 | 0.094746 | 0.096002 | 0.097327 | 0.098584 | 0.099849 | 0.10161 | 0.1034 | 0.10523 | 0.1071 | 0.10901 | 0.11094
F6_Commercial_Office (WA)_New_Water Heating_Natural Gas_Water Heater_E2 | F6 | Commercial | Office (WA) | New | Water Heating | Natural Gas | Water Heater | E2 | Utility - Value of Sales | 0.05873 | 0.05991 | 0.061239 | 0.062731 | 0.064394 | 0.066405 | 0.068401 | 0.070288 | 0.071998 | 0.073665 | 0.07539 | 0.076972 | 0.078662 | 0.0803 | 0.081739 | 0.083063 | 0.084219 | 0.085335 | 0.086512 | 0.08763 | 0.088755 | 0.090323 | 0.091909 | 0.093541 | 0.095203 | 0.096895 | 0.098616
F6_Commercial_Office (WA)_New_Water Heating_Natural Gas_Water Heater_E3 | F6 | Commercial | Office (WA) | New | Water Heating | Natural Gas | Water Heater | E3 | Utility - Value of Sales | 0.056231 | 0.057361 | 0.058633 | 0.060061 | 0.061654 | 0.06358 | 0.06549 | 0.067297 | 0.068935 | 0.07053 | 0.072182 | 0.073697 | 0.075315 | 0.076883 | 0.078261 | 0.079529 | 0.080635 | 0.081704 | 0.082831 | 0.083901 | 0.084978 | 0.086479 | 0.087998 | 0.089561 | 0.091152 | 0.092771 | 0.09442
F6_Commercial_Office (WA)_New_Water Heating_Natural Gas_Water Heater_E4 | F6 | Commercial | Office (WA) | New | Water Heating | Natural Gas | Water Heater | E4 | Utility - Value of Sales | 0.058952 | 0.060137 | 0.061431 | 0.062838 | 0.064368 | 0.066172 | 0.067954 | 0.069659 | 0.071232 | 0.072783 | 0.074402 | 0.075922 | 0.077534 | 0.079109 | 0.080525 | 0.08185 | 0.083041 | 0.084205 | 0.085423 | 0.086596 | 0.08778 | 0.089332 | 0.090903 | 0.092518 | 0.094162 | 0.095835 | 0.097537
F6_Commercial_Office (WA)_New_Water Heating_Natural Gas_Water Heater_E5 | F6 | Commercial | Office (WA) | New | Water Heating | Natural Gas | Water Heater | E5 | Utility - Value of Sales | 0.034663 | 0.035344 | 0.036133 | 0.037047 | 0.038091 | 0.039364 | 0.040626 | 0.041812 | 0.042877 | 0.043907 | 0.044967 | 0.045926 | 0.046953 | 0.047944 | 0.048804 | 0.049587 | 0.050259 | 0.050903 | 0.051586 | 0.052228 | 0.052873 | 0.053807 | 0.05475 | 0.055723 | 0.056713 | 0.05772 | 0.058746
F6_Commercial_Office (WA)_New_Water Heating_Natural Gas_Water Heater_E6 | F6 | Commercial | Office (WA) | New | Water Heating | Natural Gas | Water Heater | E6 | Utility - Value of Sales | 0 | 0 | 0 | 0 | 0 | 0 | 0 | 0 | 0 | 0 | 0 | 0 | 0 | 0 | 0 | 0 | 0 | 0 | 0 | 0 | 0 | 0 | 0 | 0 | 0 | 0 | 0
F6_Commercial_Office (WA)_New_Water Heating_Natural Gas_Water Heater_E7 | F6 | Commercial | Office (WA) | New | Water Heating | Natural Gas | Water Heater | E7 | Utility - Value of Sales | 0 | 0 | 0 | 0 | 0 | 0 | 0 | 0 | 0 | 0 | 0 | 0 | 0 | 0 | 0 | 0 | 0 | 0 | 0 | 0 | 0 | 0 | 0 | 0 | 0 | 0 | 0
F6_Commercial_Office (WA)_New_Water Heating_Natural Gas_Water Heater_E8 | F6 | Commercial | Office (WA) | New | Water Heating | Natural Gas | Water Heater | E8 | Utility - Value of Sales | 0 | 0 | 0 | 0 | 0 | 0 | 0 | 0 | 0 | 0 | 0 | 0 | 0 | 0 | 0 | 0 | 0 | 0 | 0 | 0 | 0 | 0 | 0 | 0 | 0 | 0 | 0
F6_Commercial_Office (WA)_New_Water Heating_Natural Gas_Water Heater_E9 | F6 | Commercial | Office (WA) | New | Water Heating | Natural Gas | Water Heater | E9 | Utility - Value of Sales | 0 | 0 | 0 | 0 | 0 | 0 | 0 | 0 | 0 | 0 | 0 | 0 | 0 | 0 | 0 | 0 | 0 | 0 | 0 | 0 | 0 | 0 | 0 | 0 | 0 | 0 | 0
F6_Commercial_Office (WA)_New_Water Heating_Natural Gas_Water Heater_E10 | F6 | Commercial | Office (WA) | New | Water Heating | Natural Gas | Water Heater | E10 | Utility - Value of Sales | 0 | 0 | 0 | 0 | 0 | 0 | 0 | 0 | 0 | 0 | 0 | 0 | 0 | 0 | 0 | 0 | 0 | 0 | 0 | 0 | 0 | 0 | 0 | 0 | 0 | 0 | 0
F1_Commercial_Office (WA)_New_Food Preparation_Natural Gas_Oven_E1 | F1 | Commercial | Office (WA) | New | Food Preparation | Natural Gas | Oven | E1 | RVT - Cost of Equipment | 2.2244e-05 | 2.2244e-05 | 2.2244e-05 | 2.2244e-05 | 2.2244e-05 | 2.2244e-05 | 2.2244e-05 | 2.2244e-05 | 2.2244e-05 | 2.2244e-05 | 2.2244e-05 | 2.2244e-05 | 2.2244e-05 | 2.2244e-05 | 2.2244e-05 | 2.2244e-05 | 2.2244e-05 | 2.2244e-05 | 2.2244e-05 | 2.2244e-05 | 2.2244e-05 | 2.2244e-05 | 2.2244e-05 | 2.2244e-05 | 2.2244e-05 | 2.2244e-05 | 2.2244e-05
F1_Commercial_Office (WA)_New_Food Preparation_Natural Gas_Oven_E2 | F1 | Commercial | Office (WA) | New | Food Preparation | Natural Gas | Oven | E2 | RVT - Cost of Equipment | 3.031e-05 | 3.031e-05 | 3.031e-05 | 3.031e-05 | 3.031e-05 | 3.031e-05 | 3.031e-05 | 3.031e-05 | 3.031e-05 | 3.031e-05 | 3.031e-05 | 3.031e-05 | 3.031e-05 | 3.031e-05 | 3.031e-05 | 3.031e-05 | 3.031e-05 | 3.031e-05 | 3.031e-05 | 3.031e-05 | 3.031e-05 | 3.031e-05 | 3.031e-05 | 3.031e-05 | 3.031e-05 | 3.031e-05 | 3.031e-05
F1_Commercial_Office (WA)_New_Food Preparation_Natural Gas_Oven_E3 | F1 | Commercial | Office (WA) | New | Food Preparation | Natural Gas | Oven | E3 | RVT - Cost of Equipment | 0 | 0 | 0 | 0 | 0 | 0 | 0 | 0 | 0 | 0 | 0 | 0 | 0 | 0 | 0 | 0 | 0 | 0 | 0 | 0 | 0 | 0 | 0 | 0 | 0 | 0 | 0
F1_Commercial_Office (WA)_New_Food Preparation_Natural Gas_Oven_E4 | F1 | Commercial | Office (WA) | New | Food Preparation | Natural Gas | Oven | E4 | RVT - Cost of Equipment | 0 | 0 | 0 | 0 | 0 | 0 | 0 | 0 | 0 | 0 | 0 | 0 | 0 | 0 | 0 | 0 | 0 | 0 | 0 | 0 | 0 | 0 | 0 | 0 | 0 | 0 | 0
F1_Commercial_Office (WA)_New_Food Preparation_Natural Gas_Oven_E5 | F1 | Commercial | Office (WA) | New | Food Preparation | Natural Gas | Oven | E5 | RVT - Cost of Equipment | 0 | 0 | 0 | 0 | 0 | 0 | 0 | 0 | 0 | 0 | 0 | 0 | 0 | 0 | 0 | 0 | 0 | 0 | 0 | 0 | 0 | 0 | 0 | 0 | 0 | 0 | 0
F1_Commercial_Office (WA)_New_Food Preparation_Natural Gas_Oven_E6 | F1 | Commercial | Office (WA) | New | Food Preparation | Natural Gas | Oven | E6 | RVT - Cost of Equipment | 0 | 0 | 0 | 0 | 0 | 0 | 0 | 0 | 0 | 0 | 0 | 0 | 0 | 0 | 0 | 0 | 0 | 0 | 0 | 0 | 0 | 0 | 0 | 0 | 0 | 0 | 0
F1_Commercial_Office (WA)_New_Food Preparation_Natural Gas_Oven_E7 | F1 | Commercial | Office (WA) | New | Food Preparation | Natural Gas | Oven | E7 | RVT - Cost of Equipment | 0 | 0 | 0 | 0 | 0 | 0 | 0 | 0 | 0 | 0 | 0 | 0 | 0 | 0 | 0 | 0 | 0 | 0 | 0 | 0 | 0 | 0 | 0 | 0 | 0 | 0 | 0
F1_Commercial_Office (WA)_New_Food Preparation_Natural Gas_Oven_E8 | F1 | Commercial | Office (WA) | New | Food Preparation | Natural Gas | Oven | E8 | RVT - Cost of Equipment | 0 | 0 | 0 | 0 | 0 | 0 | 0 | 0 | 0 | 0 | 0 | 0 | 0 | 0 | 0 | 0 | 0 | 0 | 0 | 0 | 0 | 0 | 0 | 0 | 0 | 0 | 0
F1_Commercial_Office (WA)_New_Food Preparation_Natural Gas_Oven_E9 | F1 | Commercial | Office (WA) | New | Food Preparation | Natural Gas | Oven | E9 | RVT - Cost of Equipment | 0 | 0 | 0 | 0 | 0 | 0 | 0 | 0 | 0 | 0 | 0 | 0 | 0 | 0 | 0 | 0 | 0 | 0 | 0 | 0 | 0 | 0 | 0 | 0 | 0 | 0 | 0
F1_Commercial_Office (WA)_New_Food Preparation_Natural Gas_Oven_E10 | F1 | Commercial | Office (WA) | New | Food Preparation | Natural Gas | Oven | E10 | RVT - Cost of Equipment | 0 | 0 | 0 | 0 | 0 | 0 | 0 | 0 | 0 | 0 | 0 | 0 | 0 | 0 | 0 | 0 | 0 | 0 | 0 | 0 | 0 | 0 | 0 | 0 | 0 | 0 | 0
F2_Commercial_Office (WA)_New_Food Preparation_Natural Gas_Oven_E1 | F2 | Commercial | Office (WA) | New | Food Preparation | Natural Gas | Oven | E1 | RVT - Cost of Operation | 0.016521 | 0.016796 | 0.017131 | 0.017538 | 0.018023 | 0.018663 | 0.01932 | 0.019956 | 0.020541 | 0.021103 | 0.02168 | 0.022196 | 0.022733 | 0.02323 | 0.023649 | 0.02402 | 0.024324 | 0.024611 | 0.024918 | 0.025201 | 0.025483 | 0.025932 | 0.026386 | 0.026855 | 0.027332 | 0.027817 | 0.028311
F2_Commercial_Office (WA)_New_Food Preparation_Natural Gas_Oven_E2 | F2 | Commercial | Office (WA) | New | Food Preparation | Natural Gas | Oven | E2 | RVT - Cost of Operation | 0.011731 | 0.011927 | 0.012165 | 0.012454 | 0.012798 | 0.013253 | 0.013719 | 0.014171 | 0.014586 | 0.014985 | 0.015395 | 0.015761 | 0.016143 | 0.016496 | 0.016793 | 0.017056 | 0.017272 | 0.017476 | 0.017695 | 0.017895 | 0.018095 | 0.018414 | 0.018736 | 0.019069 | 0.019408 | 0.019753 | 0.020104
F2_Commercial_Office (WA)_New_Food Preparation_Natural Gas_Oven_E3 | F2 | Commercial | Office (WA) | New | Food Preparation | Natural Gas | Oven | E3 | RVT - Cost of Operation | 0 | 0 | 0 | 0 | 0 | 0 | 0 | 0 | 0 | 0 | 0 | 0 | 0 | 0 | 0 | 0 | 0 | 0 | 0 | 0 | 0 | 0 | 0 | 0 | 0 | 0 | 0
F2_Commercial_Office (WA)_New_Food Preparation_Natural Gas_Oven_E4 | F2 | Commercial | Office (WA) | New | Food Preparation | Natural Gas | Oven | E4 | RVT - Cost of Operation | 0 | 0 | 0 | 0 | 0 | 0 | 0 | 0 | 0 | 0 | 0 | 0 | 0 | 0 | 0 | 0 | 0 | 0 | 0 | 0 | 0 | 0 | 0 | 0 | 0 | 0 | 0
F2_Commercial_Office (WA)_New_Food Preparation_Natural Gas_Oven_E5 | F2 | Commercial | Office (WA) | New | Food Preparation | Natural Gas | Oven | E5 | RVT - Cost of Operation | 0 | 0 | 0 | 0 | 0 | 0 | 0 | 0 | 0 | 0 | 0 | 0 | 0 | 0 | 0 | 0 | 0 | 0 | 0 | 0 | 0 | 0 | 0 | 0 | 0 | 0 | 0
F2_Commercial_Office (WA)_New_Food Preparation_Natural Gas_Oven_E6 | F2 | Commercial | Office (WA) | New | Food Preparation | Natural Gas | Oven | E6 | RVT - Cost of Operation | 0 | 0 | 0 | 0 | 0 | 0 | 0 | 0 | 0 | 0 | 0 | 0 | 0 | 0 | 0 | 0 | 0 | 0 | 0 | 0 | 0 | 0 | 0 | 0 | 0 | 0 | 0
F2_Commercial_Office (WA)_New_Food Preparation_Natural Gas_Oven_E7 | F2 | Commercial | Office (WA) | New | Food Preparation | Natural Gas | Oven | E7 | RVT - Cost of Operation | 0 | 0 | 0 | 0 | 0 | 0 | 0 | 0 | 0 | 0 | 0 | 0 | 0 | 0 | 0 | 0 | 0 | 0 | 0 | 0 | 0 | 0 | 0 | 0 | 0 | 0 | 0
F2_Commercial_Office (WA)_New_Food Preparation_Natural Gas_Oven_E8 | F2 | Commercial | Office (WA) | New | Food Preparation | Natural Gas | Oven | E8 | RVT - Cost of Operation | 0 | 0 | 0 | 0 | 0 | 0 | 0 | 0 | 0 | 0 | 0 | 0 | 0 | 0 | 0 | 0 | 0 | 0 | 0 | 0 | 0 | 0 | 0 | 0 | 0 | 0 | 0
F2_Commercial_Office (WA)_New_Food Preparation_Natural Gas_Oven_E9 | F2 | Commercial | Office (WA) | New | Food Preparation | Natural Gas | Oven | E9 | RVT - Cost of Operation | 0 | 0 | 0 | 0 | 0 | 0 | 0 | 0 | 0 | 0 | 0 | 0 | 0 | 0 | 0 | 0 | 0 | 0 | 0 | 0 | 0 | 0 | 0 | 0 | 0 | 0 | 0
F2_Commercial_Office (WA)_New_Food Preparation_Natural Gas_Oven_E10 | F2 | Commercial | Office (WA) | New | Food Preparation | Natural Gas | Oven | E10 | RVT - Cost of Operation | 0 | 0 | 0 | 0 | 0 | 0 | 0 | 0 | 0 | 0 | 0 | 0 | 0 | 0 | 0 | 0 | 0 | 0 | 0 | 0 | 0 | 0 | 0 | 0 | 0 | 0 | 0
F3_Commercial_Office (WA)_New_Food Preparation_Natural Gas_Oven_E1 | F3 | Commercial | Office (WA) | New | Food Preparation | Natural Gas | Oven | E1 | System - kBTUs of Consumption | 4.0045 | 4.0045 | 4.0045 | 4.0045 | 4.0045 | 4.0045 | 4.0045 | 4.0045 | 4.0045 | 4.0045 | 4.0045 | 4.0045 | 4.0045 | 4.0045 | 4.0045 | 4.0045 | 4.0045 | 4.0045 | 4.0045 | 4.0045 | 4.0045 | 4.0045 | 4.0045 | 4.0045 | 4.0045 | 4.0045 | 4.0045
F3_Commercial_Office (WA)_New_Food Preparation_Natural Gas_Oven_E2 | F3 | Commercial | Office (WA) | New | Food Preparation | Natural Gas | Oven | E2 | System - kBTUs of Consumption | 2.8436 | 2.8436 | 2.8436 | 2.8436 | 2.8436 | 2.8436 | 2.8436 | 2.8436 | 2.8436 | 2.8436 | 2.8436 | 2.8436 | 2.8436 | 2.8436 | 2.8436 | 2.8436 | 2.8436 | 2.8436 | 2.8436 | 2.8436 | 2.8436 | 2.8436 | 2.8436 | 2.8436 | 2.8436 | 2.8436 | 2.8436
F3_Commercial_Office (WA)_New_Food Preparation_Natural Gas_Oven_E3 | F3 | Commercial | Office (WA) | New | Food Preparation | Natural Gas | Oven | E3 | System - kBTUs of Consumption | 0 | 0 | 0 | 0 | 0 | 0 | 0 | 0 | 0 | 0 | 0 | 0 | 0 | 0 | 0 | 0 | 0 | 0 | 0 | 0 | 0 | 0 | 0 | 0 | 0 | 0 | 0
F3_Commercial_Office (WA)_New_Food Preparation_Natural Gas_Oven_E4 | F3 | Commercial | Office (WA) | New | Food Preparation | Natural Gas | Oven | E4 | System - kBTUs of Consumption | 0 | 0 | 0 | 0 | 0 | 0 | 0 | 0 | 0 | 0 | 0 | 0 | 0 | 0 | 0 | 0 | 0 | 0 | 0 | 0 | 0 | 0 | 0 | 0 | 0 | 0 | 0
F3_Commercial_Office (WA)_New_Food Preparation_Natural Gas_Oven_E5 | F3 | Commercial | Office (WA) | New | Food Preparation | Natural Gas | Oven | E5 | System - kBTUs of Consumption | 0 | 0 | 0 | 0 | 0 | 0 | 0 | 0 | 0 | 0 | 0 | 0 | 0 | 0 | 0 | 0 | 0 | 0 | 0 | 0 | 0 | 0 | 0 | 0 | 0 | 0 | 0
F3_Commercial_Office (WA)_New_Food Preparation_Natural Gas_Oven_E6 | F3 | Commercial | Office (WA) | New | Food Preparation | Natural Gas | Oven | E6 | System - kBTUs of Consumption | 0 | 0 | 0 | 0 | 0 | 0 | 0 | 0 | 0 | 0 | 0 | 0 | 0 | 0 | 0 | 0 | 0 | 0 | 0 | 0 | 0 | 0 | 0 | 0 | 0 | 0 | 0
F3_Commercial_Office (WA)_New_Food Preparation_Natural Gas_Oven_E7 | F3 | Commercial | Office (WA) | New | Food Preparation | Natural Gas | Oven | E7 | System - kBTUs of Consumption | 0 | 0 | 0 | 0 | 0 | 0 | 0 | 0 | 0 | 0 | 0 | 0 | 0 | 0 | 0 | 0 | 0 | 0 | 0 | 0 | 0 | 0 | 0 | 0 | 0 | 0 | 0
F3_Commercial_Office (WA)_New_Food Preparation_Natural Gas_Oven_E8 | F3 | Commercial | Office (WA) | New | Food Preparation | Natural Gas | Oven | E8 | System - kBTUs of Consumption | 0 | 0 | 0 | 0 | 0 | 0 | 0 | 0 | 0 | 0 | 0 | 0 | 0 | 0 | 0 | 0 | 0 | 0 | 0 | 0 | 0 | 0 | 0 | 0 | 0 | 0 | 0
F3_Commercial_Office (WA)_New_Food Preparation_Natural Gas_Oven_E9 | F3 | Commercial | Office (WA) | New | Food Preparation | Natural Gas | Oven | E9 | System - kBTUs of Consumption | 0 | 0 | 0 | 0 | 0 | 0 | 0 | 0 | 0 | 0 | 0 | 0 | 0 | 0 | 0 | 0 | 0 | 0 | 0 | 0 | 0 | 0 | 0 | 0 | 0 | 0 | 0
F3_Commercial_Office (WA)_New_Food Preparation_Natural Gas_Oven_E10 | F3 | Commercial | Office (WA) | New | Food Preparation | Natural Gas | Oven | E10 | System - kBTUs of Consumption | 0 | 0 | 0 | 0 | 0 | 0 | 0 | 0 | 0 | 0 | 0 | 0 | 0 | 0 | 0 | 0 | 0 | 0 | 0 | 0 | 0 | 0 | 0 | 0 | 0 | 0 | 0
F4_Commercial_Office (WA)_New_Food Preparation_Natural Gas_Oven_E1 | F4 | Commercial | Office (WA) | New | Food Preparation | Natural Gas | Oven | E1 | Utility - Cost of Equipment | 2.2244e-05 | 2.2244e-05 | 2.2244e-05 | 2.2244e-05 | 2.2244e-05 | 2.2244e-05 | 2.2244e-05 | 2.2244e-05 | 2.2244e-05 | 2.2244e-05 | 2.2244e-05 | 2.2244e-05 | 2.2244e-05 | 2.2244e-05 | 2.2244e-05 | 2.2244e-05 | 2.2244e-05 | 2.2244e-05 | 2.2244e-05 | 2.2244e-05 | 2.2244e-05 | 2.2244e-05 | 2.2244e-05 | 2.2244e-05 | 2.2244e-05 | 2.2244e-05 | 2.2244e-05
F4_Commercial_Office (WA)_New_Food Preparation_Natural Gas_Oven_E2 | F4 | Commercial | Office (WA) | New | Food Preparation | Natural Gas | Oven | E2 | Utility - Cost of Equipment | 3.031e-05 | 3.031e-05 | 3.031e-05 | 3.031e-05 | 3.031e-05 | 3.031e-05 | 3.031e-05 | 3.031e-05 | 3.031e-05 | 3.031e-05 | 3.031e-05 | 3.031e-05 | 3.031e-05 | 3.031e-05 | 3.031e-05 | 3.031e-05 | 3.031e-05 | 3.031e-05 | 3.031e-05 | 3.031e-05 | 3.031e-05 | 3.031e-05 | 3.031e-05 | 3.031e-05 | 3.031e-05 | 3.031e-05 | 3.031e-05
F4_Commercial_Office (WA)_New_Food Preparation_Natural Gas_Oven_E3 | F4 | Commercial | Office (WA) | New | Food Preparation | Natural Gas | Oven | E3 | Utility - Cost of Equipment | 0 | 0 | 0 | 0 | 0 | 0 | 0 | 0 | 0 | 0 | 0 | 0 | 0 | 0 | 0 | 0 | 0 | 0 | 0 | 0 | 0 | 0 | 0 | 0 | 0 | 0 | 0
F4_Commercial_Office (WA)_New_Food Preparation_Natural Gas_Oven_E4 | F4 | Commercial | Office (WA) | New | Food Preparation | Natural Gas | Oven | E4 | Utility - Cost of Equipment | 0 | 0 | 0 | 0 | 0 | 0 | 0 | 0 | 0 | 0 | 0 | 0 | 0 | 0 | 0 | 0 | 0 | 0 | 0 | 0 | 0 | 0 | 0 | 0 | 0 | 0 | 0
F4_Commercial_Office (WA)_New_Food Preparation_Natural Gas_Oven_E5 | F4 | Commercial | Office (WA) | New | Food Preparation | Natural Gas | Oven | E5 | Utility - Cost of Equipment | 0 | 0 | 0 | 0 | 0 | 0 | 0 | 0 | 0 | 0 | 0 | 0 | 0 | 0 | 0 | 0 | 0 | 0 | 0 | 0 | 0 | 0 | 0 | 0 | 0 | 0 | 0
F4_Commercial_Office (WA)_New_Food Preparation_Natural Gas_Oven_E6 | F4 | Commercial | Office (WA) | New | Food Preparation | Natural Gas | Oven | E6 | Utility - Cost of Equipment | 0 | 0 | 0 | 0 | 0 | 0 | 0 | 0 | 0 | 0 | 0 | 0 | 0 | 0 | 0 | 0 | 0 | 0 | 0 | 0 | 0 | 0 | 0 | 0 | 0 | 0 | 0
F4_Commercial_Office (WA)_New_Food Preparation_Natural Gas_Oven_E7 | F4 | Commercial | Office (WA) | New | Food Preparation | Natural Gas | Oven | E7 | Utility - Cost of Equipment | 0 | 0 | 0 | 0 | 0 | 0 | 0 | 0 | 0 | 0 | 0 | 0 | 0 | 0 | 0 | 0 | 0 | 0 | 0 | 0 | 0 | 0 | 0 | 0 | 0 | 0 | 0
F4_Commercial_Office (WA)_New_Food Preparation_Natural Gas_Oven_E8 | F4 | Commercial | Office (WA) | New | Food Preparation | Natural Gas | Oven | E8 | Utility - Cost of Equipment | 0 | 0 | 0 | 0 | 0 | 0 | 0 | 0 | 0 | 0 | 0 | 0 | 0 | 0 | 0 | 0 | 0 | 0 | 0 | 0 | 0 | 0 | 0 | 0 | 0 | 0 | 0
F4_Commercial_Office (WA)_New_Food Preparation_Natural Gas_Oven_E9 | F4 | Commercial | Office (WA) | New | Food Preparation | Natural Gas | Oven | E9 | Utility - Cost of Equipment | 0 | 0 | 0 | 0 | 0 | 0 | 0 | 0 | 0 | 0 | 0 | 0 | 0 | 0 | 0 | 0 | 0 | 0 | 0 | 0 | 0 | 0 | 0 | 0 | 0 | 0 | 0
F4_Commercial_Office (WA)_New_Food Preparation_Natural Gas_Oven_E10 | F4 | Commercial | Office (WA) | New | Food Preparation | Natural Gas | Oven | E10 | Utility - Cost of Equipment | 0 | 0 | 0 | 0 | 0 | 0 | 0 | 0 | 0 | 0 | 0 | 0 | 0 | 0 | 0 | 0 | 0 | 0 | 0 | 0 | 0 | 0 | 0 | 0 | 0 | 0 | 0
F5_Commercial_Office (WA)_New_Food Preparation_Natural Gas_Oven_E1 | F5 | Commercial | Office (WA) | New | Food Preparation | Natural Gas | Oven | E1 | Utility - Cost of Operation | 0.013888 | 0.014209 | 0.014612 | 0.015088 | 0.015641 | 0.016339 | 0.017065 | 0.01779 | 0.018489 | 0.019198 | 0.019751 | 0.020265 | 0.02082 | 0.02136 | 0.021836 | 0.022278 | 0.022667 | 0.023049 | 0.02346 | 0.023859 | 0.02427 | 0.024697 | 0.025129 | 0.025576 | 0.02603 | 0.026493 | 0.026963
F5_Commercial_Office (WA)_New_Food Preparation_Natural Gas_Oven_E2 | F5 | Commercial | Office (WA) | New | Food Preparation | Natural Gas | Oven | E2 | Utility - Cost of Operation | 0.0098618 | 0.010089 | 0.010376 | 0.010714 | 0.011107 | 0.011602 | 0.012118 | 0.012633 | 0.013129 | 0.013632 | 0.014025 | 0.01439 | 0.014784 | 0.015168 | 0.015506 | 0.015819 | 0.016095 | 0.016367 | 0.016659 | 0.016942 | 0.017234 | 0.017537 | 0.017844 | 0.018161 | 0.018484 | 0.018812 | 0.019147
F5_Commercial_Office (WA)_New_Food Preparation_Natural Gas_Oven_E3 | F5 | Commercial | Office (WA) | New | Food Preparation | Natural Gas | Oven | E3 | Utility - Cost of Operation | 0 | 0 | 0 | 0 | 0 | 0 | 0 | 0 | 0 | 0 | 0 | 0 | 0 | 0 | 0 | 0 | 0 | 0 | 0 | 0 | 0 | 0 | 0 | 0 | 0 | 0 | 0
F5_Commercial_Office (WA)_New_Food Preparation_Natural Gas_Oven_E4 | F5 | Commercial | Office (WA) | New | Food Preparation | Natural Gas | Oven | E4 | Utility - Cost of Operation | 0 | 0 | 0 | 0 | 0 | 0 | 0 | 0 | 0 | 0 | 0 | 0 | 0 | 0 | 0 | 0 | 0 | 0 | 0 | 0 | 0 | 0 | 0 | 0 | 0 | 0 | 0
F5_Commercial_Office (WA)_New_Food Preparation_Natural Gas_Oven_E5 | F5 | Commercial | Office (WA) | New | Food Preparation | Natural Gas | Oven | E5 | Utility - Cost of Operation | 0 | 0 | 0 | 0 | 0 | 0 | 0 | 0 | 0 | 0 | 0 | 0 | 0 | 0 | 0 | 0 | 0 | 0 | 0 | 0 | 0 | 0 | 0 | 0 | 0 | 0 | 0
F5_Commercial_Office (WA)_New_Food Preparation_Natural Gas_Oven_E6 | F5 | Commercial | Office (WA) | New | Food Preparation | Natural Gas | Oven | E6 | Utility - Cost of Operation | 0 | 0 | 0 | 0 | 0 | 0 | 0 | 0 | 0 | 0 | 0 | 0 | 0 | 0 | 0 | 0 | 0 | 0 | 0 | 0 | 0 | 0 | 0 | 0 | 0 | 0 | 0
F5_Commercial_Office (WA)_New_Food Preparation_Natural Gas_Oven_E7 | F5 | Commercial | Office (WA) | New | Food Preparation | Natural Gas | Oven | E7 | Utility - Cost of Operation | 0 | 0 | 0 | 0 | 0 | 0 | 0 | 0 | 0 | 0 | 0 | 0 | 0 | 0 | 0 | 0 | 0 | 0 | 0 | 0 | 0 | 0 | 0 | 0 | 0 | 0 | 0
F5_Commercial_Office (WA)_New_Food Preparation_Natural Gas_Oven_E8 | F5 | Commercial | Office (WA) | New | Food Preparation | Natural Gas | Oven | E8 | Utility - Cost of Operation | 0 | 0 | 0 | 0 | 0 | 0 | 0 | 0 | 0 | 0 | 0 | 0 | 0 | 0 | 0 | 0 | 0 | 0 | 0 | 0 | 0 | 0 | 0 | 0 | 0 | 0 | 0
F5_Commercial_Office (WA)_New_Food Preparation_Natural Gas_Oven_E9 | F5 | Commercial | Office (WA) | New | Food Preparation | Natural Gas | Oven | E9 | Utility - Cost of Operation | 0 | 0 | 0 | 0 | 0 | 0 | 0 | 0 | 0 | 0 | 0 | 0 | 0 | 0 | 0 | 0 | 0 | 0 | 0 | 0 | 0 | 0 | 0 | 0 | 0 | 0 | 0
F5_Commercial_Office (WA)_New_Food Preparation_Natural Gas_Oven_E10 | F5 | Commercial | Office (WA) | New | Food Preparation | Natural Gas | Oven | E10 | Utility - Cost of Operation | 0 | 0 | 0 | 0 | 0 | 0 | 0 | 0 | 0 | 0 | 0 | 0 | 0 | 0 | 0 | 0 | 0 | 0 | 0 | 0 | 0 | 0 | 0 | 0 | 0 | 0 | 0
F6_Commercial_Office (WA)_New_Food Preparation_Natural Gas_Oven_E1 | F6 | Commercial | Office (WA) | New | Food Preparation | Natural Gas | Oven | E1 | Utility - Value of Sales | 0.016521 | 0.016796 | 0.017131 | 0.017538 | 0.018023 | 0.018663 | 0.01932 | 0.019956 | 0.020541 | 0.021103 | 0.02168 | 0.022196 | 0.022733 | 0.02323 | 0.023649 | 0.02402 | 0.024324 | 0.024611 | 0.024918 | 0.025201 | 0.025483 | 0.025932 | 0.026386 | 0.026855 | 0.027332 | 0.027817 | 0.028311
F6_Commercial_Office (WA)_New_Food Preparation_Natural Gas_Oven_E2 | F6 | Commercial | Office (WA) | New | Food Preparation | Natural Gas | Oven | E2 | Utility - Value of Sales | 0.011731 | 0.011927 | 0.012165 | 0.012454 | 0.012798 | 0.013253 | 0.013719 | 0.014171 | 0.014586 | 0.014985 | 0.015395 | 0.015761 | 0.016143 | 0.016496 | 0.016793 | 0.017056 | 0.017272 | 0.017476 | 0.017695 | 0.017895 | 0.018095 | 0.018414 | 0.018736 | 0.019069 | 0.019408 | 0.019753 | 0.020104
F6_Commercial_Office (WA)_New_Food Preparation_Natural Gas_Oven_E3 | F6 | Commercial | Office (WA) | New | Food Preparation | Natural Gas | Oven | E3 | Utility - Value of Sales | 0 | 0 | 0 | 0 | 0 | 0 | 0 | 0 | 0 | 0 | 0 | 0 | 0 | 0 | 0 | 0 | 0 | 0 | 0 | 0 | 0 | 0 | 0 | 0 | 0 | 0 | 0
F6_Commercial_Office (WA)_New_Food Preparation_Natural Gas_Oven_E4 | F6 | Commercial | Office (WA) | New | Food Preparation | Natural Gas | Oven | E4 | Utility - Value of Sales | 0 | 0 | 0 | 0 | 0 | 0 | 0 | 0 | 0 | 0 | 0 | 0 | 0 | 0 | 0 | 0 | 0 | 0 | 0 | 0 | 0 | 0 | 0 | 0 | 0 | 0 | 0
F6_Commercial_Office (WA)_New_Food Preparation_Natural Gas_Oven_E5 | F6 | Commercial | Office (WA) | New | Food Preparation | Natural Gas | Oven | E5 | Utility - Value of Sales | 0 | 0 | 0 | 0 | 0 | 0 | 0 | 0 | 0 | 0 | 0 | 0 | 0 | 0 | 0 | 0 | 0 | 0 | 0 | 0 | 0 | 0 | 0 | 0 | 0 | 0 | 0
F6_Commercial_Office (WA)_New_Food Preparation_Natural Gas_Oven_E6 | F6 | Commercial | Office (WA) | New | Food Preparation | Natural Gas | Oven | E6 | Utility - Value of Sales | 0 | 0 | 0 | 0 | 0 | 0 | 0 | 0 | 0 | 0 | 0 | 0 | 0 | 0 | 0 | 0 | 0 | 0 | 0 | 0 | 0 | 0 | 0 | 0 | 0 | 0 | 0
F6_Commercial_Office (WA)_New_Food Preparation_Natural Gas_Oven_E7 | F6 | Commercial | Office (WA) | New | Food Preparation | Natural Gas | Oven | E7 | Utility - Value of Sales | 0 | 0 | 0 | 0 | 0 | 0 | 0 | 0 | 0 | 0 | 0 | 0 | 0 | 0 | 0 | 0 | 0 | 0 | 0 | 0 | 0 | 0 | 0 | 0 | 0 | 0 | 0
F6_Commercial_Office (WA)_New_Food Preparation_Natural Gas_Oven_E8 | F6 | Commercial | Office (WA) | New | Food Preparation | Natural Gas | Oven | E8 | Utility - Value of Sales | 0 | 0 | 0 | 0 | 0 | 0 | 0 | 0 | 0 | 0 | 0 | 0 | 0 | 0 | 0 | 0 | 0 | 0 | 0 | 0 | 0 | 0 | 0 | 0 | 0 | 0 | 0
F6_Commercial_Office (WA)_New_Food Preparation_Natural Gas_Oven_E9 | F6 | Commercial | Office (WA) | New | Food Preparation | Natural Gas | Oven | E9 | Utility - Value of Sales | 0 | 0 | 0 | 0 | 0 | 0 | 0 | 0 | 0 | 0 | 0 | 0 | 0 | 0 | 0 | 0 | 0 | 0 | 0 | 0 | 0 | 0 | 0 | 0 | 0 | 0 | 0
F6_Commercial_Office (WA)_New_Food Preparation_Natural Gas_Oven_E10 | F6 | Commercial | Office (WA) | New | Food Preparation | Natural Gas | Oven | E10 | Utility - Value of Sales | 0 | 0 | 0 | 0 | 0 | 0 | 0 | 0 | 0 | 0 | 0 | 0 | 0 | 0 | 0 | 0 | 0 | 0 | 0 | 0 | 0 | 0 | 0 | 0 | 0 | 0 | 0
F1_Commercial_Office (WA)_New_Food Preparation_Natural Gas_Conveyor Oven_E1 | F1 | Commercial | Office (WA) | New | Food Preparation | Natural Gas | Conveyor Oven | E1 | RVT - Cost of Equipment | 1.2886e-05 | 1.2886e-05 | 1.2886e-05 | 1.2886e-05 | 1.2886e-05 | 1.2886e-05 | 1.2886e-05 | 1.2886e-05 | 1.2886e-05 | 1.2886e-05 | 1.2886e-05 | 1.2886e-05 | 1.2886e-05 | 1.2886e-05 | 1.2886e-05 | 1.2886e-05 | 1.2886e-05 | 1.2886e-05 | 1.2886e-05 | 1.2886e-05 | 1.2886e-05 | 1.2886e-05 | 1.2886e-05 | 1.2886e-05 | 1.2886e-05 | 1.2886e-05 | 1.2886e-05
F1_Commercial_Office (WA)_New_Food Preparation_Natural Gas_Conveyor Oven_E2 | F1 | Commercial | Office (WA) | New | Food Preparation | Natural Gas | Conveyor Oven | E2 | RVT - Cost of Equipment | 2.7299e-05 | 2.7299e-05 | 2.7299e-05 | 2.7299e-05 | 2.7299e-05 | 2.7299e-05 | 2.7299e-05 | 2.7299e-05 | 2.7299e-05 | 2.7299e-05 | 2.7299e-05 | 2.7299e-05 | 2.7299e-05 | 2.7299e-05 | 2.7299e-05 | 2.7299e-05 | 2.7299e-05 | 2.7299e-05 | 2.7299e-05 | 2.7299e-05 | 2.7299e-05 | 2.7299e-05 | 2.7299e-05 | 2.7299e-05 | 2.7299e-05 | 2.7299e-05 | 2.7299e-05
F1_Commercial_Office (WA)_New_Food Preparation_Natural Gas_Conveyor Oven_E3 | F1 | Commercial | Office (WA) | New | Food Preparation | Natural Gas | Conveyor Oven | E3 | RVT - Cost of Equipment | 0 | 0 | 0 | 0 | 0 | 0 | 0 | 0 | 0 | 0 | 0 | 0 | 0 | 0 | 0 | 0 | 0 | 0 | 0 | 0 | 0 | 0 | 0 | 0 | 0 | 0 | 0
F1_Commercial_Office (WA)_New_Food Preparation_Natural Gas_Conveyor Oven_E4 | F1 | Commercial | Office (WA) | New | Food Preparation | Natural Gas | Conveyor Oven | E4 | RVT - Cost of Equipment | 0 | 0 | 0 | 0 | 0 | 0 | 0 | 0 | 0 | 0 | 0 | 0 | 0 | 0 | 0 | 0 | 0 | 0 | 0 | 0 | 0 | 0 | 0 | 0 | 0 | 0 | 0
F1_Commercial_Office (WA)_New_Food Preparation_Natural Gas_Conveyor Oven_E5 | F1 | Commercial | Office (WA) | New | Food Preparation | Natural Gas | Conveyor Oven | E5 | RVT - Cost of Equipment | 0 | 0 | 0 | 0 | 0 | 0 | 0 | 0 | 0 | 0 | 0 | 0 | 0 | 0 | 0 | 0 | 0 | 0 | 0 | 0 | 0 | 0 | 0 | 0 | 0 | 0 | 0
F1_Commercial_Office (WA)_New_Food Preparation_Natural Gas_Conveyor Oven_E6 | F1 | Commercial | Office (WA) | New | Food Preparation | Natural Gas | Conveyor Oven | E6 | RVT - Cost of Equipment | 0 | 0 | 0 | 0 | 0 | 0 | 0 | 0 | 0 | 0 | 0 | 0 | 0 | 0 | 0 | 0 | 0 | 0 | 0 | 0 | 0 | 0 | 0 | 0 | 0 | 0 | 0
F1_Commercial_Office (WA)_New_Food Preparation_Natural Gas_Conveyor Oven_E7 | F1 | Commercial | Office (WA) | New | Food Preparation | Natural Gas | Conveyor Oven | E7 | RVT - Cost of Equipment | 0 | 0 | 0 | 0 | 0 | 0 | 0 | 0 | 0 | 0 | 0 | 0 | 0 | 0 | 0 | 0 | 0 | 0 | 0 | 0 | 0 | 0 | 0 | 0 | 0 | 0 | 0
F1_Commercial_Office (WA)_New_Food Preparation_Natural Gas_Conveyor Oven_E8 | F1 | Commercial | Office (WA) | New | Food Preparation | Natural Gas | Conveyor Oven | E8 | RVT - Cost of Equipment | 0 | 0 | 0 | 0 | 0 | 0 | 0 | 0 | 0 | 0 | 0 | 0 | 0 | 0 | 0 | 0 | 0 | 0 | 0 | 0 | 0 | 0 | 0 | 0 | 0 | 0 | 0
F1_Commercial_Office (WA)_New_Food Preparation_Natural Gas_Conveyor Oven_E9 | F1 | Commercial | Office (WA) | New | Food Preparation | Natural Gas | Conveyor Oven | E9 | RVT - Cost of Equipment | 0 | 0 | 0 | 0 | 0 | 0 | 0 | 0 | 0 | 0 | 0 | 0 | 0 | 0 | 0 | 0 | 0 | 0 | 0 | 0 | 0 | 0 | 0 | 0 | 0 | 0 | 0
F1_Commercial_Office (WA)_New_Food Preparation_Natural Gas_Conveyor Oven_E10 | F1 | Commercial | Office (WA) | New | Food Preparation | Natural Gas | Conveyor Oven | E10 | RVT - Cost of Equipment | 0 | 0 | 0 | 0 | 0 | 0 | 0 | 0 | 0 | 0 | 0 | 0 | 0 | 0 | 0 | 0 | 0 | 0 | 0 | 0 | 0 | 0 | 0 | 0 | 0 | 0 | 0
F2_Commercial_Office (WA)_New_Food Preparation_Natural Gas_Conveyor Oven_E1 | F2 | Commercial | Office (WA) | New | Food Preparation | Natural Gas | Conveyor Oven | E1 | RVT - Cost of Operation | 0.028741 | 0.029356 | 0.030024 | 0.030748 | 0.031533 | 0.032457 | 0.033362 | 0.034224 | 0.035013 | 0.035789 | 0.036601 | 0.037358 | 0.038164 | 0.038949 | 0.039647 | 0.040294 | 0.040868 | 0.041425 | 0.042011 | 0.042572 | 0.043136 | 0.043899 | 0.04467 | 0.045464 | 0.046272 | 0.047094 | 0.04793
F2_Commercial_Office (WA)_New_Food Preparation_Natural Gas_Conveyor Oven_E2 | F2 | Commercial | Office (WA) | New | Food Preparation | Natural Gas | Conveyor Oven | E2 | RVT - Cost of Operation | 0.022842 | 0.02333 | 0.023861 | 0.024436 | 0.02506 | 0.025795 | 0.026514 | 0.027199 | 0.027826 | 0.028443 | 0.029088 | 0.02969 | 0.03033 | 0.030954 | 0.031508 | 0.032023 | 0.032479 | 0.032922 | 0.033388 | 0.033833 | 0.034282 | 0.034888 | 0.035501 | 0.036132 | 0.036774 | 0.037427 | 0.038092
F2_Commercial_Office (WA)_New_Food Preparation_Natural Gas_Conveyor Oven_E3 | F2 | Commercial | Office (WA) | New | Food Preparation | Natural Gas | Conveyor Oven | E3 | RVT - Cost of Operation | 0 | 0 | 0 | 0 | 0 | 0 | 0 | 0 | 0 | 0 | 0 | 0 | 0 | 0 | 0 | 0 | 0 | 0 | 0 | 0 | 0 | 0 | 0 | 0 | 0 | 0 | 0
F2_Commercial_Office (WA)_New_Food Preparation_Natural Gas_Conveyor Oven_E4 | F2 | Commercial | Office (WA) | New | Food Preparation | Natural Gas | Conveyor Oven | E4 | RVT - Cost of Operation | 0 | 0 | 0 | 0 | 0 | 0 | 0 | 0 | 0 | 0 | 0 | 0 | 0 | 0 | 0 | 0 | 0 | 0 | 0 | 0 | 0 | 0 | 0 | 0 | 0 | 0 | 0
F2_Commercial_Office (WA)_New_Food Preparation_Natural Gas_Conveyor Oven_E5 | F2 | Commercial | Office (WA) | New | Food Preparation | Natural Gas | Conveyor Oven | E5 | RVT - Cost of Operation | 0 | 0 | 0 | 0 | 0 | 0 | 0 | 0 | 0 | 0 | 0 | 0 | 0 | 0 | 0 | 0 | 0 | 0 | 0 | 0 | 0 | 0 | 0 | 0 | 0 | 0 | 0
F2_Commercial_Office (WA)_New_Food Preparation_Natural Gas_Conveyor Oven_E6 | F2 | Commercial | Office (WA) | New | Food Preparation | Natural Gas | Conveyor Oven | E6 | RVT - Cost of Operation | 0 | 0 | 0 | 0 | 0 | 0 | 0 | 0 | 0 | 0 | 0 | 0 | 0 | 0 | 0 | 0 | 0 | 0 | 0 | 0 | 0 | 0 | 0 | 0 | 0 | 0 | 0
F2_Commercial_Office (WA)_New_Food Preparation_Natural Gas_Conveyor Oven_E7 | F2 | Commercial | Office (WA) | New | Food Preparation | Natural Gas | Conveyor Oven | E7 | RVT - Cost of Operation | 0 | 0 | 0 | 0 | 0 | 0 | 0 | 0 | 0 | 0 | 0 | 0 | 0 | 0 | 0 | 0 | 0 | 0 | 0 | 0 | 0 | 0 | 0 | 0 | 0 | 0 | 0
F2_Commercial_Office (WA)_New_Food Preparation_Natural Gas_Conveyor Oven_E8 | F2 | Commercial | Office (WA) | New | Food Preparation | Natural Gas | Conveyor Oven | E8 | RVT - Cost of Operation | 0 | 0 | 0 | 0 | 0 | 0 | 0 | 0 | 0 | 0 | 0 | 0 | 0 | 0 | 0 | 0 | 0 | 0 | 0 | 0 | 0 | 0 | 0 | 0 | 0 | 0 | 0
F2_Commercial_Office (WA)_New_Food Preparation_Natural Gas_Conveyor Oven_E9 | F2 | Commercial | Office (WA) | New | Food Preparation | Natural Gas | Conveyor Oven | E9 | RVT - Cost of Operation | 0 | 0 | 0 | 0 | 0 | 0 | 0 | 0 | 0 | 0 | 0 | 0 | 0 | 0 | 0 | 0 | 0 | 0 | 0 | 0 | 0 | 0 | 0 | 0 | 0 | 0 | 0
F2_Commercial_Office (WA)_New_Food Preparation_Natural Gas_Conveyor Oven_E10 | F2 | Commercial | Office (WA) | New | Food Preparation | Natural Gas | Conveyor Oven | E10 | RVT - Cost of Operation | 0 | 0 | 0 | 0 | 0 | 0 | 0 | 0 | 0 | 0 | 0 | 0 | 0 | 0 | 0 | 0 | 0 | 0 | 0 | 0 | 0 | 0 | 0 | 0 | 0 | 0 | 0
F3_Commercial_Office (WA)_New_Food Preparation_Natural Gas_Conveyor Oven_E1 | F3 | Commercial | Office (WA) | New | Food Preparation | Natural Gas | Conveyor Oven | E1 | System - kBTUs of Consumption | 6.4627 | 6.4627 | 6.4627 | 6.4627 | 6.4627 | 6.4627 | 6.4627 | 6.4627 | 6.4627 | 6.4627 | 6.4627 | 6.4627 | 6.4627 | 6.4627 | 6.4627 | 6.4627 | 6.4627 | 6.4627 | 6.4627 | 6.4627 | 6.4627 | 6.4627 | 6.4627 | 6.4627 | 6.4627 | 6.4627 | 6.4627
F3_Commercial_Office (WA)_New_Food Preparation_Natural Gas_Conveyor Oven_E2 | F3 | Commercial | Office (WA) | New | Food Preparation | Natural Gas | Conveyor Oven | E2 | System - kBTUs of Consumption | 5.1361 | 5.1361 | 5.1361 | 5.1361 | 5.1361 | 5.1361 | 5.1361 | 5.1361 | 5.1361 | 5.1361 | 5.1361 | 5.1361 | 5.1361 | 5.1361 | 5.1361 | 5.1361 | 5.1361 | 5.1361 | 5.1361 | 5.1361 | 5.1361 | 5.1361 | 5.1361 | 5.1361 | 5.1361 | 5.1361 | 5.1361
F3_Commercial_Office (WA)_New_Food Preparation_Natural Gas_Conveyor Oven_E3 | F3 | Commercial | Office (WA) | New | Food Preparation | Natural Gas | Conveyor Oven | E3 | System - kBTUs of Consumption | 0 | 0 | 0 | 0 | 0 | 0 | 0 | 0 | 0 | 0 | 0 | 0 | 0 | 0 | 0 | 0 | 0 | 0 | 0 | 0 | 0 | 0 | 0 | 0 | 0 | 0 | 0
F3_Commercial_Office (WA)_New_Food Preparation_Natural Gas_Conveyor Oven_E4 | F3 | Commercial | Office (WA) | New | Food Preparation | Natural Gas | Conveyor Oven | E4 | System - kBTUs of Consumption | 0 | 0 | 0 | 0 | 0 | 0 | 0 | 0 | 0 | 0 | 0 | 0 | 0 | 0 | 0 | 0 | 0 | 0 | 0 | 0 | 0 | 0 | 0 | 0 | 0 | 0 | 0
F3_Commercial_Office (WA)_New_Food Preparation_Natural Gas_Conveyor Oven_E5 | F3 | Commercial | Office (WA) | New | Food Preparation | Natural Gas | Conveyor Oven | E5 | System - kBTUs of Consumption | 0 | 0 | 0 | 0 | 0 | 0 | 0 | 0 | 0 | 0 | 0 | 0 | 0 | 0 | 0 | 0 | 0 | 0 | 0 | 0 | 0 | 0 | 0 | 0 | 0 | 0 | 0
F3_Commercial_Office (WA)_New_Food Preparation_Natural Gas_Conveyor Oven_E6 | F3 | Commercial | Office (WA) | New | Food Preparation | Natural Gas | Conveyor Oven | E6 | System - kBTUs of Consumption | 0 | 0 | 0 | 0 | 0 | 0 | 0 | 0 | 0 | 0 | 0 | 0 | 0 | 0 | 0 | 0 | 0 | 0 | 0 | 0 | 0 | 0 | 0 | 0 | 0 | 0 | 0
F3_Commercial_Office (WA)_New_Food Preparation_Natural Gas_Conveyor Oven_E7 | F3 | Commercial | Office (WA) | New | Food Preparation | Natural Gas | Conveyor Oven | E7 | System - kBTUs of Consumption | 0 | 0 | 0 | 0 | 0 | 0 | 0 | 0 | 0 | 0 | 0 | 0 | 0 | 0 | 0 | 0 | 0 | 0 | 0 | 0 | 0 | 0 | 0 | 0 | 0 | 0 | 0
F3_Commercial_Office (WA)_New_Food Preparation_Natural Gas_Conveyor Oven_E8 | F3 | Commercial | Office (WA) | New | Food Preparation | Natural Gas | Conveyor Oven | E8 | System - kBTUs of Consumption | 0 | 0 | 0 | 0 | 0 | 0 | 0 | 0 | 0 | 0 | 0 | 0 | 0 | 0 | 0 | 0 | 0 | 0 | 0 | 0 | 0 | 0 | 0 | 0 | 0 | 0 | 0
F3_Commercial_Office (WA)_New_Food Preparation_Natural Gas_Conveyor Oven_E9 | F3 | Commercial | Office (WA) | New | Food Preparation | Natural Gas | Conveyor Oven | E9 | System - kBTUs of Consumption | 0 | 0 | 0 | 0 | 0 | 0 | 0 | 0 | 0 | 0 | 0 | 0 | 0 | 0 | 0 | 0 | 0 | 0 | 0 | 0 | 0 | 0 | 0 | 0 | 0 | 0 | 0
F3_Commercial_Office (WA)_New_Food Preparation_Natural Gas_Conveyor Oven_E10 | F3 | Commercial | Office (WA) | New | Food Preparation | Natural Gas | Conveyor Oven | E10 | System - kBTUs of Consumption | 0 | 0 | 0 | 0 | 0 | 0 | 0 | 0 | 0 | 0 | 0 | 0 | 0 | 0 | 0 | 0 | 0 | 0 | 0 | 0 | 0 | 0 | 0 | 0 | 0 | 0 | 0
F4_Commercial_Office (WA)_New_Food Preparation_Natural Gas_Conveyor Oven_E1 | F4 | Commercial | Office (WA) | New | Food Preparation | Natural Gas | Conveyor Oven | E1 | Utility - Cost of Equipment | 1.2886e-05 | 1.2886e-05 | 1.2886e-05 | 1.2886e-05 | 1.2886e-05 | 1.2886e-05 | 1.2886e-05 | 1.2886e-05 | 1.2886e-05 | 1.2886e-05 | 1.2886e-05 | 1.2886e-05 | 1.2886e-05 | 1.2886e-05 | 1.2886e-05 | 1.2886e-05 | 1.2886e-05 | 1.2886e-05 | 1.2886e-05 | 1.2886e-05 | 1.2886e-05 | 1.2886e-05 | 1.2886e-05 | 1.2886e-05 | 1.2886e-05 | 1.2886e-05 | 1.2886e-05
F4_Commercial_Office (WA)_New_Food Preparation_Natural Gas_Conveyor Oven_E2 | F4 | Commercial | Office (WA) | New | Food Preparation | Natural Gas | Conveyor Oven | E2 | Utility - Cost of Equipment | 2.7299e-05 | 2.7299e-05 | 2.7299e-05 | 2.7299e-05 | 2.7299e-05 | 2.7299e-05 | 2.7299e-05 | 2.7299e-05 | 2.7299e-05 | 2.7299e-05 | 2.7299e-05 | 2.7299e-05 | 2.7299e-05 | 2.7299e-05 | 2.7299e-05 | 2.7299e-05 | 2.7299e-05 | 2.7299e-05 | 2.7299e-05 | 2.7299e-05 | 2.7299e-05 | 2.7299e-05 | 2.7299e-05 | 2.7299e-05 | 2.7299e-05 | 2.7299e-05 | 2.7299e-05
F4_Commercial_Office (WA)_New_Food Preparation_Natural Gas_Conveyor Oven_E3 | F4 | Commercial | Office (WA) | New | Food Preparation | Natural Gas | Conveyor Oven | E3 | Utility - Cost of Equipment | 0 | 0 | 0 | 0 | 0 | 0 | 0 | 0 | 0 | 0 | 0 | 0 | 0 | 0 | 0 | 0 | 0 | 0 | 0 | 0 | 0 | 0 | 0 | 0 | 0 | 0 | 0
F4_Commercial_Office (WA)_New_Food Preparation_Natural Gas_Conveyor Oven_E4 | F4 | Commercial | Office (WA) | New | Food Preparation | Natural Gas | Conveyor Oven | E4 | Utility - Cost of Equipment | 0 | 0 | 0 | 0 | 0 | 0 | 0 | 0 | 0 | 0 | 0 | 0 | 0 | 0 | 0 | 0 | 0 | 0 | 0 | 0 | 0 | 0 | 0 | 0 | 0 | 0 | 0
F4_Commercial_Office (WA)_New_Food Preparation_Natural Gas_Conveyor Oven_E5 | F4 | Commercial | Office (WA) | New | Food Preparation | Natural Gas | Conveyor Oven | E5 | Utility - Cost of Equipment | 0 | 0 | 0 | 0 | 0 | 0 | 0 | 0 | 0 | 0 | 0 | 0 | 0 | 0 | 0 | 0 | 0 | 0 | 0 | 0 | 0 | 0 | 0 | 0 | 0 | 0 | 0
F4_Commercial_Office (WA)_New_Food Preparation_Natural Gas_Conveyor Oven_E6 | F4 | Commercial | Office (WA) | New | Food Preparation | Natural Gas | Conveyor Oven | E6 | Utility - Cost of Equipment | 0 | 0 | 0 | 0 | 0 | 0 | 0 | 0 | 0 | 0 | 0 | 0 | 0 | 0 | 0 | 0 | 0 | 0 | 0 | 0 | 0 | 0 | 0 | 0 | 0 | 0 | 0
F4_Commercial_Office (WA)_New_Food Preparation_Natural Gas_Conveyor Oven_E7 | F4 | Commercial | Office (WA) | New | Food Preparation | Natural Gas | Conveyor Oven | E7 | Utility - Cost of Equipment | 0 | 0 | 0 | 0 | 0 | 0 | 0 | 0 | 0 | 0 | 0 | 0 | 0 | 0 | 0 | 0 | 0 | 0 | 0 | 0 | 0 | 0 | 0 | 0 | 0 | 0 | 0
F4_Commercial_Office (WA)_New_Food Preparation_Natural Gas_Conveyor Oven_E8 | F4 | Commercial | Office (WA) | New | Food Preparation | Natural Gas | Conveyor Oven | E8 | Utility - Cost of Equipment | 0 | 0 | 0 | 0 | 0 | 0 | 0 | 0 | 0 | 0 | 0 | 0 | 0 | 0 | 0 | 0 | 0 | 0 | 0 | 0 | 0 | 0 | 0 | 0 | 0 | 0 | 0
F4_Commercial_Office (WA)_New_Food Preparation_Natural Gas_Conveyor Oven_E9 | F4 | Commercial | Office (WA) | New | Food Preparation | Natural Gas | Conveyor Oven | E9 | Utility - Cost of Equipment | 0 | 0 | 0 | 0 | 0 | 0 | 0 | 0 | 0 | 0 | 0 | 0 | 0 | 0 | 0 | 0 | 0 | 0 | 0 | 0 | 0 | 0 | 0 | 0 | 0 | 0 | 0
F4_Commercial_Office (WA)_New_Food Preparation_Natural Gas_Conveyor Oven_E10 | F4 | Commercial | Office (WA) | New | Food Preparation | Natural Gas | Conveyor Oven | E10 | Utility - Cost of Equipment | 0 | 0 | 0 | 0 | 0 | 0 | 0 | 0 | 0 | 0 | 0 | 0 | 0 | 0 | 0 | 0 | 0 | 0 | 0 | 0 | 0 | 0 | 0 | 0 | 0 | 0 | 0
F5_Commercial_Office (WA)_New_Food Preparation_Natural Gas_Conveyor Oven_E1 | F5 | Commercial | Office (WA) | New | Food Preparation | Natural Gas | Conveyor Oven | E1 | Utility - Cost of Operation | 0.024793 | 0.025458 | 0.026189 | 0.02699 | 0.027868 | 0.02889 | 0.029927 | 0.03095 | 0.031936 | 0.032938 | 0.033764 | 0.034548 | 0.035384 | 0.036209 | 0.036963 | 0.037682 | 0.038343 | 0.039001 | 0.039696 | 0.040381 | 0.041082 | 0.041808 | 0.042543 | 0.043299 | 0.044068 | 0.044851 | 0.045648
F5_Commercial_Office (WA)_New_Food Preparation_Natural Gas_Conveyor Oven_E2 | F5 | Commercial | Office (WA) | New | Food Preparation | Natural Gas | Conveyor Oven | E2 | Utility - Cost of Operation | 0.019704 | 0.020233 | 0.020814 | 0.02145 | 0.022148 | 0.02296 | 0.023784 | 0.024597 | 0.025381 | 0.026177 | 0.026833 | 0.027456 | 0.028121 | 0.028776 | 0.029376 | 0.029947 | 0.030473 | 0.030996 | 0.031548 | 0.032092 | 0.032649 | 0.033226 | 0.03381 | 0.034411 | 0.035023 | 0.035645 | 0.036278
F5_Commercial_Office (WA)_New_Food Preparation_Natural Gas_Conveyor Oven_E3 | F5 | Commercial | Office (WA) | New | Food Preparation | Natural Gas | Conveyor Oven | E3 | Utility - Cost of Operation | 0 | 0 | 0 | 0 | 0 | 0 | 0 | 0 | 0 | 0 | 0 | 0 | 0 | 0 | 0 | 0 | 0 | 0 | 0 | 0 | 0 | 0 | 0 | 0 | 0 | 0 | 0
F5_Commercial_Office (WA)_New_Food Preparation_Natural Gas_Conveyor Oven_E4 | F5 | Commercial | Office (WA) | New | Food Preparation | Natural Gas | Conveyor Oven | E4 | Utility - Cost of Operation | 0 | 0 | 0 | 0 | 0 | 0 | 0 | 0 | 0 | 0 | 0 | 0 | 0 | 0 | 0 | 0 | 0 | 0 | 0 | 0 | 0 | 0 | 0 | 0 | 0 | 0 | 0
F5_Commercial_Office (WA)_New_Food Preparation_Natural Gas_Conveyor Oven_E5 | F5 | Commercial | Office (WA) | New | Food Preparation | Natural Gas | Conveyor Oven | E5 | Utility - Cost of Operation | 0 | 0 | 0 | 0 | 0 | 0 | 0 | 0 | 0 | 0 | 0 | 0 | 0 | 0 | 0 | 0 | 0 | 0 | 0 | 0 | 0 | 0 | 0 | 0 | 0 | 0 | 0
F5_Commercial_Office (WA)_New_Food Preparation_Natural Gas_Conveyor Oven_E6 | F5 | Commercial | Office (WA) | New | Food Preparation | Natural Gas | Conveyor Oven | E6 | Utility - Cost of Operation | 0 | 0 | 0 | 0 | 0 | 0 | 0 | 0 | 0 | 0 | 0 | 0 | 0 | 0 | 0 | 0 | 0 | 0 | 0 | 0 | 0 | 0 | 0 | 0 | 0 | 0 | 0
F5_Commercial_Office (WA)_New_Food Preparation_Natural Gas_Conveyor Oven_E7 | F5 | Commercial | Office (WA) | New | Food Preparation | Natural Gas | Conveyor Oven | E7 | Utility - Cost of Operation | 0 | 0 | 0 | 0 | 0 | 0 | 0 | 0 | 0 | 0 | 0 | 0 | 0 | 0 | 0 | 0 | 0 | 0 | 0 | 0 | 0 | 0 | 0 | 0 | 0 | 0 | 0
F5_Commercial_Office (WA)_New_Food Preparation_Natural Gas_Conveyor Oven_E8 | F5 | Commercial | Office (WA) | New | Food Preparation | Natural Gas | Conveyor Oven | E8 | Utility - Cost of Operation | 0 | 0 | 0 | 0 | 0 | 0 | 0 | 0 | 0 | 0 | 0 | 0 | 0 | 0 | 0 | 0 | 0 | 0 | 0 | 0 | 0 | 0 | 0 | 0 | 0 | 0 | 0
F5_Commercial_Office (WA)_New_Food Preparation_Natural Gas_Conveyor Oven_E9 | F5 | Commercial | Office (WA) | New | Food Preparation | Natural Gas | Conveyor Oven | E9 | Utility - Cost of Operation | 0 | 0 | 0 | 0 | 0 | 0 | 0 | 0 | 0 | 0 | 0 | 0 | 0 | 0 | 0 | 0 | 0 | 0 | 0 | 0 | 0 | 0 | 0 | 0 | 0 | 0 | 0
F5_Commercial_Office (WA)_New_Food Preparation_Natural Gas_Conveyor Oven_E10 | F5 | Commercial | Office (WA) | New | Food Preparation | Natural Gas | Conveyor Oven | E10 | Utility - Cost of Operation | 0 | 0 | 0 | 0 | 0 | 0 | 0 | 0 | 0 | 0 | 0 | 0 | 0 | 0 | 0 | 0 | 0 | 0 | 0 | 0 | 0 | 0 | 0 | 0 | 0 | 0 | 0
F6_Commercial_Office (WA)_New_Food Preparation_Natural Gas_Conveyor Oven_E1 | F6 | Commercial | Office (WA) | New | Food Preparation | Natural Gas | Conveyor Oven | E1 | Utility - Value of Sales | 0.028741 | 0.029356 | 0.030024 | 0.030748 | 0.031533 | 0.032457 | 0.033362 | 0.034224 | 0.035013 | 0.035789 | 0.036601 | 0.037358 | 0.038164 | 0.038949 | 0.039647 | 0.040294 | 0.040868 | 0.041425 | 0.042011 | 0.042572 | 0.043136 | 0.043899 | 0.04467 | 0.045464 | 0.046272 | 0.047094 | 0.04793
F6_Commercial_Office (WA)_New_Food Preparation_Natural Gas_Conveyor Oven_E2 | F6 | Commercial | Office (WA) | New | Food Preparation | Natural Gas | Conveyor Oven | E2 | Utility - Value of Sales | 0.022842 | 0.02333 | 0.023861 | 0.024436 | 0.02506 | 0.025795 | 0.026514 | 0.027199 | 0.027826 | 0.028443 | 0.029088 | 0.02969 | 0.03033 | 0.030954 | 0.031508 | 0.032023 | 0.032479 | 0.032922 | 0.033388 | 0.033833 | 0.034282 | 0.034888 | 0.035501 | 0.036132 | 0.036774 | 0.037427 | 0.038092
F6_Commercial_Office (WA)_New_Food Preparation_Natural Gas_Conveyor Oven_E3 | F6 | Commercial | Office (WA) | New | Food Preparation | Natural Gas | Conveyor Oven | E3 | Utility - Value of Sales | 0 | 0 | 0 | 0 | 0 | 0 | 0 | 0 | 0 | 0 | 0 | 0 | 0 | 0 | 0 | 0 | 0 | 0 | 0 | 0 | 0 | 0 | 0 | 0 | 0 | 0 | 0
F6_Commercial_Office (WA)_New_Food Preparation_Natural Gas_Conveyor Oven_E4 | F6 | Commercial | Office (WA) | New | Food Preparation | Natural Gas | Conveyor Oven | E4 | Utility - Value of Sales | 0 | 0 | 0 | 0 | 0 | 0 | 0 | 0 | 0 | 0 | 0 | 0 | 0 | 0 | 0 | 0 | 0 | 0 | 0 | 0 | 0 | 0 | 0 | 0 | 0 | 0 | 0
F6_Commercial_Office (WA)_New_Food Preparation_Natural Gas_Conveyor Oven_E5 | F6 | Commercial | Office (WA) | New | Food Preparation | Natural Gas | Conveyor Oven | E5 | Utility - Value of Sales | 0 | 0 | 0 | 0 | 0 | 0 | 0 | 0 | 0 | 0 | 0 | 0 | 0 | 0 | 0 | 0 | 0 | 0 | 0 | 0 | 0 | 0 | 0 | 0 | 0 | 0 | 0
F6_Commercial_Office (WA)_New_Food Preparation_Natural Gas_Conveyor Oven_E6 | F6 | Commercial | Office (WA) | New | Food Preparation | Natural Gas | Conveyor Oven | E6 | Utility - Value of Sales | 0 | 0 | 0 | 0 | 0 | 0 | 0 | 0 | 0 | 0 | 0 | 0 | 0 | 0 | 0 | 0 | 0 | 0 | 0 | 0 | 0 | 0 | 0 | 0 | 0 | 0 | 0
F6_Commercial_Office (WA)_New_Food Preparation_Natural Gas_Conveyor Oven_E7 | F6 | Commercial | Office (WA) | New | Food Preparation | Natural Gas | Conveyor Oven | E7 | Utility - Value of Sales | 0 | 0 | 0 | 0 | 0 | 0 | 0 | 0 | 0 | 0 | 0 | 0 | 0 | 0 | 0 | 0 | 0 | 0 | 0 | 0 | 0 | 0 | 0 | 0 | 0 | 0 | 0
F6_Commercial_Office (WA)_New_Food Preparation_Natural Gas_Conveyor Oven_E8 | F6 | Commercial | Office (WA) | New | Food Preparation | Natural Gas | Conveyor Oven | E8 | Utility - Value of Sales | 0 | 0 | 0 | 0 | 0 | 0 | 0 | 0 | 0 | 0 | 0 | 0 | 0 | 0 | 0 | 0 | 0 | 0 | 0 | 0 | 0 | 0 | 0 | 0 | 0 | 0 | 0
F6_Commercial_Office (WA)_New_Food Preparation_Natural Gas_Conveyor Oven_E9 | F6 | Commercial | Office (WA) | New | Food Preparation | Natural Gas | Conveyor Oven | E9 | Utility - Value of Sales | 0 | 0 | 0 | 0 | 0 | 0 | 0 | 0 | 0 | 0 | 0 | 0 | 0 | 0 | 0 | 0 | 0 | 0 | 0 | 0 | 0 | 0 | 0 | 0 | 0 | 0 | 0
F6_Commercial_Office (WA)_New_Food Preparation_Natural Gas_Conveyor Oven_E10 | F6 | Commercial | Office (WA) | New | Food Preparation | Natural Gas | Conveyor Oven | E10 | Utility - Value of Sales | 0 | 0 | 0 | 0 | 0 | 0 | 0 | 0 | 0 | 0 | 0 | 0 | 0 | 0 | 0 | 0 | 0 | 0 | 0 | 0 | 0 | 0 | 0 | 0 | 0 | 0 | 0
F1_Commercial_Office (WA)_New_Food Preparation_Natural Gas_Double Rack Oven_E1 | F1 | Commercial | Office (WA) | New | Food Preparation | Natural Gas | Double Rack Oven | E1 | RVT - Cost of Equipment | 2.7309e-05 | 2.7309e-05 | 2.7309e-05 | 2.7309e-05 | 2.7309e-05 | 2.7309e-05 | 2.7309e-05 | 2.7309e-05 | 2.7309e-05 | 2.7309e-05 | 2.7309e-05 | 2.7309e-05 | 2.7309e-05 | 2.7309e-05 | 2.7309e-05 | 2.7309e-05 | 2.7309e-05 | 2.7309e-05 | 2.7309e-05 | 2.7309e-05 | 2.7309e-05 | 2.7309e-05 | 2.7309e-05 | 2.7309e-05 | 2.7309e-05 | 2.7309e-05 | 2.7309e-05
F1_Commercial_Office (WA)_New_Food Preparation_Natural Gas_Double Rack Oven_E2 | F1 | Commercial | Office (WA) | New | Food Preparation | Natural Gas | Double Rack Oven | E2 | RVT - Cost of Equipment | 0.00012389 | 0.00012389 | 0.00012389 | 0.00012389 | 0.00012389 | 0.00012389 | 0.00012389 | 0.00012389 | 0.00012389 | 0.00012389 | 0.00012389 | 0.00012389 | 0.00012389 | 0.00012389 | 0.00012389 | 0.00012389 | 0.00012389 | 0.00012389 | 0.00012389 | 0.00012389 | 0.00012389 | 0.00012389 | 0.00012389 | 0.00012389 | 0.00012389 | 0.00012389 | 0.00012389
F1_Commercial_Office (WA)_New_Food Preparation_Natural Gas_Double Rack Oven_E3 | F1 | Commercial | Office (WA) | New | Food Preparation | Natural Gas | Double Rack Oven | E3 | RVT - Cost of Equipment | 0 | 0 | 0 | 0 | 0 | 0 | 0 | 0 | 0 | 0 | 0 | 0 | 0 | 0 | 0 | 0 | 0 | 0 | 0 | 0 | 0 | 0 | 0 | 0 | 0 | 0 | 0
F1_Commercial_Office (WA)_New_Food Preparation_Natural Gas_Double Rack Oven_E4 | F1 | Commercial | Office (WA) | New | Food Preparation | Natural Gas | Double Rack Oven | E4 | RVT - Cost of Equipment | 0 | 0 | 0 | 0 | 0 | 0 | 0 | 0 | 0 | 0 | 0 | 0 | 0 | 0 | 0 | 0 | 0 | 0 | 0 | 0 | 0 | 0 | 0 | 0 | 0 | 0 | 0
F1_Commercial_Office (WA)_New_Food Preparation_Natural Gas_Double Rack Oven_E5 | F1 | Commercial | Office (WA) | New | Food Preparation | Natural Gas | Double Rack Oven | E5 | RVT - Cost of Equipment | 0 | 0 | 0 | 0 | 0 | 0 | 0 | 0 | 0 | 0 | 0 | 0 | 0 | 0 | 0 | 0 | 0 | 0 | 0 | 0 | 0 | 0 | 0 | 0 | 0 | 0 | 0
F1_Commercial_Office (WA)_New_Food Preparation_Natural Gas_Double Rack Oven_E6 | F1 | Commercial | Office (WA) | New | Food Preparation | Natural Gas | Double Rack Oven | E6 | RVT - Cost of Equipment | 0 | 0 | 0 | 0 | 0 | 0 | 0 | 0 | 0 | 0 | 0 | 0 | 0 | 0 | 0 | 0 | 0 | 0 | 0 | 0 | 0 | 0 | 0 | 0 | 0 | 0 | 0
F1_Commercial_Office (WA)_New_Food Preparation_Natural Gas_Double Rack Oven_E7 | F1 | Commercial | Office (WA) | New | Food Preparation | Natural Gas | Double Rack Oven | E7 | RVT - Cost of Equipment | 0 | 0 | 0 | 0 | 0 | 0 | 0 | 0 | 0 | 0 | 0 | 0 | 0 | 0 | 0 | 0 | 0 | 0 | 0 | 0 | 0 | 0 | 0 | 0 | 0 | 0 | 0
F1_Commercial_Office (WA)_New_Food Preparation_Natural Gas_Double Rack Oven_E8 | F1 | Commercial | Office (WA) | New | Food Preparation | Natural Gas | Double Rack Oven | E8 | RVT - Cost of Equipment | 0 | 0 | 0 | 0 | 0 | 0 | 0 | 0 | 0 | 0 | 0 | 0 | 0 | 0 | 0 | 0 | 0 | 0 | 0 | 0 | 0 | 0 | 0 | 0 | 0 | 0 | 0
F1_Commercial_Office (WA)_New_Food Preparation_Natural Gas_Double Rack Oven_E9 | F1 | Commercial | Office (WA) | New | Food Preparation | Natural Gas | Double Rack Oven | E9 | RVT - Cost of Equipment | 0 | 0 | 0 | 0 | 0 | 0 | 0 | 0 | 0 | 0 | 0 | 0 | 0 | 0 | 0 | 0 | 0 | 0 | 0 | 0 | 0 | 0 | 0 | 0 | 0 | 0 | 0
F1_Commercial_Office (WA)_New_Food Preparation_Natural Gas_Double Rack Oven_E10 | F1 | Commercial | Office (WA) | New | Food Preparation | Natural Gas | Double Rack Oven | E10 | RVT - Cost of Equipment | 0 | 0 | 0 | 0 | 0 | 0 | 0 | 0 | 0 | 0 | 0 | 0 | 0 | 0 | 0 | 0 | 0 | 0 | 0 | 0 | 0 | 0 | 0 | 0 | 0 | 0 | 0
F2_Commercial_Office (WA)_New_Food Preparation_Natural Gas_Double Rack Oven_E1 | F2 | Commercial | Office (WA) | New | Food Preparation | Natural Gas | Double Rack Oven | E1 | RVT - Cost of Operation | 0.04664 | 0.047521 | 0.048555 | 0.049761 | 0.051142 | 0.052866 | 0.054594 | 0.056236 | 0.057721 | 0.059161 | 0.060654 | 0.06201 | 0.063441 | 0.064796 | 0.065961 | 0.067012 | 0.067901 | 0.068751 | 0.069654 | 0.070497 | 0.071344 | 0.072602 | 0.073875 | 0.075187 | 0.076523 | 0.077883 | 0.079266
F2_Commercial_Office (WA)_New_Food Preparation_Natural Gas_Double Rack Oven_E2 | F2 | Commercial | Office (WA) | New | Food Preparation | Natural Gas | Double Rack Oven | E2 | RVT - Cost of Operation | 0.028895 | 0.029441 | 0.030082 | 0.030829 | 0.031685 | 0.032752 | 0.033823 | 0.03484 | 0.035761 | 0.036653 | 0.037577 | 0.038418 | 0.039304 | 0.040144 | 0.040865 | 0.041516 | 0.042068 | 0.042594 | 0.043153 | 0.043676 | 0.0442 | 0.04498 | 0.045768 | 0.046581 | 0.047409 | 0.048251 | 0.049108
F2_Commercial_Office (WA)_New_Food Preparation_Natural Gas_Double Rack Oven_E3 | F2 | Commercial | Office (WA) | New | Food Preparation | Natural Gas | Double Rack Oven | E3 | RVT - Cost of Operation | 0 | 0 | 0 | 0 | 0 | 0 | 0 | 0 | 0 | 0 | 0 | 0 | 0 | 0 | 0 | 0 | 0 | 0 | 0 | 0 | 0 | 0 | 0 | 0 | 0 | 0 | 0
F2_Commercial_Office (WA)_New_Food Preparation_Natural Gas_Double Rack Oven_E4 | F2 | Commercial | Office (WA) | New | Food Preparation | Natural Gas | Double Rack Oven | E4 | RVT - Cost of Operation | 0 | 0 | 0 | 0 | 0 | 0 | 0 | 0 | 0 | 0 | 0 | 0 | 0 | 0 | 0 | 0 | 0 | 0 | 0 | 0 | 0 | 0 | 0 | 0 | 0 | 0 | 0
F2_Commercial_Office (WA)_New_Food Preparation_Natural Gas_Double Rack Oven_E5 | F2 | Commercial | Office (WA) | New | Food Preparation | Natural Gas | Double Rack Oven | E5 | RVT - Cost of Operation | 0 | 0 | 0 | 0 | 0 | 0 | 0 | 0 | 0 | 0 | 0 | 0 | 0 | 0 | 0 | 0 | 0 | 0 | 0 | 0 | 0 | 0 | 0 | 0 | 0 | 0 | 0
F2_Commercial_Office (WA)_New_Food Preparation_Natural Gas_Double Rack Oven_E6 | F2 | Commercial | Office (WA) | New | Food Preparation | Natural Gas | Double Rack Oven | E6 | RVT - Cost of Operation | 0 | 0 | 0 | 0 | 0 | 0 | 0 | 0 | 0 | 0 | 0 | 0 | 0 | 0 | 0 | 0 | 0 | 0 | 0 | 0 | 0 | 0 | 0 | 0 | 0 | 0 | 0
F2_Commercial_Office (WA)_New_Food Preparation_Natural Gas_Double Rack Oven_E7 | F2 | Commercial | Office (WA) | New | Food Preparation | Natural Gas | Double Rack Oven | E7 | RVT - Cost of Operation | 0 | 0 | 0 | 0 | 0 | 0 | 0 | 0 | 0 | 0 | 0 | 0 | 0 | 0 | 0 | 0 | 0 | 0 | 0 | 0 | 0 | 0 | 0 | 0 | 0 | 0 | 0
F2_Commercial_Office (WA)_New_Food Preparation_Natural Gas_Double Rack Oven_E8 | F2 | Commercial | Office (WA) | New | Food Preparation | Natural Gas | Double Rack Oven | E8 | RVT - Cost of Operation | 0 | 0 | 0 | 0 | 0 | 0 | 0 | 0 | 0 | 0 | 0 | 0 | 0 | 0 | 0 | 0 | 0 | 0 | 0 | 0 | 0 | 0 | 0 | 0 | 0 | 0 | 0
F2_Commercial_Office (WA)_New_Food Preparation_Natural Gas_Double Rack Oven_E9 | F2 | Commercial | Office (WA) | New | Food Preparation | Natural Gas | Double Rack Oven | E9 | RVT - Cost of Operation | 0 | 0 | 0 | 0 | 0 | 0 | 0 | 0 | 0 | 0 | 0 | 0 | 0 | 0 | 0 | 0 | 0 | 0 | 0 | 0 | 0 | 0 | 0 | 0 | 0 | 0 | 0
F2_Commercial_Office (WA)_New_Food Preparation_Natural Gas_Double Rack Oven_E10 | F2 | Commercial | Office (WA) | New | Food Preparation | Natural Gas | Double Rack Oven | E10 | RVT - Cost of Operation | 0 | 0 | 0 | 0 | 0 | 0 | 0 | 0 | 0 | 0 | 0 | 0 | 0 | 0 | 0 | 0 | 0 | 0 | 0 | 0 | 0 | 0 | 0 | 0 | 0 | 0 | 0
F3_Commercial_Office (WA)_New_Food Preparation_Natural Gas_Double Rack Oven_E1 | F3 | Commercial | Office (WA) | New | Food Preparation | Natural Gas | Double Rack Oven | E1 | System - kBTUs of Consumption | 11.1266 | 11.1266 | 11.1266 | 11.1266 | 11.1266 | 11.1266 | 11.1266 | 11.1266 | 11.1266 | 11.1266 | 11.1266 | 11.1266 | 11.1266 | 11.1266 | 11.1266 | 11.1266 | 11.1266 | 11.1266 | 11.1266 | 11.1266 | 11.1266 | 11.1266 | 11.1266 | 11.1266 | 11.1266 | 11.1266 | 11.1266
F3_Commercial_Office (WA)_New_Food Preparation_Natural Gas_Double Rack Oven_E2 | F3 | Commercial | Office (WA) | New | Food Preparation | Natural Gas | Double Rack Oven | E2 | System - kBTUs of Consumption | 6.8933 | 6.8933 | 6.8933 | 6.8933 | 6.8933 | 6.8933 | 6.8933 | 6.8933 | 6.8933 | 6.8933 | 6.8933 | 6.8933 | 6.8933 | 6.8933 | 6.8933 | 6.8933 | 6.8933 | 6.8933 | 6.8933 | 6.8933 | 6.8933 | 6.8933 | 6.8933 | 6.8933 | 6.8933 | 6.8933 | 6.8933
F3_Commercial_Office (WA)_New_Food Preparation_Natural Gas_Double Rack Oven_E3 | F3 | Commercial | Office (WA) | New | Food Preparation | Natural Gas | Double Rack Oven | E3 | System - kBTUs of Consumption | 0 | 0 | 0 | 0 | 0 | 0 | 0 | 0 | 0 | 0 | 0 | 0 | 0 | 0 | 0 | 0 | 0 | 0 | 0 | 0 | 0 | 0 | 0 | 0 | 0 | 0 | 0
F3_Commercial_Office (WA)_New_Food Preparation_Natural Gas_Double Rack Oven_E4 | F3 | Commercial | Office (WA) | New | Food Preparation | Natural Gas | Double Rack Oven | E4 | System - kBTUs of Consumption | 0 | 0 | 0 | 0 | 0 | 0 | 0 | 0 | 0 | 0 | 0 | 0 | 0 | 0 | 0 | 0 | 0 | 0 | 0 | 0 | 0 | 0 | 0 | 0 | 0 | 0 | 0
F3_Commercial_Office (WA)_New_Food Preparation_Natural Gas_Double Rack Oven_E5 | F3 | Commercial | Office (WA) | New | Food Preparation | Natural Gas | Double Rack Oven | E5 | System - kBTUs of Consumption | 0 | 0 | 0 | 0 | 0 | 0 | 0 | 0 | 0 | 0 | 0 | 0 | 0 | 0 | 0 | 0 | 0 | 0 | 0 | 0 | 0 | 0 | 0 | 0 | 0 | 0 | 0
F3_Commercial_Office (WA)_New_Food Preparation_Natural Gas_Double Rack Oven_E6 | F3 | Commercial | Office (WA) | New | Food Preparation | Natural Gas | Double Rack Oven | E6 | System - kBTUs of Consumption | 0 | 0 | 0 | 0 | 0 | 0 | 0 | 0 | 0 | 0 | 0 | 0 | 0 | 0 | 0 | 0 | 0 | 0 | 0 | 0 | 0 | 0 | 0 | 0 | 0 | 0 | 0
F3_Commercial_Office (WA)_New_Food Preparation_Natural Gas_Double Rack Oven_E7 | F3 | Commercial | Office (WA) | New | Food Preparation | Natural Gas | Double Rack Oven | E7 | System - kBTUs of Consumption | 0 | 0 | 0 | 0 | 0 | 0 | 0 | 0 | 0 | 0 | 0 | 0 | 0 | 0 | 0 | 0 | 0 | 0 | 0 | 0 | 0 | 0 | 0 | 0 | 0 | 0 | 0
F3_Commercial_Office (WA)_New_Food Preparation_Natural Gas_Double Rack Oven_E8 | F3 | Commercial | Office (WA) | New | Food Preparation | Natural Gas | Double Rack Oven | E8 | System - kBTUs of Consumption | 0 | 0 | 0 | 0 | 0 | 0 | 0 | 0 | 0 | 0 | 0 | 0 | 0 | 0 | 0 | 0 | 0 | 0 | 0 | 0 | 0 | 0 | 0 | 0 | 0 | 0 | 0
F3_Commercial_Office (WA)_New_Food Preparation_Natural Gas_Double Rack Oven_E9 | F3 | Commercial | Office (WA) | New | Food Preparation | Natural Gas | Double Rack Oven | E9 | System - kBTUs of Consumption | 0 | 0 | 0 | 0 | 0 | 0 | 0 | 0 | 0 | 0 | 0 | 0 | 0 | 0 | 0 | 0 | 0 | 0 | 0 | 0 | 0 | 0 | 0 | 0 | 0 | 0 | 0
F3_Commercial_Office (WA)_New_Food Preparation_Natural Gas_Double Rack Oven_E10 | F3 | Commercial | Office (WA) | New | Food Preparation | Natural Gas | Double Rack Oven | E10 | System - kBTUs of Consumption | 0 | 0 | 0 | 0 | 0 | 0 | 0 | 0 | 0 | 0 | 0 | 0 | 0 | 0 | 0 | 0 | 0 | 0 | 0 | 0 | 0 | 0 | 0 | 0 | 0 | 0 | 0
F4_Commercial_Office (WA)_New_Food Preparation_Natural Gas_Double Rack Oven_E1 | F4 | Commercial | Office (WA) | New | Food Preparation | Natural Gas | Double Rack Oven | E1 | Utility - Cost of Equipment | 2.7309e-05 | 2.7309e-05 | 2.7309e-05 | 2.7309e-05 | 2.7309e-05 | 2.7309e-05 | 2.7309e-05 | 2.7309e-05 | 2.7309e-05 | 2.7309e-05 | 2.7309e-05 | 2.7309e-05 | 2.7309e-05 | 2.7309e-05 | 2.7309e-05 | 2.7309e-05 | 2.7309e-05 | 2.7309e-05 | 2.7309e-05 | 2.7309e-05 | 2.7309e-05 | 2.7309e-05 | 2.7309e-05 | 2.7309e-05 | 2.7309e-05 | 2.7309e-05 | 2.7309e-05
F4_Commercial_Office (WA)_New_Food Preparation_Natural Gas_Double Rack Oven_E2 | F4 | Commercial | Office (WA) | New | Food Preparation | Natural Gas | Double Rack Oven | E2 | Utility - Cost of Equipment | 0.00012389 | 0.00012389 | 0.00012389 | 0.00012389 | 0.00012389 | 0.00012389 | 0.00012389 | 0.00012389 | 0.00012389 | 0.00012389 | 0.00012389 | 0.00012389 | 0.00012389 | 0.00012389 | 0.00012389 | 0.00012389 | 0.00012389 | 0.00012389 | 0.00012389 | 0.00012389 | 0.00012389 | 0.00012389 | 0.00012389 | 0.00012389 | 0.00012389 | 0.00012389 | 0.00012389
F4_Commercial_Office (WA)_New_Food Preparation_Natural Gas_Double Rack Oven_E3 | F4 | Commercial | Office (WA) | New | Food Preparation | Natural Gas | Double Rack Oven | E3 | Utility - Cost of Equipment | 0 | 0 | 0 | 0 | 0 | 0 | 0 | 0 | 0 | 0 | 0 | 0 | 0 | 0 | 0 | 0 | 0 | 0 | 0 | 0 | 0 | 0 | 0 | 0 | 0 | 0 | 0
F4_Commercial_Office (WA)_New_Food Preparation_Natural Gas_Double Rack Oven_E4 | F4 | Commercial | Office (WA) | New | Food Preparation | Natural Gas | Double Rack Oven | E4 | Utility - Cost of Equipment | 0 | 0 | 0 | 0 | 0 | 0 | 0 | 0 | 0 | 0 | 0 | 0 | 0 | 0 | 0 | 0 | 0 | 0 | 0 | 0 | 0 | 0 | 0 | 0 | 0 | 0 | 0
F4_Commercial_Office (WA)_New_Food Preparation_Natural Gas_Double Rack Oven_E5 | F4 | Commercial | Office (WA) | New | Food Preparation | Natural Gas | Double Rack Oven | E5 | Utility - Cost of Equipment | 0 | 0 | 0 | 0 | 0 | 0 | 0 | 0 | 0 | 0 | 0 | 0 | 0 | 0 | 0 | 0 | 0 | 0 | 0 | 0 | 0 | 0 | 0 | 0 | 0 | 0 | 0
F4_Commercial_Office (WA)_New_Food Preparation_Natural Gas_Double Rack Oven_E6 | F4 | Commercial | Office (WA) | New | Food Preparation | Natural Gas | Double Rack Oven | E6 | Utility - Cost of Equipment | 0 | 0 | 0 | 0 | 0 | 0 | 0 | 0 | 0 | 0 | 0 | 0 | 0 | 0 | 0 | 0 | 0 | 0 | 0 | 0 | 0 | 0 | 0 | 0 | 0 | 0 | 0
F4_Commercial_Office (WA)_New_Food Preparation_Natural Gas_Double Rack Oven_E7 | F4 | Commercial | Office (WA) | New | Food Preparation | Natural Gas | Double Rack Oven | E7 | Utility - Cost of Equipment | 0 | 0 | 0 | 0 | 0 | 0 | 0 | 0 | 0 | 0 | 0 | 0 | 0 | 0 | 0 | 0 | 0 | 0 | 0 | 0 | 0 | 0 | 0 | 0 | 0 | 0 | 0
F4_Commercial_Office (WA)_New_Food Preparation_Natural Gas_Double Rack Oven_E8 | F4 | Commercial | Office (WA) | New | Food Preparation | Natural Gas | Double Rack Oven | E8 | Utility - Cost of Equipment | 0 | 0 | 0 | 0 | 0 | 0 | 0 | 0 | 0 | 0 | 0 | 0 | 0 | 0 | 0 | 0 | 0 | 0 | 0 | 0 | 0 | 0 | 0 | 0 | 0 | 0 | 0
F4_Commercial_Office (WA)_New_Food Preparation_Natural Gas_Double Rack Oven_E9 | F4 | Commercial | Office (WA) | New | Food Preparation | Natural Gas | Double Rack Oven | E9 | Utility - Cost of Equipment | 0 | 0 | 0 | 0 | 0 | 0 | 0 | 0 | 0 | 0 | 0 | 0 | 0 | 0 | 0 | 0 | 0 | 0 | 0 | 0 | 0 | 0 | 0 | 0 | 0 | 0 | 0
F4_Commercial_Office (WA)_New_Food Preparation_Natural Gas_Double Rack Oven_E10 | F4 | Commercial | Office (WA) | New | Food Preparation | Natural Gas | Double Rack Oven | E10 | Utility - Cost of Equipment | 0 | 0 | 0 | 0 | 0 | 0 | 0 | 0 | 0 | 0 | 0 | 0 | 0 | 0 | 0 | 0 | 0 | 0 | 0 | 0 | 0 | 0 | 0 | 0 | 0 | 0 | 0
F5_Commercial_Office (WA)_New_Food Preparation_Natural Gas_Double Rack Oven_E1 | F5 | Commercial | Office (WA) | New | Food Preparation | Natural Gas | Double Rack Oven | E1 | Utility - Cost of Operation | 0.039599 | 0.040597 | 0.04178 | 0.043135 | 0.044667 | 0.046531 | 0.04845 | 0.050351 | 0.05218 | 0.054035 | 0.055511 | 0.056894 | 0.05838 | 0.059834 | 0.061134 | 0.062351 | 0.063442 | 0.06452 | 0.06567 | 0.066793 | 0.067946 | 0.069145 | 0.070357 | 0.071607 | 0.072879 | 0.074174 | 0.075492
F5_Commercial_Office (WA)_New_Food Preparation_Natural Gas_Double Rack Oven_E2 | F5 | Commercial | Office (WA) | New | Food Preparation | Natural Gas | Double Rack Oven | E2 | Utility - Cost of Operation | 0.024533 | 0.025152 | 0.025884 | 0.026724 | 0.027673 | 0.028828 | 0.030017 | 0.031194 | 0.032328 | 0.033477 | 0.034391 | 0.035248 | 0.036168 | 0.037069 | 0.037875 | 0.038629 | 0.039305 | 0.039972 | 0.040685 | 0.041381 | 0.042095 | 0.042838 | 0.043589 | 0.044363 | 0.045151 | 0.045954 | 0.04677
F5_Commercial_Office (WA)_New_Food Preparation_Natural Gas_Double Rack Oven_E3 | F5 | Commercial | Office (WA) | New | Food Preparation | Natural Gas | Double Rack Oven | E3 | Utility - Cost of Operation | 0 | 0 | 0 | 0 | 0 | 0 | 0 | 0 | 0 | 0 | 0 | 0 | 0 | 0 | 0 | 0 | 0 | 0 | 0 | 0 | 0 | 0 | 0 | 0 | 0 | 0 | 0
F5_Commercial_Office (WA)_New_Food Preparation_Natural Gas_Double Rack Oven_E4 | F5 | Commercial | Office (WA) | New | Food Preparation | Natural Gas | Double Rack Oven | E4 | Utility - Cost of Operation | 0 | 0 | 0 | 0 | 0 | 0 | 0 | 0 | 0 | 0 | 0 | 0 | 0 | 0 | 0 | 0 | 0 | 0 | 0 | 0 | 0 | 0 | 0 | 0 | 0 | 0 | 0
F5_Commercial_Office (WA)_New_Food Preparation_Natural Gas_Double Rack Oven_E5 | F5 | Commercial | Office (WA) | New | Food Preparation | Natural Gas | Double Rack Oven | E5 | Utility - Cost of Operation | 0 | 0 | 0 | 0 | 0 | 0 | 0 | 0 | 0 | 0 | 0 | 0 | 0 | 0 | 0 | 0 | 0 | 0 | 0 | 0 | 0 | 0 | 0 | 0 | 0 | 0 | 0
F5_Commercial_Office (WA)_New_Food Preparation_Natural Gas_Double Rack Oven_E6 | F5 | Commercial | Office (WA) | New | Food Preparation | Natural Gas | Double Rack Oven | E6 | Utility - Cost of Operation | 0 | 0 | 0 | 0 | 0 | 0 | 0 | 0 | 0 | 0 | 0 | 0 | 0 | 0 | 0 | 0 | 0 | 0 | 0 | 0 | 0 | 0 | 0 | 0 | 0 | 0 | 0
F5_Commercial_Office (WA)_New_Food Preparation_Natural Gas_Double Rack Oven_E7 | F5 | Commercial | Office (WA) | New | Food Preparation | Natural Gas | Double Rack Oven | E7 | Utility - Cost of Operation | 0 | 0 | 0 | 0 | 0 | 0 | 0 | 0 | 0 | 0 | 0 | 0 | 0 | 0 | 0 | 0 | 0 | 0 | 0 | 0 | 0 | 0 | 0 | 0 | 0 | 0 | 0
F5_Commercial_Office (WA)_New_Food Preparation_Natural Gas_Double Rack Oven_E8 | F5 | Commercial | Office (WA) | New | Food Preparation | Natural Gas | Double Rack Oven | E8 | Utility - Cost of Operation | 0 | 0 | 0 | 0 | 0 | 0 | 0 | 0 | 0 | 0 | 0 | 0 | 0 | 0 | 0 | 0 | 0 | 0 | 0 | 0 | 0 | 0 | 0 | 0 | 0 | 0 | 0
F5_Commercial_Office (WA)_New_Food Preparation_Natural Gas_Double Rack Oven_E9 | F5 | Commercial | Office (WA) | New | Food Preparation | Natural Gas | Double Rack Oven | E9 | Utility - Cost of Operation | 0 | 0 | 0 | 0 | 0 | 0 | 0 | 0 | 0 | 0 | 0 | 0 | 0 | 0 | 0 | 0 | 0 | 0 | 0 | 0 | 0 | 0 | 0 | 0 | 0 | 0 | 0
F5_Commercial_Office (WA)_New_Food Preparation_Natural Gas_Double Rack Oven_E10 | F5 | Commercial | Office (WA) | New | Food Preparation | Natural Gas | Double Rack Oven | E10 | Utility - Cost of Operation | 0 | 0 | 0 | 0 | 0 | 0 | 0 | 0 | 0 | 0 | 0 | 0 | 0 | 0 | 0 | 0 | 0 | 0 | 0 | 0 | 0 | 0 | 0 | 0 | 0 | 0 | 0
F6_Commercial_Office (WA)_New_Food Preparation_Natural Gas_Double Rack Oven_E1 | F6 | Commercial | Office (WA) | New | Food Preparation | Natural Gas | Double Rack Oven | E1 | Utility - Value of Sales | 0.04664 | 0.047521 | 0.048555 | 0.049761 | 0.051142 | 0.052866 | 0.054594 | 0.056236 | 0.057721 | 0.059161 | 0.060654 | 0.06201 | 0.063441 | 0.064796 | 0.065961 | 0.067012 | 0.067901 | 0.068751 | 0.069654 | 0.070497 | 0.071344 | 0.072602 | 0.073875 | 0.075187 | 0.076523 | 0.077883 | 0.079266
F6_Commercial_Office (WA)_New_Food Preparation_Natural Gas_Double Rack Oven_E2 | F6 | Commercial | Office (WA) | New | Food Preparation | Natural Gas | Double Rack Oven | E2 | Utility - Value of Sales | 0.028895 | 0.029441 | 0.030082 | 0.030829 | 0.031685 | 0.032752 | 0.033823 | 0.03484 | 0.035761 | 0.036653 | 0.037577 | 0.038418 | 0.039304 | 0.040144 | 0.040865 | 0.041516 | 0.042068 | 0.042594 | 0.043153 | 0.043676 | 0.0442 | 0.04498 | 0.045768 | 0.046581 | 0.047409 | 0.048251 | 0.049108
F6_Commercial_Office (WA)_New_Food Preparation_Natural Gas_Double Rack Oven_E3 | F6 | Commercial | Office (WA) | New | Food Preparation | Natural Gas | Double Rack Oven | E3 | Utility - Value of Sales | 0 | 0 | 0 | 0 | 0 | 0 | 0 | 0 | 0 | 0 | 0 | 0 | 0 | 0 | 0 | 0 | 0 | 0 | 0 | 0 | 0 | 0 | 0 | 0 | 0 | 0 | 0
F6_Commercial_Office (WA)_New_Food Preparation_Natural Gas_Double Rack Oven_E4 | F6 | Commercial | Office (WA) | New | Food Preparation | Natural Gas | Double Rack Oven | E4 | Utility - Value of Sales | 0 | 0 | 0 | 0 | 0 | 0 | 0 | 0 | 0 | 0 | 0 | 0 | 0 | 0 | 0 | 0 | 0 | 0 | 0 | 0 | 0 | 0 | 0 | 0 | 0 | 0 | 0
F6_Commercial_Office (WA)_New_Food Preparation_Natural Gas_Double Rack Oven_E5 | F6 | Commercial | Office (WA) | New | Food Preparation | Natural Gas | Double Rack Oven | E5 | Utility - Value of Sales | 0 | 0 | 0 | 0 | 0 | 0 | 0 | 0 | 0 | 0 | 0 | 0 | 0 | 0 | 0 | 0 | 0 | 0 | 0 | 0 | 0 | 0 | 0 | 0 | 0 | 0 | 0
F6_Commercial_Office (WA)_New_Food Preparation_Natural Gas_Double Rack Oven_E6 | F6 | Commercial | Office (WA) | New | Food Preparation | Natural Gas | Double Rack Oven | E6 | Utility - Value of Sales | 0 | 0 | 0 | 0 | 0 | 0 | 0 | 0 | 0 | 0 | 0 | 0 | 0 | 0 | 0 | 0 | 0 | 0 | 0 | 0 | 0 | 0 | 0 | 0 | 0 | 0 | 0
F6_Commercial_Office (WA)_New_Food Preparation_Natural Gas_Double Rack Oven_E7 | F6 | Commercial | Office (WA) | New | Food Preparation | Natural Gas | Double Rack Oven | E7 | Utility - Value of Sales | 0 | 0 | 0 | 0 | 0 | 0 | 0 | 0 | 0 | 0 | 0 | 0 | 0 | 0 | 0 | 0 | 0 | 0 | 0 | 0 | 0 | 0 | 0 | 0 | 0 | 0 | 0
F6_Commercial_Office (WA)_New_Food Preparation_Natural Gas_Double Rack Oven_E8 | F6 | Commercial | Office (WA) | New | Food Preparation | Natural Gas | Double Rack Oven | E8 | Utility - Value of Sales | 0 | 0 | 0 | 0 | 0 | 0 | 0 | 0 | 0 | 0 | 0 | 0 | 0 | 0 | 0 | 0 | 0 | 0 | 0 | 0 | 0 | 0 | 0 | 0 | 0 | 0 | 0
F6_Commercial_Office (WA)_New_Food Preparation_Natural Gas_Double Rack Oven_E9 | F6 | Commercial | Office (WA) | New | Food Preparation | Natural Gas | Double Rack Oven | E9 | Utility - Value of Sales | 0 | 0 | 0 | 0 | 0 | 0 | 0 | 0 | 0 | 0 | 0 | 0 | 0 | 0 | 0 | 0 | 0 | 0 | 0 | 0 | 0 | 0 | 0 | 0 | 0 | 0 | 0
F6_Commercial_Office (WA)_New_Food Preparation_Natural Gas_Double Rack Oven_E10 | F6 | Commercial | Office (WA) | New | Food Preparation | Natural Gas | Double Rack Oven | E10 | Utility - Value of Sales | 0 | 0 | 0 | 0 | 0 | 0 | 0 | 0 | 0 | 0 | 0 | 0 | 0 | 0 | 0 | 0 | 0 | 0 | 0 | 0 | 0 | 0 | 0 | 0 | 0 | 0 | 0
F1_Commercial_Office (WA)_New_Food Preparation_Natural Gas_Fryer_E1 | F1 | Commercial | Office (WA) | New | Food Preparation | Natural Gas | Fryer | E1 | RVT - Cost of Equipment | 0.00016642 | 0.00016642 | 0.00016642 | 0.00016642 | 0.00016642 | 0.00016642 | 0.00016642 | 0.00016642 | 0.00016642 | 0.00016642 | 0.00016642 | 0.00016642 | 0.00016642 | 0.00016642 | 0.00016642 | 0.00016642 | 0.00016642 | 0.00016642 | 0.00016642 | 0.00016642 | 0.00016642 | 0.00016642 | 0.00016642 | 0.00016642 | 0.00016642 | 0.00016642 | 0.00016642
F1_Commercial_Office (WA)_New_Food Preparation_Natural Gas_Fryer_E2 | F1 | Commercial | Office (WA) | New | Food Preparation | Natural Gas | Fryer | E2 | RVT - Cost of Equipment | 0.0002463 | 0.0002463 | 0.0002463 | 0.0002463 | 0.0002463 | 0.0002463 | 0.0002463 | 0.0002463 | 0.0002463 | 0.0002463 | 0.0002463 | 0.0002463 | 0.0002463 | 0.0002463 | 0.0002463 | 0.0002463 | 0.0002463 | 0.0002463 | 0.0002463 | 0.0002463 | 0.0002463 | 0.0002463 | 0.0002463 | 0.0002463 | 0.0002463 | 0.0002463 | 0.0002463
F1_Commercial_Office (WA)_New_Food Preparation_Natural Gas_Fryer_E3 | F1 | Commercial | Office (WA) | New | Food Preparation | Natural Gas | Fryer | E3 | RVT - Cost of Equipment | 0 | 0 | 0 | 0 | 0 | 0 | 0 | 0 | 0 | 0 | 0 | 0 | 0 | 0 | 0 | 0 | 0 | 0 | 0 | 0 | 0 | 0 | 0 | 0 | 0 | 0 | 0
F1_Commercial_Office (WA)_New_Food Preparation_Natural Gas_Fryer_E4 | F1 | Commercial | Office (WA) | New | Food Preparation | Natural Gas | Fryer | E4 | RVT - Cost of Equipment | 0 | 0 | 0 | 0 | 0 | 0 | 0 | 0 | 0 | 0 | 0 | 0 | 0 | 0 | 0 | 0 | 0 | 0 | 0 | 0 | 0 | 0 | 0 | 0 | 0 | 0 | 0
F1_Commercial_Office (WA)_New_Food Preparation_Natural Gas_Fryer_E5 | F1 | Commercial | Office (WA) | New | Food Preparation | Natural Gas | Fryer | E5 | RVT - Cost of Equipment | 0 | 0 | 0 | 0 | 0 | 0 | 0 | 0 | 0 | 0 | 0 | 0 | 0 | 0 | 0 | 0 | 0 | 0 | 0 | 0 | 0 | 0 | 0 | 0 | 0 | 0 | 0
F1_Commercial_Office (WA)_New_Food Preparation_Natural Gas_Fryer_E6 | F1 | Commercial | Office (WA) | New | Food Preparation | Natural Gas | Fryer | E6 | RVT - Cost of Equipment | 0 | 0 | 0 | 0 | 0 | 0 | 0 | 0 | 0 | 0 | 0 | 0 | 0 | 0 | 0 | 0 | 0 | 0 | 0 | 0 | 0 | 0 | 0 | 0 | 0 | 0 | 0
F1_Commercial_Office (WA)_New_Food Preparation_Natural Gas_Fryer_E7 | F1 | Commercial | Office (WA) | New | Food Preparation | Natural Gas | Fryer | E7 | RVT - Cost of Equipment | 0 | 0 | 0 | 0 | 0 | 0 | 0 | 0 | 0 | 0 | 0 | 0 | 0 | 0 | 0 | 0 | 0 | 0 | 0 | 0 | 0 | 0 | 0 | 0 | 0 | 0 | 0
F1_Commercial_Office (WA)_New_Food Preparation_Natural Gas_Fryer_E8 | F1 | Commercial | Office (WA) | New | Food Preparation | Natural Gas | Fryer | E8 | RVT - Cost of Equipment | 0 | 0 | 0 | 0 | 0 | 0 | 0 | 0 | 0 | 0 | 0 | 0 | 0 | 0 | 0 | 0 | 0 | 0 | 0 | 0 | 0 | 0 | 0 | 0 | 0 | 0 | 0
F1_Commercial_Office (WA)_New_Food Preparation_Natural Gas_Fryer_E9 | F1 | Commercial | Office (WA) | New | Food Preparation | Natural Gas | Fryer | E9 | RVT - Cost of Equipment | 0 | 0 | 0 | 0 | 0 | 0 | 0 | 0 | 0 | 0 | 0 | 0 | 0 | 0 | 0 | 0 | 0 | 0 | 0 | 0 | 0 | 0 | 0 | 0 | 0 | 0 | 0
F1_Commercial_Office (WA)_New_Food Preparation_Natural Gas_Fryer_E10 | F1 | Commercial | Office (WA) | New | Food Preparation | Natural Gas | Fryer | E10 | RVT - Cost of Equipment | 0 | 0 | 0 | 0 | 0 | 0 | 0 | 0 | 0 | 0 | 0 | 0 | 0 | 0 | 0 | 0 | 0 | 0 | 0 | 0 | 0 | 0 | 0 | 0 | 0 | 0 | 0
F2_Commercial_Office (WA)_New_Food Preparation_Natural Gas_Fryer_E1 | F2 | Commercial | Office (WA) | New | Food Preparation | Natural Gas | Fryer | E1 | RVT - Cost of Operation | 0.02418 | 0.024666 | 0.025213 | 0.025827 | 0.026512 | 0.02734 | 0.028162 | 0.028938 | 0.029643 | 0.030329 | 0.031039 | 0.031691 | 0.032386 | 0.033061 | 0.033653 | 0.034198 | 0.034674 | 0.035134 | 0.035618 | 0.036079 | 0.036542 | 0.037187 | 0.03784 | 0.038512 | 0.039197 | 0.039893 | 0.040602
F2_Commercial_Office (WA)_New_Food Preparation_Natural Gas_Fryer_E2 | F2 | Commercial | Office (WA) | New | Food Preparation | Natural Gas | Fryer | E2 | RVT - Cost of Operation | 0.016677 | 0.017012 | 0.017389 | 0.017813 | 0.018285 | 0.018856 | 0.019423 | 0.019959 | 0.020445 | 0.020918 | 0.021408 | 0.021857 | 0.022337 | 0.022802 | 0.023211 | 0.023587 | 0.023915 | 0.024232 | 0.024566 | 0.024884 | 0.025203 | 0.025648 | 0.026098 | 0.026562 | 0.027034 | 0.027514 | 0.028003
F2_Commercial_Office (WA)_New_Food Preparation_Natural Gas_Fryer_E3 | F2 | Commercial | Office (WA) | New | Food Preparation | Natural Gas | Fryer | E3 | RVT - Cost of Operation | 0 | 0 | 0 | 0 | 0 | 0 | 0 | 0 | 0 | 0 | 0 | 0 | 0 | 0 | 0 | 0 | 0 | 0 | 0 | 0 | 0 | 0 | 0 | 0 | 0 | 0 | 0
F2_Commercial_Office (WA)_New_Food Preparation_Natural Gas_Fryer_E4 | F2 | Commercial | Office (WA) | New | Food Preparation | Natural Gas | Fryer | E4 | RVT - Cost of Operation | 0 | 0 | 0 | 0 | 0 | 0 | 0 | 0 | 0 | 0 | 0 | 0 | 0 | 0 | 0 | 0 | 0 | 0 | 0 | 0 | 0 | 0 | 0 | 0 | 0 | 0 | 0
F2_Commercial_Office (WA)_New_Food Preparation_Natural Gas_Fryer_E5 | F2 | Commercial | Office (WA) | New | Food Preparation | Natural Gas | Fryer | E5 | RVT - Cost of Operation | 0 | 0 | 0 | 0 | 0 | 0 | 0 | 0 | 0 | 0 | 0 | 0 | 0 | 0 | 0 | 0 | 0 | 0 | 0 | 0 | 0 | 0 | 0 | 0 | 0 | 0 | 0
F2_Commercial_Office (WA)_New_Food Preparation_Natural Gas_Fryer_E6 | F2 | Commercial | Office (WA) | New | Food Preparation | Natural Gas | Fryer | E6 | RVT - Cost of Operation | 0 | 0 | 0 | 0 | 0 | 0 | 0 | 0 | 0 | 0 | 0 | 0 | 0 | 0 | 0 | 0 | 0 | 0 | 0 | 0 | 0 | 0 | 0 | 0 | 0 | 0 | 0
F2_Commercial_Office (WA)_New_Food Preparation_Natural Gas_Fryer_E7 | F2 | Commercial | Office (WA) | New | Food Preparation | Natural Gas | Fryer | E7 | RVT - Cost of Operation | 0 | 0 | 0 | 0 | 0 | 0 | 0 | 0 | 0 | 0 | 0 | 0 | 0 | 0 | 0 | 0 | 0 | 0 | 0 | 0 | 0 | 0 | 0 | 0 | 0 | 0 | 0
F2_Commercial_Office (WA)_New_Food Preparation_Natural Gas_Fryer_E8 | F2 | Commercial | Office (WA) | New | Food Preparation | Natural Gas | Fryer | E8 | RVT - Cost of Operation | 0 | 0 | 0 | 0 | 0 | 0 | 0 | 0 | 0 | 0 | 0 | 0 | 0 | 0 | 0 | 0 | 0 | 0 | 0 | 0 | 0 | 0 | 0 | 0 | 0 | 0 | 0
F2_Commercial_Office (WA)_New_Food Preparation_Natural Gas_Fryer_E9 | F2 | Commercial | Office (WA) | New | Food Preparation | Natural Gas | Fryer | E9 | RVT - Cost of Operation | 0 | 0 | 0 | 0 | 0 | 0 | 0 | 0 | 0 | 0 | 0 | 0 | 0 | 0 | 0 | 0 | 0 | 0 | 0 | 0 | 0 | 0 | 0 | 0 | 0 | 0 | 0
F2_Commercial_Office (WA)_New_Food Preparation_Natural Gas_Fryer_E10 | F2 | Commercial | Office (WA) | New | Food Preparation | Natural Gas | Fryer | E10 | RVT - Cost of Operation | 0 | 0 | 0 | 0 | 0 | 0 | 0 | 0 | 0 | 0 | 0 | 0 | 0 | 0 | 0 | 0 | 0 | 0 | 0 | 0 | 0 | 0 | 0 | 0 | 0 | 0 | 0
F3_Commercial_Office (WA)_New_Food Preparation_Natural Gas_Fryer_E1 | F3 | Commercial | Office (WA) | New | Food Preparation | Natural Gas | Fryer | E1 | System - kBTUs of Consumption | 5.5943 | 5.5943 | 5.5943 | 5.5943 | 5.5943 | 5.5943 | 5.5943 | 5.5943 | 5.5943 | 5.5943 | 5.5943 | 5.5943 | 5.5943 | 5.5943 | 5.5943 | 5.5943 | 5.5943 | 5.5943 | 5.5943 | 5.5943 | 5.5943 | 5.5943 | 5.5943 | 5.5943 | 5.5943 | 5.5943 | 5.5943
F3_Commercial_Office (WA)_New_Food Preparation_Natural Gas_Fryer_E2 | F3 | Commercial | Office (WA) | New | Food Preparation | Natural Gas | Fryer | E2 | System - kBTUs of Consumption | 3.8584 | 3.8584 | 3.8584 | 3.8584 | 3.8584 | 3.8584 | 3.8584 | 3.8584 | 3.8584 | 3.8584 | 3.8584 | 3.8584 | 3.8584 | 3.8584 | 3.8584 | 3.8584 | 3.8584 | 3.8584 | 3.8584 | 3.8584 | 3.8584 | 3.8584 | 3.8584 | 3.8584 | 3.8584 | 3.8584 | 3.8584
F3_Commercial_Office (WA)_New_Food Preparation_Natural Gas_Fryer_E3 | F3 | Commercial | Office (WA) | New | Food Preparation | Natural Gas | Fryer | E3 | System - kBTUs of Consumption | 0 | 0 | 0 | 0 | 0 | 0 | 0 | 0 | 0 | 0 | 0 | 0 | 0 | 0 | 0 | 0 | 0 | 0 | 0 | 0 | 0 | 0 | 0 | 0 | 0 | 0 | 0
F3_Commercial_Office (WA)_New_Food Preparation_Natural Gas_Fryer_E4 | F3 | Commercial | Office (WA) | New | Food Preparation | Natural Gas | Fryer | E4 | System - kBTUs of Consumption | 0 | 0 | 0 | 0 | 0 | 0 | 0 | 0 | 0 | 0 | 0 | 0 | 0 | 0 | 0 | 0 | 0 | 0 | 0 | 0 | 0 | 0 | 0 | 0 | 0 | 0 | 0
F3_Commercial_Office (WA)_New_Food Preparation_Natural Gas_Fryer_E5 | F3 | Commercial | Office (WA) | New | Food Preparation | Natural Gas | Fryer | E5 | System - kBTUs of Consumption | 0 | 0 | 0 | 0 | 0 | 0 | 0 | 0 | 0 | 0 | 0 | 0 | 0 | 0 | 0 | 0 | 0 | 0 | 0 | 0 | 0 | 0 | 0 | 0 | 0 | 0 | 0
F3_Commercial_Office (WA)_New_Food Preparation_Natural Gas_Fryer_E6 | F3 | Commercial | Office (WA) | New | Food Preparation | Natural Gas | Fryer | E6 | System - kBTUs of Consumption | 0 | 0 | 0 | 0 | 0 | 0 | 0 | 0 | 0 | 0 | 0 | 0 | 0 | 0 | 0 | 0 | 0 | 0 | 0 | 0 | 0 | 0 | 0 | 0 | 0 | 0 | 0
F3_Commercial_Office (WA)_New_Food Preparation_Natural Gas_Fryer_E7 | F3 | Commercial | Office (WA) | New | Food Preparation | Natural Gas | Fryer | E7 | System - kBTUs of Consumption | 0 | 0 | 0 | 0 | 0 | 0 | 0 | 0 | 0 | 0 | 0 | 0 | 0 | 0 | 0 | 0 | 0 | 0 | 0 | 0 | 0 | 0 | 0 | 0 | 0 | 0 | 0
F3_Commercial_Office (WA)_New_Food Preparation_Natural Gas_Fryer_E8 | F3 | Commercial | Office (WA) | New | Food Preparation | Natural Gas | Fryer | E8 | System - kBTUs of Consumption | 0 | 0 | 0 | 0 | 0 | 0 | 0 | 0 | 0 | 0 | 0 | 0 | 0 | 0 | 0 | 0 | 0 | 0 | 0 | 0 | 0 | 0 | 0 | 0 | 0 | 0 | 0
F3_Commercial_Office (WA)_New_Food Preparation_Natural Gas_Fryer_E9 | F3 | Commercial | Office (WA) | New | Food Preparation | Natural Gas | Fryer | E9 | System - kBTUs of Consumption | 0 | 0 | 0 | 0 | 0 | 0 | 0 | 0 | 0 | 0 | 0 | 0 | 0 | 0 | 0 | 0 | 0 | 0 | 0 | 0 | 0 | 0 | 0 | 0 | 0 | 0 | 0
F3_Commercial_Office (WA)_New_Food Preparation_Natural Gas_Fryer_E10 | F3 | Commercial | Office (WA) | New | Food Preparation | Natural Gas | Fryer | E10 | System - kBTUs of Consumption | 0 | 0 | 0 | 0 | 0 | 0 | 0 | 0 | 0 | 0 | 0 | 0 | 0 | 0 | 0 | 0 | 0 | 0 | 0 | 0 | 0 | 0 | 0 | 0 | 0 | 0 | 0
F4_Commercial_Office (WA)_New_Food Preparation_Natural Gas_Fryer_E1 | F4 | Commercial | Office (WA) | New | Food Preparation | Natural Gas | Fryer | E1 | Utility - Cost of Equipment | 0.00016642 | 0.00016642 | 0.00016642 | 0.00016642 | 0.00016642 | 0.00016642 | 0.00016642 | 0.00016642 | 0.00016642 | 0.00016642 | 0.00016642 | 0.00016642 | 0.00016642 | 0.00016642 | 0.00016642 | 0.00016642 | 0.00016642 | 0.00016642 | 0.00016642 | 0.00016642 | 0.00016642 | 0.00016642 | 0.00016642 | 0.00016642 | 0.00016642 | 0.00016642 | 0.00016642
F4_Commercial_Office (WA)_New_Food Preparation_Natural Gas_Fryer_E2 | F4 | Commercial | Office (WA) | New | Food Preparation | Natural Gas | Fryer | E2 | Utility - Cost of Equipment | 0.0002463 | 0.0002463 | 0.0002463 | 0.0002463 | 0.0002463 | 0.0002463 | 0.0002463 | 0.0002463 | 0.0002463 | 0.0002463 | 0.0002463 | 0.0002463 | 0.0002463 | 0.0002463 | 0.0002463 | 0.0002463 | 0.0002463 | 0.0002463 | 0.0002463 | 0.0002463 | 0.0002463 | 0.0002463 | 0.0002463 | 0.0002463 | 0.0002463 | 0.0002463 | 0.0002463
F4_Commercial_Office (WA)_New_Food Preparation_Natural Gas_Fryer_E3 | F4 | Commercial | Office (WA) | New | Food Preparation | Natural Gas | Fryer | E3 | Utility - Cost of Equipment | 0 | 0 | 0 | 0 | 0 | 0 | 0 | 0 | 0 | 0 | 0 | 0 | 0 | 0 | 0 | 0 | 0 | 0 | 0 | 0 | 0 | 0 | 0 | 0 | 0 | 0 | 0
F4_Commercial_Office (WA)_New_Food Preparation_Natural Gas_Fryer_E4 | F4 | Commercial | Office (WA) | New | Food Preparation | Natural Gas | Fryer | E4 | Utility - Cost of Equipment | 0 | 0 | 0 | 0 | 0 | 0 | 0 | 0 | 0 | 0 | 0 | 0 | 0 | 0 | 0 | 0 | 0 | 0 | 0 | 0 | 0 | 0 | 0 | 0 | 0 | 0 | 0
F4_Commercial_Office (WA)_New_Food Preparation_Natural Gas_Fryer_E5 | F4 | Commercial | Office (WA) | New | Food Preparation | Natural Gas | Fryer | E5 | Utility - Cost of Equipment | 0 | 0 | 0 | 0 | 0 | 0 | 0 | 0 | 0 | 0 | 0 | 0 | 0 | 0 | 0 | 0 | 0 | 0 | 0 | 0 | 0 | 0 | 0 | 0 | 0 | 0 | 0
F4_Commercial_Office (WA)_New_Food Preparation_Natural Gas_Fryer_E6 | F4 | Commercial | Office (WA) | New | Food Preparation | Natural Gas | Fryer | E6 | Utility - Cost of Equipment | 0 | 0 | 0 | 0 | 0 | 0 | 0 | 0 | 0 | 0 | 0 | 0 | 0 | 0 | 0 | 0 | 0 | 0 | 0 | 0 | 0 | 0 | 0 | 0 | 0 | 0 | 0
F4_Commercial_Office (WA)_New_Food Preparation_Natural Gas_Fryer_E7 | F4 | Commercial | Office (WA) | New | Food Preparation | Natural Gas | Fryer | E7 | Utility - Cost of Equipment | 0 | 0 | 0 | 0 | 0 | 0 | 0 | 0 | 0 | 0 | 0 | 0 | 0 | 0 | 0 | 0 | 0 | 0 | 0 | 0 | 0 | 0 | 0 | 0 | 0 | 0 | 0
F4_Commercial_Office (WA)_New_Food Preparation_Natural Gas_Fryer_E8 | F4 | Commercial | Office (WA) | New | Food Preparation | Natural Gas | Fryer | E8 | Utility - Cost of Equipment | 0 | 0 | 0 | 0 | 0 | 0 | 0 | 0 | 0 | 0 | 0 | 0 | 0 | 0 | 0 | 0 | 0 | 0 | 0 | 0 | 0 | 0 | 0 | 0 | 0 | 0 | 0
F4_Commercial_Office (WA)_New_Food Preparation_Natural Gas_Fryer_E9 | F4 | Commercial | Office (WA) | New | Food Preparation | Natural Gas | Fryer | E9 | Utility - Cost of Equipment | 0 | 0 | 0 | 0 | 0 | 0 | 0 | 0 | 0 | 0 | 0 | 0 | 0 | 0 | 0 | 0 | 0 | 0 | 0 | 0 | 0 | 0 | 0 | 0 | 0 | 0 | 0
F4_Commercial_Office (WA)_New_Food Preparation_Natural Gas_Fryer_E10 | F4 | Commercial | Office (WA) | New | Food Preparation | Natural Gas | Fryer | E10 | Utility - Cost of Equipment | 0 | 0 | 0 | 0 | 0 | 0 | 0 | 0 | 0 | 0 | 0 | 0 | 0 | 0 | 0 | 0 | 0 | 0 | 0 | 0 | 0 | 0 | 0 | 0 | 0 | 0 | 0
F5_Commercial_Office (WA)_New_Food Preparation_Natural Gas_Fryer_E1 | F5 | Commercial | Office (WA) | New | Food Preparation | Natural Gas | Fryer | E1 | Utility - Cost of Operation | 0.020742 | 0.021287 | 0.021898 | 0.022583 | 0.023346 | 0.024248 | 0.025167 | 0.026072 | 0.026943 | 0.027826 | 0.028545 | 0.029224 | 0.02995 | 0.030664 | 0.031312 | 0.031926 | 0.032486 | 0.033041 | 0.03363 | 0.034208 | 0.034802 | 0.035416 | 0.036038 | 0.036678 | 0.03733 | 0.037993 | 0.038668
F5_Commercial_Office (WA)_New_Food Preparation_Natural Gas_Fryer_E2 | F5 | Commercial | Office (WA) | New | Food Preparation | Natural Gas | Fryer | E2 | Utility - Cost of Operation | 0.014306 | 0.014682 | 0.015103 | 0.015576 | 0.016102 | 0.016724 | 0.017358 | 0.017982 | 0.018583 | 0.019192 | 0.019688 | 0.020156 | 0.020657 | 0.021149 | 0.021596 | 0.022019 | 0.022406 | 0.022789 | 0.023195 | 0.023594 | 0.024003 | 0.024427 | 0.024856 | 0.025297 | 0.025747 | 0.026204 | 0.02667
F5_Commercial_Office (WA)_New_Food Preparation_Natural Gas_Fryer_E3 | F5 | Commercial | Office (WA) | New | Food Preparation | Natural Gas | Fryer | E3 | Utility - Cost of Operation | 0 | 0 | 0 | 0 | 0 | 0 | 0 | 0 | 0 | 0 | 0 | 0 | 0 | 0 | 0 | 0 | 0 | 0 | 0 | 0 | 0 | 0 | 0 | 0 | 0 | 0 | 0
F5_Commercial_Office (WA)_New_Food Preparation_Natural Gas_Fryer_E4 | F5 | Commercial | Office (WA) | New | Food Preparation | Natural Gas | Fryer | E4 | Utility - Cost of Operation | 0 | 0 | 0 | 0 | 0 | 0 | 0 | 0 | 0 | 0 | 0 | 0 | 0 | 0 | 0 | 0 | 0 | 0 | 0 | 0 | 0 | 0 | 0 | 0 | 0 | 0 | 0
F5_Commercial_Office (WA)_New_Food Preparation_Natural Gas_Fryer_E5 | F5 | Commercial | Office (WA) | New | Food Preparation | Natural Gas | Fryer | E5 | Utility - Cost of Operation | 0 | 0 | 0 | 0 | 0 | 0 | 0 | 0 | 0 | 0 | 0 | 0 | 0 | 0 | 0 | 0 | 0 | 0 | 0 | 0 | 0 | 0 | 0 | 0 | 0 | 0 | 0
F5_Commercial_Office (WA)_New_Food Preparation_Natural Gas_Fryer_E6 | F5 | Commercial | Office (WA) | New | Food Preparation | Natural Gas | Fryer | E6 | Utility - Cost of Operation | 0 | 0 | 0 | 0 | 0 | 0 | 0 | 0 | 0 | 0 | 0 | 0 | 0 | 0 | 0 | 0 | 0 | 0 | 0 | 0 | 0 | 0 | 0 | 0 | 0 | 0 | 0
F5_Commercial_Office (WA)_New_Food Preparation_Natural Gas_Fryer_E7 | F5 | Commercial | Office (WA) | New | Food Preparation | Natural Gas | Fryer | E7 | Utility - Cost of Operation | 0 | 0 | 0 | 0 | 0 | 0 | 0 | 0 | 0 | 0 | 0 | 0 | 0 | 0 | 0 | 0 | 0 | 0 | 0 | 0 | 0 | 0 | 0 | 0 | 0 | 0 | 0
F5_Commercial_Office (WA)_New_Food Preparation_Natural Gas_Fryer_E8 | F5 | Commercial | Office (WA) | New | Food Preparation | Natural Gas | Fryer | E8 | Utility - Cost of Operation | 0 | 0 | 0 | 0 | 0 | 0 | 0 | 0 | 0 | 0 | 0 | 0 | 0 | 0 | 0 | 0 | 0 | 0 | 0 | 0 | 0 | 0 | 0 | 0 | 0 | 0 | 0
F5_Commercial_Office (WA)_New_Food Preparation_Natural Gas_Fryer_E9 | F5 | Commercial | Office (WA) | New | Food Preparation | Natural Gas | Fryer | E9 | Utility - Cost of Operation | 0 | 0 | 0 | 0 | 0 | 0 | 0 | 0 | 0 | 0 | 0 | 0 | 0 | 0 | 0 | 0 | 0 | 0 | 0 | 0 | 0 | 0 | 0 | 0 | 0 | 0 | 0
F5_Commercial_Office (WA)_New_Food Preparation_Natural Gas_Fryer_E10 | F5 | Commercial | Office (WA) | New | Food Preparation | Natural Gas | Fryer | E10 | Utility - Cost of Operation | 0 | 0 | 0 | 0 | 0 | 0 | 0 | 0 | 0 | 0 | 0 | 0 | 0 | 0 | 0 | 0 | 0 | 0 | 0 | 0 | 0 | 0 | 0 | 0 | 0 | 0 | 0
F6_Commercial_Office (WA)_New_Food Preparation_Natural Gas_Fryer_E1 | F6 | Commercial | Office (WA) | New | Food Preparation | Natural Gas | Fryer | E1 | Utility - Value of Sales | 0.02418 | 0.024666 | 0.025213 | 0.025827 | 0.026512 | 0.02734 | 0.028162 | 0.028938 | 0.029643 | 0.030329 | 0.031039 | 0.031691 | 0.032386 | 0.033061 | 0.033653 | 0.034198 | 0.034674 | 0.035134 | 0.035618 | 0.036079 | 0.036542 | 0.037187 | 0.03784 | 0.038512 | 0.039197 | 0.039893 | 0.040602
F6_Commercial_Office (WA)_New_Food Preparation_Natural Gas_Fryer_E2 | F6 | Commercial | Office (WA) | New | Food Preparation | Natural Gas | Fryer | E2 | Utility - Value of Sales | 0.016677 | 0.017012 | 0.017389 | 0.017813 | 0.018285 | 0.018856 | 0.019423 | 0.019959 | 0.020445 | 0.020918 | 0.021408 | 0.021857 | 0.022337 | 0.022802 | 0.023211 | 0.023587 | 0.023915 | 0.024232 | 0.024566 | 0.024884 | 0.025203 | 0.025648 | 0.026098 | 0.026562 | 0.027034 | 0.027514 | 0.028003
F6_Commercial_Office (WA)_New_Food Preparation_Natural Gas_Fryer_E3 | F6 | Commercial | Office (WA) | New | Food Preparation | Natural Gas | Fryer | E3 | Utility - Value of Sales | 0 | 0 | 0 | 0 | 0 | 0 | 0 | 0 | 0 | 0 | 0 | 0 | 0 | 0 | 0 | 0 | 0 | 0 | 0 | 0 | 0 | 0 | 0 | 0 | 0 | 0 | 0
F6_Commercial_Office (WA)_New_Food Preparation_Natural Gas_Fryer_E4 | F6 | Commercial | Office (WA) | New | Food Preparation | Natural Gas | Fryer | E4 | Utility - Value of Sales | 0 | 0 | 0 | 0 | 0 | 0 | 0 | 0 | 0 | 0 | 0 | 0 | 0 | 0 | 0 | 0 | 0 | 0 | 0 | 0 | 0 | 0 | 0 | 0 | 0 | 0 | 0
F6_Commercial_Office (WA)_New_Food Preparation_Natural Gas_Fryer_E5 | F6 | Commercial | Office (WA) | New | Food Preparation | Natural Gas | Fryer | E5 | Utility - Value of Sales | 0 | 0 | 0 | 0 | 0 | 0 | 0 | 0 | 0 | 0 | 0 | 0 | 0 | 0 | 0 | 0 | 0 | 0 | 0 | 0 | 0 | 0 | 0 | 0 | 0 | 0 | 0
F6_Commercial_Office (WA)_New_Food Preparation_Natural Gas_Fryer_E6 | F6 | Commercial | Office (WA) | New | Food Preparation | Natural Gas | Fryer | E6 | Utility - Value of Sales | 0 | 0 | 0 | 0 | 0 | 0 | 0 | 0 | 0 | 0 | 0 | 0 | 0 | 0 | 0 | 0 | 0 | 0 | 0 | 0 | 0 | 0 | 0 | 0 | 0 | 0 | 0
F6_Commercial_Office (WA)_New_Food Preparation_Natural Gas_Fryer_E7 | F6 | Commercial | Office (WA) | New | Food Preparation | Natural Gas | Fryer | E7 | Utility - Value of Sales | 0 | 0 | 0 | 0 | 0 | 0 | 0 | 0 | 0 | 0 | 0 | 0 | 0 | 0 | 0 | 0 | 0 | 0 | 0 | 0 | 0 | 0 | 0 | 0 | 0 | 0 | 0
F6_Commercial_Office (WA)_New_Food Preparation_Natural Gas_Fryer_E8 | F6 | Commercial | Office (WA) | New | Food Preparation | Natural Gas | Fryer | E8 | Utility - Value of Sales | 0 | 0 | 0 | 0 | 0 | 0 | 0 | 0 | 0 | 0 | 0 | 0 | 0 | 0 | 0 | 0 | 0 | 0 | 0 | 0 | 0 | 0 | 0 | 0 | 0 | 0 | 0
F6_Commercial_Office (WA)_New_Food Preparation_Natural Gas_Fryer_E9 | F6 | Commercial | Office (WA) | New | Food Preparation | Natural Gas | Fryer | E9 | Utility - Value of Sales | 0 | 0 | 0 | 0 | 0 | 0 | 0 | 0 | 0 | 0 | 0 | 0 | 0 | 0 | 0 | 0 | 0 | 0 | 0 | 0 | 0 | 0 | 0 | 0 | 0 | 0 | 0
F6_Commercial_Office (WA)_New_Food Preparation_Natural Gas_Fryer_E10 | F6 | Commercial | Office (WA) | New | Food Preparation | Natural Gas | Fryer | E10 | Utility - Value of Sales | 0 | 0 | 0 | 0 | 0 | 0 | 0 | 0 | 0 | 0 | 0 | 0 | 0 | 0 | 0 | 0 | 0 | 0 | 0 | 0 | 0 | 0 | 0 | 0 | 0 | 0 | 0
F1_Commercial_Office (WA)_New_Food Preparation_Natural Gas_Broiler_E1 | F1 | Commercial | Office (WA) | New | Food Preparation | Natural Gas | Broiler | E1 | RVT - Cost of Equipment | 0.012089 | 0.012089 | 0.012089 | 0.012089 | 0.012089 | 0.012089 | 0.012089 | 0.012089 | 0.012089 | 0.012089 | 0.012089 | 0.012089 | 0.012089 | 0.012089 | 0.012089 | 0.012089 | 0.012089 | 0.012089 | 0.012089 | 0.012089 | 0.012089 | 0.012089 | 0.012089 | 0.012089 | 0.012089 | 0.012089 | 0.012089
F1_Commercial_Office (WA)_New_Food Preparation_Natural Gas_Broiler_E2 | F1 | Commercial | Office (WA) | New | Food Preparation | Natural Gas | Broiler | E2 | RVT - Cost of Equipment | 0.016925 | 0.016925 | 0.016925 | 0.016925 | 0.016925 | 0.016925 | 0.016925 | 0.016925 | 0.016925 | 0.016925 | 0.016925 | 0.016925 | 0.016925 | 0.016925 | 0.016925 | 0.016925 | 0.016925 | 0.016925 | 0.016925 | 0.016925 | 0.016925 | 0.016925 | 0.016925 | 0.016925 | 0.016925 | 0.016925 | 0.016925
F1_Commercial_Office (WA)_New_Food Preparation_Natural Gas_Broiler_E3 | F1 | Commercial | Office (WA) | New | Food Preparation | Natural Gas | Broiler | E3 | RVT - Cost of Equipment | 0 | 0 | 0 | 0 | 0 | 0 | 0 | 0 | 0 | 0 | 0 | 0 | 0 | 0 | 0 | 0 | 0 | 0 | 0 | 0 | 0 | 0 | 0 | 0 | 0 | 0 | 0
F1_Commercial_Office (WA)_New_Food Preparation_Natural Gas_Broiler_E4 | F1 | Commercial | Office (WA) | New | Food Preparation | Natural Gas | Broiler | E4 | RVT - Cost of Equipment | 0 | 0 | 0 | 0 | 0 | 0 | 0 | 0 | 0 | 0 | 0 | 0 | 0 | 0 | 0 | 0 | 0 | 0 | 0 | 0 | 0 | 0 | 0 | 0 | 0 | 0 | 0
F1_Commercial_Office (WA)_New_Food Preparation_Natural Gas_Broiler_E5 | F1 | Commercial | Office (WA) | New | Food Preparation | Natural Gas | Broiler | E5 | RVT - Cost of Equipment | 0 | 0 | 0 | 0 | 0 | 0 | 0 | 0 | 0 | 0 | 0 | 0 | 0 | 0 | 0 | 0 | 0 | 0 | 0 | 0 | 0 | 0 | 0 | 0 | 0 | 0 | 0
F1_Commercial_Office (WA)_New_Food Preparation_Natural Gas_Broiler_E6 | F1 | Commercial | Office (WA) | New | Food Preparation | Natural Gas | Broiler | E6 | RVT - Cost of Equipment | 0 | 0 | 0 | 0 | 0 | 0 | 0 | 0 | 0 | 0 | 0 | 0 | 0 | 0 | 0 | 0 | 0 | 0 | 0 | 0 | 0 | 0 | 0 | 0 | 0 | 0 | 0
F1_Commercial_Office (WA)_New_Food Preparation_Natural Gas_Broiler_E7 | F1 | Commercial | Office (WA) | New | Food Preparation | Natural Gas | Broiler | E7 | RVT - Cost of Equipment | 0 | 0 | 0 | 0 | 0 | 0 | 0 | 0 | 0 | 0 | 0 | 0 | 0 | 0 | 0 | 0 | 0 | 0 | 0 | 0 | 0 | 0 | 0 | 0 | 0 | 0 | 0
F1_Commercial_Office (WA)_New_Food Preparation_Natural Gas_Broiler_E8 | F1 | Commercial | Office (WA) | New | Food Preparation | Natural Gas | Broiler | E8 | RVT - Cost of Equipment | 0 | 0 | 0 | 0 | 0 | 0 | 0 | 0 | 0 | 0 | 0 | 0 | 0 | 0 | 0 | 0 | 0 | 0 | 0 | 0 | 0 | 0 | 0 | 0 | 0 | 0 | 0
F1_Commercial_Office (WA)_New_Food Preparation_Natural Gas_Broiler_E9 | F1 | Commercial | Office (WA) | New | Food Preparation | Natural Gas | Broiler | E9 | RVT - Cost of Equipment | 0 | 0 | 0 | 0 | 0 | 0 | 0 | 0 | 0 | 0 | 0 | 0 | 0 | 0 | 0 | 0 | 0 | 0 | 0 | 0 | 0 | 0 | 0 | 0 | 0 | 0 | 0
F1_Commercial_Office (WA)_New_Food Preparation_Natural Gas_Broiler_E10 | F1 | Commercial | Office (WA) | New | Food Preparation | Natural Gas | Broiler | E10 | RVT - Cost of Equipment | 0 | 0 | 0 | 0 | 0 | 0 | 0 | 0 | 0 | 0 | 0 | 0 | 0 | 0 | 0 | 0 | 0 | 0 | 0 | 0 | 0 | 0 | 0 | 0 | 0 | 0 | 0
F2_Commercial_Office (WA)_New_Food Preparation_Natural Gas_Broiler_E1 | F2 | Commercial | Office (WA) | New | Food Preparation | Natural Gas | Broiler | E1 | RVT - Cost of Operation | 0.023954 | 0.024407 | 0.024938 | 0.025557 | 0.026266 | 0.027152 | 0.02804 | 0.028882 | 0.029645 | 0.030385 | 0.031152 | 0.031848 | 0.032583 | 0.033279 | 0.033877 | 0.034417 | 0.034874 | 0.03531 | 0.035774 | 0.036207 | 0.036642 | 0.037288 | 0.037942 | 0.038616 | 0.039302 | 0.04 | 0.040711
F2_Commercial_Office (WA)_New_Food Preparation_Natural Gas_Broiler_E2 | F2 | Commercial | Office (WA) | New | Food Preparation | Natural Gas | Broiler | E2 | RVT - Cost of Operation | 0.020431 | 0.020817 | 0.02127 | 0.021798 | 0.022403 | 0.023158 | 0.023916 | 0.024635 | 0.025285 | 0.025916 | 0.02657 | 0.027164 | 0.027791 | 0.028384 | 0.028895 | 0.029355 | 0.029745 | 0.030117 | 0.030512 | 0.030882 | 0.031253 | 0.031804 | 0.032361 | 0.032936 | 0.033522 | 0.034117 | 0.034723
F2_Commercial_Office (WA)_New_Food Preparation_Natural Gas_Broiler_E3 | F2 | Commercial | Office (WA) | New | Food Preparation | Natural Gas | Broiler | E3 | RVT - Cost of Operation | 0 | 0 | 0 | 0 | 0 | 0 | 0 | 0 | 0 | 0 | 0 | 0 | 0 | 0 | 0 | 0 | 0 | 0 | 0 | 0 | 0 | 0 | 0 | 0 | 0 | 0 | 0
F2_Commercial_Office (WA)_New_Food Preparation_Natural Gas_Broiler_E4 | F2 | Commercial | Office (WA) | New | Food Preparation | Natural Gas | Broiler | E4 | RVT - Cost of Operation | 0 | 0 | 0 | 0 | 0 | 0 | 0 | 0 | 0 | 0 | 0 | 0 | 0 | 0 | 0 | 0 | 0 | 0 | 0 | 0 | 0 | 0 | 0 | 0 | 0 | 0 | 0
F2_Commercial_Office (WA)_New_Food Preparation_Natural Gas_Broiler_E5 | F2 | Commercial | Office (WA) | New | Food Preparation | Natural Gas | Broiler | E5 | RVT - Cost of Operation | 0 | 0 | 0 | 0 | 0 | 0 | 0 | 0 | 0 | 0 | 0 | 0 | 0 | 0 | 0 | 0 | 0 | 0 | 0 | 0 | 0 | 0 | 0 | 0 | 0 | 0 | 0
F2_Commercial_Office (WA)_New_Food Preparation_Natural Gas_Broiler_E6 | F2 | Commercial | Office (WA) | New | Food Preparation | Natural Gas | Broiler | E6 | RVT - Cost of Operation | 0 | 0 | 0 | 0 | 0 | 0 | 0 | 0 | 0 | 0 | 0 | 0 | 0 | 0 | 0 | 0 | 0 | 0 | 0 | 0 | 0 | 0 | 0 | 0 | 0 | 0 | 0
F2_Commercial_Office (WA)_New_Food Preparation_Natural Gas_Broiler_E7 | F2 | Commercial | Office (WA) | New | Food Preparation | Natural Gas | Broiler | E7 | RVT - Cost of Operation | 0 | 0 | 0 | 0 | 0 | 0 | 0 | 0 | 0 | 0 | 0 | 0 | 0 | 0 | 0 | 0 | 0 | 0 | 0 | 0 | 0 | 0 | 0 | 0 | 0 | 0 | 0
F2_Commercial_Office (WA)_New_Food Preparation_Natural Gas_Broiler_E8 | F2 | Commercial | Office (WA) | New | Food Preparation | Natural Gas | Broiler | E8 | RVT - Cost of Operation | 0 | 0 | 0 | 0 | 0 | 0 | 0 | 0 | 0 | 0 | 0 | 0 | 0 | 0 | 0 | 0 | 0 | 0 | 0 | 0 | 0 | 0 | 0 | 0 | 0 | 0 | 0
F2_Commercial_Office (WA)_New_Food Preparation_Natural Gas_Broiler_E9 | F2 | Commercial | Office (WA) | New | Food Preparation | Natural Gas | Broiler | E9 | RVT - Cost of Operation | 0 | 0 | 0 | 0 | 0 | 0 | 0 | 0 | 0 | 0 | 0 | 0 | 0 | 0 | 0 | 0 | 0 | 0 | 0 | 0 | 0 | 0 | 0 | 0 | 0 | 0 | 0
F2_Commercial_Office (WA)_New_Food Preparation_Natural Gas_Broiler_E10 | F2 | Commercial | Office (WA) | New | Food Preparation | Natural Gas | Broiler | E10 | RVT - Cost of Operation | 0 | 0 | 0 | 0 | 0 | 0 | 0 | 0 | 0 | 0 | 0 | 0 | 0 | 0 | 0 | 0 | 0 | 0 | 0 | 0 | 0 | 0 | 0 | 0 | 0 | 0 | 0
F3_Commercial_Office (WA)_New_Food Preparation_Natural Gas_Broiler_E1 | F3 | Commercial | Office (WA) | New | Food Preparation | Natural Gas | Broiler | E1 | System - kBTUs of Consumption | 5.7146 | 5.7146 | 5.7146 | 5.7146 | 5.7146 | 5.7146 | 5.7146 | 5.7146 | 5.7146 | 5.7146 | 5.7146 | 5.7146 | 5.7146 | 5.7146 | 5.7146 | 5.7146 | 5.7146 | 5.7146 | 5.7146 | 5.7146 | 5.7146 | 5.7146 | 5.7146 | 5.7146 | 5.7146 | 5.7146 | 5.7146
F3_Commercial_Office (WA)_New_Food Preparation_Natural Gas_Broiler_E2 | F3 | Commercial | Office (WA) | New | Food Preparation | Natural Gas | Broiler | E2 | System - kBTUs of Consumption | 4.8741 | 4.8741 | 4.8741 | 4.8741 | 4.8741 | 4.8741 | 4.8741 | 4.8741 | 4.8741 | 4.8741 | 4.8741 | 4.8741 | 4.8741 | 4.8741 | 4.8741 | 4.8741 | 4.8741 | 4.8741 | 4.8741 | 4.8741 | 4.8741 | 4.8741 | 4.8741 | 4.8741 | 4.8741 | 4.8741 | 4.8741
F3_Commercial_Office (WA)_New_Food Preparation_Natural Gas_Broiler_E3 | F3 | Commercial | Office (WA) | New | Food Preparation | Natural Gas | Broiler | E3 | System - kBTUs of Consumption | 0 | 0 | 0 | 0 | 0 | 0 | 0 | 0 | 0 | 0 | 0 | 0 | 0 | 0 | 0 | 0 | 0 | 0 | 0 | 0 | 0 | 0 | 0 | 0 | 0 | 0 | 0
F3_Commercial_Office (WA)_New_Food Preparation_Natural Gas_Broiler_E4 | F3 | Commercial | Office (WA) | New | Food Preparation | Natural Gas | Broiler | E4 | System - kBTUs of Consumption | 0 | 0 | 0 | 0 | 0 | 0 | 0 | 0 | 0 | 0 | 0 | 0 | 0 | 0 | 0 | 0 | 0 | 0 | 0 | 0 | 0 | 0 | 0 | 0 | 0 | 0 | 0
F3_Commercial_Office (WA)_New_Food Preparation_Natural Gas_Broiler_E5 | F3 | Commercial | Office (WA) | New | Food Preparation | Natural Gas | Broiler | E5 | System - kBTUs of Consumption | 0 | 0 | 0 | 0 | 0 | 0 | 0 | 0 | 0 | 0 | 0 | 0 | 0 | 0 | 0 | 0 | 0 | 0 | 0 | 0 | 0 | 0 | 0 | 0 | 0 | 0 | 0
F3_Commercial_Office (WA)_New_Food Preparation_Natural Gas_Broiler_E6 | F3 | Commercial | Office (WA) | New | Food Preparation | Natural Gas | Broiler | E6 | System - kBTUs of Consumption | 0 | 0 | 0 | 0 | 0 | 0 | 0 | 0 | 0 | 0 | 0 | 0 | 0 | 0 | 0 | 0 | 0 | 0 | 0 | 0 | 0 | 0 | 0 | 0 | 0 | 0 | 0
F3_Commercial_Office (WA)_New_Food Preparation_Natural Gas_Broiler_E7 | F3 | Commercial | Office (WA) | New | Food Preparation | Natural Gas | Broiler | E7 | System - kBTUs of Consumption | 0 | 0 | 0 | 0 | 0 | 0 | 0 | 0 | 0 | 0 | 0 | 0 | 0 | 0 | 0 | 0 | 0 | 0 | 0 | 0 | 0 | 0 | 0 | 0 | 0 | 0 | 0
F3_Commercial_Office (WA)_New_Food Preparation_Natural Gas_Broiler_E8 | F3 | Commercial | Office (WA) | New | Food Preparation | Natural Gas | Broiler | E8 | System - kBTUs of Consumption | 0 | 0 | 0 | 0 | 0 | 0 | 0 | 0 | 0 | 0 | 0 | 0 | 0 | 0 | 0 | 0 | 0 | 0 | 0 | 0 | 0 | 0 | 0 | 0 | 0 | 0 | 0
F3_Commercial_Office (WA)_New_Food Preparation_Natural Gas_Broiler_E9 | F3 | Commercial | Office (WA) | New | Food Preparation | Natural Gas | Broiler | E9 | System - kBTUs of Consumption | 0 | 0 | 0 | 0 | 0 | 0 | 0 | 0 | 0 | 0 | 0 | 0 | 0 | 0 | 0 | 0 | 0 | 0 | 0 | 0 | 0 | 0 | 0 | 0 | 0 | 0 | 0
F3_Commercial_Office (WA)_New_Food Preparation_Natural Gas_Broiler_E10 | F3 | Commercial | Office (WA) | New | Food Preparation | Natural Gas | Broiler | E10 | System - kBTUs of Consumption | 0 | 0 | 0 | 0 | 0 | 0 | 0 | 0 | 0 | 0 | 0 | 0 | 0 | 0 | 0 | 0 | 0 | 0 | 0 | 0 | 0 | 0 | 0 | 0 | 0 | 0 | 0
F4_Commercial_Office (WA)_New_Food Preparation_Natural Gas_Broiler_E1 | F4 | Commercial | Office (WA) | New | Food Preparation | Natural Gas | Broiler | E1 | Utility - Cost of Equipment | 0.012089 | 0.012089 | 0.012089 | 0.012089 | 0.012089 | 0.012089 | 0.012089 | 0.012089 | 0.012089 | 0.012089 | 0.012089 | 0.012089 | 0.012089 | 0.012089 | 0.012089 | 0.012089 | 0.012089 | 0.012089 | 0.012089 | 0.012089 | 0.012089 | 0.012089 | 0.012089 | 0.012089 | 0.012089 | 0.012089 | 0.012089
F4_Commercial_Office (WA)_New_Food Preparation_Natural Gas_Broiler_E2 | F4 | Commercial | Office (WA) | New | Food Preparation | Natural Gas | Broiler | E2 | Utility - Cost of Equipment | 0.016925 | 0.016925 | 0.016925 | 0.016925 | 0.016925 | 0.016925 | 0.016925 | 0.016925 | 0.016925 | 0.016925 | 0.016925 | 0.016925 | 0.016925 | 0.016925 | 0.016925 | 0.016925 | 0.016925 | 0.016925 | 0.016925 | 0.016925 | 0.016925 | 0.016925 | 0.016925 | 0.016925 | 0.016925 | 0.016925 | 0.016925
F4_Commercial_Office (WA)_New_Food Preparation_Natural Gas_Broiler_E3 | F4 | Commercial | Office (WA) | New | Food Preparation | Natural Gas | Broiler | E3 | Utility - Cost of Equipment | 0 | 0 | 0 | 0 | 0 | 0 | 0 | 0 | 0 | 0 | 0 | 0 | 0 | 0 | 0 | 0 | 0 | 0 | 0 | 0 | 0 | 0 | 0 | 0 | 0 | 0 | 0
F4_Commercial_Office (WA)_New_Food Preparation_Natural Gas_Broiler_E4 | F4 | Commercial | Office (WA) | New | Food Preparation | Natural Gas | Broiler | E4 | Utility - Cost of Equipment | 0 | 0 | 0 | 0 | 0 | 0 | 0 | 0 | 0 | 0 | 0 | 0 | 0 | 0 | 0 | 0 | 0 | 0 | 0 | 0 | 0 | 0 | 0 | 0 | 0 | 0 | 0
F4_Commercial_Office (WA)_New_Food Preparation_Natural Gas_Broiler_E5 | F4 | Commercial | Office (WA) | New | Food Preparation | Natural Gas | Broiler | E5 | Utility - Cost of Equipment | 0 | 0 | 0 | 0 | 0 | 0 | 0 | 0 | 0 | 0 | 0 | 0 | 0 | 0 | 0 | 0 | 0 | 0 | 0 | 0 | 0 | 0 | 0 | 0 | 0 | 0 | 0
F4_Commercial_Office (WA)_New_Food Preparation_Natural Gas_Broiler_E6 | F4 | Commercial | Office (WA) | New | Food Preparation | Natural Gas | Broiler | E6 | Utility - Cost of Equipment | 0 | 0 | 0 | 0 | 0 | 0 | 0 | 0 | 0 | 0 | 0 | 0 | 0 | 0 | 0 | 0 | 0 | 0 | 0 | 0 | 0 | 0 | 0 | 0 | 0 | 0 | 0
F4_Commercial_Office (WA)_New_Food Preparation_Natural Gas_Broiler_E7 | F4 | Commercial | Office (WA) | New | Food Preparation | Natural Gas | Broiler | E7 | Utility - Cost of Equipment | 0 | 0 | 0 | 0 | 0 | 0 | 0 | 0 | 0 | 0 | 0 | 0 | 0 | 0 | 0 | 0 | 0 | 0 | 0 | 0 | 0 | 0 | 0 | 0 | 0 | 0 | 0
F4_Commercial_Office (WA)_New_Food Preparation_Natural Gas_Broiler_E8 | F4 | Commercial | Office (WA) | New | Food Preparation | Natural Gas | Broiler | E8 | Utility - Cost of Equipment | 0 | 0 | 0 | 0 | 0 | 0 | 0 | 0 | 0 | 0 | 0 | 0 | 0 | 0 | 0 | 0 | 0 | 0 | 0 | 0 | 0 | 0 | 0 | 0 | 0 | 0 | 0
F4_Commercial_Office (WA)_New_Food Preparation_Natural Gas_Broiler_E9 | F4 | Commercial | Office (WA) | New | Food Preparation | Natural Gas | Broiler | E9 | Utility - Cost of Equipment | 0 | 0 | 0 | 0 | 0 | 0 | 0 | 0 | 0 | 0 | 0 | 0 | 0 | 0 | 0 | 0 | 0 | 0 | 0 | 0 | 0 | 0 | 0 | 0 | 0 | 0 | 0
F4_Commercial_Office (WA)_New_Food Preparation_Natural Gas_Broiler_E10 | F4 | Commercial | Office (WA) | New | Food Preparation | Natural Gas | Broiler | E10 | Utility - Cost of Equipment | 0 | 0 | 0 | 0 | 0 | 0 | 0 | 0 | 0 | 0 | 0 | 0 | 0 | 0 | 0 | 0 | 0 | 0 | 0 | 0 | 0 | 0 | 0 | 0 | 0 | 0 | 0
F5_Commercial_Office (WA)_New_Food Preparation_Natural Gas_Broiler_E1 | F5 | Commercial | Office (WA) | New | Food Preparation | Natural Gas | Broiler | E1 | Utility - Cost of Operation | 0.020338 | 0.020851 | 0.021458 | 0.022154 | 0.022941 | 0.023898 | 0.024884 | 0.02586 | 0.0268 | 0.027752 | 0.02851 | 0.029221 | 0.029984 | 0.03073 | 0.031398 | 0.032023 | 0.032584 | 0.033137 | 0.033728 | 0.034305 | 0.034897 | 0.035513 | 0.036135 | 0.036777 | 0.03743 | 0.038095 | 0.038772
F5_Commercial_Office (WA)_New_Food Preparation_Natural Gas_Broiler_E2 | F5 | Commercial | Office (WA) | New | Food Preparation | Natural Gas | Broiler | E2 | Utility - Cost of Operation | 0.017347 | 0.017784 | 0.018302 | 0.018896 | 0.019567 | 0.020384 | 0.021224 | 0.022057 | 0.022858 | 0.023671 | 0.024317 | 0.024923 | 0.025574 | 0.026211 | 0.02678 | 0.027313 | 0.027791 | 0.028263 | 0.028767 | 0.029259 | 0.029764 | 0.03029 | 0.03082 | 0.031368 | 0.031925 | 0.032492 | 0.03307
F5_Commercial_Office (WA)_New_Food Preparation_Natural Gas_Broiler_E3 | F5 | Commercial | Office (WA) | New | Food Preparation | Natural Gas | Broiler | E3 | Utility - Cost of Operation | 0 | 0 | 0 | 0 | 0 | 0 | 0 | 0 | 0 | 0 | 0 | 0 | 0 | 0 | 0 | 0 | 0 | 0 | 0 | 0 | 0 | 0 | 0 | 0 | 0 | 0 | 0
F5_Commercial_Office (WA)_New_Food Preparation_Natural Gas_Broiler_E4 | F5 | Commercial | Office (WA) | New | Food Preparation | Natural Gas | Broiler | E4 | Utility - Cost of Operation | 0 | 0 | 0 | 0 | 0 | 0 | 0 | 0 | 0 | 0 | 0 | 0 | 0 | 0 | 0 | 0 | 0 | 0 | 0 | 0 | 0 | 0 | 0 | 0 | 0 | 0 | 0
F5_Commercial_Office (WA)_New_Food Preparation_Natural Gas_Broiler_E5 | F5 | Commercial | Office (WA) | New | Food Preparation | Natural Gas | Broiler | E5 | Utility - Cost of Operation | 0 | 0 | 0 | 0 | 0 | 0 | 0 | 0 | 0 | 0 | 0 | 0 | 0 | 0 | 0 | 0 | 0 | 0 | 0 | 0 | 0 | 0 | 0 | 0 | 0 | 0 | 0
F5_Commercial_Office (WA)_New_Food Preparation_Natural Gas_Broiler_E6 | F5 | Commercial | Office (WA) | New | Food Preparation | Natural Gas | Broiler | E6 | Utility - Cost of Operation | 0 | 0 | 0 | 0 | 0 | 0 | 0 | 0 | 0 | 0 | 0 | 0 | 0 | 0 | 0 | 0 | 0 | 0 | 0 | 0 | 0 | 0 | 0 | 0 | 0 | 0 | 0
F5_Commercial_Office (WA)_New_Food Preparation_Natural Gas_Broiler_E7 | F5 | Commercial | Office (WA) | New | Food Preparation | Natural Gas | Broiler | E7 | Utility - Cost of Operation | 0 | 0 | 0 | 0 | 0 | 0 | 0 | 0 | 0 | 0 | 0 | 0 | 0 | 0 | 0 | 0 | 0 | 0 | 0 | 0 | 0 | 0 | 0 | 0 | 0 | 0 | 0
F5_Commercial_Office (WA)_New_Food Preparation_Natural Gas_Broiler_E8 | F5 | Commercial | Office (WA) | New | Food Preparation | Natural Gas | Broiler | E8 | Utility - Cost of Operation | 0 | 0 | 0 | 0 | 0 | 0 | 0 | 0 | 0 | 0 | 0 | 0 | 0 | 0 | 0 | 0 | 0 | 0 | 0 | 0 | 0 | 0 | 0 | 0 | 0 | 0 | 0
F5_Commercial_Office (WA)_New_Food Preparation_Natural Gas_Broiler_E9 | F5 | Commercial | Office (WA) | New | Food Preparation | Natural Gas | Broiler | E9 | Utility - Cost of Operation | 0 | 0 | 0 | 0 | 0 | 0 | 0 | 0 | 0 | 0 | 0 | 0 | 0 | 0 | 0 | 0 | 0 | 0 | 0 | 0 | 0 | 0 | 0 | 0 | 0 | 0 | 0
F5_Commercial_Office (WA)_New_Food Preparation_Natural Gas_Broiler_E10 | F5 | Commercial | Office (WA) | New | Food Preparation | Natural Gas | Broiler | E10 | Utility - Cost of Operation | 0 | 0 | 0 | 0 | 0 | 0 | 0 | 0 | 0 | 0 | 0 | 0 | 0 | 0 | 0 | 0 | 0 | 0 | 0 | 0 | 0 | 0 | 0 | 0 | 0 | 0 | 0
F6_Commercial_Office (WA)_New_Food Preparation_Natural Gas_Broiler_E1 | F6 | Commercial | Office (WA) | New | Food Preparation | Natural Gas | Broiler | E1 | Utility - Value of Sales | 0.023954 | 0.024407 | 0.024938 | 0.025557 | 0.026266 | 0.027152 | 0.02804 | 0.028882 | 0.029645 | 0.030385 | 0.031152 | 0.031848 | 0.032583 | 0.033279 | 0.033877 | 0.034417 | 0.034874 | 0.03531 | 0.035774 | 0.036207 | 0.036642 | 0.037288 | 0.037942 | 0.038616 | 0.039302 | 0.04 | 0.040711
F6_Commercial_Office (WA)_New_Food Preparation_Natural Gas_Broiler_E2 | F6 | Commercial | Office (WA) | New | Food Preparation | Natural Gas | Broiler | E2 | Utility - Value of Sales | 0.020431 | 0.020817 | 0.02127 | 0.021798 | 0.022403 | 0.023158 | 0.023916 | 0.024635 | 0.025285 | 0.025916 | 0.02657 | 0.027164 | 0.027791 | 0.028384 | 0.028895 | 0.029355 | 0.029745 | 0.030117 | 0.030512 | 0.030882 | 0.031253 | 0.031804 | 0.032361 | 0.032936 | 0.033522 | 0.034117 | 0.034723
F6_Commercial_Office (WA)_New_Food Preparation_Natural Gas_Broiler_E3 | F6 | Commercial | Office (WA) | New | Food Preparation | Natural Gas | Broiler | E3 | Utility - Value of Sales | 0 | 0 | 0 | 0 | 0 | 0 | 0 | 0 | 0 | 0 | 0 | 0 | 0 | 0 | 0 | 0 | 0 | 0 | 0 | 0 | 0 | 0 | 0 | 0 | 0 | 0 | 0
F6_Commercial_Office (WA)_New_Food Preparation_Natural Gas_Broiler_E4 | F6 | Commercial | Office (WA) | New | Food Preparation | Natural Gas | Broiler | E4 | Utility - Value of Sales | 0 | 0 | 0 | 0 | 0 | 0 | 0 | 0 | 0 | 0 | 0 | 0 | 0 | 0 | 0 | 0 | 0 | 0 | 0 | 0 | 0 | 0 | 0 | 0 | 0 | 0 | 0
F6_Commercial_Office (WA)_New_Food Preparation_Natural Gas_Broiler_E5 | F6 | Commercial | Office (WA) | New | Food Preparation | Natural Gas | Broiler | E5 | Utility - Value of Sales | 0 | 0 | 0 | 0 | 0 | 0 | 0 | 0 | 0 | 0 | 0 | 0 | 0 | 0 | 0 | 0 | 0 | 0 | 0 | 0 | 0 | 0 | 0 | 0 | 0 | 0 | 0
F6_Commercial_Office (WA)_New_Food Preparation_Natural Gas_Broiler_E6 | F6 | Commercial | Office (WA) | New | Food Preparation | Natural Gas | Broiler | E6 | Utility - Value of Sales | 0 | 0 | 0 | 0 | 0 | 0 | 0 | 0 | 0 | 0 | 0 | 0 | 0 | 0 | 0 | 0 | 0 | 0 | 0 | 0 | 0 | 0 | 0 | 0 | 0 | 0 | 0
F6_Commercial_Office (WA)_New_Food Preparation_Natural Gas_Broiler_E7 | F6 | Commercial | Office (WA) | New | Food Preparation | Natural Gas | Broiler | E7 | Utility - Value of Sales | 0 | 0 | 0 | 0 | 0 | 0 | 0 | 0 | 0 | 0 | 0 | 0 | 0 | 0 | 0 | 0 | 0 | 0 | 0 | 0 | 0 | 0 | 0 | 0 | 0 | 0 | 0
F6_Commercial_Office (WA)_New_Food Preparation_Natural Gas_Broiler_E8 | F6 | Commercial | Office (WA) | New | Food Preparation | Natural Gas | Broiler | E8 | Utility - Value of Sales | 0 | 0 | 0 | 0 | 0 | 0 | 0 | 0 | 0 | 0 | 0 | 0 | 0 | 0 | 0 | 0 | 0 | 0 | 0 | 0 | 0 | 0 | 0 | 0 | 0 | 0 | 0
F6_Commercial_Office (WA)_New_Food Preparation_Natural Gas_Broiler_E9 | F6 | Commercial | Office (WA) | New | Food Preparation | Natural Gas | Broiler | E9 | Utility - Value of Sales | 0 | 0 | 0 | 0 | 0 | 0 | 0 | 0 | 0 | 0 | 0 | 0 | 0 | 0 | 0 | 0 | 0 | 0 | 0 | 0 | 0 | 0 | 0 | 0 | 0 | 0 | 0
F6_Commercial_Office (WA)_New_Food Preparation_Natural Gas_Broiler_E10 | F6 | Commercial | Office (WA) | New | Food Preparation | Natural Gas | Broiler | E10 | Utility - Value of Sales | 0 | 0 | 0 | 0 | 0 | 0 | 0 | 0 | 0 | 0 | 0 | 0 | 0 | 0 | 0 | 0 | 0 | 0 | 0 | 0 | 0 | 0 | 0 | 0 | 0 | 0 | 0
F1_Commercial_Office (WA)_New_Food Preparation_Natural Gas_Griddle_E1 | F1 | Commercial | Office (WA) | New | Food Preparation | Natural Gas | Griddle | E1 | RVT - Cost of Equipment | 0.00035481 | 0.00035481 | 0.00035481 | 0.00035481 | 0.00035481 | 0.00035481 | 0.00035481 | 0.00035481 | 0.00035481 | 0.00035481 | 0.00035481 | 0.00035481 | 0.00035481 | 0.00035481 | 0.00035481 | 0.00035481 | 0.00035481 | 0.00035481 | 0.00035481 | 0.00035481 | 0.00035481 | 0.00035481 | 0.00035481 | 0.00035481 | 0.00035481 | 0.00035481 | 0.00035481
F1_Commercial_Office (WA)_New_Food Preparation_Natural Gas_Griddle_E2 | F1 | Commercial | Office (WA) | New | Food Preparation | Natural Gas | Griddle | E2 | RVT - Cost of Equipment | 0.00037961 | 0.00037961 | 0.00037961 | 0.00037961 | 0.00037961 | 0.00037961 | 0.00037961 | 0.00037961 | 0.00037961 | 0.00037961 | 0.00037961 | 0.00037961 | 0.00037961 | 0.00037961 | 0.00037961 | 0.00037961 | 0.00037961 | 0.00037961 | 0.00037961 | 0.00037961 | 0.00037961 | 0.00037961 | 0.00037961 | 0.00037961 | 0.00037961 | 0.00037961 | 0.00037961
F1_Commercial_Office (WA)_New_Food Preparation_Natural Gas_Griddle_E3 | F1 | Commercial | Office (WA) | New | Food Preparation | Natural Gas | Griddle | E3 | RVT - Cost of Equipment | 0 | 0 | 0 | 0 | 0 | 0 | 0 | 0 | 0 | 0 | 0 | 0 | 0 | 0 | 0 | 0 | 0 | 0 | 0 | 0 | 0 | 0 | 0 | 0 | 0 | 0 | 0
F1_Commercial_Office (WA)_New_Food Preparation_Natural Gas_Griddle_E4 | F1 | Commercial | Office (WA) | New | Food Preparation | Natural Gas | Griddle | E4 | RVT - Cost of Equipment | 0 | 0 | 0 | 0 | 0 | 0 | 0 | 0 | 0 | 0 | 0 | 0 | 0 | 0 | 0 | 0 | 0 | 0 | 0 | 0 | 0 | 0 | 0 | 0 | 0 | 0 | 0
F1_Commercial_Office (WA)_New_Food Preparation_Natural Gas_Griddle_E5 | F1 | Commercial | Office (WA) | New | Food Preparation | Natural Gas | Griddle | E5 | RVT - Cost of Equipment | 0 | 0 | 0 | 0 | 0 | 0 | 0 | 0 | 0 | 0 | 0 | 0 | 0 | 0 | 0 | 0 | 0 | 0 | 0 | 0 | 0 | 0 | 0 | 0 | 0 | 0 | 0
F1_Commercial_Office (WA)_New_Food Preparation_Natural Gas_Griddle_E6 | F1 | Commercial | Office (WA) | New | Food Preparation | Natural Gas | Griddle | E6 | RVT - Cost of Equipment | 0 | 0 | 0 | 0 | 0 | 0 | 0 | 0 | 0 | 0 | 0 | 0 | 0 | 0 | 0 | 0 | 0 | 0 | 0 | 0 | 0 | 0 | 0 | 0 | 0 | 0 | 0
F1_Commercial_Office (WA)_New_Food Preparation_Natural Gas_Griddle_E7 | F1 | Commercial | Office (WA) | New | Food Preparation | Natural Gas | Griddle | E7 | RVT - Cost of Equipment | 0 | 0 | 0 | 0 | 0 | 0 | 0 | 0 | 0 | 0 | 0 | 0 | 0 | 0 | 0 | 0 | 0 | 0 | 0 | 0 | 0 | 0 | 0 | 0 | 0 | 0 | 0
F1_Commercial_Office (WA)_New_Food Preparation_Natural Gas_Griddle_E8 | F1 | Commercial | Office (WA) | New | Food Preparation | Natural Gas | Griddle | E8 | RVT - Cost of Equipment | 0 | 0 | 0 | 0 | 0 | 0 | 0 | 0 | 0 | 0 | 0 | 0 | 0 | 0 | 0 | 0 | 0 | 0 | 0 | 0 | 0 | 0 | 0 | 0 | 0 | 0 | 0
F1_Commercial_Office (WA)_New_Food Preparation_Natural Gas_Griddle_E9 | F1 | Commercial | Office (WA) | New | Food Preparation | Natural Gas | Griddle | E9 | RVT - Cost of Equipment | 0 | 0 | 0 | 0 | 0 | 0 | 0 | 0 | 0 | 0 | 0 | 0 | 0 | 0 | 0 | 0 | 0 | 0 | 0 | 0 | 0 | 0 | 0 | 0 | 0 | 0 | 0
F1_Commercial_Office (WA)_New_Food Preparation_Natural Gas_Griddle_E10 | F1 | Commercial | Office (WA) | New | Food Preparation | Natural Gas | Griddle | E10 | RVT - Cost of Equipment | 0 | 0 | 0 | 0 | 0 | 0 | 0 | 0 | 0 | 0 | 0 | 0 | 0 | 0 | 0 | 0 | 0 | 0 | 0 | 0 | 0 | 0 | 0 | 0 | 0 | 0 | 0
F2_Commercial_Office (WA)_New_Food Preparation_Natural Gas_Griddle_E1 | F2 | Commercial | Office (WA) | New | Food Preparation | Natural Gas | Griddle | E1 | RVT - Cost of Operation | 0.016647 | 0.016962 | 0.017331 | 0.017761 | 0.018254 | 0.01887 | 0.019487 | 0.020072 | 0.020603 | 0.021117 | 0.021649 | 0.022133 | 0.022644 | 0.023128 | 0.023543 | 0.023919 | 0.024236 | 0.024539 | 0.024862 | 0.025163 | 0.025465 | 0.025914 | 0.026368 | 0.026837 | 0.027314 | 0.027799 | 0.028293
F2_Commercial_Office (WA)_New_Food Preparation_Natural Gas_Griddle_E2 | F2 | Commercial | Office (WA) | New | Food Preparation | Natural Gas | Griddle | E2 | RVT - Cost of Operation | 0.014612 | 0.014888 | 0.015212 | 0.015589 | 0.016022 | 0.016562 | 0.017103 | 0.017618 | 0.018083 | 0.018534 | 0.019002 | 0.019427 | 0.019875 | 0.020299 | 0.020664 | 0.020994 | 0.021272 | 0.021538 | 0.021821 | 0.022086 | 0.022351 | 0.022745 | 0.023144 | 0.023555 | 0.023973 | 0.024399 | 0.024833
F2_Commercial_Office (WA)_New_Food Preparation_Natural Gas_Griddle_E3 | F2 | Commercial | Office (WA) | New | Food Preparation | Natural Gas | Griddle | E3 | RVT - Cost of Operation | 0 | 0 | 0 | 0 | 0 | 0 | 0 | 0 | 0 | 0 | 0 | 0 | 0 | 0 | 0 | 0 | 0 | 0 | 0 | 0 | 0 | 0 | 0 | 0 | 0 | 0 | 0
F2_Commercial_Office (WA)_New_Food Preparation_Natural Gas_Griddle_E4 | F2 | Commercial | Office (WA) | New | Food Preparation | Natural Gas | Griddle | E4 | RVT - Cost of Operation | 0 | 0 | 0 | 0 | 0 | 0 | 0 | 0 | 0 | 0 | 0 | 0 | 0 | 0 | 0 | 0 | 0 | 0 | 0 | 0 | 0 | 0 | 0 | 0 | 0 | 0 | 0
F2_Commercial_Office (WA)_New_Food Preparation_Natural Gas_Griddle_E5 | F2 | Commercial | Office (WA) | New | Food Preparation | Natural Gas | Griddle | E5 | RVT - Cost of Operation | 0 | 0 | 0 | 0 | 0 | 0 | 0 | 0 | 0 | 0 | 0 | 0 | 0 | 0 | 0 | 0 | 0 | 0 | 0 | 0 | 0 | 0 | 0 | 0 | 0 | 0 | 0
F2_Commercial_Office (WA)_New_Food Preparation_Natural Gas_Griddle_E6 | F2 | Commercial | Office (WA) | New | Food Preparation | Natural Gas | Griddle | E6 | RVT - Cost of Operation | 0 | 0 | 0 | 0 | 0 | 0 | 0 | 0 | 0 | 0 | 0 | 0 | 0 | 0 | 0 | 0 | 0 | 0 | 0 | 0 | 0 | 0 | 0 | 0 | 0 | 0 | 0
F2_Commercial_Office (WA)_New_Food Preparation_Natural Gas_Griddle_E7 | F2 | Commercial | Office (WA) | New | Food Preparation | Natural Gas | Griddle | E7 | RVT - Cost of Operation | 0 | 0 | 0 | 0 | 0 | 0 | 0 | 0 | 0 | 0 | 0 | 0 | 0 | 0 | 0 | 0 | 0 | 0 | 0 | 0 | 0 | 0 | 0 | 0 | 0 | 0 | 0
F2_Commercial_Office (WA)_New_Food Preparation_Natural Gas_Griddle_E8 | F2 | Commercial | Office (WA) | New | Food Preparation | Natural Gas | Griddle | E8 | RVT - Cost of Operation | 0 | 0 | 0 | 0 | 0 | 0 | 0 | 0 | 0 | 0 | 0 | 0 | 0 | 0 | 0 | 0 | 0 | 0 | 0 | 0 | 0 | 0 | 0 | 0 | 0 | 0 | 0
F2_Commercial_Office (WA)_New_Food Preparation_Natural Gas_Griddle_E9 | F2 | Commercial | Office (WA) | New | Food Preparation | Natural Gas | Griddle | E9 | RVT - Cost of Operation | 0 | 0 | 0 | 0 | 0 | 0 | 0 | 0 | 0 | 0 | 0 | 0 | 0 | 0 | 0 | 0 | 0 | 0 | 0 | 0 | 0 | 0 | 0 | 0 | 0 | 0 | 0
F2_Commercial_Office (WA)_New_Food Preparation_Natural Gas_Griddle_E10 | F2 | Commercial | Office (WA) | New | Food Preparation | Natural Gas | Griddle | E10 | RVT - Cost of Operation | 0 | 0 | 0 | 0 | 0 | 0 | 0 | 0 | 0 | 0 | 0 | 0 | 0 | 0 | 0 | 0 | 0 | 0 | 0 | 0 | 0 | 0 | 0 | 0 | 0 | 0 | 0
F3_Commercial_Office (WA)_New_Food Preparation_Natural Gas_Griddle_E1 | F3 | Commercial | Office (WA) | New | Food Preparation | Natural Gas | Griddle | E1 | System - kBTUs of Consumption | 3.9714 | 3.9714 | 3.9714 | 3.9714 | 3.9714 | 3.9714 | 3.9714 | 3.9714 | 3.9714 | 3.9714 | 3.9714 | 3.9714 | 3.9714 | 3.9714 | 3.9714 | 3.9714 | 3.9714 | 3.9714 | 3.9714 | 3.9714 | 3.9714 | 3.9714 | 3.9714 | 3.9714 | 3.9714 | 3.9714 | 3.9714
F3_Commercial_Office (WA)_New_Food Preparation_Natural Gas_Griddle_E2 | F3 | Commercial | Office (WA) | New | Food Preparation | Natural Gas | Griddle | E2 | System - kBTUs of Consumption | 3.4858 | 3.4858 | 3.4858 | 3.4858 | 3.4858 | 3.4858 | 3.4858 | 3.4858 | 3.4858 | 3.4858 | 3.4858 | 3.4858 | 3.4858 | 3.4858 | 3.4858 | 3.4858 | 3.4858 | 3.4858 | 3.4858 | 3.4858 | 3.4858 | 3.4858 | 3.4858 | 3.4858 | 3.4858 | 3.4858 | 3.4858
F3_Commercial_Office (WA)_New_Food Preparation_Natural Gas_Griddle_E3 | F3 | Commercial | Office (WA) | New | Food Preparation | Natural Gas | Griddle | E3 | System - kBTUs of Consumption | 0 | 0 | 0 | 0 | 0 | 0 | 0 | 0 | 0 | 0 | 0 | 0 | 0 | 0 | 0 | 0 | 0 | 0 | 0 | 0 | 0 | 0 | 0 | 0 | 0 | 0 | 0
F3_Commercial_Office (WA)_New_Food Preparation_Natural Gas_Griddle_E4 | F3 | Commercial | Office (WA) | New | Food Preparation | Natural Gas | Griddle | E4 | System - kBTUs of Consumption | 0 | 0 | 0 | 0 | 0 | 0 | 0 | 0 | 0 | 0 | 0 | 0 | 0 | 0 | 0 | 0 | 0 | 0 | 0 | 0 | 0 | 0 | 0 | 0 | 0 | 0 | 0
F3_Commercial_Office (WA)_New_Food Preparation_Natural Gas_Griddle_E5 | F3 | Commercial | Office (WA) | New | Food Preparation | Natural Gas | Griddle | E5 | System - kBTUs of Consumption | 0 | 0 | 0 | 0 | 0 | 0 | 0 | 0 | 0 | 0 | 0 | 0 | 0 | 0 | 0 | 0 | 0 | 0 | 0 | 0 | 0 | 0 | 0 | 0 | 0 | 0 | 0
F3_Commercial_Office (WA)_New_Food Preparation_Natural Gas_Griddle_E6 | F3 | Commercial | Office (WA) | New | Food Preparation | Natural Gas | Griddle | E6 | System - kBTUs of Consumption | 0 | 0 | 0 | 0 | 0 | 0 | 0 | 0 | 0 | 0 | 0 | 0 | 0 | 0 | 0 | 0 | 0 | 0 | 0 | 0 | 0 | 0 | 0 | 0 | 0 | 0 | 0
F3_Commercial_Office (WA)_New_Food Preparation_Natural Gas_Griddle_E7 | F3 | Commercial | Office (WA) | New | Food Preparation | Natural Gas | Griddle | E7 | System - kBTUs of Consumption | 0 | 0 | 0 | 0 | 0 | 0 | 0 | 0 | 0 | 0 | 0 | 0 | 0 | 0 | 0 | 0 | 0 | 0 | 0 | 0 | 0 | 0 | 0 | 0 | 0 | 0 | 0
F3_Commercial_Office (WA)_New_Food Preparation_Natural Gas_Griddle_E8 | F3 | Commercial | Office (WA) | New | Food Preparation | Natural Gas | Griddle | E8 | System - kBTUs of Consumption | 0 | 0 | 0 | 0 | 0 | 0 | 0 | 0 | 0 | 0 | 0 | 0 | 0 | 0 | 0 | 0 | 0 | 0 | 0 | 0 | 0 | 0 | 0 | 0 | 0 | 0 | 0
F3_Commercial_Office (WA)_New_Food Preparation_Natural Gas_Griddle_E9 | F3 | Commercial | Office (WA) | New | Food Preparation | Natural Gas | Griddle | E9 | System - kBTUs of Consumption | 0 | 0 | 0 | 0 | 0 | 0 | 0 | 0 | 0 | 0 | 0 | 0 | 0 | 0 | 0 | 0 | 0 | 0 | 0 | 0 | 0 | 0 | 0 | 0 | 0 | 0 | 0
F3_Commercial_Office (WA)_New_Food Preparation_Natural Gas_Griddle_E10 | F3 | Commercial | Office (WA) | New | Food Preparation | Natural Gas | Griddle | E10 | System - kBTUs of Consumption | 0 | 0 | 0 | 0 | 0 | 0 | 0 | 0 | 0 | 0 | 0 | 0 | 0 | 0 | 0 | 0 | 0 | 0 | 0 | 0 | 0 | 0 | 0 | 0 | 0 | 0 | 0
F4_Commercial_Office (WA)_New_Food Preparation_Natural Gas_Griddle_E1 | F4 | Commercial | Office (WA) | New | Food Preparation | Natural Gas | Griddle | E1 | Utility - Cost of Equipment | 0.00035481 | 0.00035481 | 0.00035481 | 0.00035481 | 0.00035481 | 0.00035481 | 0.00035481 | 0.00035481 | 0.00035481 | 0.00035481 | 0.00035481 | 0.00035481 | 0.00035481 | 0.00035481 | 0.00035481 | 0.00035481 | 0.00035481 | 0.00035481 | 0.00035481 | 0.00035481 | 0.00035481 | 0.00035481 | 0.00035481 | 0.00035481 | 0.00035481 | 0.00035481 | 0.00035481
F4_Commercial_Office (WA)_New_Food Preparation_Natural Gas_Griddle_E2 | F4 | Commercial | Office (WA) | New | Food Preparation | Natural Gas | Griddle | E2 | Utility - Cost of Equipment | 0.00037961 | 0.00037961 | 0.00037961 | 0.00037961 | 0.00037961 | 0.00037961 | 0.00037961 | 0.00037961 | 0.00037961 | 0.00037961 | 0.00037961 | 0.00037961 | 0.00037961 | 0.00037961 | 0.00037961 | 0.00037961 | 0.00037961 | 0.00037961 | 0.00037961 | 0.00037961 | 0.00037961 | 0.00037961 | 0.00037961 | 0.00037961 | 0.00037961 | 0.00037961 | 0.00037961
F4_Commercial_Office (WA)_New_Food Preparation_Natural Gas_Griddle_E3 | F4 | Commercial | Office (WA) | New | Food Preparation | Natural Gas | Griddle | E3 | Utility - Cost of Equipment | 0 | 0 | 0 | 0 | 0 | 0 | 0 | 0 | 0 | 0 | 0 | 0 | 0 | 0 | 0 | 0 | 0 | 0 | 0 | 0 | 0 | 0 | 0 | 0 | 0 | 0 | 0
F4_Commercial_Office (WA)_New_Food Preparation_Natural Gas_Griddle_E4 | F4 | Commercial | Office (WA) | New | Food Preparation | Natural Gas | Griddle | E4 | Utility - Cost of Equipment | 0 | 0 | 0 | 0 | 0 | 0 | 0 | 0 | 0 | 0 | 0 | 0 | 0 | 0 | 0 | 0 | 0 | 0 | 0 | 0 | 0 | 0 | 0 | 0 | 0 | 0 | 0
F4_Commercial_Office (WA)_New_Food Preparation_Natural Gas_Griddle_E5 | F4 | Commercial | Office (WA) | New | Food Preparation | Natural Gas | Griddle | E5 | Utility - Cost of Equipment | 0 | 0 | 0 | 0 | 0 | 0 | 0 | 0 | 0 | 0 | 0 | 0 | 0 | 0 | 0 | 0 | 0 | 0 | 0 | 0 | 0 | 0 | 0 | 0 | 0 | 0 | 0
F4_Commercial_Office (WA)_New_Food Preparation_Natural Gas_Griddle_E6 | F4 | Commercial | Office (WA) | New | Food Preparation | Natural Gas | Griddle | E6 | Utility - Cost of Equipment | 0 | 0 | 0 | 0 | 0 | 0 | 0 | 0 | 0 | 0 | 0 | 0 | 0 | 0 | 0 | 0 | 0 | 0 | 0 | 0 | 0 | 0 | 0 | 0 | 0 | 0 | 0
F4_Commercial_Office (WA)_New_Food Preparation_Natural Gas_Griddle_E7 | F4 | Commercial | Office (WA) | New | Food Preparation | Natural Gas | Griddle | E7 | Utility - Cost of Equipment | 0 | 0 | 0 | 0 | 0 | 0 | 0 | 0 | 0 | 0 | 0 | 0 | 0 | 0 | 0 | 0 | 0 | 0 | 0 | 0 | 0 | 0 | 0 | 0 | 0 | 0 | 0
F4_Commercial_Office (WA)_New_Food Preparation_Natural Gas_Griddle_E8 | F4 | Commercial | Office (WA) | New | Food Preparation | Natural Gas | Griddle | E8 | Utility - Cost of Equipment | 0 | 0 | 0 | 0 | 0 | 0 | 0 | 0 | 0 | 0 | 0 | 0 | 0 | 0 | 0 | 0 | 0 | 0 | 0 | 0 | 0 | 0 | 0 | 0 | 0 | 0 | 0
F4_Commercial_Office (WA)_New_Food Preparation_Natural Gas_Griddle_E9 | F4 | Commercial | Office (WA) | New | Food Preparation | Natural Gas | Griddle | E9 | Utility - Cost of Equipment | 0 | 0 | 0 | 0 | 0 | 0 | 0 | 0 | 0 | 0 | 0 | 0 | 0 | 0 | 0 | 0 | 0 | 0 | 0 | 0 | 0 | 0 | 0 | 0 | 0 | 0 | 0
F4_Commercial_Office (WA)_New_Food Preparation_Natural Gas_Griddle_E10 | F4 | Commercial | Office (WA) | New | Food Preparation | Natural Gas | Griddle | E10 | Utility - Cost of Equipment | 0 | 0 | 0 | 0 | 0 | 0 | 0 | 0 | 0 | 0 | 0 | 0 | 0 | 0 | 0 | 0 | 0 | 0 | 0 | 0 | 0 | 0 | 0 | 0 | 0 | 0 | 0
F5_Commercial_Office (WA)_New_Food Preparation_Natural Gas_Griddle_E1 | F5 | Commercial | Office (WA) | New | Food Preparation | Natural Gas | Griddle | E1 | Utility - Cost of Operation | 0.014134 | 0.014491 | 0.014913 | 0.015396 | 0.015943 | 0.016609 | 0.017294 | 0.017972 | 0.018625 | 0.019287 | 0.019814 | 0.020307 | 0.020838 | 0.021357 | 0.021821 | 0.022255 | 0.022645 | 0.023029 | 0.02344 | 0.023841 | 0.024252 | 0.02468 | 0.025113 | 0.025559 | 0.026013 | 0.026475 | 0.026945
F5_Commercial_Office (WA)_New_Food Preparation_Natural Gas_Griddle_E2 | F5 | Commercial | Office (WA) | New | Food Preparation | Natural Gas | Griddle | E2 | Utility - Cost of Operation | 0.012406 | 0.012718 | 0.013089 | 0.013513 | 0.013993 | 0.014577 | 0.015179 | 0.015774 | 0.016347 | 0.016928 | 0.017391 | 0.017824 | 0.018289 | 0.018745 | 0.019152 | 0.019533 | 0.019875 | 0.020213 | 0.020573 | 0.020925 | 0.021286 | 0.021662 | 0.022042 | 0.022433 | 0.022832 | 0.023237 | 0.02365
F5_Commercial_Office (WA)_New_Food Preparation_Natural Gas_Griddle_E3 | F5 | Commercial | Office (WA) | New | Food Preparation | Natural Gas | Griddle | E3 | Utility - Cost of Operation | 0 | 0 | 0 | 0 | 0 | 0 | 0 | 0 | 0 | 0 | 0 | 0 | 0 | 0 | 0 | 0 | 0 | 0 | 0 | 0 | 0 | 0 | 0 | 0 | 0 | 0 | 0
F5_Commercial_Office (WA)_New_Food Preparation_Natural Gas_Griddle_E4 | F5 | Commercial | Office (WA) | New | Food Preparation | Natural Gas | Griddle | E4 | Utility - Cost of Operation | 0 | 0 | 0 | 0 | 0 | 0 | 0 | 0 | 0 | 0 | 0 | 0 | 0 | 0 | 0 | 0 | 0 | 0 | 0 | 0 | 0 | 0 | 0 | 0 | 0 | 0 | 0
F5_Commercial_Office (WA)_New_Food Preparation_Natural Gas_Griddle_E5 | F5 | Commercial | Office (WA) | New | Food Preparation | Natural Gas | Griddle | E5 | Utility - Cost of Operation | 0 | 0 | 0 | 0 | 0 | 0 | 0 | 0 | 0 | 0 | 0 | 0 | 0 | 0 | 0 | 0 | 0 | 0 | 0 | 0 | 0 | 0 | 0 | 0 | 0 | 0 | 0
F5_Commercial_Office (WA)_New_Food Preparation_Natural Gas_Griddle_E6 | F5 | Commercial | Office (WA) | New | Food Preparation | Natural Gas | Griddle | E6 | Utility - Cost of Operation | 0 | 0 | 0 | 0 | 0 | 0 | 0 | 0 | 0 | 0 | 0 | 0 | 0 | 0 | 0 | 0 | 0 | 0 | 0 | 0 | 0 | 0 | 0 | 0 | 0 | 0 | 0
F5_Commercial_Office (WA)_New_Food Preparation_Natural Gas_Griddle_E7 | F5 | Commercial | Office (WA) | New | Food Preparation | Natural Gas | Griddle | E7 | Utility - Cost of Operation | 0 | 0 | 0 | 0 | 0 | 0 | 0 | 0 | 0 | 0 | 0 | 0 | 0 | 0 | 0 | 0 | 0 | 0 | 0 | 0 | 0 | 0 | 0 | 0 | 0 | 0 | 0
F5_Commercial_Office (WA)_New_Food Preparation_Natural Gas_Griddle_E8 | F5 | Commercial | Office (WA) | New | Food Preparation | Natural Gas | Griddle | E8 | Utility - Cost of Operation | 0 | 0 | 0 | 0 | 0 | 0 | 0 | 0 | 0 | 0 | 0 | 0 | 0 | 0 | 0 | 0 | 0 | 0 | 0 | 0 | 0 | 0 | 0 | 0 | 0 | 0 | 0
F5_Commercial_Office (WA)_New_Food Preparation_Natural Gas_Griddle_E9 | F5 | Commercial | Office (WA) | New | Food Preparation | Natural Gas | Griddle | E9 | Utility - Cost of Operation | 0 | 0 | 0 | 0 | 0 | 0 | 0 | 0 | 0 | 0 | 0 | 0 | 0 | 0 | 0 | 0 | 0 | 0 | 0 | 0 | 0 | 0 | 0 | 0 | 0 | 0 | 0
F5_Commercial_Office (WA)_New_Food Preparation_Natural Gas_Griddle_E10 | F5 | Commercial | Office (WA) | New | Food Preparation | Natural Gas | Griddle | E10 | Utility - Cost of Operation | 0 | 0 | 0 | 0 | 0 | 0 | 0 | 0 | 0 | 0 | 0 | 0 | 0 | 0 | 0 | 0 | 0 | 0 | 0 | 0 | 0 | 0 | 0 | 0 | 0 | 0 | 0
F6_Commercial_Office (WA)_New_Food Preparation_Natural Gas_Griddle_E1 | F6 | Commercial | Office (WA) | New | Food Preparation | Natural Gas | Griddle | E1 | Utility - Value of Sales | 0.016647 | 0.016962 | 0.017331 | 0.017761 | 0.018254 | 0.01887 | 0.019487 | 0.020072 | 0.020603 | 0.021117 | 0.021649 | 0.022133 | 0.022644 | 0.023128 | 0.023543 | 0.023919 | 0.024236 | 0.024539 | 0.024862 | 0.025163 | 0.025465 | 0.025914 | 0.026368 | 0.026837 | 0.027314 | 0.027799 | 0.028293
F6_Commercial_Office (WA)_New_Food Preparation_Natural Gas_Griddle_E2 | F6 | Commercial | Office (WA) | New | Food Preparation | Natural Gas | Griddle | E2 | Utility - Value of Sales | 0.014612 | 0.014888 | 0.015212 | 0.015589 | 0.016022 | 0.016562 | 0.017103 | 0.017618 | 0.018083 | 0.018534 | 0.019002 | 0.019427 | 0.019875 | 0.020299 | 0.020664 | 0.020994 | 0.021272 | 0.021538 | 0.021821 | 0.022086 | 0.022351 | 0.022745 | 0.023144 | 0.023555 | 0.023973 | 0.024399 | 0.024833
F6_Commercial_Office (WA)_New_Food Preparation_Natural Gas_Griddle_E3 | F6 | Commercial | Office (WA) | New | Food Preparation | Natural Gas | Griddle | E3 | Utility - Value of Sales | 0 | 0 | 0 | 0 | 0 | 0 | 0 | 0 | 0 | 0 | 0 | 0 | 0 | 0 | 0 | 0 | 0 | 0 | 0 | 0 | 0 | 0 | 0 | 0 | 0 | 0 | 0
F6_Commercial_Office (WA)_New_Food Preparation_Natural Gas_Griddle_E4 | F6 | Commercial | Office (WA) | New | Food Preparation | Natural Gas | Griddle | E4 | Utility - Value of Sales | 0 | 0 | 0 | 0 | 0 | 0 | 0 | 0 | 0 | 0 | 0 | 0 | 0 | 0 | 0 | 0 | 0 | 0 | 0 | 0 | 0 | 0 | 0 | 0 | 0 | 0 | 0
F6_Commercial_Office (WA)_New_Food Preparation_Natural Gas_Griddle_E5 | F6 | Commercial | Office (WA) | New | Food Preparation | Natural Gas | Griddle | E5 | Utility - Value of Sales | 0 | 0 | 0 | 0 | 0 | 0 | 0 | 0 | 0 | 0 | 0 | 0 | 0 | 0 | 0 | 0 | 0 | 0 | 0 | 0 | 0 | 0 | 0 | 0 | 0 | 0 | 0
F6_Commercial_Office (WA)_New_Food Preparation_Natural Gas_Griddle_E6 | F6 | Commercial | Office (WA) | New | Food Preparation | Natural Gas | Griddle | E6 | Utility - Value of Sales | 0 | 0 | 0 | 0 | 0 | 0 | 0 | 0 | 0 | 0 | 0 | 0 | 0 | 0 | 0 | 0 | 0 | 0 | 0 | 0 | 0 | 0 | 0 | 0 | 0 | 0 | 0
F6_Commercial_Office (WA)_New_Food Preparation_Natural Gas_Griddle_E7 | F6 | Commercial | Office (WA) | New | Food Preparation | Natural Gas | Griddle | E7 | Utility - Value of Sales | 0 | 0 | 0 | 0 | 0 | 0 | 0 | 0 | 0 | 0 | 0 | 0 | 0 | 0 | 0 | 0 | 0 | 0 | 0 | 0 | 0 | 0 | 0 | 0 | 0 | 0 | 0
F6_Commercial_Office (WA)_New_Food Preparation_Natural Gas_Griddle_E8 | F6 | Commercial | Office (WA) | New | Food Preparation | Natural Gas | Griddle | E8 | Utility - Value of Sales | 0 | 0 | 0 | 0 | 0 | 0 | 0 | 0 | 0 | 0 | 0 | 0 | 0 | 0 | 0 | 0 | 0 | 0 | 0 | 0 | 0 | 0 | 0 | 0 | 0 | 0 | 0
F6_Commercial_Office (WA)_New_Food Preparation_Natural Gas_Griddle_E9 | F6 | Commercial | Office (WA) | New | Food Preparation | Natural Gas | Griddle | E9 | Utility - Value of Sales | 0 | 0 | 0 | 0 | 0 | 0 | 0 | 0 | 0 | 0 | 0 | 0 | 0 | 0 | 0 | 0 | 0 | 0 | 0 | 0 | 0 | 0 | 0 | 0 | 0 | 0 | 0
F6_Commercial_Office (WA)_New_Food Preparation_Natural Gas_Griddle_E10 | F6 | Commercial | Office (WA) | New | Food Preparation | Natural Gas | Griddle | E10 | Utility - Value of Sales | 0 | 0 | 0 | 0 | 0 | 0 | 0 | 0 | 0 | 0 | 0 | 0 | 0 | 0 | 0 | 0 | 0 | 0 | 0 | 0 | 0 | 0 | 0 | 0 | 0 | 0 | 0
F1_Commercial_Office (WA)_New_Food Preparation_Natural Gas_Range_E1 | F1 | Commercial | Office (WA) | New | Food Preparation | Natural Gas | Range | E1 | RVT - Cost of Equipment | 0.00041347 | 0.00041347 | 0.00041347 | 0.00041347 | 0.00041347 | 0.00041347 | 0.00041347 | 0.00041347 | 0.00041347 | 0.00041347 | 0.00041347 | 0.00041347 | 0.00041347 | 0.00041347 | 0.00041347 | 0.00041347 | 0.00041347 | 0.00041347 | 0.00041347 | 0.00041347 | 0.00041347 | 0.00041347 | 0.00041347 | 0.00041347 | 0.00041347 | 0.00041347 | 0.00041347
F1_Commercial_Office (WA)_New_Food Preparation_Natural Gas_Range_E2 | F1 | Commercial | Office (WA) | New | Food Preparation | Natural Gas | Range | E2 | RVT - Cost of Equipment | 0.00045023 | 0.00045023 | 0.00045023 | 0.00045023 | 0.00045023 | 0.00045023 | 0.00045023 | 0.00045023 | 0.00045023 | 0.00045023 | 0.00045023 | 0.00045023 | 0.00045023 | 0.00045023 | 0.00045023 | 0.00045023 | 0.00045023 | 0.00045023 | 0.00045023 | 0.00045023 | 0.00045023 | 0.00045023 | 0.00045023 | 0.00045023 | 0.00045023 | 0.00045023 | 0.00045023
F1_Commercial_Office (WA)_New_Food Preparation_Natural Gas_Range_E3 | F1 | Commercial | Office (WA) | New | Food Preparation | Natural Gas | Range | E3 | RVT - Cost of Equipment | 0 | 0 | 0 | 0 | 0 | 0 | 0 | 0 | 0 | 0 | 0 | 0 | 0 | 0 | 0 | 0 | 0 | 0 | 0 | 0 | 0 | 0 | 0 | 0 | 0 | 0 | 0
F1_Commercial_Office (WA)_New_Food Preparation_Natural Gas_Range_E4 | F1 | Commercial | Office (WA) | New | Food Preparation | Natural Gas | Range | E4 | RVT - Cost of Equipment | 0 | 0 | 0 | 0 | 0 | 0 | 0 | 0 | 0 | 0 | 0 | 0 | 0 | 0 | 0 | 0 | 0 | 0 | 0 | 0 | 0 | 0 | 0 | 0 | 0 | 0 | 0
F1_Commercial_Office (WA)_New_Food Preparation_Natural Gas_Range_E5 | F1 | Commercial | Office (WA) | New | Food Preparation | Natural Gas | Range | E5 | RVT - Cost of Equipment | 0 | 0 | 0 | 0 | 0 | 0 | 0 | 0 | 0 | 0 | 0 | 0 | 0 | 0 | 0 | 0 | 0 | 0 | 0 | 0 | 0 | 0 | 0 | 0 | 0 | 0 | 0
F1_Commercial_Office (WA)_New_Food Preparation_Natural Gas_Range_E6 | F1 | Commercial | Office (WA) | New | Food Preparation | Natural Gas | Range | E6 | RVT - Cost of Equipment | 0 | 0 | 0 | 0 | 0 | 0 | 0 | 0 | 0 | 0 | 0 | 0 | 0 | 0 | 0 | 0 | 0 | 0 | 0 | 0 | 0 | 0 | 0 | 0 | 0 | 0 | 0
F1_Commercial_Office (WA)_New_Food Preparation_Natural Gas_Range_E7 | F1 | Commercial | Office (WA) | New | Food Preparation | Natural Gas | Range | E7 | RVT - Cost of Equipment | 0 | 0 | 0 | 0 | 0 | 0 | 0 | 0 | 0 | 0 | 0 | 0 | 0 | 0 | 0 | 0 | 0 | 0 | 0 | 0 | 0 | 0 | 0 | 0 | 0 | 0 | 0
F1_Commercial_Office (WA)_New_Food Preparation_Natural Gas_Range_E8 | F1 | Commercial | Office (WA) | New | Food Preparation | Natural Gas | Range | E8 | RVT - Cost of Equipment | 0 | 0 | 0 | 0 | 0 | 0 | 0 | 0 | 0 | 0 | 0 | 0 | 0 | 0 | 0 | 0 | 0 | 0 | 0 | 0 | 0 | 0 | 0 | 0 | 0 | 0 | 0
F1_Commercial_Office (WA)_New_Food Preparation_Natural Gas_Range_E9 | F1 | Commercial | Office (WA) | New | Food Preparation | Natural Gas | Range | E9 | RVT - Cost of Equipment | 0 | 0 | 0 | 0 | 0 | 0 | 0 | 0 | 0 | 0 | 0 | 0 | 0 | 0 | 0 | 0 | 0 | 0 | 0 | 0 | 0 | 0 | 0 | 0 | 0 | 0 | 0
F1_Commercial_Office (WA)_New_Food Preparation_Natural Gas_Range_E10 | F1 | Commercial | Office (WA) | New | Food Preparation | Natural Gas | Range | E10 | RVT - Cost of Equipment | 0 | 0 | 0 | 0 | 0 | 0 | 0 | 0 | 0 | 0 | 0 | 0 | 0 | 0 | 0 | 0 | 0 | 0 | 0 | 0 | 0 | 0 | 0 | 0 | 0 | 0 | 0
F2_Commercial_Office (WA)_New_Food Preparation_Natural Gas_Range_E1 | F2 | Commercial | Office (WA) | New | Food Preparation | Natural Gas | Range | E1 | RVT - Cost of Operation | 0.022145 | 0.022514 | 0.022963 | 0.023509 | 0.024159 | 0.025017 | 0.025898 | 0.02675 | 0.027534 | 0.028287 | 0.029061 | 0.029752 | 0.030473 | 0.031139 | 0.0317 | 0.032197 | 0.032605 | 0.032989 | 0.033402 | 0.03378 | 0.034158 | 0.034761 | 0.035369 | 0.035997 | 0.036637 | 0.037287 | 0.03795
F2_Commercial_Office (WA)_New_Food Preparation_Natural Gas_Range_E2 | F2 | Commercial | Office (WA) | New | Food Preparation | Natural Gas | Range | E2 | RVT - Cost of Operation | 0.011073 | 0.011257 | 0.011482 | 0.011755 | 0.012079 | 0.012509 | 0.012949 | 0.013375 | 0.013767 | 0.014144 | 0.01453 | 0.014876 | 0.015236 | 0.015569 | 0.01585 | 0.016099 | 0.016303 | 0.016495 | 0.016701 | 0.01689 | 0.017079 | 0.01738 | 0.017684 | 0.017998 | 0.018318 | 0.018644 | 0.018975
F2_Commercial_Office (WA)_New_Food Preparation_Natural Gas_Range_E3 | F2 | Commercial | Office (WA) | New | Food Preparation | Natural Gas | Range | E3 | RVT - Cost of Operation | 0 | 0 | 0 | 0 | 0 | 0 | 0 | 0 | 0 | 0 | 0 | 0 | 0 | 0 | 0 | 0 | 0 | 0 | 0 | 0 | 0 | 0 | 0 | 0 | 0 | 0 | 0
F2_Commercial_Office (WA)_New_Food Preparation_Natural Gas_Range_E4 | F2 | Commercial | Office (WA) | New | Food Preparation | Natural Gas | Range | E4 | RVT - Cost of Operation | 0 | 0 | 0 | 0 | 0 | 0 | 0 | 0 | 0 | 0 | 0 | 0 | 0 | 0 | 0 | 0 | 0 | 0 | 0 | 0 | 0 | 0 | 0 | 0 | 0 | 0 | 0
F2_Commercial_Office (WA)_New_Food Preparation_Natural Gas_Range_E5 | F2 | Commercial | Office (WA) | New | Food Preparation | Natural Gas | Range | E5 | RVT - Cost of Operation | 0 | 0 | 0 | 0 | 0 | 0 | 0 | 0 | 0 | 0 | 0 | 0 | 0 | 0 | 0 | 0 | 0 | 0 | 0 | 0 | 0 | 0 | 0 | 0 | 0 | 0 | 0
F2_Commercial_Office (WA)_New_Food Preparation_Natural Gas_Range_E6 | F2 | Commercial | Office (WA) | New | Food Preparation | Natural Gas | Range | E6 | RVT - Cost of Operation | 0 | 0 | 0 | 0 | 0 | 0 | 0 | 0 | 0 | 0 | 0 | 0 | 0 | 0 | 0 | 0 | 0 | 0 | 0 | 0 | 0 | 0 | 0 | 0 | 0 | 0 | 0
F2_Commercial_Office (WA)_New_Food Preparation_Natural Gas_Range_E7 | F2 | Commercial | Office (WA) | New | Food Preparation | Natural Gas | Range | E7 | RVT - Cost of Operation | 0 | 0 | 0 | 0 | 0 | 0 | 0 | 0 | 0 | 0 | 0 | 0 | 0 | 0 | 0 | 0 | 0 | 0 | 0 | 0 | 0 | 0 | 0 | 0 | 0 | 0 | 0
F2_Commercial_Office (WA)_New_Food Preparation_Natural Gas_Range_E8 | F2 | Commercial | Office (WA) | New | Food Preparation | Natural Gas | Range | E8 | RVT - Cost of Operation | 0 | 0 | 0 | 0 | 0 | 0 | 0 | 0 | 0 | 0 | 0 | 0 | 0 | 0 | 0 | 0 | 0 | 0 | 0 | 0 | 0 | 0 | 0 | 0 | 0 | 0 | 0
F2_Commercial_Office (WA)_New_Food Preparation_Natural Gas_Range_E9 | F2 | Commercial | Office (WA) | New | Food Preparation | Natural Gas | Range | E9 | RVT - Cost of Operation | 0 | 0 | 0 | 0 | 0 | 0 | 0 | 0 | 0 | 0 | 0 | 0 | 0 | 0 | 0 | 0 | 0 | 0 | 0 | 0 | 0 | 0 | 0 | 0 | 0 | 0 | 0
F2_Commercial_Office (WA)_New_Food Preparation_Natural Gas_Range_E10 | F2 | Commercial | Office (WA) | New | Food Preparation | Natural Gas | Range | E10 | RVT - Cost of Operation | 0 | 0 | 0 | 0 | 0 | 0 | 0 | 0 | 0 | 0 | 0 | 0 | 0 | 0 | 0 | 0 | 0 | 0 | 0 | 0 | 0 | 0 | 0 | 0 | 0 | 0 | 0
F3_Commercial_Office (WA)_New_Food Preparation_Natural Gas_Range_E1 | F3 | Commercial | Office (WA) | New | Food Preparation | Natural Gas | Range | E1 | System - kBTUs of Consumption | 5.3678 | 5.3678 | 5.3678 | 5.3678 | 5.3678 | 5.3678 | 5.3678 | 5.3678 | 5.3678 | 5.3678 | 5.3678 | 5.3678 | 5.3678 | 5.3678 | 5.3678 | 5.3678 | 5.3678 | 5.3678 | 5.3678 | 5.3678 | 5.3678 | 5.3678 | 5.3678 | 5.3678 | 5.3678 | 5.3678 | 5.3678
F3_Commercial_Office (WA)_New_Food Preparation_Natural Gas_Range_E2 | F3 | Commercial | Office (WA) | New | Food Preparation | Natural Gas | Range | E2 | System - kBTUs of Consumption | 2.6839 | 2.6839 | 2.6839 | 2.6839 | 2.6839 | 2.6839 | 2.6839 | 2.6839 | 2.6839 | 2.6839 | 2.6839 | 2.6839 | 2.6839 | 2.6839 | 2.6839 | 2.6839 | 2.6839 | 2.6839 | 2.6839 | 2.6839 | 2.6839 | 2.6839 | 2.6839 | 2.6839 | 2.6839 | 2.6839 | 2.6839
F3_Commercial_Office (WA)_New_Food Preparation_Natural Gas_Range_E3 | F3 | Commercial | Office (WA) | New | Food Preparation | Natural Gas | Range | E3 | System - kBTUs of Consumption | 0 | 0 | 0 | 0 | 0 | 0 | 0 | 0 | 0 | 0 | 0 | 0 | 0 | 0 | 0 | 0 | 0 | 0 | 0 | 0 | 0 | 0 | 0 | 0 | 0 | 0 | 0
F3_Commercial_Office (WA)_New_Food Preparation_Natural Gas_Range_E4 | F3 | Commercial | Office (WA) | New | Food Preparation | Natural Gas | Range | E4 | System - kBTUs of Consumption | 0 | 0 | 0 | 0 | 0 | 0 | 0 | 0 | 0 | 0 | 0 | 0 | 0 | 0 | 0 | 0 | 0 | 0 | 0 | 0 | 0 | 0 | 0 | 0 | 0 | 0 | 0
F3_Commercial_Office (WA)_New_Food Preparation_Natural Gas_Range_E5 | F3 | Commercial | Office (WA) | New | Food Preparation | Natural Gas | Range | E5 | System - kBTUs of Consumption | 0 | 0 | 0 | 0 | 0 | 0 | 0 | 0 | 0 | 0 | 0 | 0 | 0 | 0 | 0 | 0 | 0 | 0 | 0 | 0 | 0 | 0 | 0 | 0 | 0 | 0 | 0
F3_Commercial_Office (WA)_New_Food Preparation_Natural Gas_Range_E6 | F3 | Commercial | Office (WA) | New | Food Preparation | Natural Gas | Range | E6 | System - kBTUs of Consumption | 0 | 0 | 0 | 0 | 0 | 0 | 0 | 0 | 0 | 0 | 0 | 0 | 0 | 0 | 0 | 0 | 0 | 0 | 0 | 0 | 0 | 0 | 0 | 0 | 0 | 0 | 0
F3_Commercial_Office (WA)_New_Food Preparation_Natural Gas_Range_E7 | F3 | Commercial | Office (WA) | New | Food Preparation | Natural Gas | Range | E7 | System - kBTUs of Consumption | 0 | 0 | 0 | 0 | 0 | 0 | 0 | 0 | 0 | 0 | 0 | 0 | 0 | 0 | 0 | 0 | 0 | 0 | 0 | 0 | 0 | 0 | 0 | 0 | 0 | 0 | 0
F3_Commercial_Office (WA)_New_Food Preparation_Natural Gas_Range_E8 | F3 | Commercial | Office (WA) | New | Food Preparation | Natural Gas | Range | E8 | System - kBTUs of Consumption | 0 | 0 | 0 | 0 | 0 | 0 | 0 | 0 | 0 | 0 | 0 | 0 | 0 | 0 | 0 | 0 | 0 | 0 | 0 | 0 | 0 | 0 | 0 | 0 | 0 | 0 | 0
F3_Commercial_Office (WA)_New_Food Preparation_Natural Gas_Range_E9 | F3 | Commercial | Office (WA) | New | Food Preparation | Natural Gas | Range | E9 | System - kBTUs of Consumption | 0 | 0 | 0 | 0 | 0 | 0 | 0 | 0 | 0 | 0 | 0 | 0 | 0 | 0 | 0 | 0 | 0 | 0 | 0 | 0 | 0 | 0 | 0 | 0 | 0 | 0 | 0
F3_Commercial_Office (WA)_New_Food Preparation_Natural Gas_Range_E10 | F3 | Commercial | Office (WA) | New | Food Preparation | Natural Gas | Range | E10 | System - kBTUs of Consumption | 0 | 0 | 0 | 0 | 0 | 0 | 0 | 0 | 0 | 0 | 0 | 0 | 0 | 0 | 0 | 0 | 0 | 0 | 0 | 0 | 0 | 0 | 0 | 0 | 0 | 0 | 0
F4_Commercial_Office (WA)_New_Food Preparation_Natural Gas_Range_E1 | F4 | Commercial | Office (WA) | New | Food Preparation | Natural Gas | Range | E1 | Utility - Cost of Equipment | 0.00041347 | 0.00041347 | 0.00041347 | 0.00041347 | 0.00041347 | 0.00041347 | 0.00041347 | 0.00041347 | 0.00041347 | 0.00041347 | 0.00041347 | 0.00041347 | 0.00041347 | 0.00041347 | 0.00041347 | 0.00041347 | 0.00041347 | 0.00041347 | 0.00041347 | 0.00041347 | 0.00041347 | 0.00041347 | 0.00041347 | 0.00041347 | 0.00041347 | 0.00041347 | 0.00041347
F4_Commercial_Office (WA)_New_Food Preparation_Natural Gas_Range_E2 | F4 | Commercial | Office (WA) | New | Food Preparation | Natural Gas | Range | E2 | Utility - Cost of Equipment | 0.00045023 | 0.00045023 | 0.00045023 | 0.00045023 | 0.00045023 | 0.00045023 | 0.00045023 | 0.00045023 | 0.00045023 | 0.00045023 | 0.00045023 | 0.00045023 | 0.00045023 | 0.00045023 | 0.00045023 | 0.00045023 | 0.00045023 | 0.00045023 | 0.00045023 | 0.00045023 | 0.00045023 | 0.00045023 | 0.00045023 | 0.00045023 | 0.00045023 | 0.00045023 | 0.00045023
F4_Commercial_Office (WA)_New_Food Preparation_Natural Gas_Range_E3 | F4 | Commercial | Office (WA) | New | Food Preparation | Natural Gas | Range | E3 | Utility - Cost of Equipment | 0 | 0 | 0 | 0 | 0 | 0 | 0 | 0 | 0 | 0 | 0 | 0 | 0 | 0 | 0 | 0 | 0 | 0 | 0 | 0 | 0 | 0 | 0 | 0 | 0 | 0 | 0
F4_Commercial_Office (WA)_New_Food Preparation_Natural Gas_Range_E4 | F4 | Commercial | Office (WA) | New | Food Preparation | Natural Gas | Range | E4 | Utility - Cost of Equipment | 0 | 0 | 0 | 0 | 0 | 0 | 0 | 0 | 0 | 0 | 0 | 0 | 0 | 0 | 0 | 0 | 0 | 0 | 0 | 0 | 0 | 0 | 0 | 0 | 0 | 0 | 0
F4_Commercial_Office (WA)_New_Food Preparation_Natural Gas_Range_E5 | F4 | Commercial | Office (WA) | New | Food Preparation | Natural Gas | Range | E5 | Utility - Cost of Equipment | 0 | 0 | 0 | 0 | 0 | 0 | 0 | 0 | 0 | 0 | 0 | 0 | 0 | 0 | 0 | 0 | 0 | 0 | 0 | 0 | 0 | 0 | 0 | 0 | 0 | 0 | 0
F4_Commercial_Office (WA)_New_Food Preparation_Natural Gas_Range_E6 | F4 | Commercial | Office (WA) | New | Food Preparation | Natural Gas | Range | E6 | Utility - Cost of Equipment | 0 | 0 | 0 | 0 | 0 | 0 | 0 | 0 | 0 | 0 | 0 | 0 | 0 | 0 | 0 | 0 | 0 | 0 | 0 | 0 | 0 | 0 | 0 | 0 | 0 | 0 | 0
F4_Commercial_Office (WA)_New_Food Preparation_Natural Gas_Range_E7 | F4 | Commercial | Office (WA) | New | Food Preparation | Natural Gas | Range | E7 | Utility - Cost of Equipment | 0 | 0 | 0 | 0 | 0 | 0 | 0 | 0 | 0 | 0 | 0 | 0 | 0 | 0 | 0 | 0 | 0 | 0 | 0 | 0 | 0 | 0 | 0 | 0 | 0 | 0 | 0
F4_Commercial_Office (WA)_New_Food Preparation_Natural Gas_Range_E8 | F4 | Commercial | Office (WA) | New | Food Preparation | Natural Gas | Range | E8 | Utility - Cost of Equipment | 0 | 0 | 0 | 0 | 0 | 0 | 0 | 0 | 0 | 0 | 0 | 0 | 0 | 0 | 0 | 0 | 0 | 0 | 0 | 0 | 0 | 0 | 0 | 0 | 0 | 0 | 0
F4_Commercial_Office (WA)_New_Food Preparation_Natural Gas_Range_E9 | F4 | Commercial | Office (WA) | New | Food Preparation | Natural Gas | Range | E9 | Utility - Cost of Equipment | 0 | 0 | 0 | 0 | 0 | 0 | 0 | 0 | 0 | 0 | 0 | 0 | 0 | 0 | 0 | 0 | 0 | 0 | 0 | 0 | 0 | 0 | 0 | 0 | 0 | 0 | 0
F4_Commercial_Office (WA)_New_Food Preparation_Natural Gas_Range_E10 | F4 | Commercial | Office (WA) | New | Food Preparation | Natural Gas | Range | E10 | Utility - Cost of Equipment | 0 | 0 | 0 | 0 | 0 | 0 | 0 | 0 | 0 | 0 | 0 | 0 | 0 | 0 | 0 | 0 | 0 | 0 | 0 | 0 | 0 | 0 | 0 | 0 | 0 | 0 | 0
F5_Commercial_Office (WA)_New_Food Preparation_Natural Gas_Range_E1 | F5 | Commercial | Office (WA) | New | Food Preparation | Natural Gas | Range | E1 | Utility - Cost of Operation | 0.018616 | 0.019046 | 0.019586 | 0.020224 | 0.020966 | 0.021901 | 0.022875 | 0.023847 | 0.024783 | 0.025733 | 0.026475 | 0.027164 | 0.027907 | 0.028632 | 0.02927 | 0.029862 | 0.030383 | 0.030896 | 0.031447 | 0.031982 | 0.032532 | 0.033105 | 0.033684 | 0.034283 | 0.034892 | 0.035512 | 0.036143
F5_Commercial_Office (WA)_New_Food Preparation_Natural Gas_Range_E2 | F5 | Commercial | Office (WA) | New | Food Preparation | Natural Gas | Range | E2 | Utility - Cost of Operation | 0.009308 | 0.0095229 | 0.0097932 | 0.010112 | 0.010483 | 0.010951 | 0.011438 | 0.011923 | 0.012392 | 0.012867 | 0.013237 | 0.013582 | 0.013954 | 0.014316 | 0.014635 | 0.014931 | 0.015192 | 0.015448 | 0.015724 | 0.015991 | 0.016266 | 0.016553 | 0.016842 | 0.017141 | 0.017446 | 0.017756 | 0.018071
F5_Commercial_Office (WA)_New_Food Preparation_Natural Gas_Range_E3 | F5 | Commercial | Office (WA) | New | Food Preparation | Natural Gas | Range | E3 | Utility - Cost of Operation | 0 | 0 | 0 | 0 | 0 | 0 | 0 | 0 | 0 | 0 | 0 | 0 | 0 | 0 | 0 | 0 | 0 | 0 | 0 | 0 | 0 | 0 | 0 | 0 | 0 | 0 | 0
F5_Commercial_Office (WA)_New_Food Preparation_Natural Gas_Range_E4 | F5 | Commercial | Office (WA) | New | Food Preparation | Natural Gas | Range | E4 | Utility - Cost of Operation | 0 | 0 | 0 | 0 | 0 | 0 | 0 | 0 | 0 | 0 | 0 | 0 | 0 | 0 | 0 | 0 | 0 | 0 | 0 | 0 | 0 | 0 | 0 | 0 | 0 | 0 | 0
F5_Commercial_Office (WA)_New_Food Preparation_Natural Gas_Range_E5 | F5 | Commercial | Office (WA) | New | Food Preparation | Natural Gas | Range | E5 | Utility - Cost of Operation | 0 | 0 | 0 | 0 | 0 | 0 | 0 | 0 | 0 | 0 | 0 | 0 | 0 | 0 | 0 | 0 | 0 | 0 | 0 | 0 | 0 | 0 | 0 | 0 | 0 | 0 | 0
F5_Commercial_Office (WA)_New_Food Preparation_Natural Gas_Range_E6 | F5 | Commercial | Office (WA) | New | Food Preparation | Natural Gas | Range | E6 | Utility - Cost of Operation | 0 | 0 | 0 | 0 | 0 | 0 | 0 | 0 | 0 | 0 | 0 | 0 | 0 | 0 | 0 | 0 | 0 | 0 | 0 | 0 | 0 | 0 | 0 | 0 | 0 | 0 | 0
F5_Commercial_Office (WA)_New_Food Preparation_Natural Gas_Range_E7 | F5 | Commercial | Office (WA) | New | Food Preparation | Natural Gas | Range | E7 | Utility - Cost of Operation | 0 | 0 | 0 | 0 | 0 | 0 | 0 | 0 | 0 | 0 | 0 | 0 | 0 | 0 | 0 | 0 | 0 | 0 | 0 | 0 | 0 | 0 | 0 | 0 | 0 | 0 | 0
F5_Commercial_Office (WA)_New_Food Preparation_Natural Gas_Range_E8 | F5 | Commercial | Office (WA) | New | Food Preparation | Natural Gas | Range | E8 | Utility - Cost of Operation | 0 | 0 | 0 | 0 | 0 | 0 | 0 | 0 | 0 | 0 | 0 | 0 | 0 | 0 | 0 | 0 | 0 | 0 | 0 | 0 | 0 | 0 | 0 | 0 | 0 | 0 | 0
F5_Commercial_Office (WA)_New_Food Preparation_Natural Gas_Range_E9 | F5 | Commercial | Office (WA) | New | Food Preparation | Natural Gas | Range | E9 | Utility - Cost of Operation | 0 | 0 | 0 | 0 | 0 | 0 | 0 | 0 | 0 | 0 | 0 | 0 | 0 | 0 | 0 | 0 | 0 | 0 | 0 | 0 | 0 | 0 | 0 | 0 | 0 | 0 | 0
F5_Commercial_Office (WA)_New_Food Preparation_Natural Gas_Range_E10 | F5 | Commercial | Office (WA) | New | Food Preparation | Natural Gas | Range | E10 | Utility - Cost of Operation | 0 | 0 | 0 | 0 | 0 | 0 | 0 | 0 | 0 | 0 | 0 | 0 | 0 | 0 | 0 | 0 | 0 | 0 | 0 | 0 | 0 | 0 | 0 | 0 | 0 | 0 | 0
F6_Commercial_Office (WA)_New_Food Preparation_Natural Gas_Range_E1 | F6 | Commercial | Office (WA) | New | Food Preparation | Natural Gas | Range | E1 | Utility - Value of Sales | 0.022145 | 0.022514 | 0.022963 | 0.023509 | 0.024159 | 0.025017 | 0.025898 | 0.02675 | 0.027534 | 0.028287 | 0.029061 | 0.029752 | 0.030473 | 0.031139 | 0.0317 | 0.032197 | 0.032605 | 0.032989 | 0.033402 | 0.03378 | 0.034158 | 0.034761 | 0.035369 | 0.035997 | 0.036637 | 0.037287 | 0.03795
F6_Commercial_Office (WA)_New_Food Preparation_Natural Gas_Range_E2 | F6 | Commercial | Office (WA) | New | Food Preparation | Natural Gas | Range | E2 | Utility - Value of Sales | 0.011073 | 0.011257 | 0.011482 | 0.011755 | 0.012079 | 0.012509 | 0.012949 | 0.013375 | 0.013767 | 0.014144 | 0.01453 | 0.014876 | 0.015236 | 0.015569 | 0.01585 | 0.016099 | 0.016303 | 0.016495 | 0.016701 | 0.01689 | 0.017079 | 0.01738 | 0.017684 | 0.017998 | 0.018318 | 0.018644 | 0.018975
F6_Commercial_Office (WA)_New_Food Preparation_Natural Gas_Range_E3 | F6 | Commercial | Office (WA) | New | Food Preparation | Natural Gas | Range | E3 | Utility - Value of Sales | 0 | 0 | 0 | 0 | 0 | 0 | 0 | 0 | 0 | 0 | 0 | 0 | 0 | 0 | 0 | 0 | 0 | 0 | 0 | 0 | 0 | 0 | 0 | 0 | 0 | 0 | 0
F6_Commercial_Office (WA)_New_Food Preparation_Natural Gas_Range_E4 | F6 | Commercial | Office (WA) | New | Food Preparation | Natural Gas | Range | E4 | Utility - Value of Sales | 0 | 0 | 0 | 0 | 0 | 0 | 0 | 0 | 0 | 0 | 0 | 0 | 0 | 0 | 0 | 0 | 0 | 0 | 0 | 0 | 0 | 0 | 0 | 0 | 0 | 0 | 0
F6_Commercial_Office (WA)_New_Food Preparation_Natural Gas_Range_E5 | F6 | Commercial | Office (WA) | New | Food Preparation | Natural Gas | Range | E5 | Utility - Value of Sales | 0 | 0 | 0 | 0 | 0 | 0 | 0 | 0 | 0 | 0 | 0 | 0 | 0 | 0 | 0 | 0 | 0 | 0 | 0 | 0 | 0 | 0 | 0 | 0 | 0 | 0 | 0
F6_Commercial_Office (WA)_New_Food Preparation_Natural Gas_Range_E6 | F6 | Commercial | Office (WA) | New | Food Preparation | Natural Gas | Range | E6 | Utility - Value of Sales | 0 | 0 | 0 | 0 | 0 | 0 | 0 | 0 | 0 | 0 | 0 | 0 | 0 | 0 | 0 | 0 | 0 | 0 | 0 | 0 | 0 | 0 | 0 | 0 | 0 | 0 | 0
F6_Commercial_Office (WA)_New_Food Preparation_Natural Gas_Range_E7 | F6 | Commercial | Office (WA) | New | Food Preparation | Natural Gas | Range | E7 | Utility - Value of Sales | 0 | 0 | 0 | 0 | 0 | 0 | 0 | 0 | 0 | 0 | 0 | 0 | 0 | 0 | 0 | 0 | 0 | 0 | 0 | 0 | 0 | 0 | 0 | 0 | 0 | 0 | 0
F6_Commercial_Office (WA)_New_Food Preparation_Natural Gas_Range_E8 | F6 | Commercial | Office (WA) | New | Food Preparation | Natural Gas | Range | E8 | Utility - Value of Sales | 0 | 0 | 0 | 0 | 0 | 0 | 0 | 0 | 0 | 0 | 0 | 0 | 0 | 0 | 0 | 0 | 0 | 0 | 0 | 0 | 0 | 0 | 0 | 0 | 0 | 0 | 0
F6_Commercial_Office (WA)_New_Food Preparation_Natural Gas_Range_E9 | F6 | Commercial | Office (WA) | New | Food Preparation | Natural Gas | Range | E9 | Utility - Value of Sales | 0 | 0 | 0 | 0 | 0 | 0 | 0 | 0 | 0 | 0 | 0 | 0 | 0 | 0 | 0 | 0 | 0 | 0 | 0 | 0 | 0 | 0 | 0 | 0 | 0 | 0 | 0
F6_Commercial_Office (WA)_New_Food Preparation_Natural Gas_Range_E10 | F6 | Commercial | Office (WA) | New | Food Preparation | Natural Gas | Range | E10 | Utility - Value of Sales | 0 | 0 | 0 | 0 | 0 | 0 | 0 | 0 | 0 | 0 | 0 | 0 | 0 | 0 | 0 | 0 | 0 | 0 | 0 | 0 | 0 | 0 | 0 | 0 | 0 | 0 | 0
F1_Commercial_Office (WA)_New_Food Preparation_Natural Gas_Steamer_E1 | F1 | Commercial | Office (WA) | New | Food Preparation | Natural Gas | Steamer | E1 | RVT - Cost of Equipment | 0.10483 | 0.10483 | 0.10483 | 0.10483 | 0.10483 | 0.10483 | 0.10483 | 0.10483 | 0.10483 | 0.10483 | 0.10483 | 0.10483 | 0.10483 | 0.10483 | 0.10483 | 0.10483 | 0.10483 | 0.10483 | 0.10483 | 0.10483 | 0.10483 | 0.10483 | 0.10483 | 0.10483 | 0.10483 | 0.10483 | 0.10483
F1_Commercial_Office (WA)_New_Food Preparation_Natural Gas_Steamer_E2 | F1 | Commercial | Office (WA) | New | Food Preparation | Natural Gas | Steamer | E2 | RVT - Cost of Equipment | 0.11264 | 0.11264 | 0.11264 | 0.11264 | 0.11264 | 0.11264 | 0.11264 | 0.11264 | 0.11264 | 0.11264 | 0.11264 | 0.11264 | 0.11264 | 0.11264 | 0.11264 | 0.11264 | 0.11264 | 0.11264 | 0.11264 | 0.11264 | 0.11264 | 0.11264 | 0.11264 | 0.11264 | 0.11264 | 0.11264 | 0.11264
F1_Commercial_Office (WA)_New_Food Preparation_Natural Gas_Steamer_E3 | F1 | Commercial | Office (WA) | New | Food Preparation | Natural Gas | Steamer | E3 | RVT - Cost of Equipment | 0 | 0 | 0 | 0 | 0 | 0 | 0 | 0 | 0 | 0 | 0 | 0 | 0 | 0 | 0 | 0 | 0 | 0 | 0 | 0 | 0 | 0 | 0 | 0 | 0 | 0 | 0
F1_Commercial_Office (WA)_New_Food Preparation_Natural Gas_Steamer_E4 | F1 | Commercial | Office (WA) | New | Food Preparation | Natural Gas | Steamer | E4 | RVT - Cost of Equipment | 0 | 0 | 0 | 0 | 0 | 0 | 0 | 0 | 0 | 0 | 0 | 0 | 0 | 0 | 0 | 0 | 0 | 0 | 0 | 0 | 0 | 0 | 0 | 0 | 0 | 0 | 0
F1_Commercial_Office (WA)_New_Food Preparation_Natural Gas_Steamer_E5 | F1 | Commercial | Office (WA) | New | Food Preparation | Natural Gas | Steamer | E5 | RVT - Cost of Equipment | 0 | 0 | 0 | 0 | 0 | 0 | 0 | 0 | 0 | 0 | 0 | 0 | 0 | 0 | 0 | 0 | 0 | 0 | 0 | 0 | 0 | 0 | 0 | 0 | 0 | 0 | 0
F1_Commercial_Office (WA)_New_Food Preparation_Natural Gas_Steamer_E6 | F1 | Commercial | Office (WA) | New | Food Preparation | Natural Gas | Steamer | E6 | RVT - Cost of Equipment | 0 | 0 | 0 | 0 | 0 | 0 | 0 | 0 | 0 | 0 | 0 | 0 | 0 | 0 | 0 | 0 | 0 | 0 | 0 | 0 | 0 | 0 | 0 | 0 | 0 | 0 | 0
F1_Commercial_Office (WA)_New_Food Preparation_Natural Gas_Steamer_E7 | F1 | Commercial | Office (WA) | New | Food Preparation | Natural Gas | Steamer | E7 | RVT - Cost of Equipment | 0 | 0 | 0 | 0 | 0 | 0 | 0 | 0 | 0 | 0 | 0 | 0 | 0 | 0 | 0 | 0 | 0 | 0 | 0 | 0 | 0 | 0 | 0 | 0 | 0 | 0 | 0
F1_Commercial_Office (WA)_New_Food Preparation_Natural Gas_Steamer_E8 | F1 | Commercial | Office (WA) | New | Food Preparation | Natural Gas | Steamer | E8 | RVT - Cost of Equipment | 0 | 0 | 0 | 0 | 0 | 0 | 0 | 0 | 0 | 0 | 0 | 0 | 0 | 0 | 0 | 0 | 0 | 0 | 0 | 0 | 0 | 0 | 0 | 0 | 0 | 0 | 0
F1_Commercial_Office (WA)_New_Food Preparation_Natural Gas_Steamer_E9 | F1 | Commercial | Office (WA) | New | Food Preparation | Natural Gas | Steamer | E9 | RVT - Cost of Equipment | 0 | 0 | 0 | 0 | 0 | 0 | 0 | 0 | 0 | 0 | 0 | 0 | 0 | 0 | 0 | 0 | 0 | 0 | 0 | 0 | 0 | 0 | 0 | 0 | 0 | 0 | 0
F1_Commercial_Office (WA)_New_Food Preparation_Natural Gas_Steamer_E10 | F1 | Commercial | Office (WA) | New | Food Preparation | Natural Gas | Steamer | E10 | RVT - Cost of Equipment | 0 | 0 | 0 | 0 | 0 | 0 | 0 | 0 | 0 | 0 | 0 | 0 | 0 | 0 | 0 | 0 | 0 | 0 | 0 | 0 | 0 | 0 | 0 | 0 | 0 | 0 | 0
F2_Commercial_Office (WA)_New_Food Preparation_Natural Gas_Steamer_E1 | F2 | Commercial | Office (WA) | New | Food Preparation | Natural Gas | Steamer | E1 | RVT - Cost of Operation | 0.030843 | 0.031426 | 0.03211 | 0.032907 | 0.03382 | 0.03496 | 0.036103 | 0.037189 | 0.038171 | 0.039124 | 0.04011 | 0.041007 | 0.041954 | 0.04285 | 0.04362 | 0.044315 | 0.044903 | 0.045465 | 0.046062 | 0.04662 | 0.04718 | 0.048012 | 0.048854 | 0.049722 | 0.050605 | 0.051504 | 0.052419
F2_Commercial_Office (WA)_New_Food Preparation_Natural Gas_Steamer_E2 | F2 | Commercial | Office (WA) | New | Food Preparation | Natural Gas | Steamer | E2 | RVT - Cost of Operation | 0.0058193 | 0.0059292 | 0.0060583 | 0.0062087 | 0.006381 | 0.0065961 | 0.0068118 | 0.0070166 | 0.0072019 | 0.0073816 | 0.0075678 | 0.007737 | 0.0079156 | 0.0080846 | 0.0082299 | 0.0083611 | 0.0084721 | 0.0085781 | 0.0086908 | 0.008796 | 0.0089016 | 0.0090587 | 0.0092174 | 0.0093812 | 0.0095478 | 0.0097174 | 0.0098901
F2_Commercial_Office (WA)_New_Food Preparation_Natural Gas_Steamer_E3 | F2 | Commercial | Office (WA) | New | Food Preparation | Natural Gas | Steamer | E3 | RVT - Cost of Operation | 0 | 0 | 0 | 0 | 0 | 0 | 0 | 0 | 0 | 0 | 0 | 0 | 0 | 0 | 0 | 0 | 0 | 0 | 0 | 0 | 0 | 0 | 0 | 0 | 0 | 0 | 0
F2_Commercial_Office (WA)_New_Food Preparation_Natural Gas_Steamer_E4 | F2 | Commercial | Office (WA) | New | Food Preparation | Natural Gas | Steamer | E4 | RVT - Cost of Operation | 0 | 0 | 0 | 0 | 0 | 0 | 0 | 0 | 0 | 0 | 0 | 0 | 0 | 0 | 0 | 0 | 0 | 0 | 0 | 0 | 0 | 0 | 0 | 0 | 0 | 0 | 0
F2_Commercial_Office (WA)_New_Food Preparation_Natural Gas_Steamer_E5 | F2 | Commercial | Office (WA) | New | Food Preparation | Natural Gas | Steamer | E5 | RVT - Cost of Operation | 0 | 0 | 0 | 0 | 0 | 0 | 0 | 0 | 0 | 0 | 0 | 0 | 0 | 0 | 0 | 0 | 0 | 0 | 0 | 0 | 0 | 0 | 0 | 0 | 0 | 0 | 0
F2_Commercial_Office (WA)_New_Food Preparation_Natural Gas_Steamer_E6 | F2 | Commercial | Office (WA) | New | Food Preparation | Natural Gas | Steamer | E6 | RVT - Cost of Operation | 0 | 0 | 0 | 0 | 0 | 0 | 0 | 0 | 0 | 0 | 0 | 0 | 0 | 0 | 0 | 0 | 0 | 0 | 0 | 0 | 0 | 0 | 0 | 0 | 0 | 0 | 0
F2_Commercial_Office (WA)_New_Food Preparation_Natural Gas_Steamer_E7 | F2 | Commercial | Office (WA) | New | Food Preparation | Natural Gas | Steamer | E7 | RVT - Cost of Operation | 0 | 0 | 0 | 0 | 0 | 0 | 0 | 0 | 0 | 0 | 0 | 0 | 0 | 0 | 0 | 0 | 0 | 0 | 0 | 0 | 0 | 0 | 0 | 0 | 0 | 0 | 0
F2_Commercial_Office (WA)_New_Food Preparation_Natural Gas_Steamer_E8 | F2 | Commercial | Office (WA) | New | Food Preparation | Natural Gas | Steamer | E8 | RVT - Cost of Operation | 0 | 0 | 0 | 0 | 0 | 0 | 0 | 0 | 0 | 0 | 0 | 0 | 0 | 0 | 0 | 0 | 0 | 0 | 0 | 0 | 0 | 0 | 0 | 0 | 0 | 0 | 0
F2_Commercial_Office (WA)_New_Food Preparation_Natural Gas_Steamer_E9 | F2 | Commercial | Office (WA) | New | Food Preparation | Natural Gas | Steamer | E9 | RVT - Cost of Operation | 0 | 0 | 0 | 0 | 0 | 0 | 0 | 0 | 0 | 0 | 0 | 0 | 0 | 0 | 0 | 0 | 0 | 0 | 0 | 0 | 0 | 0 | 0 | 0 | 0 | 0 | 0
F2_Commercial_Office (WA)_New_Food Preparation_Natural Gas_Steamer_E10 | F2 | Commercial | Office (WA) | New | Food Preparation | Natural Gas | Steamer | E10 | RVT - Cost of Operation | 0 | 0 | 0 | 0 | 0 | 0 | 0 | 0 | 0 | 0 | 0 | 0 | 0 | 0 | 0 | 0 | 0 | 0 | 0 | 0 | 0 | 0 | 0 | 0 | 0 | 0 | 0
F3_Commercial_Office (WA)_New_Food Preparation_Natural Gas_Steamer_E1 | F3 | Commercial | Office (WA) | New | Food Preparation | Natural Gas | Steamer | E1 | System - kBTUs of Consumption | 7.358 | 7.358 | 7.358 | 7.358 | 7.358 | 7.358 | 7.358 | 7.358 | 7.358 | 7.358 | 7.358 | 7.358 | 7.358 | 7.358 | 7.358 | 7.358 | 7.358 | 7.358 | 7.358 | 7.358 | 7.358 | 7.358 | 7.358 | 7.358 | 7.358 | 7.358 | 7.358
F3_Commercial_Office (WA)_New_Food Preparation_Natural Gas_Steamer_E2 | F3 | Commercial | Office (WA) | New | Food Preparation | Natural Gas | Steamer | E2 | System - kBTUs of Consumption | 1.3883 | 1.3883 | 1.3883 | 1.3883 | 1.3883 | 1.3883 | 1.3883 | 1.3883 | 1.3883 | 1.3883 | 1.3883 | 1.3883 | 1.3883 | 1.3883 | 1.3883 | 1.3883 | 1.3883 | 1.3883 | 1.3883 | 1.3883 | 1.3883 | 1.3883 | 1.3883 | 1.3883 | 1.3883 | 1.3883 | 1.3883
F3_Commercial_Office (WA)_New_Food Preparation_Natural Gas_Steamer_E3 | F3 | Commercial | Office (WA) | New | Food Preparation | Natural Gas | Steamer | E3 | System - kBTUs of Consumption | 0 | 0 | 0 | 0 | 0 | 0 | 0 | 0 | 0 | 0 | 0 | 0 | 0 | 0 | 0 | 0 | 0 | 0 | 0 | 0 | 0 | 0 | 0 | 0 | 0 | 0 | 0
F3_Commercial_Office (WA)_New_Food Preparation_Natural Gas_Steamer_E4 | F3 | Commercial | Office (WA) | New | Food Preparation | Natural Gas | Steamer | E4 | System - kBTUs of Consumption | 0 | 0 | 0 | 0 | 0 | 0 | 0 | 0 | 0 | 0 | 0 | 0 | 0 | 0 | 0 | 0 | 0 | 0 | 0 | 0 | 0 | 0 | 0 | 0 | 0 | 0 | 0
F3_Commercial_Office (WA)_New_Food Preparation_Natural Gas_Steamer_E5 | F3 | Commercial | Office (WA) | New | Food Preparation | Natural Gas | Steamer | E5 | System - kBTUs of Consumption | 0 | 0 | 0 | 0 | 0 | 0 | 0 | 0 | 0 | 0 | 0 | 0 | 0 | 0 | 0 | 0 | 0 | 0 | 0 | 0 | 0 | 0 | 0 | 0 | 0 | 0 | 0
F3_Commercial_Office (WA)_New_Food Preparation_Natural Gas_Steamer_E6 | F3 | Commercial | Office (WA) | New | Food Preparation | Natural Gas | Steamer | E6 | System - kBTUs of Consumption | 0 | 0 | 0 | 0 | 0 | 0 | 0 | 0 | 0 | 0 | 0 | 0 | 0 | 0 | 0 | 0 | 0 | 0 | 0 | 0 | 0 | 0 | 0 | 0 | 0 | 0 | 0
F3_Commercial_Office (WA)_New_Food Preparation_Natural Gas_Steamer_E7 | F3 | Commercial | Office (WA) | New | Food Preparation | Natural Gas | Steamer | E7 | System - kBTUs of Consumption | 0 | 0 | 0 | 0 | 0 | 0 | 0 | 0 | 0 | 0 | 0 | 0 | 0 | 0 | 0 | 0 | 0 | 0 | 0 | 0 | 0 | 0 | 0 | 0 | 0 | 0 | 0
F3_Commercial_Office (WA)_New_Food Preparation_Natural Gas_Steamer_E8 | F3 | Commercial | Office (WA) | New | Food Preparation | Natural Gas | Steamer | E8 | System - kBTUs of Consumption | 0 | 0 | 0 | 0 | 0 | 0 | 0 | 0 | 0 | 0 | 0 | 0 | 0 | 0 | 0 | 0 | 0 | 0 | 0 | 0 | 0 | 0 | 0 | 0 | 0 | 0 | 0
F3_Commercial_Office (WA)_New_Food Preparation_Natural Gas_Steamer_E9 | F3 | Commercial | Office (WA) | New | Food Preparation | Natural Gas | Steamer | E9 | System - kBTUs of Consumption | 0 | 0 | 0 | 0 | 0 | 0 | 0 | 0 | 0 | 0 | 0 | 0 | 0 | 0 | 0 | 0 | 0 | 0 | 0 | 0 | 0 | 0 | 0 | 0 | 0 | 0 | 0
F3_Commercial_Office (WA)_New_Food Preparation_Natural Gas_Steamer_E10 | F3 | Commercial | Office (WA) | New | Food Preparation | Natural Gas | Steamer | E10 | System - kBTUs of Consumption | 0 | 0 | 0 | 0 | 0 | 0 | 0 | 0 | 0 | 0 | 0 | 0 | 0 | 0 | 0 | 0 | 0 | 0 | 0 | 0 | 0 | 0 | 0 | 0 | 0 | 0 | 0
F4_Commercial_Office (WA)_New_Food Preparation_Natural Gas_Steamer_E1 | F4 | Commercial | Office (WA) | New | Food Preparation | Natural Gas | Steamer | E1 | Utility - Cost of Equipment | 0.10483 | 0.10483 | 0.10483 | 0.10483 | 0.10483 | 0.10483 | 0.10483 | 0.10483 | 0.10483 | 0.10483 | 0.10483 | 0.10483 | 0.10483 | 0.10483 | 0.10483 | 0.10483 | 0.10483 | 0.10483 | 0.10483 | 0.10483 | 0.10483 | 0.10483 | 0.10483 | 0.10483 | 0.10483 | 0.10483 | 0.10483
F4_Commercial_Office (WA)_New_Food Preparation_Natural Gas_Steamer_E2 | F4 | Commercial | Office (WA) | New | Food Preparation | Natural Gas | Steamer | E2 | Utility - Cost of Equipment | 0.11264 | 0.11264 | 0.11264 | 0.11264 | 0.11264 | 0.11264 | 0.11264 | 0.11264 | 0.11264 | 0.11264 | 0.11264 | 0.11264 | 0.11264 | 0.11264 | 0.11264 | 0.11264 | 0.11264 | 0.11264 | 0.11264 | 0.11264 | 0.11264 | 0.11264 | 0.11264 | 0.11264 | 0.11264 | 0.11264 | 0.11264
F4_Commercial_Office (WA)_New_Food Preparation_Natural Gas_Steamer_E3 | F4 | Commercial | Office (WA) | New | Food Preparation | Natural Gas | Steamer | E3 | Utility - Cost of Equipment | 0 | 0 | 0 | 0 | 0 | 0 | 0 | 0 | 0 | 0 | 0 | 0 | 0 | 0 | 0 | 0 | 0 | 0 | 0 | 0 | 0 | 0 | 0 | 0 | 0 | 0 | 0
F4_Commercial_Office (WA)_New_Food Preparation_Natural Gas_Steamer_E4 | F4 | Commercial | Office (WA) | New | Food Preparation | Natural Gas | Steamer | E4 | Utility - Cost of Equipment | 0 | 0 | 0 | 0 | 0 | 0 | 0 | 0 | 0 | 0 | 0 | 0 | 0 | 0 | 0 | 0 | 0 | 0 | 0 | 0 | 0 | 0 | 0 | 0 | 0 | 0 | 0
F4_Commercial_Office (WA)_New_Food Preparation_Natural Gas_Steamer_E5 | F4 | Commercial | Office (WA) | New | Food Preparation | Natural Gas | Steamer | E5 | Utility - Cost of Equipment | 0 | 0 | 0 | 0 | 0 | 0 | 0 | 0 | 0 | 0 | 0 | 0 | 0 | 0 | 0 | 0 | 0 | 0 | 0 | 0 | 0 | 0 | 0 | 0 | 0 | 0 | 0
F4_Commercial_Office (WA)_New_Food Preparation_Natural Gas_Steamer_E6 | F4 | Commercial | Office (WA) | New | Food Preparation | Natural Gas | Steamer | E6 | Utility - Cost of Equipment | 0 | 0 | 0 | 0 | 0 | 0 | 0 | 0 | 0 | 0 | 0 | 0 | 0 | 0 | 0 | 0 | 0 | 0 | 0 | 0 | 0 | 0 | 0 | 0 | 0 | 0 | 0
F4_Commercial_Office (WA)_New_Food Preparation_Natural Gas_Steamer_E7 | F4 | Commercial | Office (WA) | New | Food Preparation | Natural Gas | Steamer | E7 | Utility - Cost of Equipment | 0 | 0 | 0 | 0 | 0 | 0 | 0 | 0 | 0 | 0 | 0 | 0 | 0 | 0 | 0 | 0 | 0 | 0 | 0 | 0 | 0 | 0 | 0 | 0 | 0 | 0 | 0
F4_Commercial_Office (WA)_New_Food Preparation_Natural Gas_Steamer_E8 | F4 | Commercial | Office (WA) | New | Food Preparation | Natural Gas | Steamer | E8 | Utility - Cost of Equipment | 0 | 0 | 0 | 0 | 0 | 0 | 0 | 0 | 0 | 0 | 0 | 0 | 0 | 0 | 0 | 0 | 0 | 0 | 0 | 0 | 0 | 0 | 0 | 0 | 0 | 0 | 0
F4_Commercial_Office (WA)_New_Food Preparation_Natural Gas_Steamer_E9 | F4 | Commercial | Office (WA) | New | Food Preparation | Natural Gas | Steamer | E9 | Utility - Cost of Equipment | 0 | 0 | 0 | 0 | 0 | 0 | 0 | 0 | 0 | 0 | 0 | 0 | 0 | 0 | 0 | 0 | 0 | 0 | 0 | 0 | 0 | 0 | 0 | 0 | 0 | 0 | 0
F4_Commercial_Office (WA)_New_Food Preparation_Natural Gas_Steamer_E10 | F4 | Commercial | Office (WA) | New | Food Preparation | Natural Gas | Steamer | E10 | Utility - Cost of Equipment | 0 | 0 | 0 | 0 | 0 | 0 | 0 | 0 | 0 | 0 | 0 | 0 | 0 | 0 | 0 | 0 | 0 | 0 | 0 | 0 | 0 | 0 | 0 | 0 | 0 | 0 | 0
F5_Commercial_Office (WA)_New_Food Preparation_Natural Gas_Steamer_E1 | F5 | Commercial | Office (WA) | New | Food Preparation | Natural Gas | Steamer | E1 | Utility - Cost of Operation | 0.026187 | 0.026847 | 0.027629 | 0.028525 | 0.029538 | 0.030771 | 0.03204 | 0.033297 | 0.034507 | 0.035734 | 0.03671 | 0.037624 | 0.038607 | 0.039568 | 0.040428 | 0.041233 | 0.041954 | 0.042667 | 0.043428 | 0.04417 | 0.044933 | 0.045726 | 0.046527 | 0.047354 | 0.048195 | 0.049051 | 0.049923
F5_Commercial_Office (WA)_New_Food Preparation_Natural Gas_Steamer_E2 | F5 | Commercial | Office (WA) | New | Food Preparation | Natural Gas | Steamer | E2 | Utility - Cost of Operation | 0.0049408 | 0.0050654 | 0.0052129 | 0.005382 | 0.0055731 | 0.0058058 | 0.0060452 | 0.0062823 | 0.0065106 | 0.006742 | 0.0069262 | 0.0070987 | 0.007284 | 0.0074655 | 0.0076277 | 0.0077796 | 0.0079157 | 0.0080501 | 0.0081937 | 0.0083338 | 0.0084777 | 0.0086273 | 0.0087785 | 0.0089344 | 0.0090932 | 0.0092547 | 0.0094191
F5_Commercial_Office (WA)_New_Food Preparation_Natural Gas_Steamer_E3 | F5 | Commercial | Office (WA) | New | Food Preparation | Natural Gas | Steamer | E3 | Utility - Cost of Operation | 0 | 0 | 0 | 0 | 0 | 0 | 0 | 0 | 0 | 0 | 0 | 0 | 0 | 0 | 0 | 0 | 0 | 0 | 0 | 0 | 0 | 0 | 0 | 0 | 0 | 0 | 0
F5_Commercial_Office (WA)_New_Food Preparation_Natural Gas_Steamer_E4 | F5 | Commercial | Office (WA) | New | Food Preparation | Natural Gas | Steamer | E4 | Utility - Cost of Operation | 0 | 0 | 0 | 0 | 0 | 0 | 0 | 0 | 0 | 0 | 0 | 0 | 0 | 0 | 0 | 0 | 0 | 0 | 0 | 0 | 0 | 0 | 0 | 0 | 0 | 0 | 0
F5_Commercial_Office (WA)_New_Food Preparation_Natural Gas_Steamer_E5 | F5 | Commercial | Office (WA) | New | Food Preparation | Natural Gas | Steamer | E5 | Utility - Cost of Operation | 0 | 0 | 0 | 0 | 0 | 0 | 0 | 0 | 0 | 0 | 0 | 0 | 0 | 0 | 0 | 0 | 0 | 0 | 0 | 0 | 0 | 0 | 0 | 0 | 0 | 0 | 0
F5_Commercial_Office (WA)_New_Food Preparation_Natural Gas_Steamer_E6 | F5 | Commercial | Office (WA) | New | Food Preparation | Natural Gas | Steamer | E6 | Utility - Cost of Operation | 0 | 0 | 0 | 0 | 0 | 0 | 0 | 0 | 0 | 0 | 0 | 0 | 0 | 0 | 0 | 0 | 0 | 0 | 0 | 0 | 0 | 0 | 0 | 0 | 0 | 0 | 0
F5_Commercial_Office (WA)_New_Food Preparation_Natural Gas_Steamer_E7 | F5 | Commercial | Office (WA) | New | Food Preparation | Natural Gas | Steamer | E7 | Utility - Cost of Operation | 0 | 0 | 0 | 0 | 0 | 0 | 0 | 0 | 0 | 0 | 0 | 0 | 0 | 0 | 0 | 0 | 0 | 0 | 0 | 0 | 0 | 0 | 0 | 0 | 0 | 0 | 0
F5_Commercial_Office (WA)_New_Food Preparation_Natural Gas_Steamer_E8 | F5 | Commercial | Office (WA) | New | Food Preparation | Natural Gas | Steamer | E8 | Utility - Cost of Operation | 0 | 0 | 0 | 0 | 0 | 0 | 0 | 0 | 0 | 0 | 0 | 0 | 0 | 0 | 0 | 0 | 0 | 0 | 0 | 0 | 0 | 0 | 0 | 0 | 0 | 0 | 0
F5_Commercial_Office (WA)_New_Food Preparation_Natural Gas_Steamer_E9 | F5 | Commercial | Office (WA) | New | Food Preparation | Natural Gas | Steamer | E9 | Utility - Cost of Operation | 0 | 0 | 0 | 0 | 0 | 0 | 0 | 0 | 0 | 0 | 0 | 0 | 0 | 0 | 0 | 0 | 0 | 0 | 0 | 0 | 0 | 0 | 0 | 0 | 0 | 0 | 0
F5_Commercial_Office (WA)_New_Food Preparation_Natural Gas_Steamer_E10 | F5 | Commercial | Office (WA) | New | Food Preparation | Natural Gas | Steamer | E10 | Utility - Cost of Operation | 0 | 0 | 0 | 0 | 0 | 0 | 0 | 0 | 0 | 0 | 0 | 0 | 0 | 0 | 0 | 0 | 0 | 0 | 0 | 0 | 0 | 0 | 0 | 0 | 0 | 0 | 0
F6_Commercial_Office (WA)_New_Food Preparation_Natural Gas_Steamer_E1 | F6 | Commercial | Office (WA) | New | Food Preparation | Natural Gas | Steamer | E1 | Utility - Value of Sales | 0.030843 | 0.031426 | 0.03211 | 0.032907 | 0.03382 | 0.03496 | 0.036103 | 0.037189 | 0.038171 | 0.039124 | 0.04011 | 0.041007 | 0.041954 | 0.04285 | 0.04362 | 0.044315 | 0.044903 | 0.045465 | 0.046062 | 0.04662 | 0.04718 | 0.048012 | 0.048854 | 0.049722 | 0.050605 | 0.051504 | 0.052419
F6_Commercial_Office (WA)_New_Food Preparation_Natural Gas_Steamer_E2 | F6 | Commercial | Office (WA) | New | Food Preparation | Natural Gas | Steamer | E2 | Utility - Value of Sales | 0.0058193 | 0.0059292 | 0.0060583 | 0.0062087 | 0.006381 | 0.0065961 | 0.0068118 | 0.0070166 | 0.0072019 | 0.0073816 | 0.0075678 | 0.007737 | 0.0079156 | 0.0080846 | 0.0082299 | 0.0083611 | 0.0084721 | 0.0085781 | 0.0086908 | 0.008796 | 0.0089016 | 0.0090587 | 0.0092174 | 0.0093812 | 0.0095478 | 0.0097174 | 0.0098901
F6_Commercial_Office (WA)_New_Food Preparation_Natural Gas_Steamer_E3 | F6 | Commercial | Office (WA) | New | Food Preparation | Natural Gas | Steamer | E3 | Utility - Value of Sales | 0 | 0 | 0 | 0 | 0 | 0 | 0 | 0 | 0 | 0 | 0 | 0 | 0 | 0 | 0 | 0 | 0 | 0 | 0 | 0 | 0 | 0 | 0 | 0 | 0 | 0 | 0
F6_Commercial_Office (WA)_New_Food Preparation_Natural Gas_Steamer_E4 | F6 | Commercial | Office (WA) | New | Food Preparation | Natural Gas | Steamer | E4 | Utility - Value of Sales | 0 | 0 | 0 | 0 | 0 | 0 | 0 | 0 | 0 | 0 | 0 | 0 | 0 | 0 | 0 | 0 | 0 | 0 | 0 | 0 | 0 | 0 | 0 | 0 | 0 | 0 | 0
F6_Commercial_Office (WA)_New_Food Preparation_Natural Gas_Steamer_E5 | F6 | Commercial | Office (WA) | New | Food Preparation | Natural Gas | Steamer | E5 | Utility - Value of Sales | 0 | 0 | 0 | 0 | 0 | 0 | 0 | 0 | 0 | 0 | 0 | 0 | 0 | 0 | 0 | 0 | 0 | 0 | 0 | 0 | 0 | 0 | 0 | 0 | 0 | 0 | 0
F6_Commercial_Office (WA)_New_Food Preparation_Natural Gas_Steamer_E6 | F6 | Commercial | Office (WA) | New | Food Preparation | Natural Gas | Steamer | E6 | Utility - Value of Sales | 0 | 0 | 0 | 0 | 0 | 0 | 0 | 0 | 0 | 0 | 0 | 0 | 0 | 0 | 0 | 0 | 0 | 0 | 0 | 0 | 0 | 0 | 0 | 0 | 0 | 0 | 0
F6_Commercial_Office (WA)_New_Food Preparation_Natural Gas_Steamer_E7 | F6 | Commercial | Office (WA) | New | Food Preparation | Natural Gas | Steamer | E7 | Utility - Value of Sales | 0 | 0 | 0 | 0 | 0 | 0 | 0 | 0 | 0 | 0 | 0 | 0 | 0 | 0 | 0 | 0 | 0 | 0 | 0 | 0 | 0 | 0 | 0 | 0 | 0 | 0 | 0
F6_Commercial_Office (WA)_New_Food Preparation_Natural Gas_Steamer_E8 | F6 | Commercial | Office (WA) | New | Food Preparation | Natural Gas | Steamer | E8 | Utility - Value of Sales | 0 | 0 | 0 | 0 | 0 | 0 | 0 | 0 | 0 | 0 | 0 | 0 | 0 | 0 | 0 | 0 | 0 | 0 | 0 | 0 | 0 | 0 | 0 | 0 | 0 | 0 | 0
F6_Commercial_Office (WA)_New_Food Preparation_Natural Gas_Steamer_E9 | F6 | Commercial | Office (WA) | New | Food Preparation | Natural Gas | Steamer | E9 | Utility - Value of Sales | 0 | 0 | 0 | 0 | 0 | 0 | 0 | 0 | 0 | 0 | 0 | 0 | 0 | 0 | 0 | 0 | 0 | 0 | 0 | 0 | 0 | 0 | 0 | 0 | 0 | 0 | 0
F6_Commercial_Office (WA)_New_Food Preparation_Natural Gas_Steamer_E10 | F6 | Commercial | Office (WA) | New | Food Preparation | Natural Gas | Steamer | E10 | Utility - Value of Sales | 0 | 0 | 0 | 0 | 0 | 0 | 0 | 0 | 0 | 0 | 0 | 0 | 0 | 0 | 0 | 0 | 0 | 0 | 0 | 0 | 0 | 0 | 0 | 0 | 0 | 0 | 0
F1_Commercial_Office (WA)_New_Food Preparation_Natural Gas_Food Prep Other_E1 | F1 | Commercial | Office (WA) | New | Food Preparation | Natural Gas | Food Prep Other | E1 | RVT - Cost of Equipment | 0.0017624 | 0.0017624 | 0.0017624 | 0.0017624 | 0.0017624 | 0.0017624 | 0.0017624 | 0.0017624 | 0.0017624 | 0.0017624 | 0.0017624 | 0.0017624 | 0.0017624 | 0.0017624 | 0.0017624 | 0.0017624 | 0.0017624 | 0.0017624 | 0.0017624 | 0.0017624 | 0.0017624 | 0.0017624 | 0.0017624 | 0.0017624 | 0.0017624 | 0.0017624 | 0.0017624
F1_Commercial_Office (WA)_New_Food Preparation_Natural Gas_Food Prep Other_E2 | F1 | Commercial | Office (WA) | New | Food Preparation | Natural Gas | Food Prep Other | E2 | RVT - Cost of Equipment | 0.0017642 | 0.0017642 | 0.0017642 | 0.0017642 | 0.0017642 | 0.0017642 | 0.0017642 | 0.0017642 | 0.0017642 | 0.0017642 | 0.0017642 | 0.0017642 | 0.0017642 | 0.0017642 | 0.0017642 | 0.0017642 | 0.0017642 | 0.0017642 | 0.0017642 | 0.0017642 | 0.0017642 | 0.0017642 | 0.0017642 | 0.0017642 | 0.0017642 | 0.0017642 | 0.0017642
F1_Commercial_Office (WA)_New_Food Preparation_Natural Gas_Food Prep Other_E3 | F1 | Commercial | Office (WA) | New | Food Preparation | Natural Gas | Food Prep Other | E3 | RVT - Cost of Equipment | 0 | 0 | 0 | 0 | 0 | 0 | 0 | 0 | 0 | 0 | 0 | 0 | 0 | 0 | 0 | 0 | 0 | 0 | 0 | 0 | 0 | 0 | 0 | 0 | 0 | 0 | 0
F1_Commercial_Office (WA)_New_Food Preparation_Natural Gas_Food Prep Other_E4 | F1 | Commercial | Office (WA) | New | Food Preparation | Natural Gas | Food Prep Other | E4 | RVT - Cost of Equipment | 0 | 0 | 0 | 0 | 0 | 0 | 0 | 0 | 0 | 0 | 0 | 0 | 0 | 0 | 0 | 0 | 0 | 0 | 0 | 0 | 0 | 0 | 0 | 0 | 0 | 0 | 0
F1_Commercial_Office (WA)_New_Food Preparation_Natural Gas_Food Prep Other_E5 | F1 | Commercial | Office (WA) | New | Food Preparation | Natural Gas | Food Prep Other | E5 | RVT - Cost of Equipment | 0 | 0 | 0 | 0 | 0 | 0 | 0 | 0 | 0 | 0 | 0 | 0 | 0 | 0 | 0 | 0 | 0 | 0 | 0 | 0 | 0 | 0 | 0 | 0 | 0 | 0 | 0
F1_Commercial_Office (WA)_New_Food Preparation_Natural Gas_Food Prep Other_E6 | F1 | Commercial | Office (WA) | New | Food Preparation | Natural Gas | Food Prep Other | E6 | RVT - Cost of Equipment | 0 | 0 | 0 | 0 | 0 | 0 | 0 | 0 | 0 | 0 | 0 | 0 | 0 | 0 | 0 | 0 | 0 | 0 | 0 | 0 | 0 | 0 | 0 | 0 | 0 | 0 | 0
F1_Commercial_Office (WA)_New_Food Preparation_Natural Gas_Food Prep Other_E7 | F1 | Commercial | Office (WA) | New | Food Preparation | Natural Gas | Food Prep Other | E7 | RVT - Cost of Equipment | 0 | 0 | 0 | 0 | 0 | 0 | 0 | 0 | 0 | 0 | 0 | 0 | 0 | 0 | 0 | 0 | 0 | 0 | 0 | 0 | 0 | 0 | 0 | 0 | 0 | 0 | 0
F1_Commercial_Office (WA)_New_Food Preparation_Natural Gas_Food Prep Other_E8 | F1 | Commercial | Office (WA) | New | Food Preparation | Natural Gas | Food Prep Other | E8 | RVT - Cost of Equipment | 0 | 0 | 0 | 0 | 0 | 0 | 0 | 0 | 0 | 0 | 0 | 0 | 0 | 0 | 0 | 0 | 0 | 0 | 0 | 0 | 0 | 0 | 0 | 0 | 0 | 0 | 0
F1_Commercial_Office (WA)_New_Food Preparation_Natural Gas_Food Prep Other_E9 | F1 | Commercial | Office (WA) | New | Food Preparation | Natural Gas | Food Prep Other | E9 | RVT - Cost of Equipment | 0 | 0 | 0 | 0 | 0 | 0 | 0 | 0 | 0 | 0 | 0 | 0 | 0 | 0 | 0 | 0 | 0 | 0 | 0 | 0 | 0 | 0 | 0 | 0 | 0 | 0 | 0
F1_Commercial_Office (WA)_New_Food Preparation_Natural Gas_Food Prep Other_E10 | F1 | Commercial | Office (WA) | New | Food Preparation | Natural Gas | Food Prep Other | E10 | RVT - Cost of Equipment | 0 | 0 | 0 | 0 | 0 | 0 | 0 | 0 | 0 | 0 | 0 | 0 | 0 | 0 | 0 | 0 | 0 | 0 | 0 | 0 | 0 | 0 | 0 | 0 | 0 | 0 | 0
F2_Commercial_Office (WA)_New_Food Preparation_Natural Gas_Food Prep Other_E1 | F2 | Commercial | Office (WA) | New | Food Preparation | Natural Gas | Food Prep Other | E1 | RVT - Cost of Operation | 0.0065156 | 0.0066241 | 0.0067562 | 0.0069169 | 0.007108 | 0.0073606 | 0.0076197 | 0.0078704 | 0.0081011 | 0.0083227 | 0.0085503 | 0.0087536 | 0.0089657 | 0.0091617 | 0.0093268 | 0.0094731 | 0.0095931 | 0.0097062 | 0.0098275 | 0.0099388 | 0.01005 | 0.010227 | 0.010406 | 0.010591 | 0.010779 | 0.010971 | 0.011166
F2_Commercial_Office (WA)_New_Food Preparation_Natural Gas_Food Prep Other_E2 | F2 | Commercial | Office (WA) | New | Food Preparation | Natural Gas | Food Prep Other | E2 | RVT - Cost of Operation | 0.0065156 | 0.006624 | 0.0067562 | 0.0069168 | 0.0071079 | 0.0073605 | 0.0076197 | 0.0078703 | 0.0081011 | 0.0083226 | 0.0085503 | 0.0087536 | 0.0089657 | 0.0091617 | 0.0093268 | 0.0094731 | 0.009593 | 0.0097061 | 0.0098274 | 0.0099387 | 0.01005 | 0.010227 | 0.010406 | 0.010591 | 0.010779 | 0.010971 | 0.011166
F2_Commercial_Office (WA)_New_Food Preparation_Natural Gas_Food Prep Other_E3 | F2 | Commercial | Office (WA) | New | Food Preparation | Natural Gas | Food Prep Other | E3 | RVT - Cost of Operation | 0 | 0 | 0 | 0 | 0 | 0 | 0 | 0 | 0 | 0 | 0 | 0 | 0 | 0 | 0 | 0 | 0 | 0 | 0 | 0 | 0 | 0 | 0 | 0 | 0 | 0 | 0
F2_Commercial_Office (WA)_New_Food Preparation_Natural Gas_Food Prep Other_E4 | F2 | Commercial | Office (WA) | New | Food Preparation | Natural Gas | Food Prep Other | E4 | RVT - Cost of Operation | 0 | 0 | 0 | 0 | 0 | 0 | 0 | 0 | 0 | 0 | 0 | 0 | 0 | 0 | 0 | 0 | 0 | 0 | 0 | 0 | 0 | 0 | 0 | 0 | 0 | 0 | 0
F2_Commercial_Office (WA)_New_Food Preparation_Natural Gas_Food Prep Other_E5 | F2 | Commercial | Office (WA) | New | Food Preparation | Natural Gas | Food Prep Other | E5 | RVT - Cost of Operation | 0 | 0 | 0 | 0 | 0 | 0 | 0 | 0 | 0 | 0 | 0 | 0 | 0 | 0 | 0 | 0 | 0 | 0 | 0 | 0 | 0 | 0 | 0 | 0 | 0 | 0 | 0
F2_Commercial_Office (WA)_New_Food Preparation_Natural Gas_Food Prep Other_E6 | F2 | Commercial | Office (WA) | New | Food Preparation | Natural Gas | Food Prep Other | E6 | RVT - Cost of Operation | 0 | 0 | 0 | 0 | 0 | 0 | 0 | 0 | 0 | 0 | 0 | 0 | 0 | 0 | 0 | 0 | 0 | 0 | 0 | 0 | 0 | 0 | 0 | 0 | 0 | 0 | 0
F2_Commercial_Office (WA)_New_Food Preparation_Natural Gas_Food Prep Other_E7 | F2 | Commercial | Office (WA) | New | Food Preparation | Natural Gas | Food Prep Other | E7 | RVT - Cost of Operation | 0 | 0 | 0 | 0 | 0 | 0 | 0 | 0 | 0 | 0 | 0 | 0 | 0 | 0 | 0 | 0 | 0 | 0 | 0 | 0 | 0 | 0 | 0 | 0 | 0 | 0 | 0
F2_Commercial_Office (WA)_New_Food Preparation_Natural Gas_Food Prep Other_E8 | F2 | Commercial | Office (WA) | New | Food Preparation | Natural Gas | Food Prep Other | E8 | RVT - Cost of Operation | 0 | 0 | 0 | 0 | 0 | 0 | 0 | 0 | 0 | 0 | 0 | 0 | 0 | 0 | 0 | 0 | 0 | 0 | 0 | 0 | 0 | 0 | 0 | 0 | 0 | 0 | 0
F2_Commercial_Office (WA)_New_Food Preparation_Natural Gas_Food Prep Other_E9 | F2 | Commercial | Office (WA) | New | Food Preparation | Natural Gas | Food Prep Other | E9 | RVT - Cost of Operation | 0 | 0 | 0 | 0 | 0 | 0 | 0 | 0 | 0 | 0 | 0 | 0 | 0 | 0 | 0 | 0 | 0 | 0 | 0 | 0 | 0 | 0 | 0 | 0 | 0 | 0 | 0
F2_Commercial_Office (WA)_New_Food Preparation_Natural Gas_Food Prep Other_E10 | F2 | Commercial | Office (WA) | New | Food Preparation | Natural Gas | Food Prep Other | E10 | RVT - Cost of Operation | 0 | 0 | 0 | 0 | 0 | 0 | 0 | 0 | 0 | 0 | 0 | 0 | 0 | 0 | 0 | 0 | 0 | 0 | 0 | 0 | 0 | 0 | 0 | 0 | 0 | 0 | 0
F3_Commercial_Office (WA)_New_Food Preparation_Natural Gas_Food Prep Other_E1 | F3 | Commercial | Office (WA) | New | Food Preparation | Natural Gas | Food Prep Other | E1 | System - kBTUs of Consumption | 1.5793 | 1.5793 | 1.5793 | 1.5793 | 1.5793 | 1.5793 | 1.5793 | 1.5793 | 1.5793 | 1.5793 | 1.5793 | 1.5793 | 1.5793 | 1.5793 | 1.5793 | 1.5793 | 1.5793 | 1.5793 | 1.5793 | 1.5793 | 1.5793 | 1.5793 | 1.5793 | 1.5793 | 1.5793 | 1.5793 | 1.5793
F3_Commercial_Office (WA)_New_Food Preparation_Natural Gas_Food Prep Other_E2 | F3 | Commercial | Office (WA) | New | Food Preparation | Natural Gas | Food Prep Other | E2 | System - kBTUs of Consumption | 1.5793 | 1.5793 | 1.5793 | 1.5793 | 1.5793 | 1.5793 | 1.5793 | 1.5793 | 1.5793 | 1.5793 | 1.5793 | 1.5793 | 1.5793 | 1.5793 | 1.5793 | 1.5793 | 1.5793 | 1.5793 | 1.5793 | 1.5793 | 1.5793 | 1.5793 | 1.5793 | 1.5793 | 1.5793 | 1.5793 | 1.5793
F3_Commercial_Office (WA)_New_Food Preparation_Natural Gas_Food Prep Other_E3 | F3 | Commercial | Office (WA) | New | Food Preparation | Natural Gas | Food Prep Other | E3 | System - kBTUs of Consumption | 0 | 0 | 0 | 0 | 0 | 0 | 0 | 0 | 0 | 0 | 0 | 0 | 0 | 0 | 0 | 0 | 0 | 0 | 0 | 0 | 0 | 0 | 0 | 0 | 0 | 0 | 0
F3_Commercial_Office (WA)_New_Food Preparation_Natural Gas_Food Prep Other_E4 | F3 | Commercial | Office (WA) | New | Food Preparation | Natural Gas | Food Prep Other | E4 | System - kBTUs of Consumption | 0 | 0 | 0 | 0 | 0 | 0 | 0 | 0 | 0 | 0 | 0 | 0 | 0 | 0 | 0 | 0 | 0 | 0 | 0 | 0 | 0 | 0 | 0 | 0 | 0 | 0 | 0
F3_Commercial_Office (WA)_New_Food Preparation_Natural Gas_Food Prep Other_E5 | F3 | Commercial | Office (WA) | New | Food Preparation | Natural Gas | Food Prep Other | E5 | System - kBTUs of Consumption | 0 | 0 | 0 | 0 | 0 | 0 | 0 | 0 | 0 | 0 | 0 | 0 | 0 | 0 | 0 | 0 | 0 | 0 | 0 | 0 | 0 | 0 | 0 | 0 | 0 | 0 | 0
F3_Commercial_Office (WA)_New_Food Preparation_Natural Gas_Food Prep Other_E6 | F3 | Commercial | Office (WA) | New | Food Preparation | Natural Gas | Food Prep Other | E6 | System - kBTUs of Consumption | 0 | 0 | 0 | 0 | 0 | 0 | 0 | 0 | 0 | 0 | 0 | 0 | 0 | 0 | 0 | 0 | 0 | 0 | 0 | 0 | 0 | 0 | 0 | 0 | 0 | 0 | 0
F3_Commercial_Office (WA)_New_Food Preparation_Natural Gas_Food Prep Other_E7 | F3 | Commercial | Office (WA) | New | Food Preparation | Natural Gas | Food Prep Other | E7 | System - kBTUs of Consumption | 0 | 0 | 0 | 0 | 0 | 0 | 0 | 0 | 0 | 0 | 0 | 0 | 0 | 0 | 0 | 0 | 0 | 0 | 0 | 0 | 0 | 0 | 0 | 0 | 0 | 0 | 0
F3_Commercial_Office (WA)_New_Food Preparation_Natural Gas_Food Prep Other_E8 | F3 | Commercial | Office (WA) | New | Food Preparation | Natural Gas | Food Prep Other | E8 | System - kBTUs of Consumption | 0 | 0 | 0 | 0 | 0 | 0 | 0 | 0 | 0 | 0 | 0 | 0 | 0 | 0 | 0 | 0 | 0 | 0 | 0 | 0 | 0 | 0 | 0 | 0 | 0 | 0 | 0
F3_Commercial_Office (WA)_New_Food Preparation_Natural Gas_Food Prep Other_E9 | F3 | Commercial | Office (WA) | New | Food Preparation | Natural Gas | Food Prep Other | E9 | System - kBTUs of Consumption | 0 | 0 | 0 | 0 | 0 | 0 | 0 | 0 | 0 | 0 | 0 | 0 | 0 | 0 | 0 | 0 | 0 | 0 | 0 | 0 | 0 | 0 | 0 | 0 | 0 | 0 | 0
F3_Commercial_Office (WA)_New_Food Preparation_Natural Gas_Food Prep Other_E10 | F3 | Commercial | Office (WA) | New | Food Preparation | Natural Gas | Food Prep Other | E10 | System - kBTUs of Consumption | 0 | 0 | 0 | 0 | 0 | 0 | 0 | 0 | 0 | 0 | 0 | 0 | 0 | 0 | 0 | 0 | 0 | 0 | 0 | 0 | 0 | 0 | 0 | 0 | 0 | 0 | 0
F4_Commercial_Office (WA)_New_Food Preparation_Natural Gas_Food Prep Other_E1 | F4 | Commercial | Office (WA) | New | Food Preparation | Natural Gas | Food Prep Other | E1 | Utility - Cost of Equipment | 0.0017624 | 0.0017624 | 0.0017624 | 0.0017624 | 0.0017624 | 0.0017624 | 0.0017624 | 0.0017624 | 0.0017624 | 0.0017624 | 0.0017624 | 0.0017624 | 0.0017624 | 0.0017624 | 0.0017624 | 0.0017624 | 0.0017624 | 0.0017624 | 0.0017624 | 0.0017624 | 0.0017624 | 0.0017624 | 0.0017624 | 0.0017624 | 0.0017624 | 0.0017624 | 0.0017624
F4_Commercial_Office (WA)_New_Food Preparation_Natural Gas_Food Prep Other_E2 | F4 | Commercial | Office (WA) | New | Food Preparation | Natural Gas | Food Prep Other | E2 | Utility - Cost of Equipment | 0.0017642 | 0.0017642 | 0.0017642 | 0.0017642 | 0.0017642 | 0.0017642 | 0.0017642 | 0.0017642 | 0.0017642 | 0.0017642 | 0.0017642 | 0.0017642 | 0.0017642 | 0.0017642 | 0.0017642 | 0.0017642 | 0.0017642 | 0.0017642 | 0.0017642 | 0.0017642 | 0.0017642 | 0.0017642 | 0.0017642 | 0.0017642 | 0.0017642 | 0.0017642 | 0.0017642
F4_Commercial_Office (WA)_New_Food Preparation_Natural Gas_Food Prep Other_E3 | F4 | Commercial | Office (WA) | New | Food Preparation | Natural Gas | Food Prep Other | E3 | Utility - Cost of Equipment | 0 | 0 | 0 | 0 | 0 | 0 | 0 | 0 | 0 | 0 | 0 | 0 | 0 | 0 | 0 | 0 | 0 | 0 | 0 | 0 | 0 | 0 | 0 | 0 | 0 | 0 | 0
F4_Commercial_Office (WA)_New_Food Preparation_Natural Gas_Food Prep Other_E4 | F4 | Commercial | Office (WA) | New | Food Preparation | Natural Gas | Food Prep Other | E4 | Utility - Cost of Equipment | 0 | 0 | 0 | 0 | 0 | 0 | 0 | 0 | 0 | 0 | 0 | 0 | 0 | 0 | 0 | 0 | 0 | 0 | 0 | 0 | 0 | 0 | 0 | 0 | 0 | 0 | 0
F4_Commercial_Office (WA)_New_Food Preparation_Natural Gas_Food Prep Other_E5 | F4 | Commercial | Office (WA) | New | Food Preparation | Natural Gas | Food Prep Other | E5 | Utility - Cost of Equipment | 0 | 0 | 0 | 0 | 0 | 0 | 0 | 0 | 0 | 0 | 0 | 0 | 0 | 0 | 0 | 0 | 0 | 0 | 0 | 0 | 0 | 0 | 0 | 0 | 0 | 0 | 0
F4_Commercial_Office (WA)_New_Food Preparation_Natural Gas_Food Prep Other_E6 | F4 | Commercial | Office (WA) | New | Food Preparation | Natural Gas | Food Prep Other | E6 | Utility - Cost of Equipment | 0 | 0 | 0 | 0 | 0 | 0 | 0 | 0 | 0 | 0 | 0 | 0 | 0 | 0 | 0 | 0 | 0 | 0 | 0 | 0 | 0 | 0 | 0 | 0 | 0 | 0 | 0
F4_Commercial_Office (WA)_New_Food Preparation_Natural Gas_Food Prep Other_E7 | F4 | Commercial | Office (WA) | New | Food Preparation | Natural Gas | Food Prep Other | E7 | Utility - Cost of Equipment | 0 | 0 | 0 | 0 | 0 | 0 | 0 | 0 | 0 | 0 | 0 | 0 | 0 | 0 | 0 | 0 | 0 | 0 | 0 | 0 | 0 | 0 | 0 | 0 | 0 | 0 | 0
F4_Commercial_Office (WA)_New_Food Preparation_Natural Gas_Food Prep Other_E8 | F4 | Commercial | Office (WA) | New | Food Preparation | Natural Gas | Food Prep Other | E8 | Utility - Cost of Equipment | 0 | 0 | 0 | 0 | 0 | 0 | 0 | 0 | 0 | 0 | 0 | 0 | 0 | 0 | 0 | 0 | 0 | 0 | 0 | 0 | 0 | 0 | 0 | 0 | 0 | 0 | 0
F4_Commercial_Office (WA)_New_Food Preparation_Natural Gas_Food Prep Other_E9 | F4 | Commercial | Office (WA) | New | Food Preparation | Natural Gas | Food Prep Other | E9 | Utility - Cost of Equipment | 0 | 0 | 0 | 0 | 0 | 0 | 0 | 0 | 0 | 0 | 0 | 0 | 0 | 0 | 0 | 0 | 0 | 0 | 0 | 0 | 0 | 0 | 0 | 0 | 0 | 0 | 0
F4_Commercial_Office (WA)_New_Food Preparation_Natural Gas_Food Prep Other_E10 | F4 | Commercial | Office (WA) | New | Food Preparation | Natural Gas | Food Prep Other | E10 | Utility - Cost of Equipment | 0 | 0 | 0 | 0 | 0 | 0 | 0 | 0 | 0 | 0 | 0 | 0 | 0 | 0 | 0 | 0 | 0 | 0 | 0 | 0 | 0 | 0 | 0 | 0 | 0 | 0 | 0
F5_Commercial_Office (WA)_New_Food Preparation_Natural Gas_Food Prep Other_E1 | F5 | Commercial | Office (WA) | New | Food Preparation | Natural Gas | Food Prep Other | E1 | Utility - Cost of Operation | 0.0054772 | 0.0056037 | 0.0057627 | 0.0059504 | 0.0061686 | 0.0064438 | 0.0067304 | 0.0070162 | 0.0072918 | 0.0075713 | 0.0077894 | 0.0079922 | 0.008211 | 0.0084241 | 0.008612 | 0.008786 | 0.0089394 | 0.0090902 | 0.0092525 | 0.0094098 | 0.0095716 | 0.0097403 | 0.0099107 | 0.010087 | 0.010266 | 0.010448 | 0.010634
F5_Commercial_Office (WA)_New_Food Preparation_Natural Gas_Food Prep Other_E2 | F5 | Commercial | Office (WA) | New | Food Preparation | Natural Gas | Food Prep Other | E2 | Utility - Cost of Operation | 0.0054772 | 0.0056036 | 0.0057627 | 0.0059503 | 0.0061685 | 0.0064437 | 0.0067303 | 0.0070161 | 0.0072918 | 0.0075712 | 0.0077893 | 0.0079922 | 0.0082109 | 0.008424 | 0.0086119 | 0.0087859 | 0.0089393 | 0.0090902 | 0.0092524 | 0.0094097 | 0.0095715 | 0.0097402 | 0.0099106 | 0.010087 | 0.010266 | 0.010448 | 0.010634
F5_Commercial_Office (WA)_New_Food Preparation_Natural Gas_Food Prep Other_E3 | F5 | Commercial | Office (WA) | New | Food Preparation | Natural Gas | Food Prep Other | E3 | Utility - Cost of Operation | 0 | 0 | 0 | 0 | 0 | 0 | 0 | 0 | 0 | 0 | 0 | 0 | 0 | 0 | 0 | 0 | 0 | 0 | 0 | 0 | 0 | 0 | 0 | 0 | 0 | 0 | 0
F5_Commercial_Office (WA)_New_Food Preparation_Natural Gas_Food Prep Other_E4 | F5 | Commercial | Office (WA) | New | Food Preparation | Natural Gas | Food Prep Other | E4 | Utility - Cost of Operation | 0 | 0 | 0 | 0 | 0 | 0 | 0 | 0 | 0 | 0 | 0 | 0 | 0 | 0 | 0 | 0 | 0 | 0 | 0 | 0 | 0 | 0 | 0 | 0 | 0 | 0 | 0
F5_Commercial_Office (WA)_New_Food Preparation_Natural Gas_Food Prep Other_E5 | F5 | Commercial | Office (WA) | New | Food Preparation | Natural Gas | Food Prep Other | E5 | Utility - Cost of Operation | 0 | 0 | 0 | 0 | 0 | 0 | 0 | 0 | 0 | 0 | 0 | 0 | 0 | 0 | 0 | 0 | 0 | 0 | 0 | 0 | 0 | 0 | 0 | 0 | 0 | 0 | 0
F5_Commercial_Office (WA)_New_Food Preparation_Natural Gas_Food Prep Other_E6 | F5 | Commercial | Office (WA) | New | Food Preparation | Natural Gas | Food Prep Other | E6 | Utility - Cost of Operation | 0 | 0 | 0 | 0 | 0 | 0 | 0 | 0 | 0 | 0 | 0 | 0 | 0 | 0 | 0 | 0 | 0 | 0 | 0 | 0 | 0 | 0 | 0 | 0 | 0 | 0 | 0
F5_Commercial_Office (WA)_New_Food Preparation_Natural Gas_Food Prep Other_E7 | F5 | Commercial | Office (WA) | New | Food Preparation | Natural Gas | Food Prep Other | E7 | Utility - Cost of Operation | 0 | 0 | 0 | 0 | 0 | 0 | 0 | 0 | 0 | 0 | 0 | 0 | 0 | 0 | 0 | 0 | 0 | 0 | 0 | 0 | 0 | 0 | 0 | 0 | 0 | 0 | 0
F5_Commercial_Office (WA)_New_Food Preparation_Natural Gas_Food Prep Other_E8 | F5 | Commercial | Office (WA) | New | Food Preparation | Natural Gas | Food Prep Other | E8 | Utility - Cost of Operation | 0 | 0 | 0 | 0 | 0 | 0 | 0 | 0 | 0 | 0 | 0 | 0 | 0 | 0 | 0 | 0 | 0 | 0 | 0 | 0 | 0 | 0 | 0 | 0 | 0 | 0 | 0
F5_Commercial_Office (WA)_New_Food Preparation_Natural Gas_Food Prep Other_E9 | F5 | Commercial | Office (WA) | New | Food Preparation | Natural Gas | Food Prep Other | E9 | Utility - Cost of Operation | 0 | 0 | 0 | 0 | 0 | 0 | 0 | 0 | 0 | 0 | 0 | 0 | 0 | 0 | 0 | 0 | 0 | 0 | 0 | 0 | 0 | 0 | 0 | 0 | 0 | 0 | 0
F5_Commercial_Office (WA)_New_Food Preparation_Natural Gas_Food Prep Other_E10 | F5 | Commercial | Office (WA) | New | Food Preparation | Natural Gas | Food Prep Other | E10 | Utility - Cost of Operation | 0 | 0 | 0 | 0 | 0 | 0 | 0 | 0 | 0 | 0 | 0 | 0 | 0 | 0 | 0 | 0 | 0 | 0 | 0 | 0 | 0 | 0 | 0 | 0 | 0 | 0 | 0
F6_Commercial_Office (WA)_New_Food Preparation_Natural Gas_Food Prep Other_E1 | F6 | Commercial | Office (WA) | New | Food Preparation | Natural Gas | Food Prep Other | E1 | Utility - Value of Sales | 0.0065156 | 0.0066241 | 0.0067562 | 0.0069169 | 0.007108 | 0.0073606 | 0.0076197 | 0.0078704 | 0.0081011 | 0.0083227 | 0.0085503 | 0.0087536 | 0.0089657 | 0.0091617 | 0.0093268 | 0.0094731 | 0.0095931 | 0.0097062 | 0.0098275 | 0.0099388 | 0.01005 | 0.010227 | 0.010406 | 0.010591 | 0.010779 | 0.010971 | 0.011166
F6_Commercial_Office (WA)_New_Food Preparation_Natural Gas_Food Prep Other_E2 | F6 | Commercial | Office (WA) | New | Food Preparation | Natural Gas | Food Prep Other | E2 | Utility - Value of Sales | 0.0065156 | 0.006624 | 0.0067562 | 0.0069168 | 0.0071079 | 0.0073605 | 0.0076197 | 0.0078703 | 0.0081011 | 0.0083226 | 0.0085503 | 0.0087536 | 0.0089657 | 0.0091617 | 0.0093268 | 0.0094731 | 0.009593 | 0.0097061 | 0.0098274 | 0.0099387 | 0.01005 | 0.010227 | 0.010406 | 0.010591 | 0.010779 | 0.010971 | 0.011166
F6_Commercial_Office (WA)_New_Food Preparation_Natural Gas_Food Prep Other_E3 | F6 | Commercial | Office (WA) | New | Food Preparation | Natural Gas | Food Prep Other | E3 | Utility - Value of Sales | 0 | 0 | 0 | 0 | 0 | 0 | 0 | 0 | 0 | 0 | 0 | 0 | 0 | 0 | 0 | 0 | 0 | 0 | 0 | 0 | 0 | 0 | 0 | 0 | 0 | 0 | 0
F6_Commercial_Office (WA)_New_Food Preparation_Natural Gas_Food Prep Other_E4 | F6 | Commercial | Office (WA) | New | Food Preparation | Natural Gas | Food Prep Other | E4 | Utility - Value of Sales | 0 | 0 | 0 | 0 | 0 | 0 | 0 | 0 | 0 | 0 | 0 | 0 | 0 | 0 | 0 | 0 | 0 | 0 | 0 | 0 | 0 | 0 | 0 | 0 | 0 | 0 | 0
F6_Commercial_Office (WA)_New_Food Preparation_Natural Gas_Food Prep Other_E5 | F6 | Commercial | Office (WA) | New | Food Preparation | Natural Gas | Food Prep Other | E5 | Utility - Value of Sales | 0 | 0 | 0 | 0 | 0 | 0 | 0 | 0 | 0 | 0 | 0 | 0 | 0 | 0 | 0 | 0 | 0 | 0 | 0 | 0 | 0 | 0 | 0 | 0 | 0 | 0 | 0
F6_Commercial_Office (WA)_New_Food Preparation_Natural Gas_Food Prep Other_E6 | F6 | Commercial | Office (WA) | New | Food Preparation | Natural Gas | Food Prep Other | E6 | Utility - Value of Sales | 0 | 0 | 0 | 0 | 0 | 0 | 0 | 0 | 0 | 0 | 0 | 0 | 0 | 0 | 0 | 0 | 0 | 0 | 0 | 0 | 0 | 0 | 0 | 0 | 0 | 0 | 0
F6_Commercial_Office (WA)_New_Food Preparation_Natural Gas_Food Prep Other_E7 | F6 | Commercial | Office (WA) | New | Food Preparation | Natural Gas | Food Prep Other | E7 | Utility - Value of Sales | 0 | 0 | 0 | 0 | 0 | 0 | 0 | 0 | 0 | 0 | 0 | 0 | 0 | 0 | 0 | 0 | 0 | 0 | 0 | 0 | 0 | 0 | 0 | 0 | 0 | 0 | 0
F6_Commercial_Office (WA)_New_Food Preparation_Natural Gas_Food Prep Other_E8 | F6 | Commercial | Office (WA) | New | Food Preparation | Natural Gas | Food Prep Other | E8 | Utility - Value of Sales | 0 | 0 | 0 | 0 | 0 | 0 | 0 | 0 | 0 | 0 | 0 | 0 | 0 | 0 | 0 | 0 | 0 | 0 | 0 | 0 | 0 | 0 | 0 | 0 | 0 | 0 | 0
F6_Commercial_Office (WA)_New_Food Preparation_Natural Gas_Food Prep Other_E9 | F6 | Commercial | Office (WA) | New | Food Preparation | Natural Gas | Food Prep Other | E9 | Utility - Value of Sales | 0 | 0 | 0 | 0 | 0 | 0 | 0 | 0 | 0 | 0 | 0 | 0 | 0 | 0 | 0 | 0 | 0 | 0 | 0 | 0 | 0 | 0 | 0 | 0 | 0 | 0 | 0
F6_Commercial_Office (WA)_New_Food Preparation_Natural Gas_Food Prep Other_E10 | F6 | Commercial | Office (WA) | New | Food Preparation | Natural Gas | Food Prep Other | E10 | Utility - Value of Sales | 0 | 0 | 0 | 0 | 0 | 0 | 0 | 0 | 0 | 0 | 0 | 0 | 0 | 0 | 0 | 0 | 0 | 0 | 0 | 0 | 0 | 0 | 0 | 0 | 0 | 0 | 0
F1_Commercial_Office (WA)_New_Miscellaneous_Natural Gas_Pool Heater_E1 | F1 | Commercial | Office (WA) | New | Miscellaneous | Natural Gas | Pool Heater | E1 | RVT - Cost of Equipment | 0.0026828 | 0.0026828 | 0.0026828 | 0.0026828 | 0.0026828 | 0.0026828 | 0.0026828 | 0.0026828 | 0.0026828 | 0.0026828 | 0.0026828 | 0.0026828 | 0.0026828 | 0.0026828 | 0.0026828 | 0.0026828 | 0.0026828 | 0.0026828 | 0.0026828 | 0.0026828 | 0.0026828 | 0.0026828 | 0.0026828 | 0.0026828 | 0.0026828 | 0.0026828 | 0.0026828
F1_Commercial_Office (WA)_New_Miscellaneous_Natural Gas_Pool Heater_E2 | F1 | Commercial | Office (WA) | New | Miscellaneous | Natural Gas | Pool Heater | E2 | RVT - Cost of Equipment | 0.0043927 | 0.0043927 | 0.0043927 | 0.0043927 | 0.0043927 | 0.0043927 | 0.0043927 | 0.0043927 | 0.0043927 | 0.0043927 | 0.0043927 | 0.0043927 | 0.0043927 | 0.0043927 | 0.0043927 | 0.0043927 | 0.0043927 | 0.0043927 | 0.0043927 | 0.0043927 | 0.0043927 | 0.0043927 | 0.0043927 | 0.0043927 | 0.0043927 | 0.0043927 | 0.0043927
F1_Commercial_Office (WA)_New_Miscellaneous_Natural Gas_Pool Heater_E3 | F1 | Commercial | Office (WA) | New | Miscellaneous | Natural Gas | Pool Heater | E3 | RVT - Cost of Equipment | 0 | 0 | 0 | 0 | 0 | 0 | 0 | 0 | 0 | 0 | 0 | 0 | 0 | 0 | 0 | 0 | 0 | 0 | 0 | 0 | 0 | 0 | 0 | 0 | 0 | 0 | 0
F1_Commercial_Office (WA)_New_Miscellaneous_Natural Gas_Pool Heater_E4 | F1 | Commercial | Office (WA) | New | Miscellaneous | Natural Gas | Pool Heater | E4 | RVT - Cost of Equipment | 0 | 0 | 0 | 0 | 0 | 0 | 0 | 0 | 0 | 0 | 0 | 0 | 0 | 0 | 0 | 0 | 0 | 0 | 0 | 0 | 0 | 0 | 0 | 0 | 0 | 0 | 0
F1_Commercial_Office (WA)_New_Miscellaneous_Natural Gas_Pool Heater_E5 | F1 | Commercial | Office (WA) | New | Miscellaneous | Natural Gas | Pool Heater | E5 | RVT - Cost of Equipment | 0 | 0 | 0 | 0 | 0 | 0 | 0 | 0 | 0 | 0 | 0 | 0 | 0 | 0 | 0 | 0 | 0 | 0 | 0 | 0 | 0 | 0 | 0 | 0 | 0 | 0 | 0
F1_Commercial_Office (WA)_New_Miscellaneous_Natural Gas_Pool Heater_E6 | F1 | Commercial | Office (WA) | New | Miscellaneous | Natural Gas | Pool Heater | E6 | RVT - Cost of Equipment | 0 | 0 | 0 | 0 | 0 | 0 | 0 | 0 | 0 | 0 | 0 | 0 | 0 | 0 | 0 | 0 | 0 | 0 | 0 | 0 | 0 | 0 | 0 | 0 | 0 | 0 | 0
F1_Commercial_Office (WA)_New_Miscellaneous_Natural Gas_Pool Heater_E7 | F1 | Commercial | Office (WA) | New | Miscellaneous | Natural Gas | Pool Heater | E7 | RVT - Cost of Equipment | 0 | 0 | 0 | 0 | 0 | 0 | 0 | 0 | 0 | 0 | 0 | 0 | 0 | 0 | 0 | 0 | 0 | 0 | 0 | 0 | 0 | 0 | 0 | 0 | 0 | 0 | 0
F1_Commercial_Office (WA)_New_Miscellaneous_Natural Gas_Pool Heater_E8 | F1 | Commercial | Office (WA) | New | Miscellaneous | Natural Gas | Pool Heater | E8 | RVT - Cost of Equipment | 0 | 0 | 0 | 0 | 0 | 0 | 0 | 0 | 0 | 0 | 0 | 0 | 0 | 0 | 0 | 0 | 0 | 0 | 0 | 0 | 0 | 0 | 0 | 0 | 0 | 0 | 0
F1_Commercial_Office (WA)_New_Miscellaneous_Natural Gas_Pool Heater_E9 | F1 | Commercial | Office (WA) | New | Miscellaneous | Natural Gas | Pool Heater | E9 | RVT - Cost of Equipment | 0 | 0 | 0 | 0 | 0 | 0 | 0 | 0 | 0 | 0 | 0 | 0 | 0 | 0 | 0 | 0 | 0 | 0 | 0 | 0 | 0 | 0 | 0 | 0 | 0 | 0 | 0
F1_Commercial_Office (WA)_New_Miscellaneous_Natural Gas_Pool Heater_E10 | F1 | Commercial | Office (WA) | New | Miscellaneous | Natural Gas | Pool Heater | E10 | RVT - Cost of Equipment | 0 | 0 | 0 | 0 | 0 | 0 | 0 | 0 | 0 | 0 | 0 | 0 | 0 | 0 | 0 | 0 | 0 | 0 | 0 | 0 | 0 | 0 | 0 | 0 | 0 | 0 | 0
F2_Commercial_Office (WA)_New_Miscellaneous_Natural Gas_Pool Heater_E1 | F2 | Commercial | Office (WA) | New | Miscellaneous | Natural Gas | Pool Heater | E1 | RVT - Cost of Operation | 0.0040313 | 0.0040618 | 0.0041171 | 0.0042004 | 0.0043098 | 0.0044691 | 0.0046299 | 0.0047841 | 0.0049232 | 0.0050695 | 0.0052372 | 0.0053946 | 0.0055725 | 0.0057371 | 0.0058657 | 0.0059701 | 0.0060403 | 0.0060938 | 0.006154 | 0.0062033 | 0.0062516 | 0.0063614 | 0.0064717 | 0.0065867 | 0.0067037 | 0.0068228 | 0.006944
F2_Commercial_Office (WA)_New_Miscellaneous_Natural Gas_Pool Heater_E2 | F2 | Commercial | Office (WA) | New | Miscellaneous | Natural Gas | Pool Heater | E2 | RVT - Cost of Operation | 0.0034266 | 0.0034526 | 0.0034995 | 0.0035703 | 0.0036633 | 0.0037987 | 0.0039354 | 0.0040665 | 0.0041847 | 0.0043091 | 0.0044516 | 0.0045854 | 0.0047366 | 0.0048765 | 0.0049858 | 0.0050746 | 0.0051343 | 0.0051797 | 0.0052309 | 0.0052728 | 0.0053139 | 0.0054072 | 0.005501 | 0.0055987 | 0.0056982 | 0.0057994 | 0.0059024
F2_Commercial_Office (WA)_New_Miscellaneous_Natural Gas_Pool Heater_E3 | F2 | Commercial | Office (WA) | New | Miscellaneous | Natural Gas | Pool Heater | E3 | RVT - Cost of Operation | 0 | 0 | 0 | 0 | 0 | 0 | 0 | 0 | 0 | 0 | 0 | 0 | 0 | 0 | 0 | 0 | 0 | 0 | 0 | 0 | 0 | 0 | 0 | 0 | 0 | 0 | 0
F2_Commercial_Office (WA)_New_Miscellaneous_Natural Gas_Pool Heater_E4 | F2 | Commercial | Office (WA) | New | Miscellaneous | Natural Gas | Pool Heater | E4 | RVT - Cost of Operation | 0 | 0 | 0 | 0 | 0 | 0 | 0 | 0 | 0 | 0 | 0 | 0 | 0 | 0 | 0 | 0 | 0 | 0 | 0 | 0 | 0 | 0 | 0 | 0 | 0 | 0 | 0
F2_Commercial_Office (WA)_New_Miscellaneous_Natural Gas_Pool Heater_E5 | F2 | Commercial | Office (WA) | New | Miscellaneous | Natural Gas | Pool Heater | E5 | RVT - Cost of Operation | 0 | 0 | 0 | 0 | 0 | 0 | 0 | 0 | 0 | 0 | 0 | 0 | 0 | 0 | 0 | 0 | 0 | 0 | 0 | 0 | 0 | 0 | 0 | 0 | 0 | 0 | 0
F2_Commercial_Office (WA)_New_Miscellaneous_Natural Gas_Pool Heater_E6 | F2 | Commercial | Office (WA) | New | Miscellaneous | Natural Gas | Pool Heater | E6 | RVT - Cost of Operation | 0 | 0 | 0 | 0 | 0 | 0 | 0 | 0 | 0 | 0 | 0 | 0 | 0 | 0 | 0 | 0 | 0 | 0 | 0 | 0 | 0 | 0 | 0 | 0 | 0 | 0 | 0
F2_Commercial_Office (WA)_New_Miscellaneous_Natural Gas_Pool Heater_E7 | F2 | Commercial | Office (WA) | New | Miscellaneous | Natural Gas | Pool Heater | E7 | RVT - Cost of Operation | 0 | 0 | 0 | 0 | 0 | 0 | 0 | 0 | 0 | 0 | 0 | 0 | 0 | 0 | 0 | 0 | 0 | 0 | 0 | 0 | 0 | 0 | 0 | 0 | 0 | 0 | 0
F2_Commercial_Office (WA)_New_Miscellaneous_Natural Gas_Pool Heater_E8 | F2 | Commercial | Office (WA) | New | Miscellaneous | Natural Gas | Pool Heater | E8 | RVT - Cost of Operation | 0 | 0 | 0 | 0 | 0 | 0 | 0 | 0 | 0 | 0 | 0 | 0 | 0 | 0 | 0 | 0 | 0 | 0 | 0 | 0 | 0 | 0 | 0 | 0 | 0 | 0 | 0
F2_Commercial_Office (WA)_New_Miscellaneous_Natural Gas_Pool Heater_E9 | F2 | Commercial | Office (WA) | New | Miscellaneous | Natural Gas | Pool Heater | E9 | RVT - Cost of Operation | 0 | 0 | 0 | 0 | 0 | 0 | 0 | 0 | 0 | 0 | 0 | 0 | 0 | 0 | 0 | 0 | 0 | 0 | 0 | 0 | 0 | 0 | 0 | 0 | 0 | 0 | 0
F2_Commercial_Office (WA)_New_Miscellaneous_Natural Gas_Pool Heater_E10 | F2 | Commercial | Office (WA) | New | Miscellaneous | Natural Gas | Pool Heater | E10 | RVT - Cost of Operation | 0 | 0 | 0 | 0 | 0 | 0 | 0 | 0 | 0 | 0 | 0 | 0 | 0 | 0 | 0 | 0 | 0 | 0 | 0 | 0 | 0 | 0 | 0 | 0 | 0 | 0 | 0
F3_Commercial_Office (WA)_New_Miscellaneous_Natural Gas_Pool Heater_E1 | F3 | Commercial | Office (WA) | New | Miscellaneous | Natural Gas | Pool Heater | E1 | System - kBTUs of Consumption | 1.0152 | 1.0152 | 1.0152 | 1.0152 | 1.0152 | 1.0152 | 1.0152 | 1.0152 | 1.0152 | 1.0152 | 1.0152 | 1.0152 | 1.0152 | 1.0152 | 1.0152 | 1.0152 | 1.0152 | 1.0152 | 1.0152 | 1.0152 | 1.0152 | 1.0152 | 1.0152 | 1.0152 | 1.0152 | 1.0152 | 1.0152
F3_Commercial_Office (WA)_New_Miscellaneous_Natural Gas_Pool Heater_E2 | F3 | Commercial | Office (WA) | New | Miscellaneous | Natural Gas | Pool Heater | E2 | System - kBTUs of Consumption | 0.86294 | 0.86294 | 0.86294 | 0.86294 | 0.86294 | 0.86294 | 0.86294 | 0.86294 | 0.86294 | 0.86294 | 0.86294 | 0.86294 | 0.86294 | 0.86294 | 0.86294 | 0.86294 | 0.86294 | 0.86294 | 0.86294 | 0.86294 | 0.86294 | 0.86294 | 0.86294 | 0.86294 | 0.86294 | 0.86294 | 0.86294
F3_Commercial_Office (WA)_New_Miscellaneous_Natural Gas_Pool Heater_E3 | F3 | Commercial | Office (WA) | New | Miscellaneous | Natural Gas | Pool Heater | E3 | System - kBTUs of Consumption | 0 | 0 | 0 | 0 | 0 | 0 | 0 | 0 | 0 | 0 | 0 | 0 | 0 | 0 | 0 | 0 | 0 | 0 | 0 | 0 | 0 | 0 | 0 | 0 | 0 | 0 | 0
F3_Commercial_Office (WA)_New_Miscellaneous_Natural Gas_Pool Heater_E4 | F3 | Commercial | Office (WA) | New | Miscellaneous | Natural Gas | Pool Heater | E4 | System - kBTUs of Consumption | 0 | 0 | 0 | 0 | 0 | 0 | 0 | 0 | 0 | 0 | 0 | 0 | 0 | 0 | 0 | 0 | 0 | 0 | 0 | 0 | 0 | 0 | 0 | 0 | 0 | 0 | 0
F3_Commercial_Office (WA)_New_Miscellaneous_Natural Gas_Pool Heater_E5 | F3 | Commercial | Office (WA) | New | Miscellaneous | Natural Gas | Pool Heater | E5 | System - kBTUs of Consumption | 0 | 0 | 0 | 0 | 0 | 0 | 0 | 0 | 0 | 0 | 0 | 0 | 0 | 0 | 0 | 0 | 0 | 0 | 0 | 0 | 0 | 0 | 0 | 0 | 0 | 0 | 0
F3_Commercial_Office (WA)_New_Miscellaneous_Natural Gas_Pool Heater_E6 | F3 | Commercial | Office (WA) | New | Miscellaneous | Natural Gas | Pool Heater | E6 | System - kBTUs of Consumption | 0 | 0 | 0 | 0 | 0 | 0 | 0 | 0 | 0 | 0 | 0 | 0 | 0 | 0 | 0 | 0 | 0 | 0 | 0 | 0 | 0 | 0 | 0 | 0 | 0 | 0 | 0
F3_Commercial_Office (WA)_New_Miscellaneous_Natural Gas_Pool Heater_E7 | F3 | Commercial | Office (WA) | New | Miscellaneous | Natural Gas | Pool Heater | E7 | System - kBTUs of Consumption | 0 | 0 | 0 | 0 | 0 | 0 | 0 | 0 | 0 | 0 | 0 | 0 | 0 | 0 | 0 | 0 | 0 | 0 | 0 | 0 | 0 | 0 | 0 | 0 | 0 | 0 | 0
F3_Commercial_Office (WA)_New_Miscellaneous_Natural Gas_Pool Heater_E8 | F3 | Commercial | Office (WA) | New | Miscellaneous | Natural Gas | Pool Heater | E8 | System - kBTUs of Consumption | 0 | 0 | 0 | 0 | 0 | 0 | 0 | 0 | 0 | 0 | 0 | 0 | 0 | 0 | 0 | 0 | 0 | 0 | 0 | 0 | 0 | 0 | 0 | 0 | 0 | 0 | 0
F3_Commercial_Office (WA)_New_Miscellaneous_Natural Gas_Pool Heater_E9 | F3 | Commercial | Office (WA) | New | Miscellaneous | Natural Gas | Pool Heater | E9 | System - kBTUs of Consumption | 0 | 0 | 0 | 0 | 0 | 0 | 0 | 0 | 0 | 0 | 0 | 0 | 0 | 0 | 0 | 0 | 0 | 0 | 0 | 0 | 0 | 0 | 0 | 0 | 0 | 0 | 0
F3_Commercial_Office (WA)_New_Miscellaneous_Natural Gas_Pool Heater_E10 | F3 | Commercial | Office (WA) | New | Miscellaneous | Natural Gas | Pool Heater | E10 | System - kBTUs of Consumption | 0 | 0 | 0 | 0 | 0 | 0 | 0 | 0 | 0 | 0 | 0 | 0 | 0 | 0 | 0 | 0 | 0 | 0 | 0 | 0 | 0 | 0 | 0 | 0 | 0 | 0 | 0
F4_Commercial_Office (WA)_New_Miscellaneous_Natural Gas_Pool Heater_E1 | F4 | Commercial | Office (WA) | New | Miscellaneous | Natural Gas | Pool Heater | E1 | Utility - Cost of Equipment | 0.0026828 | 0.0026828 | 0.0026828 | 0.0026828 | 0.0026828 | 0.0026828 | 0.0026828 | 0.0026828 | 0.0026828 | 0.0026828 | 0.0026828 | 0.0026828 | 0.0026828 | 0.0026828 | 0.0026828 | 0.0026828 | 0.0026828 | 0.0026828 | 0.0026828 | 0.0026828 | 0.0026828 | 0.0026828 | 0.0026828 | 0.0026828 | 0.0026828 | 0.0026828 | 0.0026828
F4_Commercial_Office (WA)_New_Miscellaneous_Natural Gas_Pool Heater_E2 | F4 | Commercial | Office (WA) | New | Miscellaneous | Natural Gas | Pool Heater | E2 | Utility - Cost of Equipment | 0.0043927 | 0.0043927 | 0.0043927 | 0.0043927 | 0.0043927 | 0.0043927 | 0.0043927 | 0.0043927 | 0.0043927 | 0.0043927 | 0.0043927 | 0.0043927 | 0.0043927 | 0.0043927 | 0.0043927 | 0.0043927 | 0.0043927 | 0.0043927 | 0.0043927 | 0.0043927 | 0.0043927 | 0.0043927 | 0.0043927 | 0.0043927 | 0.0043927 | 0.0043927 | 0.0043927
F4_Commercial_Office (WA)_New_Miscellaneous_Natural Gas_Pool Heater_E3 | F4 | Commercial | Office (WA) | New | Miscellaneous | Natural Gas | Pool Heater | E3 | Utility - Cost of Equipment | 0 | 0 | 0 | 0 | 0 | 0 | 0 | 0 | 0 | 0 | 0 | 0 | 0 | 0 | 0 | 0 | 0 | 0 | 0 | 0 | 0 | 0 | 0 | 0 | 0 | 0 | 0
F4_Commercial_Office (WA)_New_Miscellaneous_Natural Gas_Pool Heater_E4 | F4 | Commercial | Office (WA) | New | Miscellaneous | Natural Gas | Pool Heater | E4 | Utility - Cost of Equipment | 0 | 0 | 0 | 0 | 0 | 0 | 0 | 0 | 0 | 0 | 0 | 0 | 0 | 0 | 0 | 0 | 0 | 0 | 0 | 0 | 0 | 0 | 0 | 0 | 0 | 0 | 0
F4_Commercial_Office (WA)_New_Miscellaneous_Natural Gas_Pool Heater_E5 | F4 | Commercial | Office (WA) | New | Miscellaneous | Natural Gas | Pool Heater | E5 | Utility - Cost of Equipment | 0 | 0 | 0 | 0 | 0 | 0 | 0 | 0 | 0 | 0 | 0 | 0 | 0 | 0 | 0 | 0 | 0 | 0 | 0 | 0 | 0 | 0 | 0 | 0 | 0 | 0 | 0
F4_Commercial_Office (WA)_New_Miscellaneous_Natural Gas_Pool Heater_E6 | F4 | Commercial | Office (WA) | New | Miscellaneous | Natural Gas | Pool Heater | E6 | Utility - Cost of Equipment | 0 | 0 | 0 | 0 | 0 | 0 | 0 | 0 | 0 | 0 | 0 | 0 | 0 | 0 | 0 | 0 | 0 | 0 | 0 | 0 | 0 | 0 | 0 | 0 | 0 | 0 | 0
F4_Commercial_Office (WA)_New_Miscellaneous_Natural Gas_Pool Heater_E7 | F4 | Commercial | Office (WA) | New | Miscellaneous | Natural Gas | Pool Heater | E7 | Utility - Cost of Equipment | 0 | 0 | 0 | 0 | 0 | 0 | 0 | 0 | 0 | 0 | 0 | 0 | 0 | 0 | 0 | 0 | 0 | 0 | 0 | 0 | 0 | 0 | 0 | 0 | 0 | 0 | 0
F4_Commercial_Office (WA)_New_Miscellaneous_Natural Gas_Pool Heater_E8 | F4 | Commercial | Office (WA) | New | Miscellaneous | Natural Gas | Pool Heater | E8 | Utility - Cost of Equipment | 0 | 0 | 0 | 0 | 0 | 0 | 0 | 0 | 0 | 0 | 0 | 0 | 0 | 0 | 0 | 0 | 0 | 0 | 0 | 0 | 0 | 0 | 0 | 0 | 0 | 0 | 0
F4_Commercial_Office (WA)_New_Miscellaneous_Natural Gas_Pool Heater_E9 | F4 | Commercial | Office (WA) | New | Miscellaneous | Natural Gas | Pool Heater | E9 | Utility - Cost of Equipment | 0 | 0 | 0 | 0 | 0 | 0 | 0 | 0 | 0 | 0 | 0 | 0 | 0 | 0 | 0 | 0 | 0 | 0 | 0 | 0 | 0 | 0 | 0 | 0 | 0 | 0 | 0
F4_Commercial_Office (WA)_New_Miscellaneous_Natural Gas_Pool Heater_E10 | F4 | Commercial | Office (WA) | New | Miscellaneous | Natural Gas | Pool Heater | E10 | Utility - Cost of Equipment | 0 | 0 | 0 | 0 | 0 | 0 | 0 | 0 | 0 | 0 | 0 | 0 | 0 | 0 | 0 | 0 | 0 | 0 | 0 | 0 | 0 | 0 | 0 | 0 | 0 | 0 | 0
F5_Commercial_Office (WA)_New_Miscellaneous_Natural Gas_Pool Heater_E1 | F5 | Commercial | Office (WA) | New | Miscellaneous | Natural Gas | Pool Heater | E1 | Utility - Cost of Operation | 0.0033594 | 0.0033849 | 0.0034397 | 0.0035283 | 0.0036504 | 0.0038279 | 0.0040225 | 0.0042176 | 0.0044066 | 0.0046086 | 0.0047611 | 0.0049042 | 0.0050659 | 0.005222 | 0.0053527 | 0.00547 | 0.0055659 | 0.0056578 | 0.0057594 | 0.005855 | 0.0059539 | 0.0060585 | 0.0061636 | 0.0062731 | 0.0063845 | 0.0064979 | 0.0066134
F5_Commercial_Office (WA)_New_Miscellaneous_Natural Gas_Pool Heater_E2 | F5 | Commercial | Office (WA) | New | Miscellaneous | Natural Gas | Pool Heater | E2 | Utility - Cost of Operation | 0.0028555 | 0.0028771 | 0.0029237 | 0.002999 | 0.0031029 | 0.0032537 | 0.0034191 | 0.003585 | 0.0037456 | 0.0039173 | 0.0040469 | 0.0041685 | 0.004306 | 0.0044387 | 0.0045498 | 0.0046495 | 0.004731 | 0.0048091 | 0.0048955 | 0.0049767 | 0.0050608 | 0.0051497 | 0.005239 | 0.0053321 | 0.0054268 | 0.0055232 | 0.0056214
F5_Commercial_Office (WA)_New_Miscellaneous_Natural Gas_Pool Heater_E3 | F5 | Commercial | Office (WA) | New | Miscellaneous | Natural Gas | Pool Heater | E3 | Utility - Cost of Operation | 0 | 0 | 0 | 0 | 0 | 0 | 0 | 0 | 0 | 0 | 0 | 0 | 0 | 0 | 0 | 0 | 0 | 0 | 0 | 0 | 0 | 0 | 0 | 0 | 0 | 0 | 0
F5_Commercial_Office (WA)_New_Miscellaneous_Natural Gas_Pool Heater_E4 | F5 | Commercial | Office (WA) | New | Miscellaneous | Natural Gas | Pool Heater | E4 | Utility - Cost of Operation | 0 | 0 | 0 | 0 | 0 | 0 | 0 | 0 | 0 | 0 | 0 | 0 | 0 | 0 | 0 | 0 | 0 | 0 | 0 | 0 | 0 | 0 | 0 | 0 | 0 | 0 | 0
F5_Commercial_Office (WA)_New_Miscellaneous_Natural Gas_Pool Heater_E5 | F5 | Commercial | Office (WA) | New | Miscellaneous | Natural Gas | Pool Heater | E5 | Utility - Cost of Operation | 0 | 0 | 0 | 0 | 0 | 0 | 0 | 0 | 0 | 0 | 0 | 0 | 0 | 0 | 0 | 0 | 0 | 0 | 0 | 0 | 0 | 0 | 0 | 0 | 0 | 0 | 0
F5_Commercial_Office (WA)_New_Miscellaneous_Natural Gas_Pool Heater_E6 | F5 | Commercial | Office (WA) | New | Miscellaneous | Natural Gas | Pool Heater | E6 | Utility - Cost of Operation | 0 | 0 | 0 | 0 | 0 | 0 | 0 | 0 | 0 | 0 | 0 | 0 | 0 | 0 | 0 | 0 | 0 | 0 | 0 | 0 | 0 | 0 | 0 | 0 | 0 | 0 | 0
F5_Commercial_Office (WA)_New_Miscellaneous_Natural Gas_Pool Heater_E7 | F5 | Commercial | Office (WA) | New | Miscellaneous | Natural Gas | Pool Heater | E7 | Utility - Cost of Operation | 0 | 0 | 0 | 0 | 0 | 0 | 0 | 0 | 0 | 0 | 0 | 0 | 0 | 0 | 0 | 0 | 0 | 0 | 0 | 0 | 0 | 0 | 0 | 0 | 0 | 0 | 0
F5_Commercial_Office (WA)_New_Miscellaneous_Natural Gas_Pool Heater_E8 | F5 | Commercial | Office (WA) | New | Miscellaneous | Natural Gas | Pool Heater | E8 | Utility - Cost of Operation | 0 | 0 | 0 | 0 | 0 | 0 | 0 | 0 | 0 | 0 | 0 | 0 | 0 | 0 | 0 | 0 | 0 | 0 | 0 | 0 | 0 | 0 | 0 | 0 | 0 | 0 | 0
F5_Commercial_Office (WA)_New_Miscellaneous_Natural Gas_Pool Heater_E9 | F5 | Commercial | Office (WA) | New | Miscellaneous | Natural Gas | Pool Heater | E9 | Utility - Cost of Operation | 0 | 0 | 0 | 0 | 0 | 0 | 0 | 0 | 0 | 0 | 0 | 0 | 0 | 0 | 0 | 0 | 0 | 0 | 0 | 0 | 0 | 0 | 0 | 0 | 0 | 0 | 0
F5_Commercial_Office (WA)_New_Miscellaneous_Natural Gas_Pool Heater_E10 | F5 | Commercial | Office (WA) | New | Miscellaneous | Natural Gas | Pool Heater | E10 | Utility - Cost of Operation | 0 | 0 | 0 | 0 | 0 | 0 | 0 | 0 | 0 | 0 | 0 | 0 | 0 | 0 | 0 | 0 | 0 | 0 | 0 | 0 | 0 | 0 | 0 | 0 | 0 | 0 | 0
F6_Commercial_Office (WA)_New_Miscellaneous_Natural Gas_Pool Heater_E1 | F6 | Commercial | Office (WA) | New | Miscellaneous | Natural Gas | Pool Heater | E1 | Utility - Value of Sales | 0.0040313 | 0.0040618 | 0.0041171 | 0.0042004 | 0.0043098 | 0.0044691 | 0.0046299 | 0.0047841 | 0.0049232 | 0.0050695 | 0.0052372 | 0.0053946 | 0.0055725 | 0.0057371 | 0.0058657 | 0.0059701 | 0.0060403 | 0.0060938 | 0.006154 | 0.0062033 | 0.0062516 | 0.0063614 | 0.0064717 | 0.0065867 | 0.0067037 | 0.0068228 | 0.006944
F6_Commercial_Office (WA)_New_Miscellaneous_Natural Gas_Pool Heater_E2 | F6 | Commercial | Office (WA) | New | Miscellaneous | Natural Gas | Pool Heater | E2 | Utility - Value of Sales | 0.0034266 | 0.0034526 | 0.0034995 | 0.0035703 | 0.0036633 | 0.0037987 | 0.0039354 | 0.0040665 | 0.0041847 | 0.0043091 | 0.0044516 | 0.0045854 | 0.0047366 | 0.0048765 | 0.0049858 | 0.0050746 | 0.0051343 | 0.0051797 | 0.0052309 | 0.0052728 | 0.0053139 | 0.0054072 | 0.005501 | 0.0055987 | 0.0056982 | 0.0057994 | 0.0059024
F6_Commercial_Office (WA)_New_Miscellaneous_Natural Gas_Pool Heater_E3 | F6 | Commercial | Office (WA) | New | Miscellaneous | Natural Gas | Pool Heater | E3 | Utility - Value of Sales | 0 | 0 | 0 | 0 | 0 | 0 | 0 | 0 | 0 | 0 | 0 | 0 | 0 | 0 | 0 | 0 | 0 | 0 | 0 | 0 | 0 | 0 | 0 | 0 | 0 | 0 | 0
F6_Commercial_Office (WA)_New_Miscellaneous_Natural Gas_Pool Heater_E4 | F6 | Commercial | Office (WA) | New | Miscellaneous | Natural Gas | Pool Heater | E4 | Utility - Value of Sales | 0 | 0 | 0 | 0 | 0 | 0 | 0 | 0 | 0 | 0 | 0 | 0 | 0 | 0 | 0 | 0 | 0 | 0 | 0 | 0 | 0 | 0 | 0 | 0 | 0 | 0 | 0
F6_Commercial_Office (WA)_New_Miscellaneous_Natural Gas_Pool Heater_E5 | F6 | Commercial | Office (WA) | New | Miscellaneous | Natural Gas | Pool Heater | E5 | Utility - Value of Sales | 0 | 0 | 0 | 0 | 0 | 0 | 0 | 0 | 0 | 0 | 0 | 0 | 0 | 0 | 0 | 0 | 0 | 0 | 0 | 0 | 0 | 0 | 0 | 0 | 0 | 0 | 0
F6_Commercial_Office (WA)_New_Miscellaneous_Natural Gas_Pool Heater_E6 | F6 | Commercial | Office (WA) | New | Miscellaneous | Natural Gas | Pool Heater | E6 | Utility - Value of Sales | 0 | 0 | 0 | 0 | 0 | 0 | 0 | 0 | 0 | 0 | 0 | 0 | 0 | 0 | 0 | 0 | 0 | 0 | 0 | 0 | 0 | 0 | 0 | 0 | 0 | 0 | 0
F6_Commercial_Office (WA)_New_Miscellaneous_Natural Gas_Pool Heater_E7 | F6 | Commercial | Office (WA) | New | Miscellaneous | Natural Gas | Pool Heater | E7 | Utility - Value of Sales | 0 | 0 | 0 | 0 | 0 | 0 | 0 | 0 | 0 | 0 | 0 | 0 | 0 | 0 | 0 | 0 | 0 | 0 | 0 | 0 | 0 | 0 | 0 | 0 | 0 | 0 | 0
F6_Commercial_Office (WA)_New_Miscellaneous_Natural Gas_Pool Heater_E8 | F6 | Commercial | Office (WA) | New | Miscellaneous | Natural Gas | Pool Heater | E8 | Utility - Value of Sales | 0 | 0 | 0 | 0 | 0 | 0 | 0 | 0 | 0 | 0 | 0 | 0 | 0 | 0 | 0 | 0 | 0 | 0 | 0 | 0 | 0 | 0 | 0 | 0 | 0 | 0 | 0
F6_Commercial_Office (WA)_New_Miscellaneous_Natural Gas_Pool Heater_E9 | F6 | Commercial | Office (WA) | New | Miscellaneous | Natural Gas | Pool Heater | E9 | Utility - Value of Sales | 0 | 0 | 0 | 0 | 0 | 0 | 0 | 0 | 0 | 0 | 0 | 0 | 0 | 0 | 0 | 0 | 0 | 0 | 0 | 0 | 0 | 0 | 0 | 0 | 0 | 0 | 0
F6_Commercial_Office (WA)_New_Miscellaneous_Natural Gas_Pool Heater_E10 | F6 | Commercial | Office (WA) | New | Miscellaneous | Natural Gas | Pool Heater | E10 | Utility - Value of Sales | 0 | 0 | 0 | 0 | 0 | 0 | 0 | 0 | 0 | 0 | 0 | 0 | 0 | 0 | 0 | 0 | 0 | 0 | 0 | 0 | 0 | 0 | 0 | 0 | 0 | 0 | 0
F1_Commercial_Office (WA)_New_Miscellaneous_Natural Gas_Miscellaneous_E1 | F1 | Commercial | Office (WA) | New | Miscellaneous | Natural Gas | Miscellaneous | E1 | RVT - Cost of Equipment | 0.24753 | 0.24753 | 0.24753 | 0.24753 | 0.24753 | 0.24753 | 0.24753 | 0.24753 | 0.24753 | 0.24753 | 0.24753 | 0.24753 | 0.24753 | 0.24753 | 0.24753 | 0.24753 | 0.24753 | 0.24753 | 0.24753 | 0.24753 | 0.24753 | 0.24753 | 0.24753 | 0.24753 | 0.24753 | 0.24753 | 0.24753
F1_Commercial_Office (WA)_New_Miscellaneous_Natural Gas_Miscellaneous_E2 | F1 | Commercial | Office (WA) | New | Miscellaneous | Natural Gas | Miscellaneous | E2 | RVT - Cost of Equipment | 0 | 0 | 0 | 0 | 0 | 0 | 0 | 0 | 0 | 0 | 0 | 0 | 0 | 0 | 0 | 0 | 0 | 0 | 0 | 0 | 0 | 0 | 0 | 0 | 0 | 0 | 0
F1_Commercial_Office (WA)_New_Miscellaneous_Natural Gas_Miscellaneous_E3 | F1 | Commercial | Office (WA) | New | Miscellaneous | Natural Gas | Miscellaneous | E3 | RVT - Cost of Equipment | 0 | 0 | 0 | 0 | 0 | 0 | 0 | 0 | 0 | 0 | 0 | 0 | 0 | 0 | 0 | 0 | 0 | 0 | 0 | 0 | 0 | 0 | 0 | 0 | 0 | 0 | 0
F1_Commercial_Office (WA)_New_Miscellaneous_Natural Gas_Miscellaneous_E4 | F1 | Commercial | Office (WA) | New | Miscellaneous | Natural Gas | Miscellaneous | E4 | RVT - Cost of Equipment | 0 | 0 | 0 | 0 | 0 | 0 | 0 | 0 | 0 | 0 | 0 | 0 | 0 | 0 | 0 | 0 | 0 | 0 | 0 | 0 | 0 | 0 | 0 | 0 | 0 | 0 | 0
F1_Commercial_Office (WA)_New_Miscellaneous_Natural Gas_Miscellaneous_E5 | F1 | Commercial | Office (WA) | New | Miscellaneous | Natural Gas | Miscellaneous | E5 | RVT - Cost of Equipment | 0 | 0 | 0 | 0 | 0 | 0 | 0 | 0 | 0 | 0 | 0 | 0 | 0 | 0 | 0 | 0 | 0 | 0 | 0 | 0 | 0 | 0 | 0 | 0 | 0 | 0 | 0
F1_Commercial_Office (WA)_New_Miscellaneous_Natural Gas_Miscellaneous_E6 | F1 | Commercial | Office (WA) | New | Miscellaneous | Natural Gas | Miscellaneous | E6 | RVT - Cost of Equipment | 0 | 0 | 0 | 0 | 0 | 0 | 0 | 0 | 0 | 0 | 0 | 0 | 0 | 0 | 0 | 0 | 0 | 0 | 0 | 0 | 0 | 0 | 0 | 0 | 0 | 0 | 0
F1_Commercial_Office (WA)_New_Miscellaneous_Natural Gas_Miscellaneous_E7 | F1 | Commercial | Office (WA) | New | Miscellaneous | Natural Gas | Miscellaneous | E7 | RVT - Cost of Equipment | 0 | 0 | 0 | 0 | 0 | 0 | 0 | 0 | 0 | 0 | 0 | 0 | 0 | 0 | 0 | 0 | 0 | 0 | 0 | 0 | 0 | 0 | 0 | 0 | 0 | 0 | 0
F1_Commercial_Office (WA)_New_Miscellaneous_Natural Gas_Miscellaneous_E8 | F1 | Commercial | Office (WA) | New | Miscellaneous | Natural Gas | Miscellaneous | E8 | RVT - Cost of Equipment | 0 | 0 | 0 | 0 | 0 | 0 | 0 | 0 | 0 | 0 | 0 | 0 | 0 | 0 | 0 | 0 | 0 | 0 | 0 | 0 | 0 | 0 | 0 | 0 | 0 | 0 | 0
F1_Commercial_Office (WA)_New_Miscellaneous_Natural Gas_Miscellaneous_E9 | F1 | Commercial | Office (WA) | New | Miscellaneous | Natural Gas | Miscellaneous | E9 | RVT - Cost of Equipment | 0 | 0 | 0 | 0 | 0 | 0 | 0 | 0 | 0 | 0 | 0 | 0 | 0 | 0 | 0 | 0 | 0 | 0 | 0 | 0 | 0 | 0 | 0 | 0 | 0 | 0 | 0
F1_Commercial_Office (WA)_New_Miscellaneous_Natural Gas_Miscellaneous_E10 | F1 | Commercial | Office (WA) | New | Miscellaneous | Natural Gas | Miscellaneous | E10 | RVT - Cost of Equipment | 0 | 0 | 0 | 0 | 0 | 0 | 0 | 0 | 0 | 0 | 0 | 0 | 0 | 0 | 0 | 0 | 0 | 0 | 0 | 0 | 0 | 0 | 0 | 0 | 0 | 0 | 0
F2_Commercial_Office (WA)_New_Miscellaneous_Natural Gas_Miscellaneous_E1 | F2 | Commercial | Office (WA) | New | Miscellaneous | Natural Gas | Miscellaneous | E1 | RVT - Cost of Operation | 0.0012868 | 0.001295 | 0.0013088 | 0.0013302 | 0.0013617 | 0.0014136 | 0.0014671 | 0.001517 | 0.0015606 | 0.0016058 | 0.0016577 | 0.0017064 | 0.0017645 | 0.0018201 | 0.0018643 | 0.0019002 | 0.0019243 | 0.0019437 | 0.0019631 | 0.0019755 | 0.0019875 | 0.0020223 | 0.0020572 | 0.0020938 | 0.0021309 | 0.0021688 | 0.0022073
F2_Commercial_Office (WA)_New_Miscellaneous_Natural Gas_Miscellaneous_E2 | F2 | Commercial | Office (WA) | New | Miscellaneous | Natural Gas | Miscellaneous | E2 | RVT - Cost of Operation | 0 | 0 | 0 | 0 | 0 | 0 | 0 | 0 | 0 | 0 | 0 | 0 | 0 | 0 | 0 | 0 | 0 | 0 | 0 | 0 | 0 | 0 | 0 | 0 | 0 | 0 | 0
F2_Commercial_Office (WA)_New_Miscellaneous_Natural Gas_Miscellaneous_E3 | F2 | Commercial | Office (WA) | New | Miscellaneous | Natural Gas | Miscellaneous | E3 | RVT - Cost of Operation | 0 | 0 | 0 | 0 | 0 | 0 | 0 | 0 | 0 | 0 | 0 | 0 | 0 | 0 | 0 | 0 | 0 | 0 | 0 | 0 | 0 | 0 | 0 | 0 | 0 | 0 | 0
F2_Commercial_Office (WA)_New_Miscellaneous_Natural Gas_Miscellaneous_E4 | F2 | Commercial | Office (WA) | New | Miscellaneous | Natural Gas | Miscellaneous | E4 | RVT - Cost of Operation | 0 | 0 | 0 | 0 | 0 | 0 | 0 | 0 | 0 | 0 | 0 | 0 | 0 | 0 | 0 | 0 | 0 | 0 | 0 | 0 | 0 | 0 | 0 | 0 | 0 | 0 | 0
F2_Commercial_Office (WA)_New_Miscellaneous_Natural Gas_Miscellaneous_E5 | F2 | Commercial | Office (WA) | New | Miscellaneous | Natural Gas | Miscellaneous | E5 | RVT - Cost of Operation | 0 | 0 | 0 | 0 | 0 | 0 | 0 | 0 | 0 | 0 | 0 | 0 | 0 | 0 | 0 | 0 | 0 | 0 | 0 | 0 | 0 | 0 | 0 | 0 | 0 | 0 | 0
F2_Commercial_Office (WA)_New_Miscellaneous_Natural Gas_Miscellaneous_E6 | F2 | Commercial | Office (WA) | New | Miscellaneous | Natural Gas | Miscellaneous | E6 | RVT - Cost of Operation | 0 | 0 | 0 | 0 | 0 | 0 | 0 | 0 | 0 | 0 | 0 | 0 | 0 | 0 | 0 | 0 | 0 | 0 | 0 | 0 | 0 | 0 | 0 | 0 | 0 | 0 | 0
F2_Commercial_Office (WA)_New_Miscellaneous_Natural Gas_Miscellaneous_E7 | F2 | Commercial | Office (WA) | New | Miscellaneous | Natural Gas | Miscellaneous | E7 | RVT - Cost of Operation | 0 | 0 | 0 | 0 | 0 | 0 | 0 | 0 | 0 | 0 | 0 | 0 | 0 | 0 | 0 | 0 | 0 | 0 | 0 | 0 | 0 | 0 | 0 | 0 | 0 | 0 | 0
F2_Commercial_Office (WA)_New_Miscellaneous_Natural Gas_Miscellaneous_E8 | F2 | Commercial | Office (WA) | New | Miscellaneous | Natural Gas | Miscellaneous | E8 | RVT - Cost of Operation | 0 | 0 | 0 | 0 | 0 | 0 | 0 | 0 | 0 | 0 | 0 | 0 | 0 | 0 | 0 | 0 | 0 | 0 | 0 | 0 | 0 | 0 | 0 | 0 | 0 | 0 | 0
F2_Commercial_Office (WA)_New_Miscellaneous_Natural Gas_Miscellaneous_E9 | F2 | Commercial | Office (WA) | New | Miscellaneous | Natural Gas | Miscellaneous | E9 | RVT - Cost of Operation | 0 | 0 | 0 | 0 | 0 | 0 | 0 | 0 | 0 | 0 | 0 | 0 | 0 | 0 | 0 | 0 | 0 | 0 | 0 | 0 | 0 | 0 | 0 | 0 | 0 | 0 | 0
F2_Commercial_Office (WA)_New_Miscellaneous_Natural Gas_Miscellaneous_E10 | F2 | Commercial | Office (WA) | New | Miscellaneous | Natural Gas | Miscellaneous | E10 | RVT - Cost of Operation | 0 | 0 | 0 | 0 | 0 | 0 | 0 | 0 | 0 | 0 | 0 | 0 | 0 | 0 | 0 | 0 | 0 | 0 | 0 | 0 | 0 | 0 | 0 | 0 | 0 | 0 | 0
F3_Commercial_Office (WA)_New_Miscellaneous_Natural Gas_Miscellaneous_E1 | F3 | Commercial | Office (WA) | New | Miscellaneous | Natural Gas | Miscellaneous | E1 | System - kBTUs of Consumption | 0.32869 | 0.32869 | 0.32869 | 0.32869 | 0.32869 | 0.32869 | 0.32869 | 0.32869 | 0.32869 | 0.32869 | 0.32869 | 0.32869 | 0.32869 | 0.32869 | 0.32869 | 0.32869 | 0.32869 | 0.32869 | 0.32869 | 0.32869 | 0.32869 | 0.32869 | 0.32869 | 0.32869 | 0.32869 | 0.32869 | 0.32869
F3_Commercial_Office (WA)_New_Miscellaneous_Natural Gas_Miscellaneous_E2 | F3 | Commercial | Office (WA) | New | Miscellaneous | Natural Gas | Miscellaneous | E2 | System - kBTUs of Consumption | 0 | 0 | 0 | 0 | 0 | 0 | 0 | 0 | 0 | 0 | 0 | 0 | 0 | 0 | 0 | 0 | 0 | 0 | 0 | 0 | 0 | 0 | 0 | 0 | 0 | 0 | 0
F3_Commercial_Office (WA)_New_Miscellaneous_Natural Gas_Miscellaneous_E3 | F3 | Commercial | Office (WA) | New | Miscellaneous | Natural Gas | Miscellaneous | E3 | System - kBTUs of Consumption | 0 | 0 | 0 | 0 | 0 | 0 | 0 | 0 | 0 | 0 | 0 | 0 | 0 | 0 | 0 | 0 | 0 | 0 | 0 | 0 | 0 | 0 | 0 | 0 | 0 | 0 | 0
F3_Commercial_Office (WA)_New_Miscellaneous_Natural Gas_Miscellaneous_E4 | F3 | Commercial | Office (WA) | New | Miscellaneous | Natural Gas | Miscellaneous | E4 | System - kBTUs of Consumption | 0 | 0 | 0 | 0 | 0 | 0 | 0 | 0 | 0 | 0 | 0 | 0 | 0 | 0 | 0 | 0 | 0 | 0 | 0 | 0 | 0 | 0 | 0 | 0 | 0 | 0 | 0
F3_Commercial_Office (WA)_New_Miscellaneous_Natural Gas_Miscellaneous_E5 | F3 | Commercial | Office (WA) | New | Miscellaneous | Natural Gas | Miscellaneous | E5 | System - kBTUs of Consumption | 0 | 0 | 0 | 0 | 0 | 0 | 0 | 0 | 0 | 0 | 0 | 0 | 0 | 0 | 0 | 0 | 0 | 0 | 0 | 0 | 0 | 0 | 0 | 0 | 0 | 0 | 0
F3_Commercial_Office (WA)_New_Miscellaneous_Natural Gas_Miscellaneous_E6 | F3 | Commercial | Office (WA) | New | Miscellaneous | Natural Gas | Miscellaneous | E6 | System - kBTUs of Consumption | 0 | 0 | 0 | 0 | 0 | 0 | 0 | 0 | 0 | 0 | 0 | 0 | 0 | 0 | 0 | 0 | 0 | 0 | 0 | 0 | 0 | 0 | 0 | 0 | 0 | 0 | 0
F3_Commercial_Office (WA)_New_Miscellaneous_Natural Gas_Miscellaneous_E7 | F3 | Commercial | Office (WA) | New | Miscellaneous | Natural Gas | Miscellaneous | E7 | System - kBTUs of Consumption | 0 | 0 | 0 | 0 | 0 | 0 | 0 | 0 | 0 | 0 | 0 | 0 | 0 | 0 | 0 | 0 | 0 | 0 | 0 | 0 | 0 | 0 | 0 | 0 | 0 | 0 | 0
F3_Commercial_Office (WA)_New_Miscellaneous_Natural Gas_Miscellaneous_E8 | F3 | Commercial | Office (WA) | New | Miscellaneous | Natural Gas | Miscellaneous | E8 | System - kBTUs of Consumption | 0 | 0 | 0 | 0 | 0 | 0 | 0 | 0 | 0 | 0 | 0 | 0 | 0 | 0 | 0 | 0 | 0 | 0 | 0 | 0 | 0 | 0 | 0 | 0 | 0 | 0 | 0
F3_Commercial_Office (WA)_New_Miscellaneous_Natural Gas_Miscellaneous_E9 | F3 | Commercial | Office (WA) | New | Miscellaneous | Natural Gas | Miscellaneous | E9 | System - kBTUs of Consumption | 0 | 0 | 0 | 0 | 0 | 0 | 0 | 0 | 0 | 0 | 0 | 0 | 0 | 0 | 0 | 0 | 0 | 0 | 0 | 0 | 0 | 0 | 0 | 0 | 0 | 0 | 0
F3_Commercial_Office (WA)_New_Miscellaneous_Natural Gas_Miscellaneous_E10 | F3 | Commercial | Office (WA) | New | Miscellaneous | Natural Gas | Miscellaneous | E10 | System - kBTUs of Consumption | 0 | 0 | 0 | 0 | 0 | 0 | 0 | 0 | 0 | 0 | 0 | 0 | 0 | 0 | 0 | 0 | 0 | 0 | 0 | 0 | 0 | 0 | 0 | 0 | 0 | 0 | 0
F4_Commercial_Office (WA)_New_Miscellaneous_Natural Gas_Miscellaneous_E1 | F4 | Commercial | Office (WA) | New | Miscellaneous | Natural Gas | Miscellaneous | E1 | Utility - Cost of Equipment | 0.24753 | 0.24753 | 0.24753 | 0.24753 | 0.24753 | 0.24753 | 0.24753 | 0.24753 | 0.24753 | 0.24753 | 0.24753 | 0.24753 | 0.24753 | 0.24753 | 0.24753 | 0.24753 | 0.24753 | 0.24753 | 0.24753 | 0.24753 | 0.24753 | 0.24753 | 0.24753 | 0.24753 | 0.24753 | 0.24753 | 0.24753
F4_Commercial_Office (WA)_New_Miscellaneous_Natural Gas_Miscellaneous_E2 | F4 | Commercial | Office (WA) | New | Miscellaneous | Natural Gas | Miscellaneous | E2 | Utility - Cost of Equipment | 0 | 0 | 0 | 0 | 0 | 0 | 0 | 0 | 0 | 0 | 0 | 0 | 0 | 0 | 0 | 0 | 0 | 0 | 0 | 0 | 0 | 0 | 0 | 0 | 0 | 0 | 0
F4_Commercial_Office (WA)_New_Miscellaneous_Natural Gas_Miscellaneous_E3 | F4 | Commercial | Office (WA) | New | Miscellaneous | Natural Gas | Miscellaneous | E3 | Utility - Cost of Equipment | 0 | 0 | 0 | 0 | 0 | 0 | 0 | 0 | 0 | 0 | 0 | 0 | 0 | 0 | 0 | 0 | 0 | 0 | 0 | 0 | 0 | 0 | 0 | 0 | 0 | 0 | 0
F4_Commercial_Office (WA)_New_Miscellaneous_Natural Gas_Miscellaneous_E4 | F4 | Commercial | Office (WA) | New | Miscellaneous | Natural Gas | Miscellaneous | E4 | Utility - Cost of Equipment | 0 | 0 | 0 | 0 | 0 | 0 | 0 | 0 | 0 | 0 | 0 | 0 | 0 | 0 | 0 | 0 | 0 | 0 | 0 | 0 | 0 | 0 | 0 | 0 | 0 | 0 | 0
F4_Commercial_Office (WA)_New_Miscellaneous_Natural Gas_Miscellaneous_E5 | F4 | Commercial | Office (WA) | New | Miscellaneous | Natural Gas | Miscellaneous | E5 | Utility - Cost of Equipment | 0 | 0 | 0 | 0 | 0 | 0 | 0 | 0 | 0 | 0 | 0 | 0 | 0 | 0 | 0 | 0 | 0 | 0 | 0 | 0 | 0 | 0 | 0 | 0 | 0 | 0 | 0
F4_Commercial_Office (WA)_New_Miscellaneous_Natural Gas_Miscellaneous_E6 | F4 | Commercial | Office (WA) | New | Miscellaneous | Natural Gas | Miscellaneous | E6 | Utility - Cost of Equipment | 0 | 0 | 0 | 0 | 0 | 0 | 0 | 0 | 0 | 0 | 0 | 0 | 0 | 0 | 0 | 0 | 0 | 0 | 0 | 0 | 0 | 0 | 0 | 0 | 0 | 0 | 0
F4_Commercial_Office (WA)_New_Miscellaneous_Natural Gas_Miscellaneous_E7 | F4 | Commercial | Office (WA) | New | Miscellaneous | Natural Gas | Miscellaneous | E7 | Utility - Cost of Equipment | 0 | 0 | 0 | 0 | 0 | 0 | 0 | 0 | 0 | 0 | 0 | 0 | 0 | 0 | 0 | 0 | 0 | 0 | 0 | 0 | 0 | 0 | 0 | 0 | 0 | 0 | 0
F4_Commercial_Office (WA)_New_Miscellaneous_Natural Gas_Miscellaneous_E8 | F4 | Commercial | Office (WA) | New | Miscellaneous | Natural Gas | Miscellaneous | E8 | Utility - Cost of Equipment | 0 | 0 | 0 | 0 | 0 | 0 | 0 | 0 | 0 | 0 | 0 | 0 | 0 | 0 | 0 | 0 | 0 | 0 | 0 | 0 | 0 | 0 | 0 | 0 | 0 | 0 | 0
F4_Commercial_Office (WA)_New_Miscellaneous_Natural Gas_Miscellaneous_E9 | F4 | Commercial | Office (WA) | New | Miscellaneous | Natural Gas | Miscellaneous | E9 | Utility - Cost of Equipment | 0 | 0 | 0 | 0 | 0 | 0 | 0 | 0 | 0 | 0 | 0 | 0 | 0 | 0 | 0 | 0 | 0 | 0 | 0 | 0 | 0 | 0 | 0 | 0 | 0 | 0 | 0
F4_Commercial_Office (WA)_New_Miscellaneous_Natural Gas_Miscellaneous_E10 | F4 | Commercial | Office (WA) | New | Miscellaneous | Natural Gas | Miscellaneous | E10 | Utility - Cost of Equipment | 0 | 0 | 0 | 0 | 0 | 0 | 0 | 0 | 0 | 0 | 0 | 0 | 0 | 0 | 0 | 0 | 0 | 0 | 0 | 0 | 0 | 0 | 0 | 0 | 0 | 0 | 0
F5_Commercial_Office (WA)_New_Miscellaneous_Natural Gas_Miscellaneous_E1 | F5 | Commercial | Office (WA) | New | Miscellaneous | Natural Gas | Miscellaneous | E1 | Utility - Cost of Operation | 0.0010724 | 0.0010792 | 0.001093 | 0.001116 | 0.0011506 | 0.0012059 | 0.0012667 | 0.0013295 | 0.0013927 | 0.0014598 | 0.001507 | 0.0015513 | 0.0016041 | 0.0016563 | 0.0017003 | 0.0017389 | 0.0017695 | 0.0017988 | 0.0018314 | 0.0018615 | 0.0018928 | 0.001926 | 0.0019592 | 0.001994 | 0.0020295 | 0.0020655 | 0.0021022
F5_Commercial_Office (WA)_New_Miscellaneous_Natural Gas_Miscellaneous_E2 | F5 | Commercial | Office (WA) | New | Miscellaneous | Natural Gas | Miscellaneous | E2 | Utility - Cost of Operation | 0 | 0 | 0 | 0 | 0 | 0 | 0 | 0 | 0 | 0 | 0 | 0 | 0 | 0 | 0 | 0 | 0 | 0 | 0 | 0 | 0 | 0 | 0 | 0 | 0 | 0 | 0
F5_Commercial_Office (WA)_New_Miscellaneous_Natural Gas_Miscellaneous_E3 | F5 | Commercial | Office (WA) | New | Miscellaneous | Natural Gas | Miscellaneous | E3 | Utility - Cost of Operation | 0 | 0 | 0 | 0 | 0 | 0 | 0 | 0 | 0 | 0 | 0 | 0 | 0 | 0 | 0 | 0 | 0 | 0 | 0 | 0 | 0 | 0 | 0 | 0 | 0 | 0 | 0
F5_Commercial_Office (WA)_New_Miscellaneous_Natural Gas_Miscellaneous_E4 | F5 | Commercial | Office (WA) | New | Miscellaneous | Natural Gas | Miscellaneous | E4 | Utility - Cost of Operation | 0 | 0 | 0 | 0 | 0 | 0 | 0 | 0 | 0 | 0 | 0 | 0 | 0 | 0 | 0 | 0 | 0 | 0 | 0 | 0 | 0 | 0 | 0 | 0 | 0 | 0 | 0
F5_Commercial_Office (WA)_New_Miscellaneous_Natural Gas_Miscellaneous_E5 | F5 | Commercial | Office (WA) | New | Miscellaneous | Natural Gas | Miscellaneous | E5 | Utility - Cost of Operation | 0 | 0 | 0 | 0 | 0 | 0 | 0 | 0 | 0 | 0 | 0 | 0 | 0 | 0 | 0 | 0 | 0 | 0 | 0 | 0 | 0 | 0 | 0 | 0 | 0 | 0 | 0
F5_Commercial_Office (WA)_New_Miscellaneous_Natural Gas_Miscellaneous_E6 | F5 | Commercial | Office (WA) | New | Miscellaneous | Natural Gas | Miscellaneous | E6 | Utility - Cost of Operation | 0 | 0 | 0 | 0 | 0 | 0 | 0 | 0 | 0 | 0 | 0 | 0 | 0 | 0 | 0 | 0 | 0 | 0 | 0 | 0 | 0 | 0 | 0 | 0 | 0 | 0 | 0
F5_Commercial_Office (WA)_New_Miscellaneous_Natural Gas_Miscellaneous_E7 | F5 | Commercial | Office (WA) | New | Miscellaneous | Natural Gas | Miscellaneous | E7 | Utility - Cost of Operation | 0 | 0 | 0 | 0 | 0 | 0 | 0 | 0 | 0 | 0 | 0 | 0 | 0 | 0 | 0 | 0 | 0 | 0 | 0 | 0 | 0 | 0 | 0 | 0 | 0 | 0 | 0
F5_Commercial_Office (WA)_New_Miscellaneous_Natural Gas_Miscellaneous_E8 | F5 | Commercial | Office (WA) | New | Miscellaneous | Natural Gas | Miscellaneous | E8 | Utility - Cost of Operation | 0 | 0 | 0 | 0 | 0 | 0 | 0 | 0 | 0 | 0 | 0 | 0 | 0 | 0 | 0 | 0 | 0 | 0 | 0 | 0 | 0 | 0 | 0 | 0 | 0 | 0 | 0
F5_Commercial_Office (WA)_New_Miscellaneous_Natural Gas_Miscellaneous_E9 | F5 | Commercial | Office (WA) | New | Miscellaneous | Natural Gas | Miscellaneous | E9 | Utility - Cost of Operation | 0 | 0 | 0 | 0 | 0 | 0 | 0 | 0 | 0 | 0 | 0 | 0 | 0 | 0 | 0 | 0 | 0 | 0 | 0 | 0 | 0 | 0 | 0 | 0 | 0 | 0 | 0
F5_Commercial_Office (WA)_New_Miscellaneous_Natural Gas_Miscellaneous_E10 | F5 | Commercial | Office (WA) | New | Miscellaneous | Natural Gas | Miscellaneous | E10 | Utility - Cost of Operation | 0 | 0 | 0 | 0 | 0 | 0 | 0 | 0 | 0 | 0 | 0 | 0 | 0 | 0 | 0 | 0 | 0 | 0 | 0 | 0 | 0 | 0 | 0 | 0 | 0 | 0 | 0
F6_Commercial_Office (WA)_New_Miscellaneous_Natural Gas_Miscellaneous_E1 | F6 | Commercial | Office (WA) | New | Miscellaneous | Natural Gas | Miscellaneous | E1 | Utility - Value of Sales | 0.0012868 | 0.001295 | 0.0013088 | 0.0013302 | 0.0013617 | 0.0014136 | 0.0014671 | 0.001517 | 0.0015606 | 0.0016058 | 0.0016577 | 0.0017064 | 0.0017645 | 0.0018201 | 0.0018643 | 0.0019002 | 0.0019243 | 0.0019437 | 0.0019631 | 0.0019755 | 0.0019875 | 0.0020223 | 0.0020572 | 0.0020938 | 0.0021309 | 0.0021688 | 0.0022073
F6_Commercial_Office (WA)_New_Miscellaneous_Natural Gas_Miscellaneous_E2 | F6 | Commercial | Office (WA) | New | Miscellaneous | Natural Gas | Miscellaneous | E2 | Utility - Value of Sales | 0 | 0 | 0 | 0 | 0 | 0 | 0 | 0 | 0 | 0 | 0 | 0 | 0 | 0 | 0 | 0 | 0 | 0 | 0 | 0 | 0 | 0 | 0 | 0 | 0 | 0 | 0
F6_Commercial_Office (WA)_New_Miscellaneous_Natural Gas_Miscellaneous_E3 | F6 | Commercial | Office (WA) | New | Miscellaneous | Natural Gas | Miscellaneous | E3 | Utility - Value of Sales | 0 | 0 | 0 | 0 | 0 | 0 | 0 | 0 | 0 | 0 | 0 | 0 | 0 | 0 | 0 | 0 | 0 | 0 | 0 | 0 | 0 | 0 | 0 | 0 | 0 | 0 | 0
F6_Commercial_Office (WA)_New_Miscellaneous_Natural Gas_Miscellaneous_E4 | F6 | Commercial | Office (WA) | New | Miscellaneous | Natural Gas | Miscellaneous | E4 | Utility - Value of Sales | 0 | 0 | 0 | 0 | 0 | 0 | 0 | 0 | 0 | 0 | 0 | 0 | 0 | 0 | 0 | 0 | 0 | 0 | 0 | 0 | 0 | 0 | 0 | 0 | 0 | 0 | 0
F6_Commercial_Office (WA)_New_Miscellaneous_Natural Gas_Miscellaneous_E5 | F6 | Commercial | Office (WA) | New | Miscellaneous | Natural Gas | Miscellaneous | E5 | Utility - Value of Sales | 0 | 0 | 0 | 0 | 0 | 0 | 0 | 0 | 0 | 0 | 0 | 0 | 0 | 0 | 0 | 0 | 0 | 0 | 0 | 0 | 0 | 0 | 0 | 0 | 0 | 0 | 0
F6_Commercial_Office (WA)_New_Miscellaneous_Natural Gas_Miscellaneous_E6 | F6 | Commercial | Office (WA) | New | Miscellaneous | Natural Gas | Miscellaneous | E6 | Utility - Value of Sales | 0 | 0 | 0 | 0 | 0 | 0 | 0 | 0 | 0 | 0 | 0 | 0 | 0 | 0 | 0 | 0 | 0 | 0 | 0 | 0 | 0 | 0 | 0 | 0 | 0 | 0 | 0
F6_Commercial_Office (WA)_New_Miscellaneous_Natural Gas_Miscellaneous_E7 | F6 | Commercial | Office (WA) | New | Miscellaneous | Natural Gas | Miscellaneous | E7 | Utility - Value of Sales | 0 | 0 | 0 | 0 | 0 | 0 | 0 | 0 | 0 | 0 | 0 | 0 | 0 | 0 | 0 | 0 | 0 | 0 | 0 | 0 | 0 | 0 | 0 | 0 | 0 | 0 | 0
F6_Commercial_Office (WA)_New_Miscellaneous_Natural Gas_Miscellaneous_E8 | F6 | Commercial | Office (WA) | New | Miscellaneous | Natural Gas | Miscellaneous | E8 | Utility - Value of Sales | 0 | 0 | 0 | 0 | 0 | 0 | 0 | 0 | 0 | 0 | 0 | 0 | 0 | 0 | 0 | 0 | 0 | 0 | 0 | 0 | 0 | 0 | 0 | 0 | 0 | 0 | 0
F6_Commercial_Office (WA)_New_Miscellaneous_Natural Gas_Miscellaneous_E9 | F6 | Commercial | Office (WA) | New | Miscellaneous | Natural Gas | Miscellaneous | E9 | Utility - Value of Sales | 0 | 0 | 0 | 0 | 0 | 0 | 0 | 0 | 0 | 0 | 0 | 0 | 0 | 0 | 0 | 0 | 0 | 0 | 0 | 0 | 0 | 0 | 0 | 0 | 0 | 0 | 0
F6_Commercial_Office (WA)_New_Miscellaneous_Natural Gas_Miscellaneous_E10 | F6 | Commercial | Office (WA) | New | Miscellaneous | Natural Gas | Miscellaneous | E10 | Utility - Value of Sales | 0 | 0 | 0 | 0 | 0 | 0 | 0 | 0 | 0 | 0 | 0 | 0 | 0 | 0 | 0 | 0 | 0 | 0 | 0 | 0 | 0 | 0 | 0 | 0 | 0 | 0 | 0
F1_Commercial_Restaurant (WA)_Existing_Space Heating_Natural Gas_Furnace_E1 | F1 | Commercial | Restaurant (WA) | Existing | Space Heating | Natural Gas | Furnace | E1 | RVT - Cost of Equipment | 0.12876 | 0.12876 | 0.12876 | 0.12876 | 0.12876 | 0.12876 | 0.12876 | 0.12876 | 0.12876 | 0.12876 | 0.12876 | 0.12876 | 0.12876 | 0.12876 | 0.12876 | 0.12876 | 0.12876 | 0.12876 | 0.12876 | 0.12876 | 0.12876 | 0.12876 | 0.12876 | 0.12876 | 0.12876 | 0.12876 | 0.12876
F1_Commercial_Restaurant (WA)_Existing_Space Heating_Natural Gas_Furnace_E2 | F1 | Commercial | Restaurant (WA) | Existing | Space Heating | Natural Gas | Furnace | E2 | RVT - Cost of Equipment | 0.26027 | 0.26027 | 0.26027 | 0.26027 | 0.26027 | 0.26027 | 0.26027 | 0.26027 | 0.26027 | 0.26027 | 0.26027 | 0.26027 | 0.26027 | 0.26027 | 0.26027 | 0.26027 | 0.26027 | 0.26027 | 0.26027 | 0.26027 | 0.26027 | 0.26027 | 0.26027 | 0.26027 | 0.26027 | 0.26027 | 0.26027
F1_Commercial_Restaurant (WA)_Existing_Space Heating_Natural Gas_Furnace_E3 | F1 | Commercial | Restaurant (WA) | Existing | Space Heating | Natural Gas | Furnace | E3 | RVT - Cost of Equipment | 0.15822 | 0.15822 | 0.15822 | 0.15822 | 0.15822 | 0.15822 | 0.15822 | 0.15822 | 0.15822 | 0.15822 | 0.15822 | 0.15822 | 0.15822 | 0.15822 | 0.15822 | 0.15822 | 0.15822 | 0.15822 | 0.15822 | 0.15822 | 0.15822 | 0.15822 | 0.15822 | 0.15822 | 0.15822 | 0.15822 | 0.15822
F1_Commercial_Restaurant (WA)_Existing_Space Heating_Natural Gas_Furnace_E4 | F1 | Commercial | Restaurant (WA) | Existing | Space Heating | Natural Gas | Furnace | E4 | RVT - Cost of Equipment | 0 | 0 | 0 | 0 | 0 | 0 | 0 | 0 | 0 | 0 | 0 | 0 | 0 | 0 | 0 | 0 | 0 | 0 | 0 | 0 | 0 | 0 | 0 | 0 | 0 | 0 | 0
F1_Commercial_Restaurant (WA)_Existing_Space Heating_Natural Gas_Furnace_E5 | F1 | Commercial | Restaurant (WA) | Existing | Space Heating | Natural Gas | Furnace | E5 | RVT - Cost of Equipment | 0 | 0 | 0 | 0 | 0 | 0 | 0 | 0 | 0 | 0 | 0 | 0 | 0 | 0 | 0 | 0 | 0 | 0 | 0 | 0 | 0 | 0 | 0 | 0 | 0 | 0 | 0
F1_Commercial_Restaurant (WA)_Existing_Space Heating_Natural Gas_Furnace_E6 | F1 | Commercial | Restaurant (WA) | Existing | Space Heating | Natural Gas | Furnace | E6 | RVT - Cost of Equipment | 0 | 0 | 0 | 0 | 0 | 0 | 0 | 0 | 0 | 0 | 0 | 0 | 0 | 0 | 0 | 0 | 0 | 0 | 0 | 0 | 0 | 0 | 0 | 0 | 0 | 0 | 0
F1_Commercial_Restaurant (WA)_Existing_Space Heating_Natural Gas_Furnace_E7 | F1 | Commercial | Restaurant (WA) | Existing | Space Heating | Natural Gas | Furnace | E7 | RVT - Cost of Equipment | 0 | 0 | 0 | 0 | 0 | 0 | 0 | 0 | 0 | 0 | 0 | 0 | 0 | 0 | 0 | 0 | 0 | 0 | 0 | 0 | 0 | 0 | 0 | 0 | 0 | 0 | 0
F1_Commercial_Restaurant (WA)_Existing_Space Heating_Natural Gas_Furnace_E8 | F1 | Commercial | Restaurant (WA) | Existing | Space Heating | Natural Gas | Furnace | E8 | RVT - Cost of Equipment | 0 | 0 | 0 | 0 | 0 | 0 | 0 | 0 | 0 | 0 | 0 | 0 | 0 | 0 | 0 | 0 | 0 | 0 | 0 | 0 | 0 | 0 | 0 | 0 | 0 | 0 | 0
F1_Commercial_Restaurant (WA)_Existing_Space Heating_Natural Gas_Furnace_E9 | F1 | Commercial | Restaurant (WA) | Existing | Space Heating | Natural Gas | Furnace | E9 | RVT - Cost of Equipment | 0 | 0 | 0 | 0 | 0 | 0 | 0 | 0 | 0 | 0 | 0 | 0 | 0 | 0 | 0 | 0 | 0 | 0 | 0 | 0 | 0 | 0 | 0 | 0 | 0 | 0 | 0
F1_Commercial_Restaurant (WA)_Existing_Space Heating_Natural Gas_Furnace_E10 | F1 | Commercial | Restaurant (WA) | Existing | Space Heating | Natural Gas | Furnace | E10 | RVT - Cost of Equipment | 0 | 0 | 0 | 0 | 0 | 0 | 0 | 0 | 0 | 0 | 0 | 0 | 0 | 0 | 0 | 0 | 0 | 0 | 0 | 0 | 0 | 0 | 0 | 0 | 0 | 0 | 0
F2_Commercial_Restaurant (WA)_Existing_Space Heating_Natural Gas_Furnace_E1 | F2 | Commercial | Restaurant (WA) | Existing | Space Heating | Natural Gas | Furnace | E1 | RVT - Cost of Operation | 0.23899 | 0.24097 | 0.24428 | 0.2481 | 0.25247 | 0.2596 | 0.26667 | 0.27407 | 0.28056 | 0.28685 | 0.29399 | 0.30023 | 0.30717 | 0.31432 | 0.32068 | 0.32679 | 0.33217 | 0.33767 | 0.34337 | 0.34913 | 0.3549 | 0.36264 | 0.37181 | 0.37971 | 0.38777 | 0.396 | 0.4044
F2_Commercial_Restaurant (WA)_Existing_Space Heating_Natural Gas_Furnace_E2 | F2 | Commercial | Restaurant (WA) | Existing | Space Heating | Natural Gas | Furnace | E2 | RVT - Cost of Operation | 0.21241 | 0.21418 | 0.21712 | 0.22051 | 0.2244 | 0.23074 | 0.23702 | 0.2436 | 0.24936 | 0.25496 | 0.26131 | 0.26685 | 0.27302 | 0.27937 | 0.28503 | 0.29046 | 0.29524 | 0.30013 | 0.30519 | 0.31031 | 0.31544 | 0.32232 | 0.33047 | 0.33749 | 0.34465 | 0.35197 | 0.35944
F2_Commercial_Restaurant (WA)_Existing_Space Heating_Natural Gas_Furnace_E3 | F2 | Commercial | Restaurant (WA) | Existing | Space Heating | Natural Gas | Furnace | E3 | RVT - Cost of Operation | 0.19921 | 0.20086 | 0.20362 | 0.2068 | 0.21045 | 0.21639 | 0.22229 | 0.22845 | 0.23386 | 0.23911 | 0.24506 | 0.25026 | 0.25604 | 0.262 | 0.26731 | 0.2724 | 0.27689 | 0.28147 | 0.28621 | 0.29102 | 0.29583 | 0.30228 | 0.30993 | 0.31651 | 0.32322 | 0.33008 | 0.33709
F2_Commercial_Restaurant (WA)_Existing_Space Heating_Natural Gas_Furnace_E4 | F2 | Commercial | Restaurant (WA) | Existing | Space Heating | Natural Gas | Furnace | E4 | RVT - Cost of Operation | 0 | 0 | 0 | 0 | 0 | 0 | 0 | 0 | 0 | 0 | 0 | 0 | 0 | 0 | 0 | 0 | 0 | 0 | 0 | 0 | 0 | 0 | 0 | 0 | 0 | 0 | 0
F2_Commercial_Restaurant (WA)_Existing_Space Heating_Natural Gas_Furnace_E5 | F2 | Commercial | Restaurant (WA) | Existing | Space Heating | Natural Gas | Furnace | E5 | RVT - Cost of Operation | 0 | 0 | 0 | 0 | 0 | 0 | 0 | 0 | 0 | 0 | 0 | 0 | 0 | 0 | 0 | 0 | 0 | 0 | 0 | 0 | 0 | 0 | 0 | 0 | 0 | 0 | 0
F2_Commercial_Restaurant (WA)_Existing_Space Heating_Natural Gas_Furnace_E6 | F2 | Commercial | Restaurant (WA) | Existing | Space Heating | Natural Gas | Furnace | E6 | RVT - Cost of Operation | 0 | 0 | 0 | 0 | 0 | 0 | 0 | 0 | 0 | 0 | 0 | 0 | 0 | 0 | 0 | 0 | 0 | 0 | 0 | 0 | 0 | 0 | 0 | 0 | 0 | 0 | 0
F2_Commercial_Restaurant (WA)_Existing_Space Heating_Natural Gas_Furnace_E7 | F2 | Commercial | Restaurant (WA) | Existing | Space Heating | Natural Gas | Furnace | E7 | RVT - Cost of Operation | 0 | 0 | 0 | 0 | 0 | 0 | 0 | 0 | 0 | 0 | 0 | 0 | 0 | 0 | 0 | 0 | 0 | 0 | 0 | 0 | 0 | 0 | 0 | 0 | 0 | 0 | 0
F2_Commercial_Restaurant (WA)_Existing_Space Heating_Natural Gas_Furnace_E8 | F2 | Commercial | Restaurant (WA) | Existing | Space Heating | Natural Gas | Furnace | E8 | RVT - Cost of Operation | 0 | 0 | 0 | 0 | 0 | 0 | 0 | 0 | 0 | 0 | 0 | 0 | 0 | 0 | 0 | 0 | 0 | 0 | 0 | 0 | 0 | 0 | 0 | 0 | 0 | 0 | 0
F2_Commercial_Restaurant (WA)_Existing_Space Heating_Natural Gas_Furnace_E9 | F2 | Commercial | Restaurant (WA) | Existing | Space Heating | Natural Gas | Furnace | E9 | RVT - Cost of Operation | 0 | 0 | 0 | 0 | 0 | 0 | 0 | 0 | 0 | 0 | 0 | 0 | 0 | 0 | 0 | 0 | 0 | 0 | 0 | 0 | 0 | 0 | 0 | 0 | 0 | 0 | 0
F2_Commercial_Restaurant (WA)_Existing_Space Heating_Natural Gas_Furnace_E10 | F2 | Commercial | Restaurant (WA) | Existing | Space Heating | Natural Gas | Furnace | E10 | RVT - Cost of Operation | 0 | 0 | 0 | 0 | 0 | 0 | 0 | 0 | 0 | 0 | 0 | 0 | 0 | 0 | 0 | 0 | 0 | 0 | 0 | 0 | 0 | 0 | 0 | 0 | 0 | 0 | 0
F3_Commercial_Restaurant (WA)_Existing_Space Heating_Natural Gas_Furnace_E1 | F3 | Commercial | Restaurant (WA) | Existing | Space Heating | Natural Gas | Furnace | E1 | System - kBTUs of Consumption | 52.5922 | 52.4602 | 52.4602 | 52.4602 | 52.4602 | 52.4602 | 52.4602 | 52.4602 | 52.4602 | 52.4602 | 52.4602 | 52.4602 | 52.4602 | 52.4602 | 52.4602 | 52.4602 | 52.4602 | 52.4602 | 52.4602 | 52.4602 | 52.4602 | 52.4602 | 52.4602 | 52.4602 | 52.4602 | 52.4602 | 52.4602
F3_Commercial_Restaurant (WA)_Existing_Space Heating_Natural Gas_Furnace_E2 | F3 | Commercial | Restaurant (WA) | Existing | Space Heating | Natural Gas | Furnace | E2 | System - kBTUs of Consumption | 46.7448 | 46.6274 | 46.6274 | 46.6274 | 46.6274 | 46.6274 | 46.6274 | 46.6274 | 46.6274 | 46.6274 | 46.6274 | 46.6274 | 46.6274 | 46.6274 | 46.6274 | 46.6274 | 46.6274 | 46.6274 | 46.6274 | 46.6274 | 46.6274 | 46.6274 | 46.6274 | 46.6274 | 46.6274 | 46.6274 | 46.6274
F3_Commercial_Restaurant (WA)_Existing_Space Heating_Natural Gas_Furnace_E3 | F3 | Commercial | Restaurant (WA) | Existing | Space Heating | Natural Gas | Furnace | E3 | System - kBTUs of Consumption | 43.8385 | 43.7285 | 43.7285 | 43.7285 | 43.7285 | 43.7285 | 43.7285 | 43.7285 | 43.7285 | 43.7285 | 43.7285 | 43.7285 | 43.7285 | 43.7285 | 43.7285 | 43.7285 | 43.7285 | 43.7285 | 43.7285 | 43.7285 | 43.7285 | 43.7285 | 43.7285 | 43.7285 | 43.7285 | 43.7285 | 43.7285
F3_Commercial_Restaurant (WA)_Existing_Space Heating_Natural Gas_Furnace_E4 | F3 | Commercial | Restaurant (WA) | Existing | Space Heating | Natural Gas | Furnace | E4 | System - kBTUs of Consumption | 0 | 0 | 0 | 0 | 0 | 0 | 0 | 0 | 0 | 0 | 0 | 0 | 0 | 0 | 0 | 0 | 0 | 0 | 0 | 0 | 0 | 0 | 0 | 0 | 0 | 0 | 0
F3_Commercial_Restaurant (WA)_Existing_Space Heating_Natural Gas_Furnace_E5 | F3 | Commercial | Restaurant (WA) | Existing | Space Heating | Natural Gas | Furnace | E5 | System - kBTUs of Consumption | 0 | 0 | 0 | 0 | 0 | 0 | 0 | 0 | 0 | 0 | 0 | 0 | 0 | 0 | 0 | 0 | 0 | 0 | 0 | 0 | 0 | 0 | 0 | 0 | 0 | 0 | 0
F3_Commercial_Restaurant (WA)_Existing_Space Heating_Natural Gas_Furnace_E6 | F3 | Commercial | Restaurant (WA) | Existing | Space Heating | Natural Gas | Furnace | E6 | System - kBTUs of Consumption | 0 | 0 | 0 | 0 | 0 | 0 | 0 | 0 | 0 | 0 | 0 | 0 | 0 | 0 | 0 | 0 | 0 | 0 | 0 | 0 | 0 | 0 | 0 | 0 | 0 | 0 | 0
F3_Commercial_Restaurant (WA)_Existing_Space Heating_Natural Gas_Furnace_E7 | F3 | Commercial | Restaurant (WA) | Existing | Space Heating | Natural Gas | Furnace | E7 | System - kBTUs of Consumption | 0 | 0 | 0 | 0 | 0 | 0 | 0 | 0 | 0 | 0 | 0 | 0 | 0 | 0 | 0 | 0 | 0 | 0 | 0 | 0 | 0 | 0 | 0 | 0 | 0 | 0 | 0
F3_Commercial_Restaurant (WA)_Existing_Space Heating_Natural Gas_Furnace_E8 | F3 | Commercial | Restaurant (WA) | Existing | Space Heating | Natural Gas | Furnace | E8 | System - kBTUs of Consumption | 0 | 0 | 0 | 0 | 0 | 0 | 0 | 0 | 0 | 0 | 0 | 0 | 0 | 0 | 0 | 0 | 0 | 0 | 0 | 0 | 0 | 0 | 0 | 0 | 0 | 0 | 0
F3_Commercial_Restaurant (WA)_Existing_Space Heating_Natural Gas_Furnace_E9 | F3 | Commercial | Restaurant (WA) | Existing | Space Heating | Natural Gas | Furnace | E9 | System - kBTUs of Consumption | 0 | 0 | 0 | 0 | 0 | 0 | 0 | 0 | 0 | 0 | 0 | 0 | 0 | 0 | 0 | 0 | 0 | 0 | 0 | 0 | 0 | 0 | 0 | 0 | 0 | 0 | 0
F3_Commercial_Restaurant (WA)_Existing_Space Heating_Natural Gas_Furnace_E10 | F3 | Commercial | Restaurant (WA) | Existing | Space Heating | Natural Gas | Furnace | E10 | System - kBTUs of Consumption | 0 | 0 | 0 | 0 | 0 | 0 | 0 | 0 | 0 | 0 | 0 | 0 | 0 | 0 | 0 | 0 | 0 | 0 | 0 | 0 | 0 | 0 | 0 | 0 | 0 | 0 | 0
F4_Commercial_Restaurant (WA)_Existing_Space Heating_Natural Gas_Furnace_E1 | F4 | Commercial | Restaurant (WA) | Existing | Space Heating | Natural Gas | Furnace | E1 | Utility - Cost of Equipment | 0.12876 | 0.12876 | 0.12876 | 0.12876 | 0.12876 | 0.12876 | 0.12876 | 0.12876 | 0.12876 | 0.12876 | 0.12876 | 0.12876 | 0.12876 | 0.12876 | 0.12876 | 0.12876 | 0.12876 | 0.12876 | 0.12876 | 0.12876 | 0.12876 | 0.12876 | 0.12876 | 0.12876 | 0.12876 | 0.12876 | 0.12876
F4_Commercial_Restaurant (WA)_Existing_Space Heating_Natural Gas_Furnace_E2 | F4 | Commercial | Restaurant (WA) | Existing | Space Heating | Natural Gas | Furnace | E2 | Utility - Cost of Equipment | 0.26027 | 0.26027 | 0.26027 | 0.26027 | 0.26027 | 0.26027 | 0.26027 | 0.26027 | 0.26027 | 0.26027 | 0.26027 | 0.26027 | 0.26027 | 0.26027 | 0.26027 | 0.26027 | 0.26027 | 0.26027 | 0.26027 | 0.26027 | 0.26027 | 0.26027 | 0.26027 | 0.26027 | 0.26027 | 0.26027 | 0.26027
F4_Commercial_Restaurant (WA)_Existing_Space Heating_Natural Gas_Furnace_E3 | F4 | Commercial | Restaurant (WA) | Existing | Space Heating | Natural Gas | Furnace | E3 | Utility - Cost of Equipment | 0.15822 | 0.15822 | 0.15822 | 0.15822 | 0.15822 | 0.15822 | 0.15822 | 0.15822 | 0.15822 | 0.15822 | 0.15822 | 0.15822 | 0.15822 | 0.15822 | 0.15822 | 0.15822 | 0.15822 | 0.15822 | 0.15822 | 0.15822 | 0.15822 | 0.15822 | 0.15822 | 0.15822 | 0.15822 | 0.15822 | 0.15822
F4_Commercial_Restaurant (WA)_Existing_Space Heating_Natural Gas_Furnace_E4 | F4 | Commercial | Restaurant (WA) | Existing | Space Heating | Natural Gas | Furnace | E4 | Utility - Cost of Equipment | 0 | 0 | 0 | 0 | 0 | 0 | 0 | 0 | 0 | 0 | 0 | 0 | 0 | 0 | 0 | 0 | 0 | 0 | 0 | 0 | 0 | 0 | 0 | 0 | 0 | 0 | 0
F4_Commercial_Restaurant (WA)_Existing_Space Heating_Natural Gas_Furnace_E5 | F4 | Commercial | Restaurant (WA) | Existing | Space Heating | Natural Gas | Furnace | E5 | Utility - Cost of Equipment | 0 | 0 | 0 | 0 | 0 | 0 | 0 | 0 | 0 | 0 | 0 | 0 | 0 | 0 | 0 | 0 | 0 | 0 | 0 | 0 | 0 | 0 | 0 | 0 | 0 | 0 | 0
F4_Commercial_Restaurant (WA)_Existing_Space Heating_Natural Gas_Furnace_E6 | F4 | Commercial | Restaurant (WA) | Existing | Space Heating | Natural Gas | Furnace | E6 | Utility - Cost of Equipment | 0 | 0 | 0 | 0 | 0 | 0 | 0 | 0 | 0 | 0 | 0 | 0 | 0 | 0 | 0 | 0 | 0 | 0 | 0 | 0 | 0 | 0 | 0 | 0 | 0 | 0 | 0
F4_Commercial_Restaurant (WA)_Existing_Space Heating_Natural Gas_Furnace_E7 | F4 | Commercial | Restaurant (WA) | Existing | Space Heating | Natural Gas | Furnace | E7 | Utility - Cost of Equipment | 0 | 0 | 0 | 0 | 0 | 0 | 0 | 0 | 0 | 0 | 0 | 0 | 0 | 0 | 0 | 0 | 0 | 0 | 0 | 0 | 0 | 0 | 0 | 0 | 0 | 0 | 0
F4_Commercial_Restaurant (WA)_Existing_Space Heating_Natural Gas_Furnace_E8 | F4 | Commercial | Restaurant (WA) | Existing | Space Heating | Natural Gas | Furnace | E8 | Utility - Cost of Equipment | 0 | 0 | 0 | 0 | 0 | 0 | 0 | 0 | 0 | 0 | 0 | 0 | 0 | 0 | 0 | 0 | 0 | 0 | 0 | 0 | 0 | 0 | 0 | 0 | 0 | 0 | 0
F4_Commercial_Restaurant (WA)_Existing_Space Heating_Natural Gas_Furnace_E9 | F4 | Commercial | Restaurant (WA) | Existing | Space Heating | Natural Gas | Furnace | E9 | Utility - Cost of Equipment | 0 | 0 | 0 | 0 | 0 | 0 | 0 | 0 | 0 | 0 | 0 | 0 | 0 | 0 | 0 | 0 | 0 | 0 | 0 | 0 | 0 | 0 | 0 | 0 | 0 | 0 | 0
F4_Commercial_Restaurant (WA)_Existing_Space Heating_Natural Gas_Furnace_E10 | F4 | Commercial | Restaurant (WA) | Existing | Space Heating | Natural Gas | Furnace | E10 | Utility - Cost of Equipment | 0 | 0 | 0 | 0 | 0 | 0 | 0 | 0 | 0 | 0 | 0 | 0 | 0 | 0 | 0 | 0 | 0 | 0 | 0 | 0 | 0 | 0 | 0 | 0 | 0 | 0 | 0
F5_Commercial_Restaurant (WA)_Existing_Space Heating_Natural Gas_Furnace_E1 | F5 | Commercial | Restaurant (WA) | Existing | Space Heating | Natural Gas | Furnace | E1 | Utility - Cost of Operation | 0.20474 | 0.20772 | 0.21194 | 0.21675 | 0.22222 | 0.23016 | 0.23827 | 0.24688 | 0.25499 | 0.2632 | 0.2704 | 0.27689 | 0.28411 | 0.29159 | 0.29844 | 0.30514 | 0.31128 | 0.31762 | 0.32425 | 0.33106 | 0.338 | 0.34537 | 0.35411 | 0.36163 | 0.3693 | 0.37714 | 0.38514
F5_Commercial_Restaurant (WA)_Existing_Space Heating_Natural Gas_Furnace_E2 | F5 | Commercial | Restaurant (WA) | Existing | Space Heating | Natural Gas | Furnace | E2 | Utility - Cost of Operation | 0.18198 | 0.18462 | 0.18837 | 0.19265 | 0.19751 | 0.20457 | 0.21178 | 0.21943 | 0.22664 | 0.23394 | 0.24033 | 0.24611 | 0.25252 | 0.25917 | 0.26526 | 0.27122 | 0.27667 | 0.28231 | 0.2882 | 0.29425 | 0.30042 | 0.30697 | 0.31474 | 0.32142 | 0.32824 | 0.33521 | 0.34232
F5_Commercial_Restaurant (WA)_Existing_Space Heating_Natural Gas_Furnace_E3 | F5 | Commercial | Restaurant (WA) | Existing | Space Heating | Natural Gas | Furnace | E3 | Utility - Cost of Operation | 0.17066 | 0.17314 | 0.17666 | 0.18068 | 0.18523 | 0.19185 | 0.19862 | 0.20579 | 0.21255 | 0.2194 | 0.22539 | 0.23081 | 0.23682 | 0.24306 | 0.24877 | 0.25435 | 0.25947 | 0.26475 | 0.27028 | 0.27596 | 0.28174 | 0.28788 | 0.29517 | 0.30143 | 0.30783 | 0.31437 | 0.32104
F5_Commercial_Restaurant (WA)_Existing_Space Heating_Natural Gas_Furnace_E4 | F5 | Commercial | Restaurant (WA) | Existing | Space Heating | Natural Gas | Furnace | E4 | Utility - Cost of Operation | 0 | 0 | 0 | 0 | 0 | 0 | 0 | 0 | 0 | 0 | 0 | 0 | 0 | 0 | 0 | 0 | 0 | 0 | 0 | 0 | 0 | 0 | 0 | 0 | 0 | 0 | 0
F5_Commercial_Restaurant (WA)_Existing_Space Heating_Natural Gas_Furnace_E5 | F5 | Commercial | Restaurant (WA) | Existing | Space Heating | Natural Gas | Furnace | E5 | Utility - Cost of Operation | 0 | 0 | 0 | 0 | 0 | 0 | 0 | 0 | 0 | 0 | 0 | 0 | 0 | 0 | 0 | 0 | 0 | 0 | 0 | 0 | 0 | 0 | 0 | 0 | 0 | 0 | 0
F5_Commercial_Restaurant (WA)_Existing_Space Heating_Natural Gas_Furnace_E6 | F5 | Commercial | Restaurant (WA) | Existing | Space Heating | Natural Gas | Furnace | E6 | Utility - Cost of Operation | 0 | 0 | 0 | 0 | 0 | 0 | 0 | 0 | 0 | 0 | 0 | 0 | 0 | 0 | 0 | 0 | 0 | 0 | 0 | 0 | 0 | 0 | 0 | 0 | 0 | 0 | 0
F5_Commercial_Restaurant (WA)_Existing_Space Heating_Natural Gas_Furnace_E7 | F5 | Commercial | Restaurant (WA) | Existing | Space Heating | Natural Gas | Furnace | E7 | Utility - Cost of Operation | 0 | 0 | 0 | 0 | 0 | 0 | 0 | 0 | 0 | 0 | 0 | 0 | 0 | 0 | 0 | 0 | 0 | 0 | 0 | 0 | 0 | 0 | 0 | 0 | 0 | 0 | 0
F5_Commercial_Restaurant (WA)_Existing_Space Heating_Natural Gas_Furnace_E8 | F5 | Commercial | Restaurant (WA) | Existing | Space Heating | Natural Gas | Furnace | E8 | Utility - Cost of Operation | 0 | 0 | 0 | 0 | 0 | 0 | 0 | 0 | 0 | 0 | 0 | 0 | 0 | 0 | 0 | 0 | 0 | 0 | 0 | 0 | 0 | 0 | 0 | 0 | 0 | 0 | 0
F5_Commercial_Restaurant (WA)_Existing_Space Heating_Natural Gas_Furnace_E9 | F5 | Commercial | Restaurant (WA) | Existing | Space Heating | Natural Gas | Furnace | E9 | Utility - Cost of Operation | 0 | 0 | 0 | 0 | 0 | 0 | 0 | 0 | 0 | 0 | 0 | 0 | 0 | 0 | 0 | 0 | 0 | 0 | 0 | 0 | 0 | 0 | 0 | 0 | 0 | 0 | 0
F5_Commercial_Restaurant (WA)_Existing_Space Heating_Natural Gas_Furnace_E10 | F5 | Commercial | Restaurant (WA) | Existing | Space Heating | Natural Gas | Furnace | E10 | Utility - Cost of Operation | 0 | 0 | 0 | 0 | 0 | 0 | 0 | 0 | 0 | 0 | 0 | 0 | 0 | 0 | 0 | 0 | 0 | 0 | 0 | 0 | 0 | 0 | 0 | 0 | 0 | 0 | 0
F6_Commercial_Restaurant (WA)_Existing_Space Heating_Natural Gas_Furnace_E1 | F6 | Commercial | Restaurant (WA) | Existing | Space Heating | Natural Gas | Furnace | E1 | Utility - Value of Sales | 0.23899 | 0.24097 | 0.24428 | 0.2481 | 0.25247 | 0.2596 | 0.26667 | 0.27407 | 0.28056 | 0.28685 | 0.29399 | 0.30023 | 0.30717 | 0.31432 | 0.32068 | 0.32679 | 0.33217 | 0.33767 | 0.34337 | 0.34913 | 0.3549 | 0.36264 | 0.37181 | 0.37971 | 0.38777 | 0.396 | 0.4044
F6_Commercial_Restaurant (WA)_Existing_Space Heating_Natural Gas_Furnace_E2 | F6 | Commercial | Restaurant (WA) | Existing | Space Heating | Natural Gas | Furnace | E2 | Utility - Value of Sales | 0.21241 | 0.21418 | 0.21712 | 0.22051 | 0.2244 | 0.23074 | 0.23702 | 0.2436 | 0.24936 | 0.25496 | 0.26131 | 0.26685 | 0.27302 | 0.27937 | 0.28503 | 0.29046 | 0.29524 | 0.30013 | 0.30519 | 0.31031 | 0.31544 | 0.32232 | 0.33047 | 0.33749 | 0.34465 | 0.35197 | 0.35944
F6_Commercial_Restaurant (WA)_Existing_Space Heating_Natural Gas_Furnace_E3 | F6 | Commercial | Restaurant (WA) | Existing | Space Heating | Natural Gas | Furnace | E3 | Utility - Value of Sales | 0.19921 | 0.20086 | 0.20362 | 0.2068 | 0.21045 | 0.21639 | 0.22229 | 0.22845 | 0.23386 | 0.23911 | 0.24506 | 0.25026 | 0.25604 | 0.262 | 0.26731 | 0.2724 | 0.27689 | 0.28147 | 0.28621 | 0.29102 | 0.29583 | 0.30228 | 0.30993 | 0.31651 | 0.32322 | 0.33008 | 0.33709
F6_Commercial_Restaurant (WA)_Existing_Space Heating_Natural Gas_Furnace_E4 | F6 | Commercial | Restaurant (WA) | Existing | Space Heating | Natural Gas | Furnace | E4 | Utility - Value of Sales | 0 | 0 | 0 | 0 | 0 | 0 | 0 | 0 | 0 | 0 | 0 | 0 | 0 | 0 | 0 | 0 | 0 | 0 | 0 | 0 | 0 | 0 | 0 | 0 | 0 | 0 | 0
F6_Commercial_Restaurant (WA)_Existing_Space Heating_Natural Gas_Furnace_E5 | F6 | Commercial | Restaurant (WA) | Existing | Space Heating | Natural Gas | Furnace | E5 | Utility - Value of Sales | 0 | 0 | 0 | 0 | 0 | 0 | 0 | 0 | 0 | 0 | 0 | 0 | 0 | 0 | 0 | 0 | 0 | 0 | 0 | 0 | 0 | 0 | 0 | 0 | 0 | 0 | 0
F6_Commercial_Restaurant (WA)_Existing_Space Heating_Natural Gas_Furnace_E6 | F6 | Commercial | Restaurant (WA) | Existing | Space Heating | Natural Gas | Furnace | E6 | Utility - Value of Sales | 0 | 0 | 0 | 0 | 0 | 0 | 0 | 0 | 0 | 0 | 0 | 0 | 0 | 0 | 0 | 0 | 0 | 0 | 0 | 0 | 0 | 0 | 0 | 0 | 0 | 0 | 0
F6_Commercial_Restaurant (WA)_Existing_Space Heating_Natural Gas_Furnace_E7 | F6 | Commercial | Restaurant (WA) | Existing | Space Heating | Natural Gas | Furnace | E7 | Utility - Value of Sales | 0 | 0 | 0 | 0 | 0 | 0 | 0 | 0 | 0 | 0 | 0 | 0 | 0 | 0 | 0 | 0 | 0 | 0 | 0 | 0 | 0 | 0 | 0 | 0 | 0 | 0 | 0
F6_Commercial_Restaurant (WA)_Existing_Space Heating_Natural Gas_Furnace_E8 | F6 | Commercial | Restaurant (WA) | Existing | Space Heating | Natural Gas | Furnace | E8 | Utility - Value of Sales | 0 | 0 | 0 | 0 | 0 | 0 | 0 | 0 | 0 | 0 | 0 | 0 | 0 | 0 | 0 | 0 | 0 | 0 | 0 | 0 | 0 | 0 | 0 | 0 | 0 | 0 | 0
F6_Commercial_Restaurant (WA)_Existing_Space Heating_Natural Gas_Furnace_E9 | F6 | Commercial | Restaurant (WA) | Existing | Space Heating | Natural Gas | Furnace | E9 | Utility - Value of Sales | 0 | 0 | 0 | 0 | 0 | 0 | 0 | 0 | 0 | 0 | 0 | 0 | 0 | 0 | 0 | 0 | 0 | 0 | 0 | 0 | 0 | 0 | 0 | 0 | 0 | 0 | 0
F6_Commercial_Restaurant (WA)_Existing_Space Heating_Natural Gas_Furnace_E10 | F6 | Commercial | Restaurant (WA) | Existing | Space Heating | Natural Gas | Furnace | E10 | Utility - Value of Sales | 0 | 0 | 0 | 0 | 0 | 0 | 0 | 0 | 0 | 0 | 0 | 0 | 0 | 0 | 0 | 0 | 0 | 0 | 0 | 0 | 0 | 0 | 0 | 0 | 0 | 0 | 0
F1_Commercial_Restaurant (WA)_Existing_Space Heating_Natural Gas_Boiler_E1 | F1 | Commercial | Restaurant (WA) | Existing | Space Heating | Natural Gas | Boiler | E1 | RVT - Cost of Equipment | 0.24158 | 0.24158 | 0.24158 | 0.24158 | 0.24158 | 0.24158 | 0.24158 | 0.24158 | 0.24158 | 0.24158 | 0.24158 | 0.24158 | 0.24158 | 0.24158 | 0.24158 | 0.24158 | 0.24158 | 0.24158 | 0.24158 | 0.24158 | 0.24158 | 0.24158 | 0.24158 | 0.24158 | 0.24158 | 0.24158 | 0.24158
F1_Commercial_Restaurant (WA)_Existing_Space Heating_Natural Gas_Boiler_E2 | F1 | Commercial | Restaurant (WA) | Existing | Space Heating | Natural Gas | Boiler | E2 | RVT - Cost of Equipment | 0.25171 | 0.25171 | 0.25171 | 0.25171 | 0.25171 | 0.25171 | 0.25171 | 0.25171 | 0.25171 | 0.25171 | 0.25171 | 0.25171 | 0.25171 | 0.25171 | 0.25171 | 0.25171 | 0.25171 | 0.25171 | 0.25171 | 0.25171 | 0.25171 | 0.25171 | 0.25171 | 0.25171 | 0.25171 | 0.25171 | 0.25171
F1_Commercial_Restaurant (WA)_Existing_Space Heating_Natural Gas_Boiler_E3 | F1 | Commercial | Restaurant (WA) | Existing | Space Heating | Natural Gas | Boiler | E3 | RVT - Cost of Equipment | 0.23498 | 0.23498 | 0.23498 | 0.23498 | 0.23498 | 0.23498 | 0.23498 | 0.23498 | 0.23498 | 0.23498 | 0.23498 | 0.23498 | 0.23498 | 0.23498 | 0.23498 | 0.23498 | 0.23498 | 0.23498 | 0.23498 | 0.23498 | 0.23498 | 0.23498 | 0.23498 | 0.23498 | 0.23498 | 0.23498 | 0.23498
F1_Commercial_Restaurant (WA)_Existing_Space Heating_Natural Gas_Boiler_E4 | F1 | Commercial | Restaurant (WA) | Existing | Space Heating | Natural Gas | Boiler | E4 | RVT - Cost of Equipment | 1.9379 | 1.9379 | 1.9379 | 1.9379 | 1.9379 | 1.9379 | 1.9379 | 1.9379 | 1.9379 | 1.9379 | 1.9379 | 1.9379 | 1.9379 | 1.9379 | 1.9379 | 1.9379 | 1.9379 | 1.9379 | 1.9379 | 1.9379 | 1.9379 | 1.9379 | 1.9379 | 1.9379 | 1.9379 | 1.9379 | 1.9379
F1_Commercial_Restaurant (WA)_Existing_Space Heating_Natural Gas_Boiler_E5 | F1 | Commercial | Restaurant (WA) | Existing | Space Heating | Natural Gas | Boiler | E5 | RVT - Cost of Equipment | 0 | 0 | 0 | 0 | 0 | 0 | 0 | 0 | 0 | 0 | 0 | 0 | 0 | 0 | 0 | 0 | 0 | 0 | 0 | 0 | 0 | 0 | 0 | 0 | 0 | 0 | 0
F1_Commercial_Restaurant (WA)_Existing_Space Heating_Natural Gas_Boiler_E6 | F1 | Commercial | Restaurant (WA) | Existing | Space Heating | Natural Gas | Boiler | E6 | RVT - Cost of Equipment | 0 | 0 | 0 | 0 | 0 | 0 | 0 | 0 | 0 | 0 | 0 | 0 | 0 | 0 | 0 | 0 | 0 | 0 | 0 | 0 | 0 | 0 | 0 | 0 | 0 | 0 | 0
F1_Commercial_Restaurant (WA)_Existing_Space Heating_Natural Gas_Boiler_E7 | F1 | Commercial | Restaurant (WA) | Existing | Space Heating | Natural Gas | Boiler | E7 | RVT - Cost of Equipment | 0 | 0 | 0 | 0 | 0 | 0 | 0 | 0 | 0 | 0 | 0 | 0 | 0 | 0 | 0 | 0 | 0 | 0 | 0 | 0 | 0 | 0 | 0 | 0 | 0 | 0 | 0
F1_Commercial_Restaurant (WA)_Existing_Space Heating_Natural Gas_Boiler_E8 | F1 | Commercial | Restaurant (WA) | Existing | Space Heating | Natural Gas | Boiler | E8 | RVT - Cost of Equipment | 0 | 0 | 0 | 0 | 0 | 0 | 0 | 0 | 0 | 0 | 0 | 0 | 0 | 0 | 0 | 0 | 0 | 0 | 0 | 0 | 0 | 0 | 0 | 0 | 0 | 0 | 0
F1_Commercial_Restaurant (WA)_Existing_Space Heating_Natural Gas_Boiler_E9 | F1 | Commercial | Restaurant (WA) | Existing | Space Heating | Natural Gas | Boiler | E9 | RVT - Cost of Equipment | 0 | 0 | 0 | 0 | 0 | 0 | 0 | 0 | 0 | 0 | 0 | 0 | 0 | 0 | 0 | 0 | 0 | 0 | 0 | 0 | 0 | 0 | 0 | 0 | 0 | 0 | 0
F1_Commercial_Restaurant (WA)_Existing_Space Heating_Natural Gas_Boiler_E10 | F1 | Commercial | Restaurant (WA) | Existing | Space Heating | Natural Gas | Boiler | E10 | RVT - Cost of Equipment | 0 | 0 | 0 | 0 | 0 | 0 | 0 | 0 | 0 | 0 | 0 | 0 | 0 | 0 | 0 | 0 | 0 | 0 | 0 | 0 | 0 | 0 | 0 | 0 | 0 | 0 | 0
F2_Commercial_Restaurant (WA)_Existing_Space Heating_Natural Gas_Boiler_E1 | F2 | Commercial | Restaurant (WA) | Existing | Space Heating | Natural Gas | Boiler | E1 | RVT - Cost of Operation | 0.90559 | 0.91651 | 0.93092 | 0.94665 | 0.9638 | 0.98802 | 1.0123 | 1.0376 | 1.061 | 1.0842 | 1.1098 | 1.1336 | 1.1592 | 1.1854 | 1.2098 | 1.2337 | 1.256 | 1.2787 | 1.3021 | 1.3259 | 1.3499 | 1.3789 | 1.4116 | 1.4409 | 1.4706 | 1.4932 | 1.5136
F2_Commercial_Restaurant (WA)_Existing_Space Heating_Natural Gas_Boiler_E2 | F2 | Commercial | Restaurant (WA) | Existing | Space Heating | Natural Gas | Boiler | E2 | RVT - Cost of Operation | 0.85235 | 0.86262 | 0.87618 | 0.89099 | 0.90713 | 0.92993 | 0.95275 | 0.97662 | 0.99861 | 1.0204 | 1.0446 | 1.0669 | 1.0911 | 1.1157 | 1.1387 | 1.1612 | 1.1821 | 1.2035 | 1.2256 | 1.248 | 1.2705 | 1.2979 | 1.3286 | 1.3562 | 1.3841 | 1.4054 | 1.4246
F2_Commercial_Restaurant (WA)_Existing_Space Heating_Natural Gas_Boiler_E3 | F2 | Commercial | Restaurant (WA) | Existing | Space Heating | Natural Gas | Boiler | E3 | RVT - Cost of Operation | 0.7468 | 0.7558 | 0.76768 | 0.78065 | 0.7948 | 0.81477 | 0.83477 | 0.85568 | 0.87495 | 0.89407 | 0.91522 | 0.93479 | 0.95596 | 0.97756 | 0.99767 | 1.0174 | 1.0358 | 1.0545 | 1.0738 | 1.0934 | 1.1132 | 1.1371 | 1.1641 | 1.1883 | 1.2127 | 1.2314 | 1.2482
F2_Commercial_Restaurant (WA)_Existing_Space Heating_Natural Gas_Boiler_E4 | F2 | Commercial | Restaurant (WA) | Existing | Space Heating | Natural Gas | Boiler | E4 | RVT - Cost of Operation | 0.47186 | 0.47578 | 0.4823 | 0.48984 | 0.49849 | 0.51256 | 0.52652 | 0.54112 | 0.55394 | 0.56637 | 0.58046 | 0.59277 | 0.60648 | 0.6206 | 0.63316 | 0.64522 | 0.65585 | 0.6667 | 0.67795 | 0.68933 | 0.70072 | 0.716 | 0.73412 | 0.7497 | 0.76561 | 0.78186 | 0.79846
F2_Commercial_Restaurant (WA)_Existing_Space Heating_Natural Gas_Boiler_E5 | F2 | Commercial | Restaurant (WA) | Existing | Space Heating | Natural Gas | Boiler | E5 | RVT - Cost of Operation | 0 | 0 | 0 | 0 | 0 | 0 | 0 | 0 | 0 | 0 | 0 | 0 | 0 | 0 | 0 | 0 | 0 | 0 | 0 | 0 | 0 | 0 | 0 | 0 | 0 | 0 | 0
F2_Commercial_Restaurant (WA)_Existing_Space Heating_Natural Gas_Boiler_E6 | F2 | Commercial | Restaurant (WA) | Existing | Space Heating | Natural Gas | Boiler | E6 | RVT - Cost of Operation | 0 | 0 | 0 | 0 | 0 | 0 | 0 | 0 | 0 | 0 | 0 | 0 | 0 | 0 | 0 | 0 | 0 | 0 | 0 | 0 | 0 | 0 | 0 | 0 | 0 | 0 | 0
F2_Commercial_Restaurant (WA)_Existing_Space Heating_Natural Gas_Boiler_E7 | F2 | Commercial | Restaurant (WA) | Existing | Space Heating | Natural Gas | Boiler | E7 | RVT - Cost of Operation | 0 | 0 | 0 | 0 | 0 | 0 | 0 | 0 | 0 | 0 | 0 | 0 | 0 | 0 | 0 | 0 | 0 | 0 | 0 | 0 | 0 | 0 | 0 | 0 | 0 | 0 | 0
F2_Commercial_Restaurant (WA)_Existing_Space Heating_Natural Gas_Boiler_E8 | F2 | Commercial | Restaurant (WA) | Existing | Space Heating | Natural Gas | Boiler | E8 | RVT - Cost of Operation | 0 | 0 | 0 | 0 | 0 | 0 | 0 | 0 | 0 | 0 | 0 | 0 | 0 | 0 | 0 | 0 | 0 | 0 | 0 | 0 | 0 | 0 | 0 | 0 | 0 | 0 | 0
F2_Commercial_Restaurant (WA)_Existing_Space Heating_Natural Gas_Boiler_E9 | F2 | Commercial | Restaurant (WA) | Existing | Space Heating | Natural Gas | Boiler | E9 | RVT - Cost of Operation | 0 | 0 | 0 | 0 | 0 | 0 | 0 | 0 | 0 | 0 | 0 | 0 | 0 | 0 | 0 | 0 | 0 | 0 | 0 | 0 | 0 | 0 | 0 | 0 | 0 | 0 | 0
F2_Commercial_Restaurant (WA)_Existing_Space Heating_Natural Gas_Boiler_E10 | F2 | Commercial | Restaurant (WA) | Existing | Space Heating | Natural Gas | Boiler | E10 | RVT - Cost of Operation | 0 | 0 | 0 | 0 | 0 | 0 | 0 | 0 | 0 | 0 | 0 | 0 | 0 | 0 | 0 | 0 | 0 | 0 | 0 | 0 | 0 | 0 | 0 | 0 | 0 | 0 | 0
F3_Commercial_Restaurant (WA)_Existing_Space Heating_Natural Gas_Boiler_E1 | F3 | Commercial | Restaurant (WA) | Existing | Space Heating | Natural Gas | Boiler | E1 | System - kBTUs of Consumption | 178.1941 | 177.966 | 177.966 | 177.966 | 177.966 | 177.966 | 177.966 | 177.966 | 177.966 | 177.966 | 177.966 | 177.966 | 177.966 | 177.966 | 177.966 | 177.966 | 177.966 | 177.966 | 177.966 | 177.966 | 177.966 | 177.966 | 177.966 | 177.966 | 177.966 | 175.7689 | 173.0225
F3_Commercial_Restaurant (WA)_Existing_Space Heating_Natural Gas_Boiler_E2 | F3 | Commercial | Restaurant (WA) | Existing | Space Heating | Natural Gas | Boiler | E2 | System - kBTUs of Consumption | 167.7165 | 167.5018 | 167.5018 | 167.5018 | 167.5018 | 167.5018 | 167.5018 | 167.5018 | 167.5018 | 167.5018 | 167.5018 | 167.5018 | 167.5018 | 167.5018 | 167.5018 | 167.5018 | 167.5018 | 167.5018 | 167.5018 | 167.5018 | 167.5018 | 167.5018 | 167.5018 | 167.5018 | 167.5018 | 165.4338 | 162.8489
F3_Commercial_Restaurant (WA)_Existing_Space Heating_Natural Gas_Boiler_E3 | F3 | Commercial | Restaurant (WA) | Existing | Space Heating | Natural Gas | Boiler | E3 | System - kBTUs of Consumption | 146.9477 | 146.7595 | 146.7595 | 146.7595 | 146.7595 | 146.7595 | 146.7595 | 146.7595 | 146.7595 | 146.7595 | 146.7595 | 146.7595 | 146.7595 | 146.7595 | 146.7595 | 146.7595 | 146.7595 | 146.7595 | 146.7595 | 146.7595 | 146.7595 | 146.7595 | 146.7595 | 146.7595 | 146.7595 | 144.9477 | 142.6829
F3_Commercial_Restaurant (WA)_Existing_Space Heating_Natural Gas_Boiler_E4 | F3 | Commercial | Restaurant (WA) | Existing | Space Heating | Natural Gas | Boiler | E4 | System - kBTUs of Consumption | 103.8388 | 103.5781 | 103.5781 | 103.5781 | 103.5781 | 103.5781 | 103.5781 | 103.5781 | 103.5781 | 103.5781 | 103.5781 | 103.5781 | 103.5781 | 103.5781 | 103.5781 | 103.5781 | 103.5781 | 103.5781 | 103.5781 | 103.5781 | 103.5781 | 103.5781 | 103.5781 | 103.5781 | 103.5781 | 103.5781 | 103.5781
F3_Commercial_Restaurant (WA)_Existing_Space Heating_Natural Gas_Boiler_E5 | F3 | Commercial | Restaurant (WA) | Existing | Space Heating | Natural Gas | Boiler | E5 | System - kBTUs of Consumption | 0 | 0 | 0 | 0 | 0 | 0 | 0 | 0 | 0 | 0 | 0 | 0 | 0 | 0 | 0 | 0 | 0 | 0 | 0 | 0 | 0 | 0 | 0 | 0 | 0 | 0 | 0
F3_Commercial_Restaurant (WA)_Existing_Space Heating_Natural Gas_Boiler_E6 | F3 | Commercial | Restaurant (WA) | Existing | Space Heating | Natural Gas | Boiler | E6 | System - kBTUs of Consumption | 0 | 0 | 0 | 0 | 0 | 0 | 0 | 0 | 0 | 0 | 0 | 0 | 0 | 0 | 0 | 0 | 0 | 0 | 0 | 0 | 0 | 0 | 0 | 0 | 0 | 0 | 0
F3_Commercial_Restaurant (WA)_Existing_Space Heating_Natural Gas_Boiler_E7 | F3 | Commercial | Restaurant (WA) | Existing | Space Heating | Natural Gas | Boiler | E7 | System - kBTUs of Consumption | 0 | 0 | 0 | 0 | 0 | 0 | 0 | 0 | 0 | 0 | 0 | 0 | 0 | 0 | 0 | 0 | 0 | 0 | 0 | 0 | 0 | 0 | 0 | 0 | 0 | 0 | 0
F3_Commercial_Restaurant (WA)_Existing_Space Heating_Natural Gas_Boiler_E8 | F3 | Commercial | Restaurant (WA) | Existing | Space Heating | Natural Gas | Boiler | E8 | System - kBTUs of Consumption | 0 | 0 | 0 | 0 | 0 | 0 | 0 | 0 | 0 | 0 | 0 | 0 | 0 | 0 | 0 | 0 | 0 | 0 | 0 | 0 | 0 | 0 | 0 | 0 | 0 | 0 | 0
F3_Commercial_Restaurant (WA)_Existing_Space Heating_Natural Gas_Boiler_E9 | F3 | Commercial | Restaurant (WA) | Existing | Space Heating | Natural Gas | Boiler | E9 | System - kBTUs of Consumption | 0 | 0 | 0 | 0 | 0 | 0 | 0 | 0 | 0 | 0 | 0 | 0 | 0 | 0 | 0 | 0 | 0 | 0 | 0 | 0 | 0 | 0 | 0 | 0 | 0 | 0 | 0
F3_Commercial_Restaurant (WA)_Existing_Space Heating_Natural Gas_Boiler_E10 | F3 | Commercial | Restaurant (WA) | Existing | Space Heating | Natural Gas | Boiler | E10 | System - kBTUs of Consumption | 0 | 0 | 0 | 0 | 0 | 0 | 0 | 0 | 0 | 0 | 0 | 0 | 0 | 0 | 0 | 0 | 0 | 0 | 0 | 0 | 0 | 0 | 0 | 0 | 0 | 0 | 0
F4_Commercial_Restaurant (WA)_Existing_Space Heating_Natural Gas_Boiler_E1 | F4 | Commercial | Restaurant (WA) | Existing | Space Heating | Natural Gas | Boiler | E1 | Utility - Cost of Equipment | 0.24158 | 0.24158 | 0.24158 | 0.24158 | 0.24158 | 0.24158 | 0.24158 | 0.24158 | 0.24158 | 0.24158 | 0.24158 | 0.24158 | 0.24158 | 0.24158 | 0.24158 | 0.24158 | 0.24158 | 0.24158 | 0.24158 | 0.24158 | 0.24158 | 0.24158 | 0.24158 | 0.24158 | 0.24158 | 0.24158 | 0.24158
F4_Commercial_Restaurant (WA)_Existing_Space Heating_Natural Gas_Boiler_E2 | F4 | Commercial | Restaurant (WA) | Existing | Space Heating | Natural Gas | Boiler | E2 | Utility - Cost of Equipment | 0.25171 | 0.25171 | 0.25171 | 0.25171 | 0.25171 | 0.25171 | 0.25171 | 0.25171 | 0.25171 | 0.25171 | 0.25171 | 0.25171 | 0.25171 | 0.25171 | 0.25171 | 0.25171 | 0.25171 | 0.25171 | 0.25171 | 0.25171 | 0.25171 | 0.25171 | 0.25171 | 0.25171 | 0.25171 | 0.25171 | 0.25171
F4_Commercial_Restaurant (WA)_Existing_Space Heating_Natural Gas_Boiler_E3 | F4 | Commercial | Restaurant (WA) | Existing | Space Heating | Natural Gas | Boiler | E3 | Utility - Cost of Equipment | 0.23498 | 0.23498 | 0.23498 | 0.23498 | 0.23498 | 0.23498 | 0.23498 | 0.23498 | 0.23498 | 0.23498 | 0.23498 | 0.23498 | 0.23498 | 0.23498 | 0.23498 | 0.23498 | 0.23498 | 0.23498 | 0.23498 | 0.23498 | 0.23498 | 0.23498 | 0.23498 | 0.23498 | 0.23498 | 0.23498 | 0.23498
F4_Commercial_Restaurant (WA)_Existing_Space Heating_Natural Gas_Boiler_E4 | F4 | Commercial | Restaurant (WA) | Existing | Space Heating | Natural Gas | Boiler | E4 | Utility - Cost of Equipment | 1.9379 | 1.9379 | 1.9379 | 1.9379 | 1.9379 | 1.9379 | 1.9379 | 1.9379 | 1.9379 | 1.9379 | 1.9379 | 1.9379 | 1.9379 | 1.9379 | 1.9379 | 1.9379 | 1.9379 | 1.9379 | 1.9379 | 1.9379 | 1.9379 | 1.9379 | 1.9379 | 1.9379 | 1.9379 | 1.9379 | 1.9379
F4_Commercial_Restaurant (WA)_Existing_Space Heating_Natural Gas_Boiler_E5 | F4 | Commercial | Restaurant (WA) | Existing | Space Heating | Natural Gas | Boiler | E5 | Utility - Cost of Equipment | 0 | 0 | 0 | 0 | 0 | 0 | 0 | 0 | 0 | 0 | 0 | 0 | 0 | 0 | 0 | 0 | 0 | 0 | 0 | 0 | 0 | 0 | 0 | 0 | 0 | 0 | 0
F4_Commercial_Restaurant (WA)_Existing_Space Heating_Natural Gas_Boiler_E6 | F4 | Commercial | Restaurant (WA) | Existing | Space Heating | Natural Gas | Boiler | E6 | Utility - Cost of Equipment | 0 | 0 | 0 | 0 | 0 | 0 | 0 | 0 | 0 | 0 | 0 | 0 | 0 | 0 | 0 | 0 | 0 | 0 | 0 | 0 | 0 | 0 | 0 | 0 | 0 | 0 | 0
F4_Commercial_Restaurant (WA)_Existing_Space Heating_Natural Gas_Boiler_E7 | F4 | Commercial | Restaurant (WA) | Existing | Space Heating | Natural Gas | Boiler | E7 | Utility - Cost of Equipment | 0 | 0 | 0 | 0 | 0 | 0 | 0 | 0 | 0 | 0 | 0 | 0 | 0 | 0 | 0 | 0 | 0 | 0 | 0 | 0 | 0 | 0 | 0 | 0 | 0 | 0 | 0
F4_Commercial_Restaurant (WA)_Existing_Space Heating_Natural Gas_Boiler_E8 | F4 | Commercial | Restaurant (WA) | Existing | Space Heating | Natural Gas | Boiler | E8 | Utility - Cost of Equipment | 0 | 0 | 0 | 0 | 0 | 0 | 0 | 0 | 0 | 0 | 0 | 0 | 0 | 0 | 0 | 0 | 0 | 0 | 0 | 0 | 0 | 0 | 0 | 0 | 0 | 0 | 0
F4_Commercial_Restaurant (WA)_Existing_Space Heating_Natural Gas_Boiler_E9 | F4 | Commercial | Restaurant (WA) | Existing | Space Heating | Natural Gas | Boiler | E9 | Utility - Cost of Equipment | 0 | 0 | 0 | 0 | 0 | 0 | 0 | 0 | 0 | 0 | 0 | 0 | 0 | 0 | 0 | 0 | 0 | 0 | 0 | 0 | 0 | 0 | 0 | 0 | 0 | 0 | 0
F4_Commercial_Restaurant (WA)_Existing_Space Heating_Natural Gas_Boiler_E10 | F4 | Commercial | Restaurant (WA) | Existing | Space Heating | Natural Gas | Boiler | E10 | Utility - Cost of Equipment | 0 | 0 | 0 | 0 | 0 | 0 | 0 | 0 | 0 | 0 | 0 | 0 | 0 | 0 | 0 | 0 | 0 | 0 | 0 | 0 | 0 | 0 | 0 | 0 | 0 | 0 | 0
F5_Commercial_Restaurant (WA)_Existing_Space Heating_Natural Gas_Boiler_E1 | F5 | Commercial | Restaurant (WA) | Existing | Space Heating | Natural Gas | Boiler | E1 | Utility - Cost of Operation | 0.79882 | 0.81276 | 0.82998 | 0.84871 | 0.86905 | 0.89573 | 0.92293 | 0.95158 | 0.97913 | 1.0071 | 1.0327 | 1.0567 | 1.0827 | 1.1094 | 1.1346 | 1.1596 | 1.1834 | 1.2078 | 1.2332 | 1.2591 | 1.2856 | 1.3133 | 1.3444 | 1.3723 | 1.4005 | 1.4221 | 1.4415
F5_Commercial_Restaurant (WA)_Existing_Space Heating_Natural Gas_Boiler_E2 | F5 | Commercial | Restaurant (WA) | Existing | Space Heating | Natural Gas | Boiler | E2 | Utility - Cost of Operation | 0.75185 | 0.76497 | 0.78118 | 0.79881 | 0.81795 | 0.84306 | 0.86866 | 0.89562 | 0.92156 | 0.94791 | 0.972 | 0.9946 | 1.0191 | 1.0441 | 1.0679 | 1.0914 | 1.1138 | 1.1368 | 1.1606 | 1.1851 | 1.21 | 1.2361 | 1.2653 | 1.2916 | 1.3182 | 1.3385 | 1.3568
F5_Commercial_Restaurant (WA)_Existing_Space Heating_Natural Gas_Boiler_E3 | F5 | Commercial | Restaurant (WA) | Existing | Space Heating | Natural Gas | Boiler | E3 | Utility - Cost of Operation | 0.65875 | 0.67024 | 0.68444 | 0.69989 | 0.71666 | 0.73866 | 0.76109 | 0.78472 | 0.80744 | 0.83053 | 0.85163 | 0.87144 | 0.89286 | 0.91484 | 0.93563 | 0.95626 | 0.97585 | 0.99601 | 1.0169 | 1.0383 | 1.0602 | 1.083 | 1.1086 | 1.1317 | 1.155 | 1.1727 | 1.1888
F5_Commercial_Restaurant (WA)_Existing_Space Heating_Natural Gas_Boiler_E4 | F5 | Commercial | Restaurant (WA) | Existing | Space Heating | Natural Gas | Boiler | E4 | Utility - Cost of Operation | 0.40425 | 0.41012 | 0.41845 | 0.42796 | 0.43875 | 0.45444 | 0.47045 | 0.48745 | 0.50345 | 0.51967 | 0.53387 | 0.5467 | 0.56095 | 0.57572 | 0.58924 | 0.60248 | 0.6146 | 0.62712 | 0.64021 | 0.65365 | 0.66735 | 0.6819 | 0.69916 | 0.714 | 0.72915 | 0.74463 | 0.76043
F5_Commercial_Restaurant (WA)_Existing_Space Heating_Natural Gas_Boiler_E5 | F5 | Commercial | Restaurant (WA) | Existing | Space Heating | Natural Gas | Boiler | E5 | Utility - Cost of Operation | 0 | 0 | 0 | 0 | 0 | 0 | 0 | 0 | 0 | 0 | 0 | 0 | 0 | 0 | 0 | 0 | 0 | 0 | 0 | 0 | 0 | 0 | 0 | 0 | 0 | 0 | 0
F5_Commercial_Restaurant (WA)_Existing_Space Heating_Natural Gas_Boiler_E6 | F5 | Commercial | Restaurant (WA) | Existing | Space Heating | Natural Gas | Boiler | E6 | Utility - Cost of Operation | 0 | 0 | 0 | 0 | 0 | 0 | 0 | 0 | 0 | 0 | 0 | 0 | 0 | 0 | 0 | 0 | 0 | 0 | 0 | 0 | 0 | 0 | 0 | 0 | 0 | 0 | 0
F5_Commercial_Restaurant (WA)_Existing_Space Heating_Natural Gas_Boiler_E7 | F5 | Commercial | Restaurant (WA) | Existing | Space Heating | Natural Gas | Boiler | E7 | Utility - Cost of Operation | 0 | 0 | 0 | 0 | 0 | 0 | 0 | 0 | 0 | 0 | 0 | 0 | 0 | 0 | 0 | 0 | 0 | 0 | 0 | 0 | 0 | 0 | 0 | 0 | 0 | 0 | 0
F5_Commercial_Restaurant (WA)_Existing_Space Heating_Natural Gas_Boiler_E8 | F5 | Commercial | Restaurant (WA) | Existing | Space Heating | Natural Gas | Boiler | E8 | Utility - Cost of Operation | 0 | 0 | 0 | 0 | 0 | 0 | 0 | 0 | 0 | 0 | 0 | 0 | 0 | 0 | 0 | 0 | 0 | 0 | 0 | 0 | 0 | 0 | 0 | 0 | 0 | 0 | 0
F5_Commercial_Restaurant (WA)_Existing_Space Heating_Natural Gas_Boiler_E9 | F5 | Commercial | Restaurant (WA) | Existing | Space Heating | Natural Gas | Boiler | E9 | Utility - Cost of Operation | 0 | 0 | 0 | 0 | 0 | 0 | 0 | 0 | 0 | 0 | 0 | 0 | 0 | 0 | 0 | 0 | 0 | 0 | 0 | 0 | 0 | 0 | 0 | 0 | 0 | 0 | 0
F5_Commercial_Restaurant (WA)_Existing_Space Heating_Natural Gas_Boiler_E10 | F5 | Commercial | Restaurant (WA) | Existing | Space Heating | Natural Gas | Boiler | E10 | Utility - Cost of Operation | 0 | 0 | 0 | 0 | 0 | 0 | 0 | 0 | 0 | 0 | 0 | 0 | 0 | 0 | 0 | 0 | 0 | 0 | 0 | 0 | 0 | 0 | 0 | 0 | 0 | 0 | 0
F6_Commercial_Restaurant (WA)_Existing_Space Heating_Natural Gas_Boiler_E1 | F6 | Commercial | Restaurant (WA) | Existing | Space Heating | Natural Gas | Boiler | E1 | Utility - Value of Sales | 0.90559 | 0.91651 | 0.93092 | 0.94665 | 0.9638 | 0.98802 | 1.0123 | 1.0376 | 1.061 | 1.0842 | 1.1098 | 1.1336 | 1.1592 | 1.1854 | 1.2098 | 1.2337 | 1.256 | 1.2787 | 1.3021 | 1.3259 | 1.3499 | 1.3789 | 1.4116 | 1.4409 | 1.4706 | 1.4932 | 1.5136
F6_Commercial_Restaurant (WA)_Existing_Space Heating_Natural Gas_Boiler_E2 | F6 | Commercial | Restaurant (WA) | Existing | Space Heating | Natural Gas | Boiler | E2 | Utility - Value of Sales | 0.85235 | 0.86262 | 0.87618 | 0.89099 | 0.90713 | 0.92993 | 0.95275 | 0.97662 | 0.99861 | 1.0204 | 1.0446 | 1.0669 | 1.0911 | 1.1157 | 1.1387 | 1.1612 | 1.1821 | 1.2035 | 1.2256 | 1.248 | 1.2705 | 1.2979 | 1.3286 | 1.3562 | 1.3841 | 1.4054 | 1.4246
F6_Commercial_Restaurant (WA)_Existing_Space Heating_Natural Gas_Boiler_E3 | F6 | Commercial | Restaurant (WA) | Existing | Space Heating | Natural Gas | Boiler | E3 | Utility - Value of Sales | 0.7468 | 0.7558 | 0.76768 | 0.78065 | 0.7948 | 0.81477 | 0.83477 | 0.85568 | 0.87495 | 0.89407 | 0.91522 | 0.93479 | 0.95596 | 0.97756 | 0.99767 | 1.0174 | 1.0358 | 1.0545 | 1.0738 | 1.0934 | 1.1132 | 1.1371 | 1.1641 | 1.1883 | 1.2127 | 1.2314 | 1.2482
F6_Commercial_Restaurant (WA)_Existing_Space Heating_Natural Gas_Boiler_E4 | F6 | Commercial | Restaurant (WA) | Existing | Space Heating | Natural Gas | Boiler | E4 | Utility - Value of Sales | 0.47186 | 0.47578 | 0.4823 | 0.48984 | 0.49849 | 0.51256 | 0.52652 | 0.54112 | 0.55394 | 0.56637 | 0.58046 | 0.59277 | 0.60648 | 0.6206 | 0.63316 | 0.64522 | 0.65585 | 0.6667 | 0.67795 | 0.68933 | 0.70072 | 0.716 | 0.73412 | 0.7497 | 0.76561 | 0.78186 | 0.79846
F6_Commercial_Restaurant (WA)_Existing_Space Heating_Natural Gas_Boiler_E5 | F6 | Commercial | Restaurant (WA) | Existing | Space Heating | Natural Gas | Boiler | E5 | Utility - Value of Sales | 0 | 0 | 0 | 0 | 0 | 0 | 0 | 0 | 0 | 0 | 0 | 0 | 0 | 0 | 0 | 0 | 0 | 0 | 0 | 0 | 0 | 0 | 0 | 0 | 0 | 0 | 0
F6_Commercial_Restaurant (WA)_Existing_Space Heating_Natural Gas_Boiler_E6 | F6 | Commercial | Restaurant (WA) | Existing | Space Heating | Natural Gas | Boiler | E6 | Utility - Value of Sales | 0 | 0 | 0 | 0 | 0 | 0 | 0 | 0 | 0 | 0 | 0 | 0 | 0 | 0 | 0 | 0 | 0 | 0 | 0 | 0 | 0 | 0 | 0 | 0 | 0 | 0 | 0
F6_Commercial_Restaurant (WA)_Existing_Space Heating_Natural Gas_Boiler_E7 | F6 | Commercial | Restaurant (WA) | Existing | Space Heating | Natural Gas | Boiler | E7 | Utility - Value of Sales | 0 | 0 | 0 | 0 | 0 | 0 | 0 | 0 | 0 | 0 | 0 | 0 | 0 | 0 | 0 | 0 | 0 | 0 | 0 | 0 | 0 | 0 | 0 | 0 | 0 | 0 | 0
F6_Commercial_Restaurant (WA)_Existing_Space Heating_Natural Gas_Boiler_E8 | F6 | Commercial | Restaurant (WA) | Existing | Space Heating | Natural Gas | Boiler | E8 | Utility - Value of Sales | 0 | 0 | 0 | 0 | 0 | 0 | 0 | 0 | 0 | 0 | 0 | 0 | 0 | 0 | 0 | 0 | 0 | 0 | 0 | 0 | 0 | 0 | 0 | 0 | 0 | 0 | 0
F6_Commercial_Restaurant (WA)_Existing_Space Heating_Natural Gas_Boiler_E9 | F6 | Commercial | Restaurant (WA) | Existing | Space Heating | Natural Gas | Boiler | E9 | Utility - Value of Sales | 0 | 0 | 0 | 0 | 0 | 0 | 0 | 0 | 0 | 0 | 0 | 0 | 0 | 0 | 0 | 0 | 0 | 0 | 0 | 0 | 0 | 0 | 0 | 0 | 0 | 0 | 0
F6_Commercial_Restaurant (WA)_Existing_Space Heating_Natural Gas_Boiler_E10 | F6 | Commercial | Restaurant (WA) | Existing | Space Heating | Natural Gas | Boiler | E10 | Utility - Value of Sales | 0 | 0 | 0 | 0 | 0 | 0 | 0 | 0 | 0 | 0 | 0 | 0 | 0 | 0 | 0 | 0 | 0 | 0 | 0 | 0 | 0 | 0 | 0 | 0 | 0 | 0 | 0
F1_Commercial_Restaurant (WA)_Existing_Space Heating_Natural Gas_Unit Heater_E1 | F1 | Commercial | Restaurant (WA) | Existing | Space Heating | Natural Gas | Unit Heater | E1 | RVT - Cost of Equipment | 0.00013423 | 0.00013423 | 0.00013423 | 0.00013423 | 0.00013423 | 0.00013423 | 0.00013423 | 0.00013423 | 0.00013423 | 0.00013423 | 0.00013423 | 0.00013423 | 0.00013423 | 0.00013423 | 0.00013423 | 0.00013423 | 0.00013423 | 0.00013423 | 0.00013423 | 0.00013423 | 0.00013423 | 0.00013423 | 0.00013423 | 0.00013423 | 0.00013423 | 0.00013423 | 0.00013423
F1_Commercial_Restaurant (WA)_Existing_Space Heating_Natural Gas_Unit Heater_E2 | F1 | Commercial | Restaurant (WA) | Existing | Space Heating | Natural Gas | Unit Heater | E2 | RVT - Cost of Equipment | 0.00029439 | 0.00029439 | 0.00029439 | 0.00029439 | 0.00029439 | 0.00029439 | 0.00029439 | 0.00029439 | 0.00029439 | 0.00029439 | 0.00029439 | 0.00029439 | 0.00029439 | 0.00029439 | 0.00029439 | 0.00029439 | 0.00029439 | 0.00029439 | 0.00029439 | 0.00029439 | 0.00029439 | 0.00029439 | 0.00029439 | 0.00029439 | 0.00029439 | 0.00029439 | 0.00029439
F1_Commercial_Restaurant (WA)_Existing_Space Heating_Natural Gas_Unit Heater_E3 | F1 | Commercial | Restaurant (WA) | Existing | Space Heating | Natural Gas | Unit Heater | E3 | RVT - Cost of Equipment | 0.00018668 | 0.00018668 | 0.00018668 | 0.00018668 | 0.00018668 | 0.00018668 | 0.00018668 | 0.00018668 | 0.00018668 | 0.00018668 | 0.00018668 | 0.00018668 | 0.00018668 | 0.00018668 | 0.00018668 | 0.00018668 | 0.00018668 | 0.00018668 | 0.00018668 | 0.00018668 | 0.00018668 | 0.00018668 | 0.00018668 | 0.00018668 | 0.00018668 | 0.00018668 | 0.00018668
F1_Commercial_Restaurant (WA)_Existing_Space Heating_Natural Gas_Unit Heater_E4 | F1 | Commercial | Restaurant (WA) | Existing | Space Heating | Natural Gas | Unit Heater | E4 | RVT - Cost of Equipment | 0 | 0 | 0 | 0 | 0 | 0 | 0 | 0 | 0 | 0 | 0 | 0 | 0 | 0 | 0 | 0 | 0 | 0 | 0 | 0 | 0 | 0 | 0 | 0 | 0 | 0 | 0
F1_Commercial_Restaurant (WA)_Existing_Space Heating_Natural Gas_Unit Heater_E5 | F1 | Commercial | Restaurant (WA) | Existing | Space Heating | Natural Gas | Unit Heater | E5 | RVT - Cost of Equipment | 0 | 0 | 0 | 0 | 0 | 0 | 0 | 0 | 0 | 0 | 0 | 0 | 0 | 0 | 0 | 0 | 0 | 0 | 0 | 0 | 0 | 0 | 0 | 0 | 0 | 0 | 0
F1_Commercial_Restaurant (WA)_Existing_Space Heating_Natural Gas_Unit Heater_E6 | F1 | Commercial | Restaurant (WA) | Existing | Space Heating | Natural Gas | Unit Heater | E6 | RVT - Cost of Equipment | 0 | 0 | 0 | 0 | 0 | 0 | 0 | 0 | 0 | 0 | 0 | 0 | 0 | 0 | 0 | 0 | 0 | 0 | 0 | 0 | 0 | 0 | 0 | 0 | 0 | 0 | 0
F1_Commercial_Restaurant (WA)_Existing_Space Heating_Natural Gas_Unit Heater_E7 | F1 | Commercial | Restaurant (WA) | Existing | Space Heating | Natural Gas | Unit Heater | E7 | RVT - Cost of Equipment | 0 | 0 | 0 | 0 | 0 | 0 | 0 | 0 | 0 | 0 | 0 | 0 | 0 | 0 | 0 | 0 | 0 | 0 | 0 | 0 | 0 | 0 | 0 | 0 | 0 | 0 | 0
F1_Commercial_Restaurant (WA)_Existing_Space Heating_Natural Gas_Unit Heater_E8 | F1 | Commercial | Restaurant (WA) | Existing | Space Heating | Natural Gas | Unit Heater | E8 | RVT - Cost of Equipment | 0 | 0 | 0 | 0 | 0 | 0 | 0 | 0 | 0 | 0 | 0 | 0 | 0 | 0 | 0 | 0 | 0 | 0 | 0 | 0 | 0 | 0 | 0 | 0 | 0 | 0 | 0
F1_Commercial_Restaurant (WA)_Existing_Space Heating_Natural Gas_Unit Heater_E9 | F1 | Commercial | Restaurant (WA) | Existing | Space Heating | Natural Gas | Unit Heater | E9 | RVT - Cost of Equipment | 0 | 0 | 0 | 0 | 0 | 0 | 0 | 0 | 0 | 0 | 0 | 0 | 0 | 0 | 0 | 0 | 0 | 0 | 0 | 0 | 0 | 0 | 0 | 0 | 0 | 0 | 0
F1_Commercial_Restaurant (WA)_Existing_Space Heating_Natural Gas_Unit Heater_E10 | F1 | Commercial | Restaurant (WA) | Existing | Space Heating | Natural Gas | Unit Heater | E10 | RVT - Cost of Equipment | 0 | 0 | 0 | 0 | 0 | 0 | 0 | 0 | 0 | 0 | 0 | 0 | 0 | 0 | 0 | 0 | 0 | 0 | 0 | 0 | 0 | 0 | 0 | 0 | 0 | 0 | 0
F2_Commercial_Restaurant (WA)_Existing_Space Heating_Natural Gas_Unit Heater_E1 | F2 | Commercial | Restaurant (WA) | Existing | Space Heating | Natural Gas | Unit Heater | E1 | RVT - Cost of Operation | 0.14219 | 0.14369 | 0.14583 | 0.1482 | 0.1508 | 0.15473 | 0.15863 | 0.16272 | 0.16643 | 0.1701 | 0.17422 | 0.17795 | 0.18204 | 0.18621 | 0.19002 | 0.19371 | 0.19705 | 0.20047 | 0.20401 | 0.20759 | 0.21119 | 0.21577 | 0.22108 | 0.22577 | 0.23056 | 0.23546 | 0.24046
F2_Commercial_Restaurant (WA)_Existing_Space Heating_Natural Gas_Unit Heater_E2 | F2 | Commercial | Restaurant (WA) | Existing | Space Heating | Natural Gas | Unit Heater | E2 | RVT - Cost of Operation | 0.12647 | 0.1278 | 0.12971 | 0.13181 | 0.13412 | 0.13762 | 0.14109 | 0.14473 | 0.14803 | 0.15129 | 0.15495 | 0.15827 | 0.16191 | 0.16562 | 0.169 | 0.17229 | 0.17527 | 0.17831 | 0.18145 | 0.18463 | 0.18784 | 0.19191 | 0.19663 | 0.20081 | 0.20507 | 0.20942 | 0.21387
F2_Commercial_Restaurant (WA)_Existing_Space Heating_Natural Gas_Unit Heater_E3 | F2 | Commercial | Restaurant (WA) | Existing | Space Heating | Natural Gas | Unit Heater | E3 | RVT - Cost of Operation | 0.12084 | 0.12184 | 0.12351 | 0.12544 | 0.12766 | 0.13126 | 0.13484 | 0.13857 | 0.14186 | 0.14504 | 0.14865 | 0.1518 | 0.15531 | 0.15893 | 0.16214 | 0.16523 | 0.16795 | 0.17073 | 0.17361 | 0.17653 | 0.17944 | 0.18336 | 0.188 | 0.19199 | 0.19606 | 0.20022 | 0.20447
F2_Commercial_Restaurant (WA)_Existing_Space Heating_Natural Gas_Unit Heater_E4 | F2 | Commercial | Restaurant (WA) | Existing | Space Heating | Natural Gas | Unit Heater | E4 | RVT - Cost of Operation | 0 | 0 | 0 | 0 | 0 | 0 | 0 | 0 | 0 | 0 | 0 | 0 | 0 | 0 | 0 | 0 | 0 | 0 | 0 | 0 | 0 | 0 | 0 | 0 | 0 | 0 | 0
F2_Commercial_Restaurant (WA)_Existing_Space Heating_Natural Gas_Unit Heater_E5 | F2 | Commercial | Restaurant (WA) | Existing | Space Heating | Natural Gas | Unit Heater | E5 | RVT - Cost of Operation | 0 | 0 | 0 | 0 | 0 | 0 | 0 | 0 | 0 | 0 | 0 | 0 | 0 | 0 | 0 | 0 | 0 | 0 | 0 | 0 | 0 | 0 | 0 | 0 | 0 | 0 | 0
F2_Commercial_Restaurant (WA)_Existing_Space Heating_Natural Gas_Unit Heater_E6 | F2 | Commercial | Restaurant (WA) | Existing | Space Heating | Natural Gas | Unit Heater | E6 | RVT - Cost of Operation | 0 | 0 | 0 | 0 | 0 | 0 | 0 | 0 | 0 | 0 | 0 | 0 | 0 | 0 | 0 | 0 | 0 | 0 | 0 | 0 | 0 | 0 | 0 | 0 | 0 | 0 | 0
F2_Commercial_Restaurant (WA)_Existing_Space Heating_Natural Gas_Unit Heater_E7 | F2 | Commercial | Restaurant (WA) | Existing | Space Heating | Natural Gas | Unit Heater | E7 | RVT - Cost of Operation | 0 | 0 | 0 | 0 | 0 | 0 | 0 | 0 | 0 | 0 | 0 | 0 | 0 | 0 | 0 | 0 | 0 | 0 | 0 | 0 | 0 | 0 | 0 | 0 | 0 | 0 | 0
F2_Commercial_Restaurant (WA)_Existing_Space Heating_Natural Gas_Unit Heater_E8 | F2 | Commercial | Restaurant (WA) | Existing | Space Heating | Natural Gas | Unit Heater | E8 | RVT - Cost of Operation | 0 | 0 | 0 | 0 | 0 | 0 | 0 | 0 | 0 | 0 | 0 | 0 | 0 | 0 | 0 | 0 | 0 | 0 | 0 | 0 | 0 | 0 | 0 | 0 | 0 | 0 | 0
F2_Commercial_Restaurant (WA)_Existing_Space Heating_Natural Gas_Unit Heater_E9 | F2 | Commercial | Restaurant (WA) | Existing | Space Heating | Natural Gas | Unit Heater | E9 | RVT - Cost of Operation | 0 | 0 | 0 | 0 | 0 | 0 | 0 | 0 | 0 | 0 | 0 | 0 | 0 | 0 | 0 | 0 | 0 | 0 | 0 | 0 | 0 | 0 | 0 | 0 | 0 | 0 | 0
F2_Commercial_Restaurant (WA)_Existing_Space Heating_Natural Gas_Unit Heater_E10 | F2 | Commercial | Restaurant (WA) | Existing | Space Heating | Natural Gas | Unit Heater | E10 | RVT - Cost of Operation | 0 | 0 | 0 | 0 | 0 | 0 | 0 | 0 | 0 | 0 | 0 | 0 | 0 | 0 | 0 | 0 | 0 | 0 | 0 | 0 | 0 | 0 | 0 | 0 | 0 | 0 | 0
F3_Commercial_Restaurant (WA)_Existing_Space Heating_Natural Gas_Unit Heater_E1 | F3 | Commercial | Restaurant (WA) | Existing | Space Heating | Natural Gas | Unit Heater | E1 | System - kBTUs of Consumption | 30.0413 | 29.9847 | 29.9847 | 29.9847 | 29.9847 | 29.9847 | 29.9847 | 29.9847 | 29.9847 | 29.9847 | 29.9847 | 29.9847 | 29.9847 | 29.9847 | 29.9847 | 29.9847 | 29.9847 | 29.9847 | 29.9847 | 29.9847 | 29.9847 | 29.9847 | 29.9847 | 29.9847 | 29.9847 | 29.9847 | 29.9847
F3_Commercial_Restaurant (WA)_Existing_Space Heating_Natural Gas_Unit Heater_E2 | F3 | Commercial | Restaurant (WA) | Existing | Space Heating | Natural Gas | Unit Heater | E2 | System - kBTUs of Consumption | 26.7195 | 26.6691 | 26.6691 | 26.6691 | 26.6691 | 26.6691 | 26.6691 | 26.6691 | 26.6691 | 26.6691 | 26.6691 | 26.6691 | 26.6691 | 26.6691 | 26.6691 | 26.6691 | 26.6691 | 26.6691 | 26.6691 | 26.6691 | 26.6691 | 26.6691 | 26.6691 | 26.6691 | 26.6691 | 26.6691 | 26.6691
F3_Commercial_Restaurant (WA)_Existing_Space Heating_Natural Gas_Unit Heater_E3 | F3 | Commercial | Restaurant (WA) | Existing | Space Heating | Natural Gas | Unit Heater | E3 | System - kBTUs of Consumption | 26.5917 | 26.525 | 26.525 | 26.525 | 26.525 | 26.525 | 26.525 | 26.525 | 26.525 | 26.525 | 26.525 | 26.525 | 26.525 | 26.525 | 26.525 | 26.525 | 26.525 | 26.525 | 26.525 | 26.525 | 26.525 | 26.525 | 26.525 | 26.525 | 26.525 | 26.525 | 26.525
F3_Commercial_Restaurant (WA)_Existing_Space Heating_Natural Gas_Unit Heater_E4 | F3 | Commercial | Restaurant (WA) | Existing | Space Heating | Natural Gas | Unit Heater | E4 | System - kBTUs of Consumption | 0 | 0 | 0 | 0 | 0 | 0 | 0 | 0 | 0 | 0 | 0 | 0 | 0 | 0 | 0 | 0 | 0 | 0 | 0 | 0 | 0 | 0 | 0 | 0 | 0 | 0 | 0
F3_Commercial_Restaurant (WA)_Existing_Space Heating_Natural Gas_Unit Heater_E5 | F3 | Commercial | Restaurant (WA) | Existing | Space Heating | Natural Gas | Unit Heater | E5 | System - kBTUs of Consumption | 0 | 0 | 0 | 0 | 0 | 0 | 0 | 0 | 0 | 0 | 0 | 0 | 0 | 0 | 0 | 0 | 0 | 0 | 0 | 0 | 0 | 0 | 0 | 0 | 0 | 0 | 0
F3_Commercial_Restaurant (WA)_Existing_Space Heating_Natural Gas_Unit Heater_E6 | F3 | Commercial | Restaurant (WA) | Existing | Space Heating | Natural Gas | Unit Heater | E6 | System - kBTUs of Consumption | 0 | 0 | 0 | 0 | 0 | 0 | 0 | 0 | 0 | 0 | 0 | 0 | 0 | 0 | 0 | 0 | 0 | 0 | 0 | 0 | 0 | 0 | 0 | 0 | 0 | 0 | 0
F3_Commercial_Restaurant (WA)_Existing_Space Heating_Natural Gas_Unit Heater_E7 | F3 | Commercial | Restaurant (WA) | Existing | Space Heating | Natural Gas | Unit Heater | E7 | System - kBTUs of Consumption | 0 | 0 | 0 | 0 | 0 | 0 | 0 | 0 | 0 | 0 | 0 | 0 | 0 | 0 | 0 | 0 | 0 | 0 | 0 | 0 | 0 | 0 | 0 | 0 | 0 | 0 | 0
F3_Commercial_Restaurant (WA)_Existing_Space Heating_Natural Gas_Unit Heater_E8 | F3 | Commercial | Restaurant (WA) | Existing | Space Heating | Natural Gas | Unit Heater | E8 | System - kBTUs of Consumption | 0 | 0 | 0 | 0 | 0 | 0 | 0 | 0 | 0 | 0 | 0 | 0 | 0 | 0 | 0 | 0 | 0 | 0 | 0 | 0 | 0 | 0 | 0 | 0 | 0 | 0 | 0
F3_Commercial_Restaurant (WA)_Existing_Space Heating_Natural Gas_Unit Heater_E9 | F3 | Commercial | Restaurant (WA) | Existing | Space Heating | Natural Gas | Unit Heater | E9 | System - kBTUs of Consumption | 0 | 0 | 0 | 0 | 0 | 0 | 0 | 0 | 0 | 0 | 0 | 0 | 0 | 0 | 0 | 0 | 0 | 0 | 0 | 0 | 0 | 0 | 0 | 0 | 0 | 0 | 0
F3_Commercial_Restaurant (WA)_Existing_Space Heating_Natural Gas_Unit Heater_E10 | F3 | Commercial | Restaurant (WA) | Existing | Space Heating | Natural Gas | Unit Heater | E10 | System - kBTUs of Consumption | 0 | 0 | 0 | 0 | 0 | 0 | 0 | 0 | 0 | 0 | 0 | 0 | 0 | 0 | 0 | 0 | 0 | 0 | 0 | 0 | 0 | 0 | 0 | 0 | 0 | 0 | 0
F4_Commercial_Restaurant (WA)_Existing_Space Heating_Natural Gas_Unit Heater_E1 | F4 | Commercial | Restaurant (WA) | Existing | Space Heating | Natural Gas | Unit Heater | E1 | Utility - Cost of Equipment | 0.00013423 | 0.00013423 | 0.00013423 | 0.00013423 | 0.00013423 | 0.00013423 | 0.00013423 | 0.00013423 | 0.00013423 | 0.00013423 | 0.00013423 | 0.00013423 | 0.00013423 | 0.00013423 | 0.00013423 | 0.00013423 | 0.00013423 | 0.00013423 | 0.00013423 | 0.00013423 | 0.00013423 | 0.00013423 | 0.00013423 | 0.00013423 | 0.00013423 | 0.00013423 | 0.00013423
F4_Commercial_Restaurant (WA)_Existing_Space Heating_Natural Gas_Unit Heater_E2 | F4 | Commercial | Restaurant (WA) | Existing | Space Heating | Natural Gas | Unit Heater | E2 | Utility - Cost of Equipment | 0.00029439 | 0.00029439 | 0.00029439 | 0.00029439 | 0.00029439 | 0.00029439 | 0.00029439 | 0.00029439 | 0.00029439 | 0.00029439 | 0.00029439 | 0.00029439 | 0.00029439 | 0.00029439 | 0.00029439 | 0.00029439 | 0.00029439 | 0.00029439 | 0.00029439 | 0.00029439 | 0.00029439 | 0.00029439 | 0.00029439 | 0.00029439 | 0.00029439 | 0.00029439 | 0.00029439
F4_Commercial_Restaurant (WA)_Existing_Space Heating_Natural Gas_Unit Heater_E3 | F4 | Commercial | Restaurant (WA) | Existing | Space Heating | Natural Gas | Unit Heater | E3 | Utility - Cost of Equipment | 0.00018668 | 0.00018668 | 0.00018668 | 0.00018668 | 0.00018668 | 0.00018668 | 0.00018668 | 0.00018668 | 0.00018668 | 0.00018668 | 0.00018668 | 0.00018668 | 0.00018668 | 0.00018668 | 0.00018668 | 0.00018668 | 0.00018668 | 0.00018668 | 0.00018668 | 0.00018668 | 0.00018668 | 0.00018668 | 0.00018668 | 0.00018668 | 0.00018668 | 0.00018668 | 0.00018668
F4_Commercial_Restaurant (WA)_Existing_Space Heating_Natural Gas_Unit Heater_E4 | F4 | Commercial | Restaurant (WA) | Existing | Space Heating | Natural Gas | Unit Heater | E4 | Utility - Cost of Equipment | 0 | 0 | 0 | 0 | 0 | 0 | 0 | 0 | 0 | 0 | 0 | 0 | 0 | 0 | 0 | 0 | 0 | 0 | 0 | 0 | 0 | 0 | 0 | 0 | 0 | 0 | 0
F4_Commercial_Restaurant (WA)_Existing_Space Heating_Natural Gas_Unit Heater_E5 | F4 | Commercial | Restaurant (WA) | Existing | Space Heating | Natural Gas | Unit Heater | E5 | Utility - Cost of Equipment | 0 | 0 | 0 | 0 | 0 | 0 | 0 | 0 | 0 | 0 | 0 | 0 | 0 | 0 | 0 | 0 | 0 | 0 | 0 | 0 | 0 | 0 | 0 | 0 | 0 | 0 | 0
F4_Commercial_Restaurant (WA)_Existing_Space Heating_Natural Gas_Unit Heater_E6 | F4 | Commercial | Restaurant (WA) | Existing | Space Heating | Natural Gas | Unit Heater | E6 | Utility - Cost of Equipment | 0 | 0 | 0 | 0 | 0 | 0 | 0 | 0 | 0 | 0 | 0 | 0 | 0 | 0 | 0 | 0 | 0 | 0 | 0 | 0 | 0 | 0 | 0 | 0 | 0 | 0 | 0
F4_Commercial_Restaurant (WA)_Existing_Space Heating_Natural Gas_Unit Heater_E7 | F4 | Commercial | Restaurant (WA) | Existing | Space Heating | Natural Gas | Unit Heater | E7 | Utility - Cost of Equipment | 0 | 0 | 0 | 0 | 0 | 0 | 0 | 0 | 0 | 0 | 0 | 0 | 0 | 0 | 0 | 0 | 0 | 0 | 0 | 0 | 0 | 0 | 0 | 0 | 0 | 0 | 0
F4_Commercial_Restaurant (WA)_Existing_Space Heating_Natural Gas_Unit Heater_E8 | F4 | Commercial | Restaurant (WA) | Existing | Space Heating | Natural Gas | Unit Heater | E8 | Utility - Cost of Equipment | 0 | 0 | 0 | 0 | 0 | 0 | 0 | 0 | 0 | 0 | 0 | 0 | 0 | 0 | 0 | 0 | 0 | 0 | 0 | 0 | 0 | 0 | 0 | 0 | 0 | 0 | 0
F4_Commercial_Restaurant (WA)_Existing_Space Heating_Natural Gas_Unit Heater_E9 | F4 | Commercial | Restaurant (WA) | Existing | Space Heating | Natural Gas | Unit Heater | E9 | Utility - Cost of Equipment | 0 | 0 | 0 | 0 | 0 | 0 | 0 | 0 | 0 | 0 | 0 | 0 | 0 | 0 | 0 | 0 | 0 | 0 | 0 | 0 | 0 | 0 | 0 | 0 | 0 | 0 | 0
F4_Commercial_Restaurant (WA)_Existing_Space Heating_Natural Gas_Unit Heater_E10 | F4 | Commercial | Restaurant (WA) | Existing | Space Heating | Natural Gas | Unit Heater | E10 | Utility - Cost of Equipment | 0 | 0 | 0 | 0 | 0 | 0 | 0 | 0 | 0 | 0 | 0 | 0 | 0 | 0 | 0 | 0 | 0 | 0 | 0 | 0 | 0 | 0 | 0 | 0 | 0 | 0 | 0
F5_Commercial_Restaurant (WA)_Existing_Space Heating_Natural Gas_Unit Heater_E1 | F5 | Commercial | Restaurant (WA) | Existing | Space Heating | Natural Gas | Unit Heater | E1 | Utility - Cost of Operation | 0.12335 | 0.12538 | 0.12803 | 0.13094 | 0.13415 | 0.13858 | 0.14308 | 0.14786 | 0.15242 | 0.15706 | 0.16121 | 0.16504 | 0.16923 | 0.17354 | 0.17754 | 0.18149 | 0.18518 | 0.18898 | 0.19294 | 0.197 | 0.20113 | 0.2055 | 0.21055 | 0.21502 | 0.21958 | 0.22425 | 0.22901
F5_Commercial_Restaurant (WA)_Existing_Space Heating_Natural Gas_Unit Heater_E2 | F5 | Commercial | Restaurant (WA) | Existing | Space Heating | Natural Gas | Unit Heater | E2 | Utility - Cost of Operation | 0.10971 | 0.11152 | 0.11387 | 0.11646 | 0.11932 | 0.12325 | 0.12726 | 0.13151 | 0.13557 | 0.13969 | 0.14339 | 0.14679 | 0.15052 | 0.15435 | 0.15791 | 0.16143 | 0.1647 | 0.16808 | 0.1716 | 0.17521 | 0.17889 | 0.18278 | 0.18727 | 0.19124 | 0.1953 | 0.19945 | 0.20368
F5_Commercial_Restaurant (WA)_Existing_Space Heating_Natural Gas_Unit Heater_E3 | F5 | Commercial | Restaurant (WA) | Existing | Space Heating | Natural Gas | Unit Heater | E3 | Utility - Cost of Operation | 0.10352 | 0.10503 | 0.10716 | 0.1096 | 0.11236 | 0.11637 | 0.12048 | 0.12483 | 0.12893 | 0.13308 | 0.13672 | 0.14 | 0.14365 | 0.14743 | 0.1509 | 0.15429 | 0.15739 | 0.1606 | 0.16395 | 0.16739 | 0.1709 | 0.17463 | 0.17904 | 0.18285 | 0.18673 | 0.19069 | 0.19474
F5_Commercial_Restaurant (WA)_Existing_Space Heating_Natural Gas_Unit Heater_E4 | F5 | Commercial | Restaurant (WA) | Existing | Space Heating | Natural Gas | Unit Heater | E4 | Utility - Cost of Operation | 0 | 0 | 0 | 0 | 0 | 0 | 0 | 0 | 0 | 0 | 0 | 0 | 0 | 0 | 0 | 0 | 0 | 0 | 0 | 0 | 0 | 0 | 0 | 0 | 0 | 0 | 0
F5_Commercial_Restaurant (WA)_Existing_Space Heating_Natural Gas_Unit Heater_E5 | F5 | Commercial | Restaurant (WA) | Existing | Space Heating | Natural Gas | Unit Heater | E5 | Utility - Cost of Operation | 0 | 0 | 0 | 0 | 0 | 0 | 0 | 0 | 0 | 0 | 0 | 0 | 0 | 0 | 0 | 0 | 0 | 0 | 0 | 0 | 0 | 0 | 0 | 0 | 0 | 0 | 0
F5_Commercial_Restaurant (WA)_Existing_Space Heating_Natural Gas_Unit Heater_E6 | F5 | Commercial | Restaurant (WA) | Existing | Space Heating | Natural Gas | Unit Heater | E6 | Utility - Cost of Operation | 0 | 0 | 0 | 0 | 0 | 0 | 0 | 0 | 0 | 0 | 0 | 0 | 0 | 0 | 0 | 0 | 0 | 0 | 0 | 0 | 0 | 0 | 0 | 0 | 0 | 0 | 0
F5_Commercial_Restaurant (WA)_Existing_Space Heating_Natural Gas_Unit Heater_E7 | F5 | Commercial | Restaurant (WA) | Existing | Space Heating | Natural Gas | Unit Heater | E7 | Utility - Cost of Operation | 0 | 0 | 0 | 0 | 0 | 0 | 0 | 0 | 0 | 0 | 0 | 0 | 0 | 0 | 0 | 0 | 0 | 0 | 0 | 0 | 0 | 0 | 0 | 0 | 0 | 0 | 0
F5_Commercial_Restaurant (WA)_Existing_Space Heating_Natural Gas_Unit Heater_E8 | F5 | Commercial | Restaurant (WA) | Existing | Space Heating | Natural Gas | Unit Heater | E8 | Utility - Cost of Operation | 0 | 0 | 0 | 0 | 0 | 0 | 0 | 0 | 0 | 0 | 0 | 0 | 0 | 0 | 0 | 0 | 0 | 0 | 0 | 0 | 0 | 0 | 0 | 0 | 0 | 0 | 0
F5_Commercial_Restaurant (WA)_Existing_Space Heating_Natural Gas_Unit Heater_E9 | F5 | Commercial | Restaurant (WA) | Existing | Space Heating | Natural Gas | Unit Heater | E9 | Utility - Cost of Operation | 0 | 0 | 0 | 0 | 0 | 0 | 0 | 0 | 0 | 0 | 0 | 0 | 0 | 0 | 0 | 0 | 0 | 0 | 0 | 0 | 0 | 0 | 0 | 0 | 0 | 0 | 0
F5_Commercial_Restaurant (WA)_Existing_Space Heating_Natural Gas_Unit Heater_E10 | F5 | Commercial | Restaurant (WA) | Existing | Space Heating | Natural Gas | Unit Heater | E10 | Utility - Cost of Operation | 0 | 0 | 0 | 0 | 0 | 0 | 0 | 0 | 0 | 0 | 0 | 0 | 0 | 0 | 0 | 0 | 0 | 0 | 0 | 0 | 0 | 0 | 0 | 0 | 0 | 0 | 0
F6_Commercial_Restaurant (WA)_Existing_Space Heating_Natural Gas_Unit Heater_E1 | F6 | Commercial | Restaurant (WA) | Existing | Space Heating | Natural Gas | Unit Heater | E1 | Utility - Value of Sales | 0.14219 | 0.14369 | 0.14583 | 0.1482 | 0.1508 | 0.15473 | 0.15863 | 0.16272 | 0.16643 | 0.1701 | 0.17422 | 0.17795 | 0.18204 | 0.18621 | 0.19002 | 0.19371 | 0.19705 | 0.20047 | 0.20401 | 0.20759 | 0.21119 | 0.21577 | 0.22108 | 0.22577 | 0.23056 | 0.23546 | 0.24046
F6_Commercial_Restaurant (WA)_Existing_Space Heating_Natural Gas_Unit Heater_E2 | F6 | Commercial | Restaurant (WA) | Existing | Space Heating | Natural Gas | Unit Heater | E2 | Utility - Value of Sales | 0.12647 | 0.1278 | 0.12971 | 0.13181 | 0.13412 | 0.13762 | 0.14109 | 0.14473 | 0.14803 | 0.15129 | 0.15495 | 0.15827 | 0.16191 | 0.16562 | 0.169 | 0.17229 | 0.17527 | 0.17831 | 0.18145 | 0.18463 | 0.18784 | 0.19191 | 0.19663 | 0.20081 | 0.20507 | 0.20942 | 0.21387
F6_Commercial_Restaurant (WA)_Existing_Space Heating_Natural Gas_Unit Heater_E3 | F6 | Commercial | Restaurant (WA) | Existing | Space Heating | Natural Gas | Unit Heater | E3 | Utility - Value of Sales | 0.12084 | 0.12184 | 0.12351 | 0.12544 | 0.12766 | 0.13126 | 0.13484 | 0.13857 | 0.14186 | 0.14504 | 0.14865 | 0.1518 | 0.15531 | 0.15893 | 0.16214 | 0.16523 | 0.16795 | 0.17073 | 0.17361 | 0.17653 | 0.17944 | 0.18336 | 0.188 | 0.19199 | 0.19606 | 0.20022 | 0.20447
F6_Commercial_Restaurant (WA)_Existing_Space Heating_Natural Gas_Unit Heater_E4 | F6 | Commercial | Restaurant (WA) | Existing | Space Heating | Natural Gas | Unit Heater | E4 | Utility - Value of Sales | 0 | 0 | 0 | 0 | 0 | 0 | 0 | 0 | 0 | 0 | 0 | 0 | 0 | 0 | 0 | 0 | 0 | 0 | 0 | 0 | 0 | 0 | 0 | 0 | 0 | 0 | 0
F6_Commercial_Restaurant (WA)_Existing_Space Heating_Natural Gas_Unit Heater_E5 | F6 | Commercial | Restaurant (WA) | Existing | Space Heating | Natural Gas | Unit Heater | E5 | Utility - Value of Sales | 0 | 0 | 0 | 0 | 0 | 0 | 0 | 0 | 0 | 0 | 0 | 0 | 0 | 0 | 0 | 0 | 0 | 0 | 0 | 0 | 0 | 0 | 0 | 0 | 0 | 0 | 0
F6_Commercial_Restaurant (WA)_Existing_Space Heating_Natural Gas_Unit Heater_E6 | F6 | Commercial | Restaurant (WA) | Existing | Space Heating | Natural Gas | Unit Heater | E6 | Utility - Value of Sales | 0 | 0 | 0 | 0 | 0 | 0 | 0 | 0 | 0 | 0 | 0 | 0 | 0 | 0 | 0 | 0 | 0 | 0 | 0 | 0 | 0 | 0 | 0 | 0 | 0 | 0 | 0
F6_Commercial_Restaurant (WA)_Existing_Space Heating_Natural Gas_Unit Heater_E7 | F6 | Commercial | Restaurant (WA) | Existing | Space Heating | Natural Gas | Unit Heater | E7 | Utility - Value of Sales | 0 | 0 | 0 | 0 | 0 | 0 | 0 | 0 | 0 | 0 | 0 | 0 | 0 | 0 | 0 | 0 | 0 | 0 | 0 | 0 | 0 | 0 | 0 | 0 | 0 | 0 | 0
F6_Commercial_Restaurant (WA)_Existing_Space Heating_Natural Gas_Unit Heater_E8 | F6 | Commercial | Restaurant (WA) | Existing | Space Heating | Natural Gas | Unit Heater | E8 | Utility - Value of Sales | 0 | 0 | 0 | 0 | 0 | 0 | 0 | 0 | 0 | 0 | 0 | 0 | 0 | 0 | 0 | 0 | 0 | 0 | 0 | 0 | 0 | 0 | 0 | 0 | 0 | 0 | 0
F6_Commercial_Restaurant (WA)_Existing_Space Heating_Natural Gas_Unit Heater_E9 | F6 | Commercial | Restaurant (WA) | Existing | Space Heating | Natural Gas | Unit Heater | E9 | Utility - Value of Sales | 0 | 0 | 0 | 0 | 0 | 0 | 0 | 0 | 0 | 0 | 0 | 0 | 0 | 0 | 0 | 0 | 0 | 0 | 0 | 0 | 0 | 0 | 0 | 0 | 0 | 0 | 0
F6_Commercial_Restaurant (WA)_Existing_Space Heating_Natural Gas_Unit Heater_E10 | F6 | Commercial | Restaurant (WA) | Existing | Space Heating | Natural Gas | Unit Heater | E10 | Utility - Value of Sales | 0 | 0 | 0 | 0 | 0 | 0 | 0 | 0 | 0 | 0 | 0 | 0 | 0 | 0 | 0 | 0 | 0 | 0 | 0 | 0 | 0 | 0 | 0 | 0 | 0 | 0 | 0
F1_Commercial_Restaurant (WA)_Existing_Water Heating_Natural Gas_Water Heater_E1 | F1 | Commercial | Restaurant (WA) | Existing | Water Heating | Natural Gas | Water Heater | E1 | RVT - Cost of Equipment | 0.043291 | 0.043291 | 0.043291 | 0.043291 | 0.043291 | 0.043291 | 0.043291 | 0.043291 | 0.043291 | 0.043291 | 0.043291 | 0.043291 | 0.043291 | 0.043291 | 0.043291 | 0.043291 | 0.043291 | 0.043291 | 0.043291 | 0.043291 | 0.043291 | 0.043291 | 0.043291 | 0.043291 | 0.043291 | 0.043291 | 0.043291
F1_Commercial_Restaurant (WA)_Existing_Water Heating_Natural Gas_Water Heater_E2 | F1 | Commercial | Restaurant (WA) | Existing | Water Heating | Natural Gas | Water Heater | E2 | RVT - Cost of Equipment | 0.051949 | 0.051949 | 0.051949 | 0.051949 | 0.051949 | 0.051949 | 0.051949 | 0.051949 | 0.051949 | 0.051949 | 0.051949 | 0.051949 | 0.051949 | 0.051949 | 0.051949 | 0.051949 | 0.051949 | 0.051949 | 0.051949 | 0.051949 | 0.051949 | 0.051949 | 0.051949 | 0.051949 | 0.051949 | 0.051949 | 0.051949
F1_Commercial_Restaurant (WA)_Existing_Water Heating_Natural Gas_Water Heater_E3 | F1 | Commercial | Restaurant (WA) | Existing | Water Heating | Natural Gas | Water Heater | E3 | RVT - Cost of Equipment | 0.063859 | 0.063859 | 0.063859 | 0.063859 | 0.063859 | 0.063859 | 0.063859 | 0.063859 | 0.063859 | 0.063859 | 0.063859 | 0.063859 | 0.063859 | 0.063859 | 0.063859 | 0.063859 | 0.063859 | 0.063859 | 0.063859 | 0.063859 | 0.063859 | 0.063859 | 0.063859 | 0.063859 | 0.063859 | 0.063859 | 0.063859
F1_Commercial_Restaurant (WA)_Existing_Water Heating_Natural Gas_Water Heater_E4 | F1 | Commercial | Restaurant (WA) | Existing | Water Heating | Natural Gas | Water Heater | E4 | RVT - Cost of Equipment | 0.064364 | 0.064364 | 0.064364 | 0.064364 | 0.064364 | 0.064364 | 0.064364 | 0.064364 | 0.064364 | 0.064364 | 0.064364 | 0.064364 | 0.064364 | 0.064364 | 0.064364 | 0.064364 | 0.064364 | 0.064364 | 0.064364 | 0.064364 | 0.064364 | 0.064364 | 0.064364 | 0.064364 | 0.064364 | 0.064364 | 0.064364
F1_Commercial_Restaurant (WA)_Existing_Water Heating_Natural Gas_Water Heater_E5 | F1 | Commercial | Restaurant (WA) | Existing | Water Heating | Natural Gas | Water Heater | E5 | RVT - Cost of Equipment | 0.13894 | 0.13894 | 0.13894 | 0.13894 | 0.13894 | 0.13894 | 0.13894 | 0.13894 | 0.13894 | 0.13894 | 0.13894 | 0.13894 | 0.13894 | 0.13894 | 0.13894 | 0.13894 | 0.13894 | 0.13894 | 0.13894 | 0.13894 | 0.13894 | 0.13894 | 0.13894 | 0.13894 | 0.13894 | 0.13894 | 0.13894
F1_Commercial_Restaurant (WA)_Existing_Water Heating_Natural Gas_Water Heater_E6 | F1 | Commercial | Restaurant (WA) | Existing | Water Heating | Natural Gas | Water Heater | E6 | RVT - Cost of Equipment | 0 | 0 | 0 | 0 | 0 | 0 | 0 | 0 | 0 | 0 | 0 | 0 | 0 | 0 | 0 | 0 | 0 | 0 | 0 | 0 | 0 | 0 | 0 | 0 | 0 | 0 | 0
F1_Commercial_Restaurant (WA)_Existing_Water Heating_Natural Gas_Water Heater_E7 | F1 | Commercial | Restaurant (WA) | Existing | Water Heating | Natural Gas | Water Heater | E7 | RVT - Cost of Equipment | 0 | 0 | 0 | 0 | 0 | 0 | 0 | 0 | 0 | 0 | 0 | 0 | 0 | 0 | 0 | 0 | 0 | 0 | 0 | 0 | 0 | 0 | 0 | 0 | 0 | 0 | 0
F1_Commercial_Restaurant (WA)_Existing_Water Heating_Natural Gas_Water Heater_E8 | F1 | Commercial | Restaurant (WA) | Existing | Water Heating | Natural Gas | Water Heater | E8 | RVT - Cost of Equipment | 0 | 0 | 0 | 0 | 0 | 0 | 0 | 0 | 0 | 0 | 0 | 0 | 0 | 0 | 0 | 0 | 0 | 0 | 0 | 0 | 0 | 0 | 0 | 0 | 0 | 0 | 0
F1_Commercial_Restaurant (WA)_Existing_Water Heating_Natural Gas_Water Heater_E9 | F1 | Commercial | Restaurant (WA) | Existing | Water Heating | Natural Gas | Water Heater | E9 | RVT - Cost of Equipment | 0 | 0 | 0 | 0 | 0 | 0 | 0 | 0 | 0 | 0 | 0 | 0 | 0 | 0 | 0 | 0 | 0 | 0 | 0 | 0 | 0 | 0 | 0 | 0 | 0 | 0 | 0
F1_Commercial_Restaurant (WA)_Existing_Water Heating_Natural Gas_Water Heater_E10 | F1 | Commercial | Restaurant (WA) | Existing | Water Heating | Natural Gas | Water Heater | E10 | RVT - Cost of Equipment | 0 | 0 | 0 | 0 | 0 | 0 | 0 | 0 | 0 | 0 | 0 | 0 | 0 | 0 | 0 | 0 | 0 | 0 | 0 | 0 | 0 | 0 | 0 | 0 | 0 | 0 | 0
F2_Commercial_Restaurant (WA)_Existing_Water Heating_Natural Gas_Water Heater_E1 | F2 | Commercial | Restaurant (WA) | Existing | Water Heating | Natural Gas | Water Heater | E1 | RVT - Cost of Operation | 0.29635 | 0.30231 | 0.30902 | 0.31654 | 0.32494 | 0.33509 | 0.34515 | 0.35468 | 0.36331 | 0.37172 | 0.38042 | 0.38841 | 0.39693 | 0.4052 | 0.41246 | 0.41914 | 0.42497 | 0.43061 | 0.43655 | 0.44219 | 0.44786 | 0.45577 | 0.46378 | 0.47202 | 0.4804 | 0.48894 | 0.49762
F2_Commercial_Restaurant (WA)_Existing_Water Heating_Natural Gas_Water Heater_E2 | F2 | Commercial | Restaurant (WA) | Existing | Water Heating | Natural Gas | Water Heater | E2 | RVT - Cost of Operation | 0.26343 | 0.26872 | 0.27468 | 0.28137 | 0.28883 | 0.29785 | 0.3068 | 0.31527 | 0.32294 | 0.33041 | 0.33816 | 0.34525 | 0.35283 | 0.36018 | 0.36663 | 0.37257 | 0.37775 | 0.38276 | 0.38804 | 0.39306 | 0.3981 | 0.40513 | 0.41225 | 0.41957 | 0.42702 | 0.43461 | 0.44233
F2_Commercial_Restaurant (WA)_Existing_Water Heating_Natural Gas_Water Heater_E3 | F2 | Commercial | Restaurant (WA) | Existing | Water Heating | Natural Gas | Water Heater | E3 | RVT - Cost of Operation | 0.25222 | 0.25729 | 0.26299 | 0.2694 | 0.27654 | 0.28518 | 0.29375 | 0.30185 | 0.3092 | 0.31635 | 0.32377 | 0.33056 | 0.33782 | 0.34485 | 0.35103 | 0.35672 | 0.36168 | 0.36647 | 0.37153 | 0.37633 | 0.38116 | 0.38789 | 0.3947 | 0.40172 | 0.40885 | 0.41612 | 0.42351
F2_Commercial_Restaurant (WA)_Existing_Water Heating_Natural Gas_Water Heater_E4 | F2 | Commercial | Restaurant (WA) | Existing | Water Heating | Natural Gas | Water Heater | E4 | RVT - Cost of Operation | 0.26442 | 0.26974 | 0.27554 | 0.28185 | 0.28872 | 0.29681 | 0.3048 | 0.31245 | 0.3195 | 0.32646 | 0.33372 | 0.34054 | 0.34777 | 0.35483 | 0.36119 | 0.36713 | 0.37247 | 0.37769 | 0.38315 | 0.38842 | 0.39373 | 0.40069 | 0.40774 | 0.41498 | 0.42235 | 0.42986 | 0.43749
F2_Commercial_Restaurant (WA)_Existing_Water Heating_Natural Gas_Water Heater_E5 | F2 | Commercial | Restaurant (WA) | Existing | Water Heating | Natural Gas | Water Heater | E5 | RVT - Cost of Operation | 0.15548 | 0.15853 | 0.16207 | 0.16617 | 0.17085 | 0.17656 | 0.18222 | 0.18754 | 0.19232 | 0.19694 | 0.2017 | 0.20599 | 0.2106 | 0.21505 | 0.21891 | 0.22242 | 0.22543 | 0.22832 | 0.23138 | 0.23426 | 0.23716 | 0.24134 | 0.24558 | 0.24994 | 0.25438 | 0.2589 | 0.2635
F2_Commercial_Restaurant (WA)_Existing_Water Heating_Natural Gas_Water Heater_E6 | F2 | Commercial | Restaurant (WA) | Existing | Water Heating | Natural Gas | Water Heater | E6 | RVT - Cost of Operation | 0 | 0 | 0 | 0 | 0 | 0 | 0 | 0 | 0 | 0 | 0 | 0 | 0 | 0 | 0 | 0 | 0 | 0 | 0 | 0 | 0 | 0 | 0 | 0 | 0 | 0 | 0
F2_Commercial_Restaurant (WA)_Existing_Water Heating_Natural Gas_Water Heater_E7 | F2 | Commercial | Restaurant (WA) | Existing | Water Heating | Natural Gas | Water Heater | E7 | RVT - Cost of Operation | 0 | 0 | 0 | 0 | 0 | 0 | 0 | 0 | 0 | 0 | 0 | 0 | 0 | 0 | 0 | 0 | 0 | 0 | 0 | 0 | 0 | 0 | 0 | 0 | 0 | 0 | 0
F2_Commercial_Restaurant (WA)_Existing_Water Heating_Natural Gas_Water Heater_E8 | F2 | Commercial | Restaurant (WA) | Existing | Water Heating | Natural Gas | Water Heater | E8 | RVT - Cost of Operation | 0 | 0 | 0 | 0 | 0 | 0 | 0 | 0 | 0 | 0 | 0 | 0 | 0 | 0 | 0 | 0 | 0 | 0 | 0 | 0 | 0 | 0 | 0 | 0 | 0 | 0 | 0
F2_Commercial_Restaurant (WA)_Existing_Water Heating_Natural Gas_Water Heater_E9 | F2 | Commercial | Restaurant (WA) | Existing | Water Heating | Natural Gas | Water Heater | E9 | RVT - Cost of Operation | 0 | 0 | 0 | 0 | 0 | 0 | 0 | 0 | 0 | 0 | 0 | 0 | 0 | 0 | 0 | 0 | 0 | 0 | 0 | 0 | 0 | 0 | 0 | 0 | 0 | 0 | 0
F2_Commercial_Restaurant (WA)_Existing_Water Heating_Natural Gas_Water Heater_E10 | F2 | Commercial | Restaurant (WA) | Existing | Water Heating | Natural Gas | Water Heater | E10 | RVT - Cost of Operation | 0 | 0 | 0 | 0 | 0 | 0 | 0 | 0 | 0 | 0 | 0 | 0 | 0 | 0 | 0 | 0 | 0 | 0 | 0 | 0 | 0 | 0 | 0 | 0 | 0 | 0 | 0
F3_Commercial_Restaurant (WA)_Existing_Water Heating_Natural Gas_Water Heater_E1 | F3 | Commercial | Restaurant (WA) | Existing | Water Heating | Natural Gas | Water Heater | E1 | System - kBTUs of Consumption | 68.5655 | 68.5655 | 68.5655 | 68.5655 | 68.5655 | 68.5655 | 68.5655 | 68.5655 | 68.5655 | 68.5655 | 68.5655 | 68.5655 | 68.5655 | 68.5655 | 68.5655 | 68.5655 | 68.5655 | 68.5655 | 68.5655 | 68.5655 | 68.5655 | 68.5655 | 68.5655 | 68.5655 | 68.5655 | 68.5655 | 68.5655
F3_Commercial_Restaurant (WA)_Existing_Water Heating_Natural Gas_Water Heater_E2 | F3 | Commercial | Restaurant (WA) | Existing | Water Heating | Natural Gas | Water Heater | E2 | System - kBTUs of Consumption | 60.9471 | 60.9471 | 60.9471 | 60.9471 | 60.9471 | 60.9471 | 60.9471 | 60.9471 | 60.9471 | 60.9471 | 60.9471 | 60.9471 | 60.9471 | 60.9471 | 60.9471 | 60.9471 | 60.9471 | 60.9471 | 60.9471 | 60.9471 | 60.9471 | 60.9471 | 60.9471 | 60.9471 | 60.9471 | 60.9471 | 60.9471
F3_Commercial_Restaurant (WA)_Existing_Water Heating_Natural Gas_Water Heater_E3 | F3 | Commercial | Restaurant (WA) | Existing | Water Heating | Natural Gas | Water Heater | E3 | System - kBTUs of Consumption | 58.3536 | 58.3536 | 58.3536 | 58.3536 | 58.3536 | 58.3536 | 58.3536 | 58.3536 | 58.3536 | 58.3536 | 58.3536 | 58.3536 | 58.3536 | 58.3536 | 58.3536 | 58.3536 | 58.3536 | 58.3536 | 58.3536 | 58.3536 | 58.3536 | 58.3536 | 58.3536 | 58.3536 | 58.3536 | 58.3536 | 58.3536
F3_Commercial_Restaurant (WA)_Existing_Water Heating_Natural Gas_Water Heater_E4 | F3 | Commercial | Restaurant (WA) | Existing | Water Heating | Natural Gas | Water Heater | E4 | System - kBTUs of Consumption | 58.2916 | 58.2916 | 58.2916 | 58.2916 | 58.2916 | 58.2916 | 58.2916 | 58.2916 | 58.2916 | 58.2916 | 58.2916 | 58.2916 | 58.2916 | 58.2916 | 58.2916 | 58.2916 | 58.2916 | 58.2916 | 58.2916 | 58.2916 | 58.2916 | 58.2916 | 58.2916 | 58.2916 | 58.2916 | 58.2916 | 58.2916
F3_Commercial_Restaurant (WA)_Existing_Water Heating_Natural Gas_Water Heater_E5 | F3 | Commercial | Restaurant (WA) | Existing | Water Heating | Natural Gas | Water Heater | E5 | System - kBTUs of Consumption | 36.5683 | 36.5683 | 36.5683 | 36.5683 | 36.5683 | 36.5683 | 36.5683 | 36.5683 | 36.5683 | 36.5683 | 36.5683 | 36.5683 | 36.5683 | 36.5683 | 36.5683 | 36.5683 | 36.5683 | 36.5683 | 36.5683 | 36.5683 | 36.5683 | 36.5683 | 36.5683 | 36.5683 | 36.5683 | 36.5683 | 36.5683
F3_Commercial_Restaurant (WA)_Existing_Water Heating_Natural Gas_Water Heater_E6 | F3 | Commercial | Restaurant (WA) | Existing | Water Heating | Natural Gas | Water Heater | E6 | System - kBTUs of Consumption | 0 | 0 | 0 | 0 | 0 | 0 | 0 | 0 | 0 | 0 | 0 | 0 | 0 | 0 | 0 | 0 | 0 | 0 | 0 | 0 | 0 | 0 | 0 | 0 | 0 | 0 | 0
F3_Commercial_Restaurant (WA)_Existing_Water Heating_Natural Gas_Water Heater_E7 | F3 | Commercial | Restaurant (WA) | Existing | Water Heating | Natural Gas | Water Heater | E7 | System - kBTUs of Consumption | 0 | 0 | 0 | 0 | 0 | 0 | 0 | 0 | 0 | 0 | 0 | 0 | 0 | 0 | 0 | 0 | 0 | 0 | 0 | 0 | 0 | 0 | 0 | 0 | 0 | 0 | 0
F3_Commercial_Restaurant (WA)_Existing_Water Heating_Natural Gas_Water Heater_E8 | F3 | Commercial | Restaurant (WA) | Existing | Water Heating | Natural Gas | Water Heater | E8 | System - kBTUs of Consumption | 0 | 0 | 0 | 0 | 0 | 0 | 0 | 0 | 0 | 0 | 0 | 0 | 0 | 0 | 0 | 0 | 0 | 0 | 0 | 0 | 0 | 0 | 0 | 0 | 0 | 0 | 0
F3_Commercial_Restaurant (WA)_Existing_Water Heating_Natural Gas_Water Heater_E9 | F3 | Commercial | Restaurant (WA) | Existing | Water Heating | Natural Gas | Water Heater | E9 | System - kBTUs of Consumption | 0 | 0 | 0 | 0 | 0 | 0 | 0 | 0 | 0 | 0 | 0 | 0 | 0 | 0 | 0 | 0 | 0 | 0 | 0 | 0 | 0 | 0 | 0 | 0 | 0 | 0 | 0
F3_Commercial_Restaurant (WA)_Existing_Water Heating_Natural Gas_Water Heater_E10 | F3 | Commercial | Restaurant (WA) | Existing | Water Heating | Natural Gas | Water Heater | E10 | System - kBTUs of Consumption | 0 | 0 | 0 | 0 | 0 | 0 | 0 | 0 | 0 | 0 | 0 | 0 | 0 | 0 | 0 | 0 | 0 | 0 | 0 | 0 | 0 | 0 | 0 | 0 | 0 | 0 | 0
F4_Commercial_Restaurant (WA)_Existing_Water Heating_Natural Gas_Water Heater_E1 | F4 | Commercial | Restaurant (WA) | Existing | Water Heating | Natural Gas | Water Heater | E1 | Utility - Cost of Equipment | 0.043291 | 0.043291 | 0.043291 | 0.043291 | 0.043291 | 0.043291 | 0.043291 | 0.043291 | 0.043291 | 0.043291 | 0.043291 | 0.043291 | 0.043291 | 0.043291 | 0.043291 | 0.043291 | 0.043291 | 0.043291 | 0.043291 | 0.043291 | 0.043291 | 0.043291 | 0.043291 | 0.043291 | 0.043291 | 0.043291 | 0.043291
F4_Commercial_Restaurant (WA)_Existing_Water Heating_Natural Gas_Water Heater_E2 | F4 | Commercial | Restaurant (WA) | Existing | Water Heating | Natural Gas | Water Heater | E2 | Utility - Cost of Equipment | 0.051949 | 0.051949 | 0.051949 | 0.051949 | 0.051949 | 0.051949 | 0.051949 | 0.051949 | 0.051949 | 0.051949 | 0.051949 | 0.051949 | 0.051949 | 0.051949 | 0.051949 | 0.051949 | 0.051949 | 0.051949 | 0.051949 | 0.051949 | 0.051949 | 0.051949 | 0.051949 | 0.051949 | 0.051949 | 0.051949 | 0.051949
F4_Commercial_Restaurant (WA)_Existing_Water Heating_Natural Gas_Water Heater_E3 | F4 | Commercial | Restaurant (WA) | Existing | Water Heating | Natural Gas | Water Heater | E3 | Utility - Cost of Equipment | 0.063859 | 0.063859 | 0.063859 | 0.063859 | 0.063859 | 0.063859 | 0.063859 | 0.063859 | 0.063859 | 0.063859 | 0.063859 | 0.063859 | 0.063859 | 0.063859 | 0.063859 | 0.063859 | 0.063859 | 0.063859 | 0.063859 | 0.063859 | 0.063859 | 0.063859 | 0.063859 | 0.063859 | 0.063859 | 0.063859 | 0.063859
F4_Commercial_Restaurant (WA)_Existing_Water Heating_Natural Gas_Water Heater_E4 | F4 | Commercial | Restaurant (WA) | Existing | Water Heating | Natural Gas | Water Heater | E4 | Utility - Cost of Equipment | 0.064364 | 0.064364 | 0.064364 | 0.064364 | 0.064364 | 0.064364 | 0.064364 | 0.064364 | 0.064364 | 0.064364 | 0.064364 | 0.064364 | 0.064364 | 0.064364 | 0.064364 | 0.064364 | 0.064364 | 0.064364 | 0.064364 | 0.064364 | 0.064364 | 0.064364 | 0.064364 | 0.064364 | 0.064364 | 0.064364 | 0.064364
F4_Commercial_Restaurant (WA)_Existing_Water Heating_Natural Gas_Water Heater_E5 | F4 | Commercial | Restaurant (WA) | Existing | Water Heating | Natural Gas | Water Heater | E5 | Utility - Cost of Equipment | 0.13894 | 0.13894 | 0.13894 | 0.13894 | 0.13894 | 0.13894 | 0.13894 | 0.13894 | 0.13894 | 0.13894 | 0.13894 | 0.13894 | 0.13894 | 0.13894 | 0.13894 | 0.13894 | 0.13894 | 0.13894 | 0.13894 | 0.13894 | 0.13894 | 0.13894 | 0.13894 | 0.13894 | 0.13894 | 0.13894 | 0.13894
F4_Commercial_Restaurant (WA)_Existing_Water Heating_Natural Gas_Water Heater_E6 | F4 | Commercial | Restaurant (WA) | Existing | Water Heating | Natural Gas | Water Heater | E6 | Utility - Cost of Equipment | 0 | 0 | 0 | 0 | 0 | 0 | 0 | 0 | 0 | 0 | 0 | 0 | 0 | 0 | 0 | 0 | 0 | 0 | 0 | 0 | 0 | 0 | 0 | 0 | 0 | 0 | 0
F4_Commercial_Restaurant (WA)_Existing_Water Heating_Natural Gas_Water Heater_E7 | F4 | Commercial | Restaurant (WA) | Existing | Water Heating | Natural Gas | Water Heater | E7 | Utility - Cost of Equipment | 0 | 0 | 0 | 0 | 0 | 0 | 0 | 0 | 0 | 0 | 0 | 0 | 0 | 0 | 0 | 0 | 0 | 0 | 0 | 0 | 0 | 0 | 0 | 0 | 0 | 0 | 0
F4_Commercial_Restaurant (WA)_Existing_Water Heating_Natural Gas_Water Heater_E8 | F4 | Commercial | Restaurant (WA) | Existing | Water Heating | Natural Gas | Water Heater | E8 | Utility - Cost of Equipment | 0 | 0 | 0 | 0 | 0 | 0 | 0 | 0 | 0 | 0 | 0 | 0 | 0 | 0 | 0 | 0 | 0 | 0 | 0 | 0 | 0 | 0 | 0 | 0 | 0 | 0 | 0
F4_Commercial_Restaurant (WA)_Existing_Water Heating_Natural Gas_Water Heater_E9 | F4 | Commercial | Restaurant (WA) | Existing | Water Heating | Natural Gas | Water Heater | E9 | Utility - Cost of Equipment | 0 | 0 | 0 | 0 | 0 | 0 | 0 | 0 | 0 | 0 | 0 | 0 | 0 | 0 | 0 | 0 | 0 | 0 | 0 | 0 | 0 | 0 | 0 | 0 | 0 | 0 | 0
F4_Commercial_Restaurant (WA)_Existing_Water Heating_Natural Gas_Water Heater_E10 | F4 | Commercial | Restaurant (WA) | Existing | Water Heating | Natural Gas | Water Heater | E10 | Utility - Cost of Equipment | 0 | 0 | 0 | 0 | 0 | 0 | 0 | 0 | 0 | 0 | 0 | 0 | 0 | 0 | 0 | 0 | 0 | 0 | 0 | 0 | 0 | 0 | 0 | 0 | 0 | 0 | 0
F5_Commercial_Restaurant (WA)_Existing_Water Heating_Natural Gas_Water Heater_E1 | F5 | Commercial | Restaurant (WA) | Existing | Water Heating | Natural Gas | Water Heater | E1 | Utility - Cost of Operation | 0.25422 | 0.26089 | 0.26839 | 0.27678 | 0.28613 | 0.29719 | 0.30845 | 0.31955 | 0.33022 | 0.34105 | 0.34986 | 0.35818 | 0.36707 | 0.37583 | 0.38377 | 0.39129 | 0.39815 | 0.40496 | 0.41218 | 0.41927 | 0.42654 | 0.43407 | 0.44169 | 0.44954 | 0.45752 | 0.46565 | 0.47393
F5_Commercial_Restaurant (WA)_Existing_Water Heating_Natural Gas_Water Heater_E2 | F5 | Commercial | Restaurant (WA) | Existing | Water Heating | Natural Gas | Water Heater | E2 | Utility - Cost of Operation | 0.22597 | 0.23191 | 0.23857 | 0.24603 | 0.25434 | 0.26417 | 0.27418 | 0.28404 | 0.29353 | 0.30315 | 0.31099 | 0.31838 | 0.32629 | 0.33407 | 0.34113 | 0.34781 | 0.35392 | 0.35997 | 0.36638 | 0.37268 | 0.37914 | 0.38584 | 0.39261 | 0.39959 | 0.40669 | 0.41391 | 0.42127
F5_Commercial_Restaurant (WA)_Existing_Water Heating_Natural Gas_Water Heater_E3 | F5 | Commercial | Restaurant (WA) | Existing | Water Heating | Natural Gas | Water Heater | E3 | Utility - Cost of Operation | 0.21636 | 0.22204 | 0.22842 | 0.23556 | 0.24352 | 0.25293 | 0.26251 | 0.27196 | 0.28104 | 0.29025 | 0.29775 | 0.30483 | 0.3124 | 0.31985 | 0.32661 | 0.33301 | 0.33885 | 0.34465 | 0.35079 | 0.35682 | 0.36301 | 0.36942 | 0.37591 | 0.38259 | 0.38938 | 0.3963 | 0.40334
F5_Commercial_Restaurant (WA)_Existing_Water Heating_Natural Gas_Water Heater_E4 | F5 | Commercial | Restaurant (WA) | Existing | Water Heating | Natural Gas | Water Heater | E4 | Utility - Cost of Operation | 0.22973 | 0.23567 | 0.24215 | 0.24923 | 0.25695 | 0.26588 | 0.27495 | 0.28391 | 0.29258 | 0.30139 | 0.30874 | 0.31575 | 0.32321 | 0.33058 | 0.33738 | 0.34389 | 0.34993 | 0.35595 | 0.3623 | 0.36856 | 0.37498 | 0.38161 | 0.38832 | 0.39522 | 0.40224 | 0.40939 | 0.41666
F5_Commercial_Restaurant (WA)_Existing_Water Heating_Natural Gas_Water Heater_E5 | F5 | Commercial | Restaurant (WA) | Existing | Water Heating | Natural Gas | Water Heater | E5 | Utility - Cost of Operation | 0.1325 | 0.13599 | 0.13997 | 0.1445 | 0.14962 | 0.15575 | 0.16201 | 0.16816 | 0.17406 | 0.18005 | 0.18485 | 0.18936 | 0.1942 | 0.19895 | 0.20322 | 0.20724 | 0.21087 | 0.21446 | 0.21828 | 0.22202 | 0.22586 | 0.22985 | 0.23388 | 0.23804 | 0.24227 | 0.24657 | 0.25095
F5_Commercial_Restaurant (WA)_Existing_Water Heating_Natural Gas_Water Heater_E6 | F5 | Commercial | Restaurant (WA) | Existing | Water Heating | Natural Gas | Water Heater | E6 | Utility - Cost of Operation | 0 | 0 | 0 | 0 | 0 | 0 | 0 | 0 | 0 | 0 | 0 | 0 | 0 | 0 | 0 | 0 | 0 | 0 | 0 | 0 | 0 | 0 | 0 | 0 | 0 | 0 | 0
F5_Commercial_Restaurant (WA)_Existing_Water Heating_Natural Gas_Water Heater_E7 | F5 | Commercial | Restaurant (WA) | Existing | Water Heating | Natural Gas | Water Heater | E7 | Utility - Cost of Operation | 0 | 0 | 0 | 0 | 0 | 0 | 0 | 0 | 0 | 0 | 0 | 0 | 0 | 0 | 0 | 0 | 0 | 0 | 0 | 0 | 0 | 0 | 0 | 0 | 0 | 0 | 0
F5_Commercial_Restaurant (WA)_Existing_Water Heating_Natural Gas_Water Heater_E8 | F5 | Commercial | Restaurant (WA) | Existing | Water Heating | Natural Gas | Water Heater | E8 | Utility - Cost of Operation | 0 | 0 | 0 | 0 | 0 | 0 | 0 | 0 | 0 | 0 | 0 | 0 | 0 | 0 | 0 | 0 | 0 | 0 | 0 | 0 | 0 | 0 | 0 | 0 | 0 | 0 | 0
F5_Commercial_Restaurant (WA)_Existing_Water Heating_Natural Gas_Water Heater_E9 | F5 | Commercial | Restaurant (WA) | Existing | Water Heating | Natural Gas | Water Heater | E9 | Utility - Cost of Operation | 0 | 0 | 0 | 0 | 0 | 0 | 0 | 0 | 0 | 0 | 0 | 0 | 0 | 0 | 0 | 0 | 0 | 0 | 0 | 0 | 0 | 0 | 0 | 0 | 0 | 0 | 0
F5_Commercial_Restaurant (WA)_Existing_Water Heating_Natural Gas_Water Heater_E10 | F5 | Commercial | Restaurant (WA) | Existing | Water Heating | Natural Gas | Water Heater | E10 | Utility - Cost of Operation | 0 | 0 | 0 | 0 | 0 | 0 | 0 | 0 | 0 | 0 | 0 | 0 | 0 | 0 | 0 | 0 | 0 | 0 | 0 | 0 | 0 | 0 | 0 | 0 | 0 | 0 | 0
F6_Commercial_Restaurant (WA)_Existing_Water Heating_Natural Gas_Water Heater_E1 | F6 | Commercial | Restaurant (WA) | Existing | Water Heating | Natural Gas | Water Heater | E1 | Utility - Value of Sales | 0.29635 | 0.30231 | 0.30902 | 0.31654 | 0.32494 | 0.33509 | 0.34515 | 0.35468 | 0.36331 | 0.37172 | 0.38042 | 0.38841 | 0.39693 | 0.4052 | 0.41246 | 0.41914 | 0.42497 | 0.43061 | 0.43655 | 0.44219 | 0.44786 | 0.45577 | 0.46378 | 0.47202 | 0.4804 | 0.48894 | 0.49762
F6_Commercial_Restaurant (WA)_Existing_Water Heating_Natural Gas_Water Heater_E2 | F6 | Commercial | Restaurant (WA) | Existing | Water Heating | Natural Gas | Water Heater | E2 | Utility - Value of Sales | 0.26343 | 0.26872 | 0.27468 | 0.28137 | 0.28883 | 0.29785 | 0.3068 | 0.31527 | 0.32294 | 0.33041 | 0.33816 | 0.34525 | 0.35283 | 0.36018 | 0.36663 | 0.37257 | 0.37775 | 0.38276 | 0.38804 | 0.39306 | 0.3981 | 0.40513 | 0.41225 | 0.41957 | 0.42702 | 0.43461 | 0.44233
F6_Commercial_Restaurant (WA)_Existing_Water Heating_Natural Gas_Water Heater_E3 | F6 | Commercial | Restaurant (WA) | Existing | Water Heating | Natural Gas | Water Heater | E3 | Utility - Value of Sales | 0.25222 | 0.25729 | 0.26299 | 0.2694 | 0.27654 | 0.28518 | 0.29375 | 0.30185 | 0.3092 | 0.31635 | 0.32377 | 0.33056 | 0.33782 | 0.34485 | 0.35103 | 0.35672 | 0.36168 | 0.36647 | 0.37153 | 0.37633 | 0.38116 | 0.38789 | 0.3947 | 0.40172 | 0.40885 | 0.41612 | 0.42351
F6_Commercial_Restaurant (WA)_Existing_Water Heating_Natural Gas_Water Heater_E4 | F6 | Commercial | Restaurant (WA) | Existing | Water Heating | Natural Gas | Water Heater | E4 | Utility - Value of Sales | 0.26442 | 0.26974 | 0.27554 | 0.28185 | 0.28872 | 0.29681 | 0.3048 | 0.31245 | 0.3195 | 0.32646 | 0.33372 | 0.34054 | 0.34777 | 0.35483 | 0.36119 | 0.36713 | 0.37247 | 0.37769 | 0.38315 | 0.38842 | 0.39373 | 0.40069 | 0.40774 | 0.41498 | 0.42235 | 0.42986 | 0.43749
F6_Commercial_Restaurant (WA)_Existing_Water Heating_Natural Gas_Water Heater_E5 | F6 | Commercial | Restaurant (WA) | Existing | Water Heating | Natural Gas | Water Heater | E5 | Utility - Value of Sales | 0.15548 | 0.15853 | 0.16207 | 0.16617 | 0.17085 | 0.17656 | 0.18222 | 0.18754 | 0.19232 | 0.19694 | 0.2017 | 0.20599 | 0.2106 | 0.21505 | 0.21891 | 0.22242 | 0.22543 | 0.22832 | 0.23138 | 0.23426 | 0.23716 | 0.24134 | 0.24558 | 0.24994 | 0.25438 | 0.2589 | 0.2635
F6_Commercial_Restaurant (WA)_Existing_Water Heating_Natural Gas_Water Heater_E6 | F6 | Commercial | Restaurant (WA) | Existing | Water Heating | Natural Gas | Water Heater | E6 | Utility - Value of Sales | 0 | 0 | 0 | 0 | 0 | 0 | 0 | 0 | 0 | 0 | 0 | 0 | 0 | 0 | 0 | 0 | 0 | 0 | 0 | 0 | 0 | 0 | 0 | 0 | 0 | 0 | 0
F6_Commercial_Restaurant (WA)_Existing_Water Heating_Natural Gas_Water Heater_E7 | F6 | Commercial | Restaurant (WA) | Existing | Water Heating | Natural Gas | Water Heater | E7 | Utility - Value of Sales | 0 | 0 | 0 | 0 | 0 | 0 | 0 | 0 | 0 | 0 | 0 | 0 | 0 | 0 | 0 | 0 | 0 | 0 | 0 | 0 | 0 | 0 | 0 | 0 | 0 | 0 | 0
F6_Commercial_Restaurant (WA)_Existing_Water Heating_Natural Gas_Water Heater_E8 | F6 | Commercial | Restaurant (WA) | Existing | Water Heating | Natural Gas | Water Heater | E8 | Utility - Value of Sales | 0 | 0 | 0 | 0 | 0 | 0 | 0 | 0 | 0 | 0 | 0 | 0 | 0 | 0 | 0 | 0 | 0 | 0 | 0 | 0 | 0 | 0 | 0 | 0 | 0 | 0 | 0
F6_Commercial_Restaurant (WA)_Existing_Water Heating_Natural Gas_Water Heater_E9 | F6 | Commercial | Restaurant (WA) | Existing | Water Heating | Natural Gas | Water Heater | E9 | Utility - Value of Sales | 0 | 0 | 0 | 0 | 0 | 0 | 0 | 0 | 0 | 0 | 0 | 0 | 0 | 0 | 0 | 0 | 0 | 0 | 0 | 0 | 0 | 0 | 0 | 0 | 0 | 0 | 0
F6_Commercial_Restaurant (WA)_Existing_Water Heating_Natural Gas_Water Heater_E10 | F6 | Commercial | Restaurant (WA) | Existing | Water Heating | Natural Gas | Water Heater | E10 | Utility - Value of Sales | 0 | 0 | 0 | 0 | 0 | 0 | 0 | 0 | 0 | 0 | 0 | 0 | 0 | 0 | 0 | 0 | 0 | 0 | 0 | 0 | 0 | 0 | 0 | 0 | 0 | 0 | 0
F1_Commercial_Restaurant (WA)_Existing_Food Preparation_Natural Gas_Oven_E1 | F1 | Commercial | Restaurant (WA) | Existing | Food Preparation | Natural Gas | Oven | E1 | RVT - Cost of Equipment | 0.001667 | 0.001667 | 0.001667 | 0.001667 | 0.001667 | 0.001667 | 0.001667 | 0.001667 | 0.001667 | 0.001667 | 0.001667 | 0.001667 | 0.001667 | 0.001667 | 0.001667 | 0.001667 | 0.001667 | 0.001667 | 0.001667 | 0.001667 | 0.001667 | 0.001667 | 0.001667 | 0.001667 | 0.001667 | 0.001667 | 0.001667
F1_Commercial_Restaurant (WA)_Existing_Food Preparation_Natural Gas_Oven_E2 | F1 | Commercial | Restaurant (WA) | Existing | Food Preparation | Natural Gas | Oven | E2 | RVT - Cost of Equipment | 0.0022714 | 0.0022714 | 0.0022714 | 0.0022714 | 0.0022714 | 0.0022714 | 0.0022714 | 0.0022714 | 0.0022714 | 0.0022714 | 0.0022714 | 0.0022714 | 0.0022714 | 0.0022714 | 0.0022714 | 0.0022714 | 0.0022714 | 0.0022714 | 0.0022714 | 0.0022714 | 0.0022714 | 0.0022714 | 0.0022714 | 0.0022714 | 0.0022714 | 0.0022714 | 0.0022714
F1_Commercial_Restaurant (WA)_Existing_Food Preparation_Natural Gas_Oven_E3 | F1 | Commercial | Restaurant (WA) | Existing | Food Preparation | Natural Gas | Oven | E3 | RVT - Cost of Equipment | 0 | 0 | 0 | 0 | 0 | 0 | 0 | 0 | 0 | 0 | 0 | 0 | 0 | 0 | 0 | 0 | 0 | 0 | 0 | 0 | 0 | 0 | 0 | 0 | 0 | 0 | 0
F1_Commercial_Restaurant (WA)_Existing_Food Preparation_Natural Gas_Oven_E4 | F1 | Commercial | Restaurant (WA) | Existing | Food Preparation | Natural Gas | Oven | E4 | RVT - Cost of Equipment | 0 | 0 | 0 | 0 | 0 | 0 | 0 | 0 | 0 | 0 | 0 | 0 | 0 | 0 | 0 | 0 | 0 | 0 | 0 | 0 | 0 | 0 | 0 | 0 | 0 | 0 | 0
F1_Commercial_Restaurant (WA)_Existing_Food Preparation_Natural Gas_Oven_E5 | F1 | Commercial | Restaurant (WA) | Existing | Food Preparation | Natural Gas | Oven | E5 | RVT - Cost of Equipment | 0 | 0 | 0 | 0 | 0 | 0 | 0 | 0 | 0 | 0 | 0 | 0 | 0 | 0 | 0 | 0 | 0 | 0 | 0 | 0 | 0 | 0 | 0 | 0 | 0 | 0 | 0
F1_Commercial_Restaurant (WA)_Existing_Food Preparation_Natural Gas_Oven_E6 | F1 | Commercial | Restaurant (WA) | Existing | Food Preparation | Natural Gas | Oven | E6 | RVT - Cost of Equipment | 0 | 0 | 0 | 0 | 0 | 0 | 0 | 0 | 0 | 0 | 0 | 0 | 0 | 0 | 0 | 0 | 0 | 0 | 0 | 0 | 0 | 0 | 0 | 0 | 0 | 0 | 0
F1_Commercial_Restaurant (WA)_Existing_Food Preparation_Natural Gas_Oven_E7 | F1 | Commercial | Restaurant (WA) | Existing | Food Preparation | Natural Gas | Oven | E7 | RVT - Cost of Equipment | 0 | 0 | 0 | 0 | 0 | 0 | 0 | 0 | 0 | 0 | 0 | 0 | 0 | 0 | 0 | 0 | 0 | 0 | 0 | 0 | 0 | 0 | 0 | 0 | 0 | 0 | 0
F1_Commercial_Restaurant (WA)_Existing_Food Preparation_Natural Gas_Oven_E8 | F1 | Commercial | Restaurant (WA) | Existing | Food Preparation | Natural Gas | Oven | E8 | RVT - Cost of Equipment | 0 | 0 | 0 | 0 | 0 | 0 | 0 | 0 | 0 | 0 | 0 | 0 | 0 | 0 | 0 | 0 | 0 | 0 | 0 | 0 | 0 | 0 | 0 | 0 | 0 | 0 | 0
F1_Commercial_Restaurant (WA)_Existing_Food Preparation_Natural Gas_Oven_E9 | F1 | Commercial | Restaurant (WA) | Existing | Food Preparation | Natural Gas | Oven | E9 | RVT - Cost of Equipment | 0 | 0 | 0 | 0 | 0 | 0 | 0 | 0 | 0 | 0 | 0 | 0 | 0 | 0 | 0 | 0 | 0 | 0 | 0 | 0 | 0 | 0 | 0 | 0 | 0 | 0 | 0
F1_Commercial_Restaurant (WA)_Existing_Food Preparation_Natural Gas_Oven_E10 | F1 | Commercial | Restaurant (WA) | Existing | Food Preparation | Natural Gas | Oven | E10 | RVT - Cost of Equipment | 0 | 0 | 0 | 0 | 0 | 0 | 0 | 0 | 0 | 0 | 0 | 0 | 0 | 0 | 0 | 0 | 0 | 0 | 0 | 0 | 0 | 0 | 0 | 0 | 0 | 0 | 0
F2_Commercial_Restaurant (WA)_Existing_Food Preparation_Natural Gas_Oven_E1 | F2 | Commercial | Restaurant (WA) | Existing | Food Preparation | Natural Gas | Oven | E1 | RVT - Cost of Operation | 0.15052 | 0.15302 | 0.15608 | 0.15979 | 0.1642 | 0.17004 | 0.17602 | 0.18181 | 0.18714 | 0.19226 | 0.19752 | 0.20222 | 0.20712 | 0.21165 | 0.21546 | 0.21884 | 0.22161 | 0.22422 | 0.22703 | 0.2296 | 0.23217 | 0.23626 | 0.24039 | 0.24467 | 0.24901 | 0.25344 | 0.25794
F2_Commercial_Restaurant (WA)_Existing_Food Preparation_Natural Gas_Oven_E2 | F2 | Commercial | Restaurant (WA) | Existing | Food Preparation | Natural Gas | Oven | E2 | RVT - Cost of Operation | 0.10688 | 0.10866 | 0.11083 | 0.11346 | 0.1166 | 0.12074 | 0.12499 | 0.12911 | 0.13289 | 0.13653 | 0.14026 | 0.14359 | 0.14707 | 0.15029 | 0.153 | 0.1554 | 0.15736 | 0.15922 | 0.16121 | 0.16304 | 0.16486 | 0.16777 | 0.1707 | 0.17374 | 0.17682 | 0.17996 | 0.18316
F2_Commercial_Restaurant (WA)_Existing_Food Preparation_Natural Gas_Oven_E3 | F2 | Commercial | Restaurant (WA) | Existing | Food Preparation | Natural Gas | Oven | E3 | RVT - Cost of Operation | 0 | 0 | 0 | 0 | 0 | 0 | 0 | 0 | 0 | 0 | 0 | 0 | 0 | 0 | 0 | 0 | 0 | 0 | 0 | 0 | 0 | 0 | 0 | 0 | 0 | 0 | 0
F2_Commercial_Restaurant (WA)_Existing_Food Preparation_Natural Gas_Oven_E4 | F2 | Commercial | Restaurant (WA) | Existing | Food Preparation | Natural Gas | Oven | E4 | RVT - Cost of Operation | 0 | 0 | 0 | 0 | 0 | 0 | 0 | 0 | 0 | 0 | 0 | 0 | 0 | 0 | 0 | 0 | 0 | 0 | 0 | 0 | 0 | 0 | 0 | 0 | 0 | 0 | 0
F2_Commercial_Restaurant (WA)_Existing_Food Preparation_Natural Gas_Oven_E5 | F2 | Commercial | Restaurant (WA) | Existing | Food Preparation | Natural Gas | Oven | E5 | RVT - Cost of Operation | 0 | 0 | 0 | 0 | 0 | 0 | 0 | 0 | 0 | 0 | 0 | 0 | 0 | 0 | 0 | 0 | 0 | 0 | 0 | 0 | 0 | 0 | 0 | 0 | 0 | 0 | 0
F2_Commercial_Restaurant (WA)_Existing_Food Preparation_Natural Gas_Oven_E6 | F2 | Commercial | Restaurant (WA) | Existing | Food Preparation | Natural Gas | Oven | E6 | RVT - Cost of Operation | 0 | 0 | 0 | 0 | 0 | 0 | 0 | 0 | 0 | 0 | 0 | 0 | 0 | 0 | 0 | 0 | 0 | 0 | 0 | 0 | 0 | 0 | 0 | 0 | 0 | 0 | 0
F2_Commercial_Restaurant (WA)_Existing_Food Preparation_Natural Gas_Oven_E7 | F2 | Commercial | Restaurant (WA) | Existing | Food Preparation | Natural Gas | Oven | E7 | RVT - Cost of Operation | 0 | 0 | 0 | 0 | 0 | 0 | 0 | 0 | 0 | 0 | 0 | 0 | 0 | 0 | 0 | 0 | 0 | 0 | 0 | 0 | 0 | 0 | 0 | 0 | 0 | 0 | 0
F2_Commercial_Restaurant (WA)_Existing_Food Preparation_Natural Gas_Oven_E8 | F2 | Commercial | Restaurant (WA) | Existing | Food Preparation | Natural Gas | Oven | E8 | RVT - Cost of Operation | 0 | 0 | 0 | 0 | 0 | 0 | 0 | 0 | 0 | 0 | 0 | 0 | 0 | 0 | 0 | 0 | 0 | 0 | 0 | 0 | 0 | 0 | 0 | 0 | 0 | 0 | 0
F2_Commercial_Restaurant (WA)_Existing_Food Preparation_Natural Gas_Oven_E9 | F2 | Commercial | Restaurant (WA) | Existing | Food Preparation | Natural Gas | Oven | E9 | RVT - Cost of Operation | 0 | 0 | 0 | 0 | 0 | 0 | 0 | 0 | 0 | 0 | 0 | 0 | 0 | 0 | 0 | 0 | 0 | 0 | 0 | 0 | 0 | 0 | 0 | 0 | 0 | 0 | 0
F2_Commercial_Restaurant (WA)_Existing_Food Preparation_Natural Gas_Oven_E10 | F2 | Commercial | Restaurant (WA) | Existing | Food Preparation | Natural Gas | Oven | E10 | RVT - Cost of Operation | 0 | 0 | 0 | 0 | 0 | 0 | 0 | 0 | 0 | 0 | 0 | 0 | 0 | 0 | 0 | 0 | 0 | 0 | 0 | 0 | 0 | 0 | 0 | 0 | 0 | 0 | 0
F3_Commercial_Restaurant (WA)_Existing_Food Preparation_Natural Gas_Oven_E1 | F3 | Commercial | Restaurant (WA) | Existing | Food Preparation | Natural Gas | Oven | E1 | System - kBTUs of Consumption | 36.4841 | 36.4841 | 36.4841 | 36.4841 | 36.4841 | 36.4841 | 36.4841 | 36.4841 | 36.4841 | 36.4841 | 36.4841 | 36.4841 | 36.4841 | 36.4841 | 36.4841 | 36.4841 | 36.4841 | 36.4841 | 36.4841 | 36.4841 | 36.4841 | 36.4841 | 36.4841 | 36.4841 | 36.4841 | 36.4841 | 36.4841
F3_Commercial_Restaurant (WA)_Existing_Food Preparation_Natural Gas_Oven_E2 | F3 | Commercial | Restaurant (WA) | Existing | Food Preparation | Natural Gas | Oven | E2 | System - kBTUs of Consumption | 25.9072 | 25.9072 | 25.9072 | 25.9072 | 25.9072 | 25.9072 | 25.9072 | 25.9072 | 25.9072 | 25.9072 | 25.9072 | 25.9072 | 25.9072 | 25.9072 | 25.9072 | 25.9072 | 25.9072 | 25.9072 | 25.9072 | 25.9072 | 25.9072 | 25.9072 | 25.9072 | 25.9072 | 25.9072 | 25.9072 | 25.9072
F3_Commercial_Restaurant (WA)_Existing_Food Preparation_Natural Gas_Oven_E3 | F3 | Commercial | Restaurant (WA) | Existing | Food Preparation | Natural Gas | Oven | E3 | System - kBTUs of Consumption | 0 | 0 | 0 | 0 | 0 | 0 | 0 | 0 | 0 | 0 | 0 | 0 | 0 | 0 | 0 | 0 | 0 | 0 | 0 | 0 | 0 | 0 | 0 | 0 | 0 | 0 | 0
F3_Commercial_Restaurant (WA)_Existing_Food Preparation_Natural Gas_Oven_E4 | F3 | Commercial | Restaurant (WA) | Existing | Food Preparation | Natural Gas | Oven | E4 | System - kBTUs of Consumption | 0 | 0 | 0 | 0 | 0 | 0 | 0 | 0 | 0 | 0 | 0 | 0 | 0 | 0 | 0 | 0 | 0 | 0 | 0 | 0 | 0 | 0 | 0 | 0 | 0 | 0 | 0
F3_Commercial_Restaurant (WA)_Existing_Food Preparation_Natural Gas_Oven_E5 | F3 | Commercial | Restaurant (WA) | Existing | Food Preparation | Natural Gas | Oven | E5 | System - kBTUs of Consumption | 0 | 0 | 0 | 0 | 0 | 0 | 0 | 0 | 0 | 0 | 0 | 0 | 0 | 0 | 0 | 0 | 0 | 0 | 0 | 0 | 0 | 0 | 0 | 0 | 0 | 0 | 0
F3_Commercial_Restaurant (WA)_Existing_Food Preparation_Natural Gas_Oven_E6 | F3 | Commercial | Restaurant (WA) | Existing | Food Preparation | Natural Gas | Oven | E6 | System - kBTUs of Consumption | 0 | 0 | 0 | 0 | 0 | 0 | 0 | 0 | 0 | 0 | 0 | 0 | 0 | 0 | 0 | 0 | 0 | 0 | 0 | 0 | 0 | 0 | 0 | 0 | 0 | 0 | 0
F3_Commercial_Restaurant (WA)_Existing_Food Preparation_Natural Gas_Oven_E7 | F3 | Commercial | Restaurant (WA) | Existing | Food Preparation | Natural Gas | Oven | E7 | System - kBTUs of Consumption | 0 | 0 | 0 | 0 | 0 | 0 | 0 | 0 | 0 | 0 | 0 | 0 | 0 | 0 | 0 | 0 | 0 | 0 | 0 | 0 | 0 | 0 | 0 | 0 | 0 | 0 | 0
F3_Commercial_Restaurant (WA)_Existing_Food Preparation_Natural Gas_Oven_E8 | F3 | Commercial | Restaurant (WA) | Existing | Food Preparation | Natural Gas | Oven | E8 | System - kBTUs of Consumption | 0 | 0 | 0 | 0 | 0 | 0 | 0 | 0 | 0 | 0 | 0 | 0 | 0 | 0 | 0 | 0 | 0 | 0 | 0 | 0 | 0 | 0 | 0 | 0 | 0 | 0 | 0
F3_Commercial_Restaurant (WA)_Existing_Food Preparation_Natural Gas_Oven_E9 | F3 | Commercial | Restaurant (WA) | Existing | Food Preparation | Natural Gas | Oven | E9 | System - kBTUs of Consumption | 0 | 0 | 0 | 0 | 0 | 0 | 0 | 0 | 0 | 0 | 0 | 0 | 0 | 0 | 0 | 0 | 0 | 0 | 0 | 0 | 0 | 0 | 0 | 0 | 0 | 0 | 0
F3_Commercial_Restaurant (WA)_Existing_Food Preparation_Natural Gas_Oven_E10 | F3 | Commercial | Restaurant (WA) | Existing | Food Preparation | Natural Gas | Oven | E10 | System - kBTUs of Consumption | 0 | 0 | 0 | 0 | 0 | 0 | 0 | 0 | 0 | 0 | 0 | 0 | 0 | 0 | 0 | 0 | 0 | 0 | 0 | 0 | 0 | 0 | 0 | 0 | 0 | 0 | 0
F4_Commercial_Restaurant (WA)_Existing_Food Preparation_Natural Gas_Oven_E1 | F4 | Commercial | Restaurant (WA) | Existing | Food Preparation | Natural Gas | Oven | E1 | Utility - Cost of Equipment | 0.001667 | 0.001667 | 0.001667 | 0.001667 | 0.001667 | 0.001667 | 0.001667 | 0.001667 | 0.001667 | 0.001667 | 0.001667 | 0.001667 | 0.001667 | 0.001667 | 0.001667 | 0.001667 | 0.001667 | 0.001667 | 0.001667 | 0.001667 | 0.001667 | 0.001667 | 0.001667 | 0.001667 | 0.001667 | 0.001667 | 0.001667
F4_Commercial_Restaurant (WA)_Existing_Food Preparation_Natural Gas_Oven_E2 | F4 | Commercial | Restaurant (WA) | Existing | Food Preparation | Natural Gas | Oven | E2 | Utility - Cost of Equipment | 0.0022714 | 0.0022714 | 0.0022714 | 0.0022714 | 0.0022714 | 0.0022714 | 0.0022714 | 0.0022714 | 0.0022714 | 0.0022714 | 0.0022714 | 0.0022714 | 0.0022714 | 0.0022714 | 0.0022714 | 0.0022714 | 0.0022714 | 0.0022714 | 0.0022714 | 0.0022714 | 0.0022714 | 0.0022714 | 0.0022714 | 0.0022714 | 0.0022714 | 0.0022714 | 0.0022714
F4_Commercial_Restaurant (WA)_Existing_Food Preparation_Natural Gas_Oven_E3 | F4 | Commercial | Restaurant (WA) | Existing | Food Preparation | Natural Gas | Oven | E3 | Utility - Cost of Equipment | 0 | 0 | 0 | 0 | 0 | 0 | 0 | 0 | 0 | 0 | 0 | 0 | 0 | 0 | 0 | 0 | 0 | 0 | 0 | 0 | 0 | 0 | 0 | 0 | 0 | 0 | 0
F4_Commercial_Restaurant (WA)_Existing_Food Preparation_Natural Gas_Oven_E4 | F4 | Commercial | Restaurant (WA) | Existing | Food Preparation | Natural Gas | Oven | E4 | Utility - Cost of Equipment | 0 | 0 | 0 | 0 | 0 | 0 | 0 | 0 | 0 | 0 | 0 | 0 | 0 | 0 | 0 | 0 | 0 | 0 | 0 | 0 | 0 | 0 | 0 | 0 | 0 | 0 | 0
F4_Commercial_Restaurant (WA)_Existing_Food Preparation_Natural Gas_Oven_E5 | F4 | Commercial | Restaurant (WA) | Existing | Food Preparation | Natural Gas | Oven | E5 | Utility - Cost of Equipment | 0 | 0 | 0 | 0 | 0 | 0 | 0 | 0 | 0 | 0 | 0 | 0 | 0 | 0 | 0 | 0 | 0 | 0 | 0 | 0 | 0 | 0 | 0 | 0 | 0 | 0 | 0
F4_Commercial_Restaurant (WA)_Existing_Food Preparation_Natural Gas_Oven_E6 | F4 | Commercial | Restaurant (WA) | Existing | Food Preparation | Natural Gas | Oven | E6 | Utility - Cost of Equipment | 0 | 0 | 0 | 0 | 0 | 0 | 0 | 0 | 0 | 0 | 0 | 0 | 0 | 0 | 0 | 0 | 0 | 0 | 0 | 0 | 0 | 0 | 0 | 0 | 0 | 0 | 0
F4_Commercial_Restaurant (WA)_Existing_Food Preparation_Natural Gas_Oven_E7 | F4 | Commercial | Restaurant (WA) | Existing | Food Preparation | Natural Gas | Oven | E7 | Utility - Cost of Equipment | 0 | 0 | 0 | 0 | 0 | 0 | 0 | 0 | 0 | 0 | 0 | 0 | 0 | 0 | 0 | 0 | 0 | 0 | 0 | 0 | 0 | 0 | 0 | 0 | 0 | 0 | 0
F4_Commercial_Restaurant (WA)_Existing_Food Preparation_Natural Gas_Oven_E8 | F4 | Commercial | Restaurant (WA) | Existing | Food Preparation | Natural Gas | Oven | E8 | Utility - Cost of Equipment | 0 | 0 | 0 | 0 | 0 | 0 | 0 | 0 | 0 | 0 | 0 | 0 | 0 | 0 | 0 | 0 | 0 | 0 | 0 | 0 | 0 | 0 | 0 | 0 | 0 | 0 | 0
F4_Commercial_Restaurant (WA)_Existing_Food Preparation_Natural Gas_Oven_E9 | F4 | Commercial | Restaurant (WA) | Existing | Food Preparation | Natural Gas | Oven | E9 | Utility - Cost of Equipment | 0 | 0 | 0 | 0 | 0 | 0 | 0 | 0 | 0 | 0 | 0 | 0 | 0 | 0 | 0 | 0 | 0 | 0 | 0 | 0 | 0 | 0 | 0 | 0 | 0 | 0 | 0
F4_Commercial_Restaurant (WA)_Existing_Food Preparation_Natural Gas_Oven_E10 | F4 | Commercial | Restaurant (WA) | Existing | Food Preparation | Natural Gas | Oven | E10 | Utility - Cost of Equipment | 0 | 0 | 0 | 0 | 0 | 0 | 0 | 0 | 0 | 0 | 0 | 0 | 0 | 0 | 0 | 0 | 0 | 0 | 0 | 0 | 0 | 0 | 0 | 0 | 0 | 0 | 0
F5_Commercial_Restaurant (WA)_Existing_Food Preparation_Natural Gas_Oven_E1 | F5 | Commercial | Restaurant (WA) | Existing | Food Preparation | Natural Gas | Oven | E1 | Utility - Cost of Operation | 0.12653 | 0.12945 | 0.13313 | 0.13746 | 0.1425 | 0.14886 | 0.15548 | 0.16208 | 0.16845 | 0.1749 | 0.17994 | 0.18463 | 0.18968 | 0.1946 | 0.19895 | 0.20296 | 0.20651 | 0.20999 | 0.21374 | 0.21738 | 0.22111 | 0.22501 | 0.22895 | 0.23301 | 0.23715 | 0.24137 | 0.24566
F5_Commercial_Restaurant (WA)_Existing_Food Preparation_Natural Gas_Oven_E2 | F5 | Commercial | Restaurant (WA) | Existing | Food Preparation | Natural Gas | Oven | E2 | Utility - Cost of Operation | 0.089848 | 0.091923 | 0.094532 | 0.09761 | 0.10119 | 0.1057 | 0.1104 | 0.11509 | 0.11961 | 0.1242 | 0.12778 | 0.1311 | 0.13469 | 0.13819 | 0.14127 | 0.14412 | 0.14664 | 0.14912 | 0.15178 | 0.15436 | 0.15701 | 0.15978 | 0.16257 | 0.16546 | 0.1684 | 0.17139 | 0.17444
F5_Commercial_Restaurant (WA)_Existing_Food Preparation_Natural Gas_Oven_E3 | F5 | Commercial | Restaurant (WA) | Existing | Food Preparation | Natural Gas | Oven | E3 | Utility - Cost of Operation | 0 | 0 | 0 | 0 | 0 | 0 | 0 | 0 | 0 | 0 | 0 | 0 | 0 | 0 | 0 | 0 | 0 | 0 | 0 | 0 | 0 | 0 | 0 | 0 | 0 | 0 | 0
F5_Commercial_Restaurant (WA)_Existing_Food Preparation_Natural Gas_Oven_E4 | F5 | Commercial | Restaurant (WA) | Existing | Food Preparation | Natural Gas | Oven | E4 | Utility - Cost of Operation | 0 | 0 | 0 | 0 | 0 | 0 | 0 | 0 | 0 | 0 | 0 | 0 | 0 | 0 | 0 | 0 | 0 | 0 | 0 | 0 | 0 | 0 | 0 | 0 | 0 | 0 | 0
F5_Commercial_Restaurant (WA)_Existing_Food Preparation_Natural Gas_Oven_E5 | F5 | Commercial | Restaurant (WA) | Existing | Food Preparation | Natural Gas | Oven | E5 | Utility - Cost of Operation | 0 | 0 | 0 | 0 | 0 | 0 | 0 | 0 | 0 | 0 | 0 | 0 | 0 | 0 | 0 | 0 | 0 | 0 | 0 | 0 | 0 | 0 | 0 | 0 | 0 | 0 | 0
F5_Commercial_Restaurant (WA)_Existing_Food Preparation_Natural Gas_Oven_E6 | F5 | Commercial | Restaurant (WA) | Existing | Food Preparation | Natural Gas | Oven | E6 | Utility - Cost of Operation | 0 | 0 | 0 | 0 | 0 | 0 | 0 | 0 | 0 | 0 | 0 | 0 | 0 | 0 | 0 | 0 | 0 | 0 | 0 | 0 | 0 | 0 | 0 | 0 | 0 | 0 | 0
F5_Commercial_Restaurant (WA)_Existing_Food Preparation_Natural Gas_Oven_E7 | F5 | Commercial | Restaurant (WA) | Existing | Food Preparation | Natural Gas | Oven | E7 | Utility - Cost of Operation | 0 | 0 | 0 | 0 | 0 | 0 | 0 | 0 | 0 | 0 | 0 | 0 | 0 | 0 | 0 | 0 | 0 | 0 | 0 | 0 | 0 | 0 | 0 | 0 | 0 | 0 | 0
F5_Commercial_Restaurant (WA)_Existing_Food Preparation_Natural Gas_Oven_E8 | F5 | Commercial | Restaurant (WA) | Existing | Food Preparation | Natural Gas | Oven | E8 | Utility - Cost of Operation | 0 | 0 | 0 | 0 | 0 | 0 | 0 | 0 | 0 | 0 | 0 | 0 | 0 | 0 | 0 | 0 | 0 | 0 | 0 | 0 | 0 | 0 | 0 | 0 | 0 | 0 | 0
F5_Commercial_Restaurant (WA)_Existing_Food Preparation_Natural Gas_Oven_E9 | F5 | Commercial | Restaurant (WA) | Existing | Food Preparation | Natural Gas | Oven | E9 | Utility - Cost of Operation | 0 | 0 | 0 | 0 | 0 | 0 | 0 | 0 | 0 | 0 | 0 | 0 | 0 | 0 | 0 | 0 | 0 | 0 | 0 | 0 | 0 | 0 | 0 | 0 | 0 | 0 | 0
F5_Commercial_Restaurant (WA)_Existing_Food Preparation_Natural Gas_Oven_E10 | F5 | Commercial | Restaurant (WA) | Existing | Food Preparation | Natural Gas | Oven | E10 | Utility - Cost of Operation | 0 | 0 | 0 | 0 | 0 | 0 | 0 | 0 | 0 | 0 | 0 | 0 | 0 | 0 | 0 | 0 | 0 | 0 | 0 | 0 | 0 | 0 | 0 | 0 | 0 | 0 | 0
F6_Commercial_Restaurant (WA)_Existing_Food Preparation_Natural Gas_Oven_E1 | F6 | Commercial | Restaurant (WA) | Existing | Food Preparation | Natural Gas | Oven | E1 | Utility - Value of Sales | 0.15052 | 0.15302 | 0.15608 | 0.15979 | 0.1642 | 0.17004 | 0.17602 | 0.18181 | 0.18714 | 0.19226 | 0.19752 | 0.20222 | 0.20712 | 0.21165 | 0.21546 | 0.21884 | 0.22161 | 0.22422 | 0.22703 | 0.2296 | 0.23217 | 0.23626 | 0.24039 | 0.24467 | 0.24901 | 0.25344 | 0.25794
F6_Commercial_Restaurant (WA)_Existing_Food Preparation_Natural Gas_Oven_E2 | F6 | Commercial | Restaurant (WA) | Existing | Food Preparation | Natural Gas | Oven | E2 | Utility - Value of Sales | 0.10688 | 0.10866 | 0.11083 | 0.11346 | 0.1166 | 0.12074 | 0.12499 | 0.12911 | 0.13289 | 0.13653 | 0.14026 | 0.14359 | 0.14707 | 0.15029 | 0.153 | 0.1554 | 0.15736 | 0.15922 | 0.16121 | 0.16304 | 0.16486 | 0.16777 | 0.1707 | 0.17374 | 0.17682 | 0.17996 | 0.18316
F6_Commercial_Restaurant (WA)_Existing_Food Preparation_Natural Gas_Oven_E3 | F6 | Commercial | Restaurant (WA) | Existing | Food Preparation | Natural Gas | Oven | E3 | Utility - Value of Sales | 0 | 0 | 0 | 0 | 0 | 0 | 0 | 0 | 0 | 0 | 0 | 0 | 0 | 0 | 0 | 0 | 0 | 0 | 0 | 0 | 0 | 0 | 0 | 0 | 0 | 0 | 0
F6_Commercial_Restaurant (WA)_Existing_Food Preparation_Natural Gas_Oven_E4 | F6 | Commercial | Restaurant (WA) | Existing | Food Preparation | Natural Gas | Oven | E4 | Utility - Value of Sales | 0 | 0 | 0 | 0 | 0 | 0 | 0 | 0 | 0 | 0 | 0 | 0 | 0 | 0 | 0 | 0 | 0 | 0 | 0 | 0 | 0 | 0 | 0 | 0 | 0 | 0 | 0
F6_Commercial_Restaurant (WA)_Existing_Food Preparation_Natural Gas_Oven_E5 | F6 | Commercial | Restaurant (WA) | Existing | Food Preparation | Natural Gas | Oven | E5 | Utility - Value of Sales | 0 | 0 | 0 | 0 | 0 | 0 | 0 | 0 | 0 | 0 | 0 | 0 | 0 | 0 | 0 | 0 | 0 | 0 | 0 | 0 | 0 | 0 | 0 | 0 | 0 | 0 | 0
F6_Commercial_Restaurant (WA)_Existing_Food Preparation_Natural Gas_Oven_E6 | F6 | Commercial | Restaurant (WA) | Existing | Food Preparation | Natural Gas | Oven | E6 | Utility - Value of Sales | 0 | 0 | 0 | 0 | 0 | 0 | 0 | 0 | 0 | 0 | 0 | 0 | 0 | 0 | 0 | 0 | 0 | 0 | 0 | 0 | 0 | 0 | 0 | 0 | 0 | 0 | 0
F6_Commercial_Restaurant (WA)_Existing_Food Preparation_Natural Gas_Oven_E7 | F6 | Commercial | Restaurant (WA) | Existing | Food Preparation | Natural Gas | Oven | E7 | Utility - Value of Sales | 0 | 0 | 0 | 0 | 0 | 0 | 0 | 0 | 0 | 0 | 0 | 0 | 0 | 0 | 0 | 0 | 0 | 0 | 0 | 0 | 0 | 0 | 0 | 0 | 0 | 0 | 0
F6_Commercial_Restaurant (WA)_Existing_Food Preparation_Natural Gas_Oven_E8 | F6 | Commercial | Restaurant (WA) | Existing | Food Preparation | Natural Gas | Oven | E8 | Utility - Value of Sales | 0 | 0 | 0 | 0 | 0 | 0 | 0 | 0 | 0 | 0 | 0 | 0 | 0 | 0 | 0 | 0 | 0 | 0 | 0 | 0 | 0 | 0 | 0 | 0 | 0 | 0 | 0
F6_Commercial_Restaurant (WA)_Existing_Food Preparation_Natural Gas_Oven_E9 | F6 | Commercial | Restaurant (WA) | Existing | Food Preparation | Natural Gas | Oven | E9 | Utility - Value of Sales | 0 | 0 | 0 | 0 | 0 | 0 | 0 | 0 | 0 | 0 | 0 | 0 | 0 | 0 | 0 | 0 | 0 | 0 | 0 | 0 | 0 | 0 | 0 | 0 | 0 | 0 | 0
F6_Commercial_Restaurant (WA)_Existing_Food Preparation_Natural Gas_Oven_E10 | F6 | Commercial | Restaurant (WA) | Existing | Food Preparation | Natural Gas | Oven | E10 | Utility - Value of Sales | 0 | 0 | 0 | 0 | 0 | 0 | 0 | 0 | 0 | 0 | 0 | 0 | 0 | 0 | 0 | 0 | 0 | 0 | 0 | 0 | 0 | 0 | 0 | 0 | 0 | 0 | 0
F1_Commercial_Restaurant (WA)_Existing_Food Preparation_Natural Gas_Conveyor Oven_E1 | F1 | Commercial | Restaurant (WA) | Existing | Food Preparation | Natural Gas | Conveyor Oven | E1 | RVT - Cost of Equipment | 0.00096566 | 0.00096566 | 0.00096566 | 0.00096566 | 0.00096566 | 0.00096566 | 0.00096566 | 0.00096566 | 0.00096566 | 0.00096566 | 0.00096566 | 0.00096566 | 0.00096566 | 0.00096566 | 0.00096566 | 0.00096566 | 0.00096566 | 0.00096566 | 0.00096566 | 0.00096566 | 0.00096566 | 0.00096566 | 0.00096566 | 0.00096566 | 0.00096566 | 0.00096566 | 0.00096566
F1_Commercial_Restaurant (WA)_Existing_Food Preparation_Natural Gas_Conveyor Oven_E2 | F1 | Commercial | Restaurant (WA) | Existing | Food Preparation | Natural Gas | Conveyor Oven | E2 | RVT - Cost of Equipment | 0.0020458 | 0.0020458 | 0.0020458 | 0.0020458 | 0.0020458 | 0.0020458 | 0.0020458 | 0.0020458 | 0.0020458 | 0.0020458 | 0.0020458 | 0.0020458 | 0.0020458 | 0.0020458 | 0.0020458 | 0.0020458 | 0.0020458 | 0.0020458 | 0.0020458 | 0.0020458 | 0.0020458 | 0.0020458 | 0.0020458 | 0.0020458 | 0.0020458 | 0.0020458 | 0.0020458
F1_Commercial_Restaurant (WA)_Existing_Food Preparation_Natural Gas_Conveyor Oven_E3 | F1 | Commercial | Restaurant (WA) | Existing | Food Preparation | Natural Gas | Conveyor Oven | E3 | RVT - Cost of Equipment | 0 | 0 | 0 | 0 | 0 | 0 | 0 | 0 | 0 | 0 | 0 | 0 | 0 | 0 | 0 | 0 | 0 | 0 | 0 | 0 | 0 | 0 | 0 | 0 | 0 | 0 | 0
F1_Commercial_Restaurant (WA)_Existing_Food Preparation_Natural Gas_Conveyor Oven_E4 | F1 | Commercial | Restaurant (WA) | Existing | Food Preparation | Natural Gas | Conveyor Oven | E4 | RVT - Cost of Equipment | 0 | 0 | 0 | 0 | 0 | 0 | 0 | 0 | 0 | 0 | 0 | 0 | 0 | 0 | 0 | 0 | 0 | 0 | 0 | 0 | 0 | 0 | 0 | 0 | 0 | 0 | 0
F1_Commercial_Restaurant (WA)_Existing_Food Preparation_Natural Gas_Conveyor Oven_E5 | F1 | Commercial | Restaurant (WA) | Existing | Food Preparation | Natural Gas | Conveyor Oven | E5 | RVT - Cost of Equipment | 0 | 0 | 0 | 0 | 0 | 0 | 0 | 0 | 0 | 0 | 0 | 0 | 0 | 0 | 0 | 0 | 0 | 0 | 0 | 0 | 0 | 0 | 0 | 0 | 0 | 0 | 0
F1_Commercial_Restaurant (WA)_Existing_Food Preparation_Natural Gas_Conveyor Oven_E6 | F1 | Commercial | Restaurant (WA) | Existing | Food Preparation | Natural Gas | Conveyor Oven | E6 | RVT - Cost of Equipment | 0 | 0 | 0 | 0 | 0 | 0 | 0 | 0 | 0 | 0 | 0 | 0 | 0 | 0 | 0 | 0 | 0 | 0 | 0 | 0 | 0 | 0 | 0 | 0 | 0 | 0 | 0
F1_Commercial_Restaurant (WA)_Existing_Food Preparation_Natural Gas_Conveyor Oven_E7 | F1 | Commercial | Restaurant (WA) | Existing | Food Preparation | Natural Gas | Conveyor Oven | E7 | RVT - Cost of Equipment | 0 | 0 | 0 | 0 | 0 | 0 | 0 | 0 | 0 | 0 | 0 | 0 | 0 | 0 | 0 | 0 | 0 | 0 | 0 | 0 | 0 | 0 | 0 | 0 | 0 | 0 | 0
F1_Commercial_Restaurant (WA)_Existing_Food Preparation_Natural Gas_Conveyor Oven_E8 | F1 | Commercial | Restaurant (WA) | Existing | Food Preparation | Natural Gas | Conveyor Oven | E8 | RVT - Cost of Equipment | 0 | 0 | 0 | 0 | 0 | 0 | 0 | 0 | 0 | 0 | 0 | 0 | 0 | 0 | 0 | 0 | 0 | 0 | 0 | 0 | 0 | 0 | 0 | 0 | 0 | 0 | 0
F1_Commercial_Restaurant (WA)_Existing_Food Preparation_Natural Gas_Conveyor Oven_E9 | F1 | Commercial | Restaurant (WA) | Existing | Food Preparation | Natural Gas | Conveyor Oven | E9 | RVT - Cost of Equipment | 0 | 0 | 0 | 0 | 0 | 0 | 0 | 0 | 0 | 0 | 0 | 0 | 0 | 0 | 0 | 0 | 0 | 0 | 0 | 0 | 0 | 0 | 0 | 0 | 0 | 0 | 0
F1_Commercial_Restaurant (WA)_Existing_Food Preparation_Natural Gas_Conveyor Oven_E10 | F1 | Commercial | Restaurant (WA) | Existing | Food Preparation | Natural Gas | Conveyor Oven | E10 | RVT - Cost of Equipment | 0 | 0 | 0 | 0 | 0 | 0 | 0 | 0 | 0 | 0 | 0 | 0 | 0 | 0 | 0 | 0 | 0 | 0 | 0 | 0 | 0 | 0 | 0 | 0 | 0 | 0 | 0
F2_Commercial_Restaurant (WA)_Existing_Food Preparation_Natural Gas_Conveyor Oven_E1 | F2 | Commercial | Restaurant (WA) | Existing | Food Preparation | Natural Gas | Conveyor Oven | E1 | RVT - Cost of Operation | 0.26185 | 0.26745 | 0.27354 | 0.28013 | 0.28729 | 0.29571 | 0.30395 | 0.3118 | 0.319 | 0.32607 | 0.33346 | 0.34036 | 0.3477 | 0.35485 | 0.36121 | 0.36711 | 0.37234 | 0.37742 | 0.38275 | 0.38786 | 0.393 | 0.39995 | 0.40698 | 0.41421 | 0.42157 | 0.42906 | 0.43668
F2_Commercial_Restaurant (WA)_Existing_Food Preparation_Natural Gas_Conveyor Oven_E2 | F2 | Commercial | Restaurant (WA) | Existing | Food Preparation | Natural Gas | Conveyor Oven | E2 | RVT - Cost of Operation | 0.2081 | 0.21255 | 0.21739 | 0.22263 | 0.22832 | 0.23501 | 0.24156 | 0.2478 | 0.25352 | 0.25914 | 0.26501 | 0.2705 | 0.27633 | 0.28201 | 0.28707 | 0.29175 | 0.29591 | 0.29995 | 0.30419 | 0.30825 | 0.31233 | 0.31785 | 0.32344 | 0.32919 | 0.33504 | 0.34099 | 0.34705
F2_Commercial_Restaurant (WA)_Existing_Food Preparation_Natural Gas_Conveyor Oven_E3 | F2 | Commercial | Restaurant (WA) | Existing | Food Preparation | Natural Gas | Conveyor Oven | E3 | RVT - Cost of Operation | 0 | 0 | 0 | 0 | 0 | 0 | 0 | 0 | 0 | 0 | 0 | 0 | 0 | 0 | 0 | 0 | 0 | 0 | 0 | 0 | 0 | 0 | 0 | 0 | 0 | 0 | 0
F2_Commercial_Restaurant (WA)_Existing_Food Preparation_Natural Gas_Conveyor Oven_E4 | F2 | Commercial | Restaurant (WA) | Existing | Food Preparation | Natural Gas | Conveyor Oven | E4 | RVT - Cost of Operation | 0 | 0 | 0 | 0 | 0 | 0 | 0 | 0 | 0 | 0 | 0 | 0 | 0 | 0 | 0 | 0 | 0 | 0 | 0 | 0 | 0 | 0 | 0 | 0 | 0 | 0 | 0
F2_Commercial_Restaurant (WA)_Existing_Food Preparation_Natural Gas_Conveyor Oven_E5 | F2 | Commercial | Restaurant (WA) | Existing | Food Preparation | Natural Gas | Conveyor Oven | E5 | RVT - Cost of Operation | 0 | 0 | 0 | 0 | 0 | 0 | 0 | 0 | 0 | 0 | 0 | 0 | 0 | 0 | 0 | 0 | 0 | 0 | 0 | 0 | 0 | 0 | 0 | 0 | 0 | 0 | 0
F2_Commercial_Restaurant (WA)_Existing_Food Preparation_Natural Gas_Conveyor Oven_E6 | F2 | Commercial | Restaurant (WA) | Existing | Food Preparation | Natural Gas | Conveyor Oven | E6 | RVT - Cost of Operation | 0 | 0 | 0 | 0 | 0 | 0 | 0 | 0 | 0 | 0 | 0 | 0 | 0 | 0 | 0 | 0 | 0 | 0 | 0 | 0 | 0 | 0 | 0 | 0 | 0 | 0 | 0
F2_Commercial_Restaurant (WA)_Existing_Food Preparation_Natural Gas_Conveyor Oven_E7 | F2 | Commercial | Restaurant (WA) | Existing | Food Preparation | Natural Gas | Conveyor Oven | E7 | RVT - Cost of Operation | 0 | 0 | 0 | 0 | 0 | 0 | 0 | 0 | 0 | 0 | 0 | 0 | 0 | 0 | 0 | 0 | 0 | 0 | 0 | 0 | 0 | 0 | 0 | 0 | 0 | 0 | 0
F2_Commercial_Restaurant (WA)_Existing_Food Preparation_Natural Gas_Conveyor Oven_E8 | F2 | Commercial | Restaurant (WA) | Existing | Food Preparation | Natural Gas | Conveyor Oven | E8 | RVT - Cost of Operation | 0 | 0 | 0 | 0 | 0 | 0 | 0 | 0 | 0 | 0 | 0 | 0 | 0 | 0 | 0 | 0 | 0 | 0 | 0 | 0 | 0 | 0 | 0 | 0 | 0 | 0 | 0
F2_Commercial_Restaurant (WA)_Existing_Food Preparation_Natural Gas_Conveyor Oven_E9 | F2 | Commercial | Restaurant (WA) | Existing | Food Preparation | Natural Gas | Conveyor Oven | E9 | RVT - Cost of Operation | 0 | 0 | 0 | 0 | 0 | 0 | 0 | 0 | 0 | 0 | 0 | 0 | 0 | 0 | 0 | 0 | 0 | 0 | 0 | 0 | 0 | 0 | 0 | 0 | 0 | 0 | 0
F2_Commercial_Restaurant (WA)_Existing_Food Preparation_Natural Gas_Conveyor Oven_E10 | F2 | Commercial | Restaurant (WA) | Existing | Food Preparation | Natural Gas | Conveyor Oven | E10 | RVT - Cost of Operation | 0 | 0 | 0 | 0 | 0 | 0 | 0 | 0 | 0 | 0 | 0 | 0 | 0 | 0 | 0 | 0 | 0 | 0 | 0 | 0 | 0 | 0 | 0 | 0 | 0 | 0 | 0
F3_Commercial_Restaurant (WA)_Existing_Food Preparation_Natural Gas_Conveyor Oven_E1 | F3 | Commercial | Restaurant (WA) | Existing | Food Preparation | Natural Gas | Conveyor Oven | E1 | System - kBTUs of Consumption | 58.8797 | 58.8797 | 58.8797 | 58.8797 | 58.8797 | 58.8797 | 58.8797 | 58.8797 | 58.8797 | 58.8797 | 58.8797 | 58.8797 | 58.8797 | 58.8797 | 58.8797 | 58.8797 | 58.8797 | 58.8797 | 58.8797 | 58.8797 | 58.8797 | 58.8797 | 58.8797 | 58.8797 | 58.8797 | 58.8797 | 58.8797
F3_Commercial_Restaurant (WA)_Existing_Food Preparation_Natural Gas_Conveyor Oven_E2 | F3 | Commercial | Restaurant (WA) | Existing | Food Preparation | Natural Gas | Conveyor Oven | E2 | System - kBTUs of Consumption | 46.7938 | 46.7938 | 46.7938 | 46.7938 | 46.7938 | 46.7938 | 46.7938 | 46.7938 | 46.7938 | 46.7938 | 46.7938 | 46.7938 | 46.7938 | 46.7938 | 46.7938 | 46.7938 | 46.7938 | 46.7938 | 46.7938 | 46.7938 | 46.7938 | 46.7938 | 46.7938 | 46.7938 | 46.7938 | 46.7938 | 46.7938
F3_Commercial_Restaurant (WA)_Existing_Food Preparation_Natural Gas_Conveyor Oven_E3 | F3 | Commercial | Restaurant (WA) | Existing | Food Preparation | Natural Gas | Conveyor Oven | E3 | System - kBTUs of Consumption | 0 | 0 | 0 | 0 | 0 | 0 | 0 | 0 | 0 | 0 | 0 | 0 | 0 | 0 | 0 | 0 | 0 | 0 | 0 | 0 | 0 | 0 | 0 | 0 | 0 | 0 | 0
F3_Commercial_Restaurant (WA)_Existing_Food Preparation_Natural Gas_Conveyor Oven_E4 | F3 | Commercial | Restaurant (WA) | Existing | Food Preparation | Natural Gas | Conveyor Oven | E4 | System - kBTUs of Consumption | 0 | 0 | 0 | 0 | 0 | 0 | 0 | 0 | 0 | 0 | 0 | 0 | 0 | 0 | 0 | 0 | 0 | 0 | 0 | 0 | 0 | 0 | 0 | 0 | 0 | 0 | 0
F3_Commercial_Restaurant (WA)_Existing_Food Preparation_Natural Gas_Conveyor Oven_E5 | F3 | Commercial | Restaurant (WA) | Existing | Food Preparation | Natural Gas | Conveyor Oven | E5 | System - kBTUs of Consumption | 0 | 0 | 0 | 0 | 0 | 0 | 0 | 0 | 0 | 0 | 0 | 0 | 0 | 0 | 0 | 0 | 0 | 0 | 0 | 0 | 0 | 0 | 0 | 0 | 0 | 0 | 0
F3_Commercial_Restaurant (WA)_Existing_Food Preparation_Natural Gas_Conveyor Oven_E6 | F3 | Commercial | Restaurant (WA) | Existing | Food Preparation | Natural Gas | Conveyor Oven | E6 | System - kBTUs of Consumption | 0 | 0 | 0 | 0 | 0 | 0 | 0 | 0 | 0 | 0 | 0 | 0 | 0 | 0 | 0 | 0 | 0 | 0 | 0 | 0 | 0 | 0 | 0 | 0 | 0 | 0 | 0
F3_Commercial_Restaurant (WA)_Existing_Food Preparation_Natural Gas_Conveyor Oven_E7 | F3 | Commercial | Restaurant (WA) | Existing | Food Preparation | Natural Gas | Conveyor Oven | E7 | System - kBTUs of Consumption | 0 | 0 | 0 | 0 | 0 | 0 | 0 | 0 | 0 | 0 | 0 | 0 | 0 | 0 | 0 | 0 | 0 | 0 | 0 | 0 | 0 | 0 | 0 | 0 | 0 | 0 | 0
F3_Commercial_Restaurant (WA)_Existing_Food Preparation_Natural Gas_Conveyor Oven_E8 | F3 | Commercial | Restaurant (WA) | Existing | Food Preparation | Natural Gas | Conveyor Oven | E8 | System - kBTUs of Consumption | 0 | 0 | 0 | 0 | 0 | 0 | 0 | 0 | 0 | 0 | 0 | 0 | 0 | 0 | 0 | 0 | 0 | 0 | 0 | 0 | 0 | 0 | 0 | 0 | 0 | 0 | 0
F3_Commercial_Restaurant (WA)_Existing_Food Preparation_Natural Gas_Conveyor Oven_E9 | F3 | Commercial | Restaurant (WA) | Existing | Food Preparation | Natural Gas | Conveyor Oven | E9 | System - kBTUs of Consumption | 0 | 0 | 0 | 0 | 0 | 0 | 0 | 0 | 0 | 0 | 0 | 0 | 0 | 0 | 0 | 0 | 0 | 0 | 0 | 0 | 0 | 0 | 0 | 0 | 0 | 0 | 0
F3_Commercial_Restaurant (WA)_Existing_Food Preparation_Natural Gas_Conveyor Oven_E10 | F3 | Commercial | Restaurant (WA) | Existing | Food Preparation | Natural Gas | Conveyor Oven | E10 | System - kBTUs of Consumption | 0 | 0 | 0 | 0 | 0 | 0 | 0 | 0 | 0 | 0 | 0 | 0 | 0 | 0 | 0 | 0 | 0 | 0 | 0 | 0 | 0 | 0 | 0 | 0 | 0 | 0 | 0
F4_Commercial_Restaurant (WA)_Existing_Food Preparation_Natural Gas_Conveyor Oven_E1 | F4 | Commercial | Restaurant (WA) | Existing | Food Preparation | Natural Gas | Conveyor Oven | E1 | Utility - Cost of Equipment | 0.00096566 | 0.00096566 | 0.00096566 | 0.00096566 | 0.00096566 | 0.00096566 | 0.00096566 | 0.00096566 | 0.00096566 | 0.00096566 | 0.00096566 | 0.00096566 | 0.00096566 | 0.00096566 | 0.00096566 | 0.00096566 | 0.00096566 | 0.00096566 | 0.00096566 | 0.00096566 | 0.00096566 | 0.00096566 | 0.00096566 | 0.00096566 | 0.00096566 | 0.00096566 | 0.00096566
F4_Commercial_Restaurant (WA)_Existing_Food Preparation_Natural Gas_Conveyor Oven_E2 | F4 | Commercial | Restaurant (WA) | Existing | Food Preparation | Natural Gas | Conveyor Oven | E2 | Utility - Cost of Equipment | 0.0020458 | 0.0020458 | 0.0020458 | 0.0020458 | 0.0020458 | 0.0020458 | 0.0020458 | 0.0020458 | 0.0020458 | 0.0020458 | 0.0020458 | 0.0020458 | 0.0020458 | 0.0020458 | 0.0020458 | 0.0020458 | 0.0020458 | 0.0020458 | 0.0020458 | 0.0020458 | 0.0020458 | 0.0020458 | 0.0020458 | 0.0020458 | 0.0020458 | 0.0020458 | 0.0020458
F4_Commercial_Restaurant (WA)_Existing_Food Preparation_Natural Gas_Conveyor Oven_E3 | F4 | Commercial | Restaurant (WA) | Existing | Food Preparation | Natural Gas | Conveyor Oven | E3 | Utility - Cost of Equipment | 0 | 0 | 0 | 0 | 0 | 0 | 0 | 0 | 0 | 0 | 0 | 0 | 0 | 0 | 0 | 0 | 0 | 0 | 0 | 0 | 0 | 0 | 0 | 0 | 0 | 0 | 0
F4_Commercial_Restaurant (WA)_Existing_Food Preparation_Natural Gas_Conveyor Oven_E4 | F4 | Commercial | Restaurant (WA) | Existing | Food Preparation | Natural Gas | Conveyor Oven | E4 | Utility - Cost of Equipment | 0 | 0 | 0 | 0 | 0 | 0 | 0 | 0 | 0 | 0 | 0 | 0 | 0 | 0 | 0 | 0 | 0 | 0 | 0 | 0 | 0 | 0 | 0 | 0 | 0 | 0 | 0
F4_Commercial_Restaurant (WA)_Existing_Food Preparation_Natural Gas_Conveyor Oven_E5 | F4 | Commercial | Restaurant (WA) | Existing | Food Preparation | Natural Gas | Conveyor Oven | E5 | Utility - Cost of Equipment | 0 | 0 | 0 | 0 | 0 | 0 | 0 | 0 | 0 | 0 | 0 | 0 | 0 | 0 | 0 | 0 | 0 | 0 | 0 | 0 | 0 | 0 | 0 | 0 | 0 | 0 | 0
F4_Commercial_Restaurant (WA)_Existing_Food Preparation_Natural Gas_Conveyor Oven_E6 | F4 | Commercial | Restaurant (WA) | Existing | Food Preparation | Natural Gas | Conveyor Oven | E6 | Utility - Cost of Equipment | 0 | 0 | 0 | 0 | 0 | 0 | 0 | 0 | 0 | 0 | 0 | 0 | 0 | 0 | 0 | 0 | 0 | 0 | 0 | 0 | 0 | 0 | 0 | 0 | 0 | 0 | 0
F4_Commercial_Restaurant (WA)_Existing_Food Preparation_Natural Gas_Conveyor Oven_E7 | F4 | Commercial | Restaurant (WA) | Existing | Food Preparation | Natural Gas | Conveyor Oven | E7 | Utility - Cost of Equipment | 0 | 0 | 0 | 0 | 0 | 0 | 0 | 0 | 0 | 0 | 0 | 0 | 0 | 0 | 0 | 0 | 0 | 0 | 0 | 0 | 0 | 0 | 0 | 0 | 0 | 0 | 0
F4_Commercial_Restaurant (WA)_Existing_Food Preparation_Natural Gas_Conveyor Oven_E8 | F4 | Commercial | Restaurant (WA) | Existing | Food Preparation | Natural Gas | Conveyor Oven | E8 | Utility - Cost of Equipment | 0 | 0 | 0 | 0 | 0 | 0 | 0 | 0 | 0 | 0 | 0 | 0 | 0 | 0 | 0 | 0 | 0 | 0 | 0 | 0 | 0 | 0 | 0 | 0 | 0 | 0 | 0
F4_Commercial_Restaurant (WA)_Existing_Food Preparation_Natural Gas_Conveyor Oven_E9 | F4 | Commercial | Restaurant (WA) | Existing | Food Preparation | Natural Gas | Conveyor Oven | E9 | Utility - Cost of Equipment | 0 | 0 | 0 | 0 | 0 | 0 | 0 | 0 | 0 | 0 | 0 | 0 | 0 | 0 | 0 | 0 | 0 | 0 | 0 | 0 | 0 | 0 | 0 | 0 | 0 | 0 | 0
F4_Commercial_Restaurant (WA)_Existing_Food Preparation_Natural Gas_Conveyor Oven_E10 | F4 | Commercial | Restaurant (WA) | Existing | Food Preparation | Natural Gas | Conveyor Oven | E10 | Utility - Cost of Equipment | 0 | 0 | 0 | 0 | 0 | 0 | 0 | 0 | 0 | 0 | 0 | 0 | 0 | 0 | 0 | 0 | 0 | 0 | 0 | 0 | 0 | 0 | 0 | 0 | 0 | 0 | 0
F5_Commercial_Restaurant (WA)_Existing_Food Preparation_Natural Gas_Conveyor Oven_E1 | F5 | Commercial | Restaurant (WA) | Existing | Food Preparation | Natural Gas | Conveyor Oven | E1 | Utility - Cost of Operation | 0.22588 | 0.23194 | 0.23861 | 0.2459 | 0.2539 | 0.26321 | 0.27266 | 0.28197 | 0.29097 | 0.30009 | 0.30761 | 0.31476 | 0.32237 | 0.32989 | 0.33676 | 0.34331 | 0.34934 | 0.35533 | 0.36166 | 0.3679 | 0.37429 | 0.3809 | 0.3876 | 0.39449 | 0.40149 | 0.40863 | 0.41589
F5_Commercial_Restaurant (WA)_Existing_Food Preparation_Natural Gas_Conveyor Oven_E2 | F5 | Commercial | Restaurant (WA) | Existing | Food Preparation | Natural Gas | Conveyor Oven | E2 | Utility - Cost of Operation | 0.17952 | 0.18433 | 0.18963 | 0.19543 | 0.20178 | 0.20918 | 0.21669 | 0.2241 | 0.23124 | 0.23849 | 0.24447 | 0.25015 | 0.2562 | 0.26217 | 0.26764 | 0.27284 | 0.27763 | 0.28239 | 0.28742 | 0.29238 | 0.29746 | 0.30272 | 0.30804 | 0.31351 | 0.31908 | 0.32475 | 0.33052
F5_Commercial_Restaurant (WA)_Existing_Food Preparation_Natural Gas_Conveyor Oven_E3 | F5 | Commercial | Restaurant (WA) | Existing | Food Preparation | Natural Gas | Conveyor Oven | E3 | Utility - Cost of Operation | 0 | 0 | 0 | 0 | 0 | 0 | 0 | 0 | 0 | 0 | 0 | 0 | 0 | 0 | 0 | 0 | 0 | 0 | 0 | 0 | 0 | 0 | 0 | 0 | 0 | 0 | 0
F5_Commercial_Restaurant (WA)_Existing_Food Preparation_Natural Gas_Conveyor Oven_E4 | F5 | Commercial | Restaurant (WA) | Existing | Food Preparation | Natural Gas | Conveyor Oven | E4 | Utility - Cost of Operation | 0 | 0 | 0 | 0 | 0 | 0 | 0 | 0 | 0 | 0 | 0 | 0 | 0 | 0 | 0 | 0 | 0 | 0 | 0 | 0 | 0 | 0 | 0 | 0 | 0 | 0 | 0
F5_Commercial_Restaurant (WA)_Existing_Food Preparation_Natural Gas_Conveyor Oven_E5 | F5 | Commercial | Restaurant (WA) | Existing | Food Preparation | Natural Gas | Conveyor Oven | E5 | Utility - Cost of Operation | 0 | 0 | 0 | 0 | 0 | 0 | 0 | 0 | 0 | 0 | 0 | 0 | 0 | 0 | 0 | 0 | 0 | 0 | 0 | 0 | 0 | 0 | 0 | 0 | 0 | 0 | 0
F5_Commercial_Restaurant (WA)_Existing_Food Preparation_Natural Gas_Conveyor Oven_E6 | F5 | Commercial | Restaurant (WA) | Existing | Food Preparation | Natural Gas | Conveyor Oven | E6 | Utility - Cost of Operation | 0 | 0 | 0 | 0 | 0 | 0 | 0 | 0 | 0 | 0 | 0 | 0 | 0 | 0 | 0 | 0 | 0 | 0 | 0 | 0 | 0 | 0 | 0 | 0 | 0 | 0 | 0
F5_Commercial_Restaurant (WA)_Existing_Food Preparation_Natural Gas_Conveyor Oven_E7 | F5 | Commercial | Restaurant (WA) | Existing | Food Preparation | Natural Gas | Conveyor Oven | E7 | Utility - Cost of Operation | 0 | 0 | 0 | 0 | 0 | 0 | 0 | 0 | 0 | 0 | 0 | 0 | 0 | 0 | 0 | 0 | 0 | 0 | 0 | 0 | 0 | 0 | 0 | 0 | 0 | 0 | 0
F5_Commercial_Restaurant (WA)_Existing_Food Preparation_Natural Gas_Conveyor Oven_E8 | F5 | Commercial | Restaurant (WA) | Existing | Food Preparation | Natural Gas | Conveyor Oven | E8 | Utility - Cost of Operation | 0 | 0 | 0 | 0 | 0 | 0 | 0 | 0 | 0 | 0 | 0 | 0 | 0 | 0 | 0 | 0 | 0 | 0 | 0 | 0 | 0 | 0 | 0 | 0 | 0 | 0 | 0
F5_Commercial_Restaurant (WA)_Existing_Food Preparation_Natural Gas_Conveyor Oven_E9 | F5 | Commercial | Restaurant (WA) | Existing | Food Preparation | Natural Gas | Conveyor Oven | E9 | Utility - Cost of Operation | 0 | 0 | 0 | 0 | 0 | 0 | 0 | 0 | 0 | 0 | 0 | 0 | 0 | 0 | 0 | 0 | 0 | 0 | 0 | 0 | 0 | 0 | 0 | 0 | 0 | 0 | 0
F5_Commercial_Restaurant (WA)_Existing_Food Preparation_Natural Gas_Conveyor Oven_E10 | F5 | Commercial | Restaurant (WA) | Existing | Food Preparation | Natural Gas | Conveyor Oven | E10 | Utility - Cost of Operation | 0 | 0 | 0 | 0 | 0 | 0 | 0 | 0 | 0 | 0 | 0 | 0 | 0 | 0 | 0 | 0 | 0 | 0 | 0 | 0 | 0 | 0 | 0 | 0 | 0 | 0 | 0
F6_Commercial_Restaurant (WA)_Existing_Food Preparation_Natural Gas_Conveyor Oven_E1 | F6 | Commercial | Restaurant (WA) | Existing | Food Preparation | Natural Gas | Conveyor Oven | E1 | Utility - Value of Sales | 0.26185 | 0.26745 | 0.27354 | 0.28013 | 0.28729 | 0.29571 | 0.30395 | 0.3118 | 0.319 | 0.32607 | 0.33346 | 0.34036 | 0.3477 | 0.35485 | 0.36121 | 0.36711 | 0.37234 | 0.37742 | 0.38275 | 0.38786 | 0.393 | 0.39995 | 0.40698 | 0.41421 | 0.42157 | 0.42906 | 0.43668
F6_Commercial_Restaurant (WA)_Existing_Food Preparation_Natural Gas_Conveyor Oven_E2 | F6 | Commercial | Restaurant (WA) | Existing | Food Preparation | Natural Gas | Conveyor Oven | E2 | Utility - Value of Sales | 0.2081 | 0.21255 | 0.21739 | 0.22263 | 0.22832 | 0.23501 | 0.24156 | 0.2478 | 0.25352 | 0.25914 | 0.26501 | 0.2705 | 0.27633 | 0.28201 | 0.28707 | 0.29175 | 0.29591 | 0.29995 | 0.30419 | 0.30825 | 0.31233 | 0.31785 | 0.32344 | 0.32919 | 0.33504 | 0.34099 | 0.34705
F6_Commercial_Restaurant (WA)_Existing_Food Preparation_Natural Gas_Conveyor Oven_E3 | F6 | Commercial | Restaurant (WA) | Existing | Food Preparation | Natural Gas | Conveyor Oven | E3 | Utility - Value of Sales | 0 | 0 | 0 | 0 | 0 | 0 | 0 | 0 | 0 | 0 | 0 | 0 | 0 | 0 | 0 | 0 | 0 | 0 | 0 | 0 | 0 | 0 | 0 | 0 | 0 | 0 | 0
F6_Commercial_Restaurant (WA)_Existing_Food Preparation_Natural Gas_Conveyor Oven_E4 | F6 | Commercial | Restaurant (WA) | Existing | Food Preparation | Natural Gas | Conveyor Oven | E4 | Utility - Value of Sales | 0 | 0 | 0 | 0 | 0 | 0 | 0 | 0 | 0 | 0 | 0 | 0 | 0 | 0 | 0 | 0 | 0 | 0 | 0 | 0 | 0 | 0 | 0 | 0 | 0 | 0 | 0
F6_Commercial_Restaurant (WA)_Existing_Food Preparation_Natural Gas_Conveyor Oven_E5 | F6 | Commercial | Restaurant (WA) | Existing | Food Preparation | Natural Gas | Conveyor Oven | E5 | Utility - Value of Sales | 0 | 0 | 0 | 0 | 0 | 0 | 0 | 0 | 0 | 0 | 0 | 0 | 0 | 0 | 0 | 0 | 0 | 0 | 0 | 0 | 0 | 0 | 0 | 0 | 0 | 0 | 0
F6_Commercial_Restaurant (WA)_Existing_Food Preparation_Natural Gas_Conveyor Oven_E6 | F6 | Commercial | Restaurant (WA) | Existing | Food Preparation | Natural Gas | Conveyor Oven | E6 | Utility - Value of Sales | 0 | 0 | 0 | 0 | 0 | 0 | 0 | 0 | 0 | 0 | 0 | 0 | 0 | 0 | 0 | 0 | 0 | 0 | 0 | 0 | 0 | 0 | 0 | 0 | 0 | 0 | 0
F6_Commercial_Restaurant (WA)_Existing_Food Preparation_Natural Gas_Conveyor Oven_E7 | F6 | Commercial | Restaurant (WA) | Existing | Food Preparation | Natural Gas | Conveyor Oven | E7 | Utility - Value of Sales | 0 | 0 | 0 | 0 | 0 | 0 | 0 | 0 | 0 | 0 | 0 | 0 | 0 | 0 | 0 | 0 | 0 | 0 | 0 | 0 | 0 | 0 | 0 | 0 | 0 | 0 | 0
F6_Commercial_Restaurant (WA)_Existing_Food Preparation_Natural Gas_Conveyor Oven_E8 | F6 | Commercial | Restaurant (WA) | Existing | Food Preparation | Natural Gas | Conveyor Oven | E8 | Utility - Value of Sales | 0 | 0 | 0 | 0 | 0 | 0 | 0 | 0 | 0 | 0 | 0 | 0 | 0 | 0 | 0 | 0 | 0 | 0 | 0 | 0 | 0 | 0 | 0 | 0 | 0 | 0 | 0
F6_Commercial_Restaurant (WA)_Existing_Food Preparation_Natural Gas_Conveyor Oven_E9 | F6 | Commercial | Restaurant (WA) | Existing | Food Preparation | Natural Gas | Conveyor Oven | E9 | Utility - Value of Sales | 0 | 0 | 0 | 0 | 0 | 0 | 0 | 0 | 0 | 0 | 0 | 0 | 0 | 0 | 0 | 0 | 0 | 0 | 0 | 0 | 0 | 0 | 0 | 0 | 0 | 0 | 0
F6_Commercial_Restaurant (WA)_Existing_Food Preparation_Natural Gas_Conveyor Oven_E10 | F6 | Commercial | Restaurant (WA) | Existing | Food Preparation | Natural Gas | Conveyor Oven | E10 | Utility - Value of Sales | 0 | 0 | 0 | 0 | 0 | 0 | 0 | 0 | 0 | 0 | 0 | 0 | 0 | 0 | 0 | 0 | 0 | 0 | 0 | 0 | 0 | 0 | 0 | 0 | 0 | 0 | 0
F1_Commercial_Restaurant (WA)_Existing_Food Preparation_Natural Gas_Double Rack Oven_E1 | F1 | Commercial | Restaurant (WA) | Existing | Food Preparation | Natural Gas | Double Rack Oven | E1 | RVT - Cost of Equipment | 0.0020466 | 0.0020466 | 0.0020466 | 0.0020466 | 0.0020466 | 0.0020466 | 0.0020466 | 0.0020466 | 0.0020466 | 0.0020466 | 0.0020466 | 0.0020466 | 0.0020466 | 0.0020466 | 0.0020466 | 0.0020466 | 0.0020466 | 0.0020466 | 0.0020466 | 0.0020466 | 0.0020466 | 0.0020466 | 0.0020466 | 0.0020466 | 0.0020466 | 0.0020466 | 0.0020466
F1_Commercial_Restaurant (WA)_Existing_Food Preparation_Natural Gas_Double Rack Oven_E2 | F1 | Commercial | Restaurant (WA) | Existing | Food Preparation | Natural Gas | Double Rack Oven | E2 | RVT - Cost of Equipment | 0.0092846 | 0.0092846 | 0.0092846 | 0.0092846 | 0.0092846 | 0.0092846 | 0.0092846 | 0.0092846 | 0.0092846 | 0.0092846 | 0.0092846 | 0.0092846 | 0.0092846 | 0.0092846 | 0.0092846 | 0.0092846 | 0.0092846 | 0.0092846 | 0.0092846 | 0.0092846 | 0.0092846 | 0.0092846 | 0.0092846 | 0.0092846 | 0.0092846 | 0.0092846 | 0.0092846
F1_Commercial_Restaurant (WA)_Existing_Food Preparation_Natural Gas_Double Rack Oven_E3 | F1 | Commercial | Restaurant (WA) | Existing | Food Preparation | Natural Gas | Double Rack Oven | E3 | RVT - Cost of Equipment | 0 | 0 | 0 | 0 | 0 | 0 | 0 | 0 | 0 | 0 | 0 | 0 | 0 | 0 | 0 | 0 | 0 | 0 | 0 | 0 | 0 | 0 | 0 | 0 | 0 | 0 | 0
F1_Commercial_Restaurant (WA)_Existing_Food Preparation_Natural Gas_Double Rack Oven_E4 | F1 | Commercial | Restaurant (WA) | Existing | Food Preparation | Natural Gas | Double Rack Oven | E4 | RVT - Cost of Equipment | 0 | 0 | 0 | 0 | 0 | 0 | 0 | 0 | 0 | 0 | 0 | 0 | 0 | 0 | 0 | 0 | 0 | 0 | 0 | 0 | 0 | 0 | 0 | 0 | 0 | 0 | 0
F1_Commercial_Restaurant (WA)_Existing_Food Preparation_Natural Gas_Double Rack Oven_E5 | F1 | Commercial | Restaurant (WA) | Existing | Food Preparation | Natural Gas | Double Rack Oven | E5 | RVT - Cost of Equipment | 0 | 0 | 0 | 0 | 0 | 0 | 0 | 0 | 0 | 0 | 0 | 0 | 0 | 0 | 0 | 0 | 0 | 0 | 0 | 0 | 0 | 0 | 0 | 0 | 0 | 0 | 0
F1_Commercial_Restaurant (WA)_Existing_Food Preparation_Natural Gas_Double Rack Oven_E6 | F1 | Commercial | Restaurant (WA) | Existing | Food Preparation | Natural Gas | Double Rack Oven | E6 | RVT - Cost of Equipment | 0 | 0 | 0 | 0 | 0 | 0 | 0 | 0 | 0 | 0 | 0 | 0 | 0 | 0 | 0 | 0 | 0 | 0 | 0 | 0 | 0 | 0 | 0 | 0 | 0 | 0 | 0
F1_Commercial_Restaurant (WA)_Existing_Food Preparation_Natural Gas_Double Rack Oven_E7 | F1 | Commercial | Restaurant (WA) | Existing | Food Preparation | Natural Gas | Double Rack Oven | E7 | RVT - Cost of Equipment | 0 | 0 | 0 | 0 | 0 | 0 | 0 | 0 | 0 | 0 | 0 | 0 | 0 | 0 | 0 | 0 | 0 | 0 | 0 | 0 | 0 | 0 | 0 | 0 | 0 | 0 | 0
F1_Commercial_Restaurant (WA)_Existing_Food Preparation_Natural Gas_Double Rack Oven_E8 | F1 | Commercial | Restaurant (WA) | Existing | Food Preparation | Natural Gas | Double Rack Oven | E8 | RVT - Cost of Equipment | 0 | 0 | 0 | 0 | 0 | 0 | 0 | 0 | 0 | 0 | 0 | 0 | 0 | 0 | 0 | 0 | 0 | 0 | 0 | 0 | 0 | 0 | 0 | 0 | 0 | 0 | 0
F1_Commercial_Restaurant (WA)_Existing_Food Preparation_Natural Gas_Double Rack Oven_E9 | F1 | Commercial | Restaurant (WA) | Existing | Food Preparation | Natural Gas | Double Rack Oven | E9 | RVT - Cost of Equipment | 0 | 0 | 0 | 0 | 0 | 0 | 0 | 0 | 0 | 0 | 0 | 0 | 0 | 0 | 0 | 0 | 0 | 0 | 0 | 0 | 0 | 0 | 0 | 0 | 0 | 0 | 0
F1_Commercial_Restaurant (WA)_Existing_Food Preparation_Natural Gas_Double Rack Oven_E10 | F1 | Commercial | Restaurant (WA) | Existing | Food Preparation | Natural Gas | Double Rack Oven | E10 | RVT - Cost of Equipment | 0 | 0 | 0 | 0 | 0 | 0 | 0 | 0 | 0 | 0 | 0 | 0 | 0 | 0 | 0 | 0 | 0 | 0 | 0 | 0 | 0 | 0 | 0 | 0 | 0 | 0 | 0
F2_Commercial_Restaurant (WA)_Existing_Food Preparation_Natural Gas_Double Rack Oven_E1 | F2 | Commercial | Restaurant (WA) | Existing | Food Preparation | Natural Gas | Double Rack Oven | E1 | RVT - Cost of Operation | 0.42493 | 0.43295 | 0.44238 | 0.45336 | 0.46594 | 0.48165 | 0.4974 | 0.51235 | 0.52588 | 0.539 | 0.5526 | 0.56496 | 0.578 | 0.59034 | 0.60095 | 0.61053 | 0.61863 | 0.62637 | 0.6346 | 0.64228 | 0.64999 | 0.66146 | 0.67305 | 0.68501 | 0.69718 | 0.70957 | 0.72217
F2_Commercial_Restaurant (WA)_Existing_Food Preparation_Natural Gas_Double Rack Oven_E2 | F2 | Commercial | Restaurant (WA) | Existing | Food Preparation | Natural Gas | Double Rack Oven | E2 | RVT - Cost of Operation | 0.26326 | 0.26823 | 0.27407 | 0.28087 | 0.28867 | 0.2984 | 0.30816 | 0.31742 | 0.32581 | 0.33393 | 0.34236 | 0.35001 | 0.35809 | 0.36574 | 0.37231 | 0.37825 | 0.38327 | 0.38806 | 0.39316 | 0.39792 | 0.4027 | 0.4098 | 0.41698 | 0.42439 | 0.43193 | 0.4396 | 0.44741
F2_Commercial_Restaurant (WA)_Existing_Food Preparation_Natural Gas_Double Rack Oven_E3 | F2 | Commercial | Restaurant (WA) | Existing | Food Preparation | Natural Gas | Double Rack Oven | E3 | RVT - Cost of Operation | 0 | 0 | 0 | 0 | 0 | 0 | 0 | 0 | 0 | 0 | 0 | 0 | 0 | 0 | 0 | 0 | 0 | 0 | 0 | 0 | 0 | 0 | 0 | 0 | 0 | 0 | 0
F2_Commercial_Restaurant (WA)_Existing_Food Preparation_Natural Gas_Double Rack Oven_E4 | F2 | Commercial | Restaurant (WA) | Existing | Food Preparation | Natural Gas | Double Rack Oven | E4 | RVT - Cost of Operation | 0 | 0 | 0 | 0 | 0 | 0 | 0 | 0 | 0 | 0 | 0 | 0 | 0 | 0 | 0 | 0 | 0 | 0 | 0 | 0 | 0 | 0 | 0 | 0 | 0 | 0 | 0
F2_Commercial_Restaurant (WA)_Existing_Food Preparation_Natural Gas_Double Rack Oven_E5 | F2 | Commercial | Restaurant (WA) | Existing | Food Preparation | Natural Gas | Double Rack Oven | E5 | RVT - Cost of Operation | 0 | 0 | 0 | 0 | 0 | 0 | 0 | 0 | 0 | 0 | 0 | 0 | 0 | 0 | 0 | 0 | 0 | 0 | 0 | 0 | 0 | 0 | 0 | 0 | 0 | 0 | 0
F2_Commercial_Restaurant (WA)_Existing_Food Preparation_Natural Gas_Double Rack Oven_E6 | F2 | Commercial | Restaurant (WA) | Existing | Food Preparation | Natural Gas | Double Rack Oven | E6 | RVT - Cost of Operation | 0 | 0 | 0 | 0 | 0 | 0 | 0 | 0 | 0 | 0 | 0 | 0 | 0 | 0 | 0 | 0 | 0 | 0 | 0 | 0 | 0 | 0 | 0 | 0 | 0 | 0 | 0
F2_Commercial_Restaurant (WA)_Existing_Food Preparation_Natural Gas_Double Rack Oven_E7 | F2 | Commercial | Restaurant (WA) | Existing | Food Preparation | Natural Gas | Double Rack Oven | E7 | RVT - Cost of Operation | 0 | 0 | 0 | 0 | 0 | 0 | 0 | 0 | 0 | 0 | 0 | 0 | 0 | 0 | 0 | 0 | 0 | 0 | 0 | 0 | 0 | 0 | 0 | 0 | 0 | 0 | 0
F2_Commercial_Restaurant (WA)_Existing_Food Preparation_Natural Gas_Double Rack Oven_E8 | F2 | Commercial | Restaurant (WA) | Existing | Food Preparation | Natural Gas | Double Rack Oven | E8 | RVT - Cost of Operation | 0 | 0 | 0 | 0 | 0 | 0 | 0 | 0 | 0 | 0 | 0 | 0 | 0 | 0 | 0 | 0 | 0 | 0 | 0 | 0 | 0 | 0 | 0 | 0 | 0 | 0 | 0
F2_Commercial_Restaurant (WA)_Existing_Food Preparation_Natural Gas_Double Rack Oven_E9 | F2 | Commercial | Restaurant (WA) | Existing | Food Preparation | Natural Gas | Double Rack Oven | E9 | RVT - Cost of Operation | 0 | 0 | 0 | 0 | 0 | 0 | 0 | 0 | 0 | 0 | 0 | 0 | 0 | 0 | 0 | 0 | 0 | 0 | 0 | 0 | 0 | 0 | 0 | 0 | 0 | 0 | 0
F2_Commercial_Restaurant (WA)_Existing_Food Preparation_Natural Gas_Double Rack Oven_E10 | F2 | Commercial | Restaurant (WA) | Existing | Food Preparation | Natural Gas | Double Rack Oven | E10 | RVT - Cost of Operation | 0 | 0 | 0 | 0 | 0 | 0 | 0 | 0 | 0 | 0 | 0 | 0 | 0 | 0 | 0 | 0 | 0 | 0 | 0 | 0 | 0 | 0 | 0 | 0 | 0 | 0 | 0
F3_Commercial_Restaurant (WA)_Existing_Food Preparation_Natural Gas_Double Rack Oven_E1 | F3 | Commercial | Restaurant (WA) | Existing | Food Preparation | Natural Gas | Double Rack Oven | E1 | System - kBTUs of Consumption | 101.3712 | 101.3712 | 101.3712 | 101.3712 | 101.3712 | 101.3712 | 101.3712 | 101.3712 | 101.3712 | 101.3712 | 101.3712 | 101.3712 | 101.3712 | 101.3712 | 101.3712 | 101.3712 | 101.3712 | 101.3712 | 101.3712 | 101.3712 | 101.3712 | 101.3712 | 101.3712 | 101.3712 | 101.3712 | 101.3712 | 101.3712
F3_Commercial_Restaurant (WA)_Existing_Food Preparation_Natural Gas_Double Rack Oven_E2 | F3 | Commercial | Restaurant (WA) | Existing | Food Preparation | Natural Gas | Double Rack Oven | E2 | System - kBTUs of Consumption | 62.8034 | 62.8034 | 62.8034 | 62.8034 | 62.8034 | 62.8034 | 62.8034 | 62.8034 | 62.8034 | 62.8034 | 62.8034 | 62.8034 | 62.8034 | 62.8034 | 62.8034 | 62.8034 | 62.8034 | 62.8034 | 62.8034 | 62.8034 | 62.8034 | 62.8034 | 62.8034 | 62.8034 | 62.8034 | 62.8034 | 62.8034
F3_Commercial_Restaurant (WA)_Existing_Food Preparation_Natural Gas_Double Rack Oven_E3 | F3 | Commercial | Restaurant (WA) | Existing | Food Preparation | Natural Gas | Double Rack Oven | E3 | System - kBTUs of Consumption | 0 | 0 | 0 | 0 | 0 | 0 | 0 | 0 | 0 | 0 | 0 | 0 | 0 | 0 | 0 | 0 | 0 | 0 | 0 | 0 | 0 | 0 | 0 | 0 | 0 | 0 | 0
F3_Commercial_Restaurant (WA)_Existing_Food Preparation_Natural Gas_Double Rack Oven_E4 | F3 | Commercial | Restaurant (WA) | Existing | Food Preparation | Natural Gas | Double Rack Oven | E4 | System - kBTUs of Consumption | 0 | 0 | 0 | 0 | 0 | 0 | 0 | 0 | 0 | 0 | 0 | 0 | 0 | 0 | 0 | 0 | 0 | 0 | 0 | 0 | 0 | 0 | 0 | 0 | 0 | 0 | 0
F3_Commercial_Restaurant (WA)_Existing_Food Preparation_Natural Gas_Double Rack Oven_E5 | F3 | Commercial | Restaurant (WA) | Existing | Food Preparation | Natural Gas | Double Rack Oven | E5 | System - kBTUs of Consumption | 0 | 0 | 0 | 0 | 0 | 0 | 0 | 0 | 0 | 0 | 0 | 0 | 0 | 0 | 0 | 0 | 0 | 0 | 0 | 0 | 0 | 0 | 0 | 0 | 0 | 0 | 0
F3_Commercial_Restaurant (WA)_Existing_Food Preparation_Natural Gas_Double Rack Oven_E6 | F3 | Commercial | Restaurant (WA) | Existing | Food Preparation | Natural Gas | Double Rack Oven | E6 | System - kBTUs of Consumption | 0 | 0 | 0 | 0 | 0 | 0 | 0 | 0 | 0 | 0 | 0 | 0 | 0 | 0 | 0 | 0 | 0 | 0 | 0 | 0 | 0 | 0 | 0 | 0 | 0 | 0 | 0
F3_Commercial_Restaurant (WA)_Existing_Food Preparation_Natural Gas_Double Rack Oven_E7 | F3 | Commercial | Restaurant (WA) | Existing | Food Preparation | Natural Gas | Double Rack Oven | E7 | System - kBTUs of Consumption | 0 | 0 | 0 | 0 | 0 | 0 | 0 | 0 | 0 | 0 | 0 | 0 | 0 | 0 | 0 | 0 | 0 | 0 | 0 | 0 | 0 | 0 | 0 | 0 | 0 | 0 | 0
F3_Commercial_Restaurant (WA)_Existing_Food Preparation_Natural Gas_Double Rack Oven_E8 | F3 | Commercial | Restaurant (WA) | Existing | Food Preparation | Natural Gas | Double Rack Oven | E8 | System - kBTUs of Consumption | 0 | 0 | 0 | 0 | 0 | 0 | 0 | 0 | 0 | 0 | 0 | 0 | 0 | 0 | 0 | 0 | 0 | 0 | 0 | 0 | 0 | 0 | 0 | 0 | 0 | 0 | 0
F3_Commercial_Restaurant (WA)_Existing_Food Preparation_Natural Gas_Double Rack Oven_E9 | F3 | Commercial | Restaurant (WA) | Existing | Food Preparation | Natural Gas | Double Rack Oven | E9 | System - kBTUs of Consumption | 0 | 0 | 0 | 0 | 0 | 0 | 0 | 0 | 0 | 0 | 0 | 0 | 0 | 0 | 0 | 0 | 0 | 0 | 0 | 0 | 0 | 0 | 0 | 0 | 0 | 0 | 0
F3_Commercial_Restaurant (WA)_Existing_Food Preparation_Natural Gas_Double Rack Oven_E10 | F3 | Commercial | Restaurant (WA) | Existing | Food Preparation | Natural Gas | Double Rack Oven | E10 | System - kBTUs of Consumption | 0 | 0 | 0 | 0 | 0 | 0 | 0 | 0 | 0 | 0 | 0 | 0 | 0 | 0 | 0 | 0 | 0 | 0 | 0 | 0 | 0 | 0 | 0 | 0 | 0 | 0 | 0
F4_Commercial_Restaurant (WA)_Existing_Food Preparation_Natural Gas_Double Rack Oven_E1 | F4 | Commercial | Restaurant (WA) | Existing | Food Preparation | Natural Gas | Double Rack Oven | E1 | Utility - Cost of Equipment | 0.0020466 | 0.0020466 | 0.0020466 | 0.0020466 | 0.0020466 | 0.0020466 | 0.0020466 | 0.0020466 | 0.0020466 | 0.0020466 | 0.0020466 | 0.0020466 | 0.0020466 | 0.0020466 | 0.0020466 | 0.0020466 | 0.0020466 | 0.0020466 | 0.0020466 | 0.0020466 | 0.0020466 | 0.0020466 | 0.0020466 | 0.0020466 | 0.0020466 | 0.0020466 | 0.0020466
F4_Commercial_Restaurant (WA)_Existing_Food Preparation_Natural Gas_Double Rack Oven_E2 | F4 | Commercial | Restaurant (WA) | Existing | Food Preparation | Natural Gas | Double Rack Oven | E2 | Utility - Cost of Equipment | 0.0092846 | 0.0092846 | 0.0092846 | 0.0092846 | 0.0092846 | 0.0092846 | 0.0092846 | 0.0092846 | 0.0092846 | 0.0092846 | 0.0092846 | 0.0092846 | 0.0092846 | 0.0092846 | 0.0092846 | 0.0092846 | 0.0092846 | 0.0092846 | 0.0092846 | 0.0092846 | 0.0092846 | 0.0092846 | 0.0092846 | 0.0092846 | 0.0092846 | 0.0092846 | 0.0092846
F4_Commercial_Restaurant (WA)_Existing_Food Preparation_Natural Gas_Double Rack Oven_E3 | F4 | Commercial | Restaurant (WA) | Existing | Food Preparation | Natural Gas | Double Rack Oven | E3 | Utility - Cost of Equipment | 0 | 0 | 0 | 0 | 0 | 0 | 0 | 0 | 0 | 0 | 0 | 0 | 0 | 0 | 0 | 0 | 0 | 0 | 0 | 0 | 0 | 0 | 0 | 0 | 0 | 0 | 0
F4_Commercial_Restaurant (WA)_Existing_Food Preparation_Natural Gas_Double Rack Oven_E4 | F4 | Commercial | Restaurant (WA) | Existing | Food Preparation | Natural Gas | Double Rack Oven | E4 | Utility - Cost of Equipment | 0 | 0 | 0 | 0 | 0 | 0 | 0 | 0 | 0 | 0 | 0 | 0 | 0 | 0 | 0 | 0 | 0 | 0 | 0 | 0 | 0 | 0 | 0 | 0 | 0 | 0 | 0
F4_Commercial_Restaurant (WA)_Existing_Food Preparation_Natural Gas_Double Rack Oven_E5 | F4 | Commercial | Restaurant (WA) | Existing | Food Preparation | Natural Gas | Double Rack Oven | E5 | Utility - Cost of Equipment | 0 | 0 | 0 | 0 | 0 | 0 | 0 | 0 | 0 | 0 | 0 | 0 | 0 | 0 | 0 | 0 | 0 | 0 | 0 | 0 | 0 | 0 | 0 | 0 | 0 | 0 | 0
F4_Commercial_Restaurant (WA)_Existing_Food Preparation_Natural Gas_Double Rack Oven_E6 | F4 | Commercial | Restaurant (WA) | Existing | Food Preparation | Natural Gas | Double Rack Oven | E6 | Utility - Cost of Equipment | 0 | 0 | 0 | 0 | 0 | 0 | 0 | 0 | 0 | 0 | 0 | 0 | 0 | 0 | 0 | 0 | 0 | 0 | 0 | 0 | 0 | 0 | 0 | 0 | 0 | 0 | 0
F4_Commercial_Restaurant (WA)_Existing_Food Preparation_Natural Gas_Double Rack Oven_E7 | F4 | Commercial | Restaurant (WA) | Existing | Food Preparation | Natural Gas | Double Rack Oven | E7 | Utility - Cost of Equipment | 0 | 0 | 0 | 0 | 0 | 0 | 0 | 0 | 0 | 0 | 0 | 0 | 0 | 0 | 0 | 0 | 0 | 0 | 0 | 0 | 0 | 0 | 0 | 0 | 0 | 0 | 0
F4_Commercial_Restaurant (WA)_Existing_Food Preparation_Natural Gas_Double Rack Oven_E8 | F4 | Commercial | Restaurant (WA) | Existing | Food Preparation | Natural Gas | Double Rack Oven | E8 | Utility - Cost of Equipment | 0 | 0 | 0 | 0 | 0 | 0 | 0 | 0 | 0 | 0 | 0 | 0 | 0 | 0 | 0 | 0 | 0 | 0 | 0 | 0 | 0 | 0 | 0 | 0 | 0 | 0 | 0
F4_Commercial_Restaurant (WA)_Existing_Food Preparation_Natural Gas_Double Rack Oven_E9 | F4 | Commercial | Restaurant (WA) | Existing | Food Preparation | Natural Gas | Double Rack Oven | E9 | Utility - Cost of Equipment | 0 | 0 | 0 | 0 | 0 | 0 | 0 | 0 | 0 | 0 | 0 | 0 | 0 | 0 | 0 | 0 | 0 | 0 | 0 | 0 | 0 | 0 | 0 | 0 | 0 | 0 | 0
F4_Commercial_Restaurant (WA)_Existing_Food Preparation_Natural Gas_Double Rack Oven_E10 | F4 | Commercial | Restaurant (WA) | Existing | Food Preparation | Natural Gas | Double Rack Oven | E10 | Utility - Cost of Equipment | 0 | 0 | 0 | 0 | 0 | 0 | 0 | 0 | 0 | 0 | 0 | 0 | 0 | 0 | 0 | 0 | 0 | 0 | 0 | 0 | 0 | 0 | 0 | 0 | 0 | 0 | 0
F5_Commercial_Restaurant (WA)_Existing_Food Preparation_Natural Gas_Double Rack Oven_E1 | F5 | Commercial | Restaurant (WA) | Existing | Food Preparation | Natural Gas | Double Rack Oven | E1 | Utility - Cost of Operation | 0.36078 | 0.36987 | 0.38065 | 0.39299 | 0.40695 | 0.42394 | 0.44142 | 0.45873 | 0.4754 | 0.4923 | 0.50575 | 0.51835 | 0.53188 | 0.54513 | 0.55698 | 0.56806 | 0.57801 | 0.58782 | 0.59831 | 0.60853 | 0.61904 | 0.62996 | 0.641 | 0.65239 | 0.66398 | 0.67578 | 0.68778
F5_Commercial_Restaurant (WA)_Existing_Food Preparation_Natural Gas_Double Rack Oven_E2 | F5 | Commercial | Restaurant (WA) | Existing | Food Preparation | Natural Gas | Double Rack Oven | E2 | Utility - Cost of Operation | 0.22352 | 0.22915 | 0.23582 | 0.24347 | 0.25212 | 0.26265 | 0.27348 | 0.2842 | 0.29453 | 0.305 | 0.31333 | 0.32114 | 0.32952 | 0.33773 | 0.34507 | 0.35194 | 0.3581 | 0.36418 | 0.37067 | 0.37701 | 0.38352 | 0.39029 | 0.39713 | 0.40418 | 0.41136 | 0.41867 | 0.42611
F5_Commercial_Restaurant (WA)_Existing_Food Preparation_Natural Gas_Double Rack Oven_E3 | F5 | Commercial | Restaurant (WA) | Existing | Food Preparation | Natural Gas | Double Rack Oven | E3 | Utility - Cost of Operation | 0 | 0 | 0 | 0 | 0 | 0 | 0 | 0 | 0 | 0 | 0 | 0 | 0 | 0 | 0 | 0 | 0 | 0 | 0 | 0 | 0 | 0 | 0 | 0 | 0 | 0 | 0
F5_Commercial_Restaurant (WA)_Existing_Food Preparation_Natural Gas_Double Rack Oven_E4 | F5 | Commercial | Restaurant (WA) | Existing | Food Preparation | Natural Gas | Double Rack Oven | E4 | Utility - Cost of Operation | 0 | 0 | 0 | 0 | 0 | 0 | 0 | 0 | 0 | 0 | 0 | 0 | 0 | 0 | 0 | 0 | 0 | 0 | 0 | 0 | 0 | 0 | 0 | 0 | 0 | 0 | 0
F5_Commercial_Restaurant (WA)_Existing_Food Preparation_Natural Gas_Double Rack Oven_E5 | F5 | Commercial | Restaurant (WA) | Existing | Food Preparation | Natural Gas | Double Rack Oven | E5 | Utility - Cost of Operation | 0 | 0 | 0 | 0 | 0 | 0 | 0 | 0 | 0 | 0 | 0 | 0 | 0 | 0 | 0 | 0 | 0 | 0 | 0 | 0 | 0 | 0 | 0 | 0 | 0 | 0 | 0
F5_Commercial_Restaurant (WA)_Existing_Food Preparation_Natural Gas_Double Rack Oven_E6 | F5 | Commercial | Restaurant (WA) | Existing | Food Preparation | Natural Gas | Double Rack Oven | E6 | Utility - Cost of Operation | 0 | 0 | 0 | 0 | 0 | 0 | 0 | 0 | 0 | 0 | 0 | 0 | 0 | 0 | 0 | 0 | 0 | 0 | 0 | 0 | 0 | 0 | 0 | 0 | 0 | 0 | 0
F5_Commercial_Restaurant (WA)_Existing_Food Preparation_Natural Gas_Double Rack Oven_E7 | F5 | Commercial | Restaurant (WA) | Existing | Food Preparation | Natural Gas | Double Rack Oven | E7 | Utility - Cost of Operation | 0 | 0 | 0 | 0 | 0 | 0 | 0 | 0 | 0 | 0 | 0 | 0 | 0 | 0 | 0 | 0 | 0 | 0 | 0 | 0 | 0 | 0 | 0 | 0 | 0 | 0 | 0
F5_Commercial_Restaurant (WA)_Existing_Food Preparation_Natural Gas_Double Rack Oven_E8 | F5 | Commercial | Restaurant (WA) | Existing | Food Preparation | Natural Gas | Double Rack Oven | E8 | Utility - Cost of Operation | 0 | 0 | 0 | 0 | 0 | 0 | 0 | 0 | 0 | 0 | 0 | 0 | 0 | 0 | 0 | 0 | 0 | 0 | 0 | 0 | 0 | 0 | 0 | 0 | 0 | 0 | 0
F5_Commercial_Restaurant (WA)_Existing_Food Preparation_Natural Gas_Double Rack Oven_E9 | F5 | Commercial | Restaurant (WA) | Existing | Food Preparation | Natural Gas | Double Rack Oven | E9 | Utility - Cost of Operation | 0 | 0 | 0 | 0 | 0 | 0 | 0 | 0 | 0 | 0 | 0 | 0 | 0 | 0 | 0 | 0 | 0 | 0 | 0 | 0 | 0 | 0 | 0 | 0 | 0 | 0 | 0
F5_Commercial_Restaurant (WA)_Existing_Food Preparation_Natural Gas_Double Rack Oven_E10 | F5 | Commercial | Restaurant (WA) | Existing | Food Preparation | Natural Gas | Double Rack Oven | E10 | Utility - Cost of Operation | 0 | 0 | 0 | 0 | 0 | 0 | 0 | 0 | 0 | 0 | 0 | 0 | 0 | 0 | 0 | 0 | 0 | 0 | 0 | 0 | 0 | 0 | 0 | 0 | 0 | 0 | 0
F6_Commercial_Restaurant (WA)_Existing_Food Preparation_Natural Gas_Double Rack Oven_E1 | F6 | Commercial | Restaurant (WA) | Existing | Food Preparation | Natural Gas | Double Rack Oven | E1 | Utility - Value of Sales | 0.42493 | 0.43295 | 0.44238 | 0.45336 | 0.46594 | 0.48165 | 0.4974 | 0.51235 | 0.52588 | 0.539 | 0.5526 | 0.56496 | 0.578 | 0.59034 | 0.60095 | 0.61053 | 0.61863 | 0.62637 | 0.6346 | 0.64228 | 0.64999 | 0.66146 | 0.67305 | 0.68501 | 0.69718 | 0.70957 | 0.72217
F6_Commercial_Restaurant (WA)_Existing_Food Preparation_Natural Gas_Double Rack Oven_E2 | F6 | Commercial | Restaurant (WA) | Existing | Food Preparation | Natural Gas | Double Rack Oven | E2 | Utility - Value of Sales | 0.26326 | 0.26823 | 0.27407 | 0.28087 | 0.28867 | 0.2984 | 0.30816 | 0.31742 | 0.32581 | 0.33393 | 0.34236 | 0.35001 | 0.35809 | 0.36574 | 0.37231 | 0.37825 | 0.38327 | 0.38806 | 0.39316 | 0.39792 | 0.4027 | 0.4098 | 0.41698 | 0.42439 | 0.43193 | 0.4396 | 0.44741
F6_Commercial_Restaurant (WA)_Existing_Food Preparation_Natural Gas_Double Rack Oven_E3 | F6 | Commercial | Restaurant (WA) | Existing | Food Preparation | Natural Gas | Double Rack Oven | E3 | Utility - Value of Sales | 0 | 0 | 0 | 0 | 0 | 0 | 0 | 0 | 0 | 0 | 0 | 0 | 0 | 0 | 0 | 0 | 0 | 0 | 0 | 0 | 0 | 0 | 0 | 0 | 0 | 0 | 0
F6_Commercial_Restaurant (WA)_Existing_Food Preparation_Natural Gas_Double Rack Oven_E4 | F6 | Commercial | Restaurant (WA) | Existing | Food Preparation | Natural Gas | Double Rack Oven | E4 | Utility - Value of Sales | 0 | 0 | 0 | 0 | 0 | 0 | 0 | 0 | 0 | 0 | 0 | 0 | 0 | 0 | 0 | 0 | 0 | 0 | 0 | 0 | 0 | 0 | 0 | 0 | 0 | 0 | 0
F6_Commercial_Restaurant (WA)_Existing_Food Preparation_Natural Gas_Double Rack Oven_E5 | F6 | Commercial | Restaurant (WA) | Existing | Food Preparation | Natural Gas | Double Rack Oven | E5 | Utility - Value of Sales | 0 | 0 | 0 | 0 | 0 | 0 | 0 | 0 | 0 | 0 | 0 | 0 | 0 | 0 | 0 | 0 | 0 | 0 | 0 | 0 | 0 | 0 | 0 | 0 | 0 | 0 | 0
F6_Commercial_Restaurant (WA)_Existing_Food Preparation_Natural Gas_Double Rack Oven_E6 | F6 | Commercial | Restaurant (WA) | Existing | Food Preparation | Natural Gas | Double Rack Oven | E6 | Utility - Value of Sales | 0 | 0 | 0 | 0 | 0 | 0 | 0 | 0 | 0 | 0 | 0 | 0 | 0 | 0 | 0 | 0 | 0 | 0 | 0 | 0 | 0 | 0 | 0 | 0 | 0 | 0 | 0
F6_Commercial_Restaurant (WA)_Existing_Food Preparation_Natural Gas_Double Rack Oven_E7 | F6 | Commercial | Restaurant (WA) | Existing | Food Preparation | Natural Gas | Double Rack Oven | E7 | Utility - Value of Sales | 0 | 0 | 0 | 0 | 0 | 0 | 0 | 0 | 0 | 0 | 0 | 0 | 0 | 0 | 0 | 0 | 0 | 0 | 0 | 0 | 0 | 0 | 0 | 0 | 0 | 0 | 0
F6_Commercial_Restaurant (WA)_Existing_Food Preparation_Natural Gas_Double Rack Oven_E8 | F6 | Commercial | Restaurant (WA) | Existing | Food Preparation | Natural Gas | Double Rack Oven | E8 | Utility - Value of Sales | 0 | 0 | 0 | 0 | 0 | 0 | 0 | 0 | 0 | 0 | 0 | 0 | 0 | 0 | 0 | 0 | 0 | 0 | 0 | 0 | 0 | 0 | 0 | 0 | 0 | 0 | 0
F6_Commercial_Restaurant (WA)_Existing_Food Preparation_Natural Gas_Double Rack Oven_E9 | F6 | Commercial | Restaurant (WA) | Existing | Food Preparation | Natural Gas | Double Rack Oven | E9 | Utility - Value of Sales | 0 | 0 | 0 | 0 | 0 | 0 | 0 | 0 | 0 | 0 | 0 | 0 | 0 | 0 | 0 | 0 | 0 | 0 | 0 | 0 | 0 | 0 | 0 | 0 | 0 | 0 | 0
F6_Commercial_Restaurant (WA)_Existing_Food Preparation_Natural Gas_Double Rack Oven_E10 | F6 | Commercial | Restaurant (WA) | Existing | Food Preparation | Natural Gas | Double Rack Oven | E10 | Utility - Value of Sales | 0 | 0 | 0 | 0 | 0 | 0 | 0 | 0 | 0 | 0 | 0 | 0 | 0 | 0 | 0 | 0 | 0 | 0 | 0 | 0 | 0 | 0 | 0 | 0 | 0 | 0 | 0
F1_Commercial_Restaurant (WA)_Existing_Food Preparation_Natural Gas_Fryer_E1 | F1 | Commercial | Restaurant (WA) | Existing | Food Preparation | Natural Gas | Fryer | E1 | RVT - Cost of Equipment | 0.08142 | 0.08142 | 0.08142 | 0.08142 | 0.08142 | 0.08142 | 0.08142 | 0.08142 | 0.08142 | 0.08142 | 0.08142 | 0.08142 | 0.08142 | 0.08142 | 0.08142 | 0.08142 | 0.08142 | 0.08142 | 0.08142 | 0.08142 | 0.08142 | 0.08142 | 0.08142 | 0.08142 | 0.08142 | 0.08142 | 0.08142
F1_Commercial_Restaurant (WA)_Existing_Food Preparation_Natural Gas_Fryer_E2 | F1 | Commercial | Restaurant (WA) | Existing | Food Preparation | Natural Gas | Fryer | E2 | RVT - Cost of Equipment | 0.1205 | 0.1205 | 0.1205 | 0.1205 | 0.1205 | 0.1205 | 0.1205 | 0.1205 | 0.1205 | 0.1205 | 0.1205 | 0.1205 | 0.1205 | 0.1205 | 0.1205 | 0.1205 | 0.1205 | 0.1205 | 0.1205 | 0.1205 | 0.1205 | 0.1205 | 0.1205 | 0.1205 | 0.1205 | 0.1205 | 0.1205
F1_Commercial_Restaurant (WA)_Existing_Food Preparation_Natural Gas_Fryer_E3 | F1 | Commercial | Restaurant (WA) | Existing | Food Preparation | Natural Gas | Fryer | E3 | RVT - Cost of Equipment | 0 | 0 | 0 | 0 | 0 | 0 | 0 | 0 | 0 | 0 | 0 | 0 | 0 | 0 | 0 | 0 | 0 | 0 | 0 | 0 | 0 | 0 | 0 | 0 | 0 | 0 | 0
F1_Commercial_Restaurant (WA)_Existing_Food Preparation_Natural Gas_Fryer_E4 | F1 | Commercial | Restaurant (WA) | Existing | Food Preparation | Natural Gas | Fryer | E4 | RVT - Cost of Equipment | 0 | 0 | 0 | 0 | 0 | 0 | 0 | 0 | 0 | 0 | 0 | 0 | 0 | 0 | 0 | 0 | 0 | 0 | 0 | 0 | 0 | 0 | 0 | 0 | 0 | 0 | 0
F1_Commercial_Restaurant (WA)_Existing_Food Preparation_Natural Gas_Fryer_E5 | F1 | Commercial | Restaurant (WA) | Existing | Food Preparation | Natural Gas | Fryer | E5 | RVT - Cost of Equipment | 0 | 0 | 0 | 0 | 0 | 0 | 0 | 0 | 0 | 0 | 0 | 0 | 0 | 0 | 0 | 0 | 0 | 0 | 0 | 0 | 0 | 0 | 0 | 0 | 0 | 0 | 0
F1_Commercial_Restaurant (WA)_Existing_Food Preparation_Natural Gas_Fryer_E6 | F1 | Commercial | Restaurant (WA) | Existing | Food Preparation | Natural Gas | Fryer | E6 | RVT - Cost of Equipment | 0 | 0 | 0 | 0 | 0 | 0 | 0 | 0 | 0 | 0 | 0 | 0 | 0 | 0 | 0 | 0 | 0 | 0 | 0 | 0 | 0 | 0 | 0 | 0 | 0 | 0 | 0
F1_Commercial_Restaurant (WA)_Existing_Food Preparation_Natural Gas_Fryer_E7 | F1 | Commercial | Restaurant (WA) | Existing | Food Preparation | Natural Gas | Fryer | E7 | RVT - Cost of Equipment | 0 | 0 | 0 | 0 | 0 | 0 | 0 | 0 | 0 | 0 | 0 | 0 | 0 | 0 | 0 | 0 | 0 | 0 | 0 | 0 | 0 | 0 | 0 | 0 | 0 | 0 | 0
F1_Commercial_Restaurant (WA)_Existing_Food Preparation_Natural Gas_Fryer_E8 | F1 | Commercial | Restaurant (WA) | Existing | Food Preparation | Natural Gas | Fryer | E8 | RVT - Cost of Equipment | 0 | 0 | 0 | 0 | 0 | 0 | 0 | 0 | 0 | 0 | 0 | 0 | 0 | 0 | 0 | 0 | 0 | 0 | 0 | 0 | 0 | 0 | 0 | 0 | 0 | 0 | 0
F1_Commercial_Restaurant (WA)_Existing_Food Preparation_Natural Gas_Fryer_E9 | F1 | Commercial | Restaurant (WA) | Existing | Food Preparation | Natural Gas | Fryer | E9 | RVT - Cost of Equipment | 0 | 0 | 0 | 0 | 0 | 0 | 0 | 0 | 0 | 0 | 0 | 0 | 0 | 0 | 0 | 0 | 0 | 0 | 0 | 0 | 0 | 0 | 0 | 0 | 0 | 0 | 0
F1_Commercial_Restaurant (WA)_Existing_Food Preparation_Natural Gas_Fryer_E10 | F1 | Commercial | Restaurant (WA) | Existing | Food Preparation | Natural Gas | Fryer | E10 | RVT - Cost of Equipment | 0 | 0 | 0 | 0 | 0 | 0 | 0 | 0 | 0 | 0 | 0 | 0 | 0 | 0 | 0 | 0 | 0 | 0 | 0 | 0 | 0 | 0 | 0 | 0 | 0 | 0 | 0
F2_Commercial_Restaurant (WA)_Existing_Food Preparation_Natural Gas_Fryer_E1 | F2 | Commercial | Restaurant (WA) | Existing | Food Preparation | Natural Gas | Fryer | E1 | RVT - Cost of Operation | 0.2203 | 0.22472 | 0.22971 | 0.2353 | 0.24154 | 0.24909 | 0.25657 | 0.26365 | 0.27007 | 0.27632 | 0.28279 | 0.28873 | 0.29506 | 0.30121 | 0.30661 | 0.31157 | 0.31591 | 0.32009 | 0.32451 | 0.3287 | 0.33292 | 0.3388 | 0.34475 | 0.35088 | 0.35711 | 0.36345 | 0.36991
F2_Commercial_Restaurant (WA)_Existing_Food Preparation_Natural Gas_Fryer_E2 | F2 | Commercial | Restaurant (WA) | Existing | Food Preparation | Natural Gas | Fryer | E2 | RVT - Cost of Operation | 0.15194 | 0.15499 | 0.15843 | 0.16229 | 0.16659 | 0.1718 | 0.17696 | 0.18184 | 0.18627 | 0.19058 | 0.19504 | 0.19913 | 0.20351 | 0.20774 | 0.21147 | 0.21489 | 0.21788 | 0.22077 | 0.22382 | 0.22671 | 0.22962 | 0.23367 | 0.23778 | 0.242 | 0.2463 | 0.25068 | 0.25513
F2_Commercial_Restaurant (WA)_Existing_Food Preparation_Natural Gas_Fryer_E3 | F2 | Commercial | Restaurant (WA) | Existing | Food Preparation | Natural Gas | Fryer | E3 | RVT - Cost of Operation | 0 | 0 | 0 | 0 | 0 | 0 | 0 | 0 | 0 | 0 | 0 | 0 | 0 | 0 | 0 | 0 | 0 | 0 | 0 | 0 | 0 | 0 | 0 | 0 | 0 | 0 | 0
F2_Commercial_Restaurant (WA)_Existing_Food Preparation_Natural Gas_Fryer_E4 | F2 | Commercial | Restaurant (WA) | Existing | Food Preparation | Natural Gas | Fryer | E4 | RVT - Cost of Operation | 0 | 0 | 0 | 0 | 0 | 0 | 0 | 0 | 0 | 0 | 0 | 0 | 0 | 0 | 0 | 0 | 0 | 0 | 0 | 0 | 0 | 0 | 0 | 0 | 0 | 0 | 0
F2_Commercial_Restaurant (WA)_Existing_Food Preparation_Natural Gas_Fryer_E5 | F2 | Commercial | Restaurant (WA) | Existing | Food Preparation | Natural Gas | Fryer | E5 | RVT - Cost of Operation | 0 | 0 | 0 | 0 | 0 | 0 | 0 | 0 | 0 | 0 | 0 | 0 | 0 | 0 | 0 | 0 | 0 | 0 | 0 | 0 | 0 | 0 | 0 | 0 | 0 | 0 | 0
F2_Commercial_Restaurant (WA)_Existing_Food Preparation_Natural Gas_Fryer_E6 | F2 | Commercial | Restaurant (WA) | Existing | Food Preparation | Natural Gas | Fryer | E6 | RVT - Cost of Operation | 0 | 0 | 0 | 0 | 0 | 0 | 0 | 0 | 0 | 0 | 0 | 0 | 0 | 0 | 0 | 0 | 0 | 0 | 0 | 0 | 0 | 0 | 0 | 0 | 0 | 0 | 0
F2_Commercial_Restaurant (WA)_Existing_Food Preparation_Natural Gas_Fryer_E7 | F2 | Commercial | Restaurant (WA) | Existing | Food Preparation | Natural Gas | Fryer | E7 | RVT - Cost of Operation | 0 | 0 | 0 | 0 | 0 | 0 | 0 | 0 | 0 | 0 | 0 | 0 | 0 | 0 | 0 | 0 | 0 | 0 | 0 | 0 | 0 | 0 | 0 | 0 | 0 | 0 | 0
F2_Commercial_Restaurant (WA)_Existing_Food Preparation_Natural Gas_Fryer_E8 | F2 | Commercial | Restaurant (WA) | Existing | Food Preparation | Natural Gas | Fryer | E8 | RVT - Cost of Operation | 0 | 0 | 0 | 0 | 0 | 0 | 0 | 0 | 0 | 0 | 0 | 0 | 0 | 0 | 0 | 0 | 0 | 0 | 0 | 0 | 0 | 0 | 0 | 0 | 0 | 0 | 0
F2_Commercial_Restaurant (WA)_Existing_Food Preparation_Natural Gas_Fryer_E9 | F2 | Commercial | Restaurant (WA) | Existing | Food Preparation | Natural Gas | Fryer | E9 | RVT - Cost of Operation | 0 | 0 | 0 | 0 | 0 | 0 | 0 | 0 | 0 | 0 | 0 | 0 | 0 | 0 | 0 | 0 | 0 | 0 | 0 | 0 | 0 | 0 | 0 | 0 | 0 | 0 | 0
F2_Commercial_Restaurant (WA)_Existing_Food Preparation_Natural Gas_Fryer_E10 | F2 | Commercial | Restaurant (WA) | Existing | Food Preparation | Natural Gas | Fryer | E10 | RVT - Cost of Operation | 0 | 0 | 0 | 0 | 0 | 0 | 0 | 0 | 0 | 0 | 0 | 0 | 0 | 0 | 0 | 0 | 0 | 0 | 0 | 0 | 0 | 0 | 0 | 0 | 0 | 0 | 0
F3_Commercial_Restaurant (WA)_Existing_Food Preparation_Natural Gas_Fryer_E1 | F3 | Commercial | Restaurant (WA) | Existing | Food Preparation | Natural Gas | Fryer | E1 | System - kBTUs of Consumption | 50.9686 | 50.9686 | 50.9686 | 50.9686 | 50.9686 | 50.9686 | 50.9686 | 50.9686 | 50.9686 | 50.9686 | 50.9686 | 50.9686 | 50.9686 | 50.9686 | 50.9686 | 50.9686 | 50.9686 | 50.9686 | 50.9686 | 50.9686 | 50.9686 | 50.9686 | 50.9686 | 50.9686 | 50.9686 | 50.9686 | 50.9686
F3_Commercial_Restaurant (WA)_Existing_Food Preparation_Natural Gas_Fryer_E2 | F3 | Commercial | Restaurant (WA) | Existing | Food Preparation | Natural Gas | Fryer | E2 | System - kBTUs of Consumption | 35.1532 | 35.1532 | 35.1532 | 35.1532 | 35.1532 | 35.1532 | 35.1532 | 35.1532 | 35.1532 | 35.1532 | 35.1532 | 35.1532 | 35.1532 | 35.1532 | 35.1532 | 35.1532 | 35.1532 | 35.1532 | 35.1532 | 35.1532 | 35.1532 | 35.1532 | 35.1532 | 35.1532 | 35.1532 | 35.1532 | 35.1532
F3_Commercial_Restaurant (WA)_Existing_Food Preparation_Natural Gas_Fryer_E3 | F3 | Commercial | Restaurant (WA) | Existing | Food Preparation | Natural Gas | Fryer | E3 | System - kBTUs of Consumption | 0 | 0 | 0 | 0 | 0 | 0 | 0 | 0 | 0 | 0 | 0 | 0 | 0 | 0 | 0 | 0 | 0 | 0 | 0 | 0 | 0 | 0 | 0 | 0 | 0 | 0 | 0
F3_Commercial_Restaurant (WA)_Existing_Food Preparation_Natural Gas_Fryer_E4 | F3 | Commercial | Restaurant (WA) | Existing | Food Preparation | Natural Gas | Fryer | E4 | System - kBTUs of Consumption | 0 | 0 | 0 | 0 | 0 | 0 | 0 | 0 | 0 | 0 | 0 | 0 | 0 | 0 | 0 | 0 | 0 | 0 | 0 | 0 | 0 | 0 | 0 | 0 | 0 | 0 | 0
F3_Commercial_Restaurant (WA)_Existing_Food Preparation_Natural Gas_Fryer_E5 | F3 | Commercial | Restaurant (WA) | Existing | Food Preparation | Natural Gas | Fryer | E5 | System - kBTUs of Consumption | 0 | 0 | 0 | 0 | 0 | 0 | 0 | 0 | 0 | 0 | 0 | 0 | 0 | 0 | 0 | 0 | 0 | 0 | 0 | 0 | 0 | 0 | 0 | 0 | 0 | 0 | 0
F3_Commercial_Restaurant (WA)_Existing_Food Preparation_Natural Gas_Fryer_E6 | F3 | Commercial | Restaurant (WA) | Existing | Food Preparation | Natural Gas | Fryer | E6 | System - kBTUs of Consumption | 0 | 0 | 0 | 0 | 0 | 0 | 0 | 0 | 0 | 0 | 0 | 0 | 0 | 0 | 0 | 0 | 0 | 0 | 0 | 0 | 0 | 0 | 0 | 0 | 0 | 0 | 0
F3_Commercial_Restaurant (WA)_Existing_Food Preparation_Natural Gas_Fryer_E7 | F3 | Commercial | Restaurant (WA) | Existing | Food Preparation | Natural Gas | Fryer | E7 | System - kBTUs of Consumption | 0 | 0 | 0 | 0 | 0 | 0 | 0 | 0 | 0 | 0 | 0 | 0 | 0 | 0 | 0 | 0 | 0 | 0 | 0 | 0 | 0 | 0 | 0 | 0 | 0 | 0 | 0
F3_Commercial_Restaurant (WA)_Existing_Food Preparation_Natural Gas_Fryer_E8 | F3 | Commercial | Restaurant (WA) | Existing | Food Preparation | Natural Gas | Fryer | E8 | System - kBTUs of Consumption | 0 | 0 | 0 | 0 | 0 | 0 | 0 | 0 | 0 | 0 | 0 | 0 | 0 | 0 | 0 | 0 | 0 | 0 | 0 | 0 | 0 | 0 | 0 | 0 | 0 | 0 | 0
F3_Commercial_Restaurant (WA)_Existing_Food Preparation_Natural Gas_Fryer_E9 | F3 | Commercial | Restaurant (WA) | Existing | Food Preparation | Natural Gas | Fryer | E9 | System - kBTUs of Consumption | 0 | 0 | 0 | 0 | 0 | 0 | 0 | 0 | 0 | 0 | 0 | 0 | 0 | 0 | 0 | 0 | 0 | 0 | 0 | 0 | 0 | 0 | 0 | 0 | 0 | 0 | 0
F3_Commercial_Restaurant (WA)_Existing_Food Preparation_Natural Gas_Fryer_E10 | F3 | Commercial | Restaurant (WA) | Existing | Food Preparation | Natural Gas | Fryer | E10 | System - kBTUs of Consumption | 0 | 0 | 0 | 0 | 0 | 0 | 0 | 0 | 0 | 0 | 0 | 0 | 0 | 0 | 0 | 0 | 0 | 0 | 0 | 0 | 0 | 0 | 0 | 0 | 0 | 0 | 0
F4_Commercial_Restaurant (WA)_Existing_Food Preparation_Natural Gas_Fryer_E1 | F4 | Commercial | Restaurant (WA) | Existing | Food Preparation | Natural Gas | Fryer | E1 | Utility - Cost of Equipment | 0.08142 | 0.08142 | 0.08142 | 0.08142 | 0.08142 | 0.08142 | 0.08142 | 0.08142 | 0.08142 | 0.08142 | 0.08142 | 0.08142 | 0.08142 | 0.08142 | 0.08142 | 0.08142 | 0.08142 | 0.08142 | 0.08142 | 0.08142 | 0.08142 | 0.08142 | 0.08142 | 0.08142 | 0.08142 | 0.08142 | 0.08142
F4_Commercial_Restaurant (WA)_Existing_Food Preparation_Natural Gas_Fryer_E2 | F4 | Commercial | Restaurant (WA) | Existing | Food Preparation | Natural Gas | Fryer | E2 | Utility - Cost of Equipment | 0.1205 | 0.1205 | 0.1205 | 0.1205 | 0.1205 | 0.1205 | 0.1205 | 0.1205 | 0.1205 | 0.1205 | 0.1205 | 0.1205 | 0.1205 | 0.1205 | 0.1205 | 0.1205 | 0.1205 | 0.1205 | 0.1205 | 0.1205 | 0.1205 | 0.1205 | 0.1205 | 0.1205 | 0.1205 | 0.1205 | 0.1205
F4_Commercial_Restaurant (WA)_Existing_Food Preparation_Natural Gas_Fryer_E3 | F4 | Commercial | Restaurant (WA) | Existing | Food Preparation | Natural Gas | Fryer | E3 | Utility - Cost of Equipment | 0 | 0 | 0 | 0 | 0 | 0 | 0 | 0 | 0 | 0 | 0 | 0 | 0 | 0 | 0 | 0 | 0 | 0 | 0 | 0 | 0 | 0 | 0 | 0 | 0 | 0 | 0
F4_Commercial_Restaurant (WA)_Existing_Food Preparation_Natural Gas_Fryer_E4 | F4 | Commercial | Restaurant (WA) | Existing | Food Preparation | Natural Gas | Fryer | E4 | Utility - Cost of Equipment | 0 | 0 | 0 | 0 | 0 | 0 | 0 | 0 | 0 | 0 | 0 | 0 | 0 | 0 | 0 | 0 | 0 | 0 | 0 | 0 | 0 | 0 | 0 | 0 | 0 | 0 | 0
F4_Commercial_Restaurant (WA)_Existing_Food Preparation_Natural Gas_Fryer_E5 | F4 | Commercial | Restaurant (WA) | Existing | Food Preparation | Natural Gas | Fryer | E5 | Utility - Cost of Equipment | 0 | 0 | 0 | 0 | 0 | 0 | 0 | 0 | 0 | 0 | 0 | 0 | 0 | 0 | 0 | 0 | 0 | 0 | 0 | 0 | 0 | 0 | 0 | 0 | 0 | 0 | 0
F4_Commercial_Restaurant (WA)_Existing_Food Preparation_Natural Gas_Fryer_E6 | F4 | Commercial | Restaurant (WA) | Existing | Food Preparation | Natural Gas | Fryer | E6 | Utility - Cost of Equipment | 0 | 0 | 0 | 0 | 0 | 0 | 0 | 0 | 0 | 0 | 0 | 0 | 0 | 0 | 0 | 0 | 0 | 0 | 0 | 0 | 0 | 0 | 0 | 0 | 0 | 0 | 0
F4_Commercial_Restaurant (WA)_Existing_Food Preparation_Natural Gas_Fryer_E7 | F4 | Commercial | Restaurant (WA) | Existing | Food Preparation | Natural Gas | Fryer | E7 | Utility - Cost of Equipment | 0 | 0 | 0 | 0 | 0 | 0 | 0 | 0 | 0 | 0 | 0 | 0 | 0 | 0 | 0 | 0 | 0 | 0 | 0 | 0 | 0 | 0 | 0 | 0 | 0 | 0 | 0
F4_Commercial_Restaurant (WA)_Existing_Food Preparation_Natural Gas_Fryer_E8 | F4 | Commercial | Restaurant (WA) | Existing | Food Preparation | Natural Gas | Fryer | E8 | Utility - Cost of Equipment | 0 | 0 | 0 | 0 | 0 | 0 | 0 | 0 | 0 | 0 | 0 | 0 | 0 | 0 | 0 | 0 | 0 | 0 | 0 | 0 | 0 | 0 | 0 | 0 | 0 | 0 | 0
F4_Commercial_Restaurant (WA)_Existing_Food Preparation_Natural Gas_Fryer_E9 | F4 | Commercial | Restaurant (WA) | Existing | Food Preparation | Natural Gas | Fryer | E9 | Utility - Cost of Equipment | 0 | 0 | 0 | 0 | 0 | 0 | 0 | 0 | 0 | 0 | 0 | 0 | 0 | 0 | 0 | 0 | 0 | 0 | 0 | 0 | 0 | 0 | 0 | 0 | 0 | 0 | 0
F4_Commercial_Restaurant (WA)_Existing_Food Preparation_Natural Gas_Fryer_E10 | F4 | Commercial | Restaurant (WA) | Existing | Food Preparation | Natural Gas | Fryer | E10 | Utility - Cost of Equipment | 0 | 0 | 0 | 0 | 0 | 0 | 0 | 0 | 0 | 0 | 0 | 0 | 0 | 0 | 0 | 0 | 0 | 0 | 0 | 0 | 0 | 0 | 0 | 0 | 0 | 0 | 0
F5_Commercial_Restaurant (WA)_Existing_Food Preparation_Natural Gas_Fryer_E1 | F5 | Commercial | Restaurant (WA) | Existing | Food Preparation | Natural Gas | Fryer | E1 | Utility - Cost of Operation | 0.18897 | 0.19394 | 0.19951 | 0.20575 | 0.2127 | 0.22092 | 0.22929 | 0.23754 | 0.24547 | 0.25352 | 0.26007 | 0.26625 | 0.27287 | 0.27937 | 0.28528 | 0.29087 | 0.29597 | 0.30103 | 0.3064 | 0.31166 | 0.31707 | 0.32267 | 0.32833 | 0.33417 | 0.3401 | 0.34615 | 0.3523
F5_Commercial_Restaurant (WA)_Existing_Food Preparation_Natural Gas_Fryer_E2 | F5 | Commercial | Restaurant (WA) | Existing | Food Preparation | Natural Gas | Fryer | E2 | Utility - Cost of Operation | 0.13034 | 0.13376 | 0.1376 | 0.14191 | 0.1467 | 0.15237 | 0.15814 | 0.16383 | 0.1693 | 0.17485 | 0.17937 | 0.18364 | 0.1882 | 0.19268 | 0.19676 | 0.20061 | 0.20413 | 0.20762 | 0.21132 | 0.21496 | 0.21868 | 0.22255 | 0.22645 | 0.23048 | 0.23457 | 0.23874 | 0.24298
F5_Commercial_Restaurant (WA)_Existing_Food Preparation_Natural Gas_Fryer_E3 | F5 | Commercial | Restaurant (WA) | Existing | Food Preparation | Natural Gas | Fryer | E3 | Utility - Cost of Operation | 0 | 0 | 0 | 0 | 0 | 0 | 0 | 0 | 0 | 0 | 0 | 0 | 0 | 0 | 0 | 0 | 0 | 0 | 0 | 0 | 0 | 0 | 0 | 0 | 0 | 0 | 0
F5_Commercial_Restaurant (WA)_Existing_Food Preparation_Natural Gas_Fryer_E4 | F5 | Commercial | Restaurant (WA) | Existing | Food Preparation | Natural Gas | Fryer | E4 | Utility - Cost of Operation | 0 | 0 | 0 | 0 | 0 | 0 | 0 | 0 | 0 | 0 | 0 | 0 | 0 | 0 | 0 | 0 | 0 | 0 | 0 | 0 | 0 | 0 | 0 | 0 | 0 | 0 | 0
F5_Commercial_Restaurant (WA)_Existing_Food Preparation_Natural Gas_Fryer_E5 | F5 | Commercial | Restaurant (WA) | Existing | Food Preparation | Natural Gas | Fryer | E5 | Utility - Cost of Operation | 0 | 0 | 0 | 0 | 0 | 0 | 0 | 0 | 0 | 0 | 0 | 0 | 0 | 0 | 0 | 0 | 0 | 0 | 0 | 0 | 0 | 0 | 0 | 0 | 0 | 0 | 0
F5_Commercial_Restaurant (WA)_Existing_Food Preparation_Natural Gas_Fryer_E6 | F5 | Commercial | Restaurant (WA) | Existing | Food Preparation | Natural Gas | Fryer | E6 | Utility - Cost of Operation | 0 | 0 | 0 | 0 | 0 | 0 | 0 | 0 | 0 | 0 | 0 | 0 | 0 | 0 | 0 | 0 | 0 | 0 | 0 | 0 | 0 | 0 | 0 | 0 | 0 | 0 | 0
F5_Commercial_Restaurant (WA)_Existing_Food Preparation_Natural Gas_Fryer_E7 | F5 | Commercial | Restaurant (WA) | Existing | Food Preparation | Natural Gas | Fryer | E7 | Utility - Cost of Operation | 0 | 0 | 0 | 0 | 0 | 0 | 0 | 0 | 0 | 0 | 0 | 0 | 0 | 0 | 0 | 0 | 0 | 0 | 0 | 0 | 0 | 0 | 0 | 0 | 0 | 0 | 0
F5_Commercial_Restaurant (WA)_Existing_Food Preparation_Natural Gas_Fryer_E8 | F5 | Commercial | Restaurant (WA) | Existing | Food Preparation | Natural Gas | Fryer | E8 | Utility - Cost of Operation | 0 | 0 | 0 | 0 | 0 | 0 | 0 | 0 | 0 | 0 | 0 | 0 | 0 | 0 | 0 | 0 | 0 | 0 | 0 | 0 | 0 | 0 | 0 | 0 | 0 | 0 | 0
F5_Commercial_Restaurant (WA)_Existing_Food Preparation_Natural Gas_Fryer_E9 | F5 | Commercial | Restaurant (WA) | Existing | Food Preparation | Natural Gas | Fryer | E9 | Utility - Cost of Operation | 0 | 0 | 0 | 0 | 0 | 0 | 0 | 0 | 0 | 0 | 0 | 0 | 0 | 0 | 0 | 0 | 0 | 0 | 0 | 0 | 0 | 0 | 0 | 0 | 0 | 0 | 0
F5_Commercial_Restaurant (WA)_Existing_Food Preparation_Natural Gas_Fryer_E10 | F5 | Commercial | Restaurant (WA) | Existing | Food Preparation | Natural Gas | Fryer | E10 | Utility - Cost of Operation | 0 | 0 | 0 | 0 | 0 | 0 | 0 | 0 | 0 | 0 | 0 | 0 | 0 | 0 | 0 | 0 | 0 | 0 | 0 | 0 | 0 | 0 | 0 | 0 | 0 | 0 | 0
F6_Commercial_Restaurant (WA)_Existing_Food Preparation_Natural Gas_Fryer_E1 | F6 | Commercial | Restaurant (WA) | Existing | Food Preparation | Natural Gas | Fryer | E1 | Utility - Value of Sales | 0.2203 | 0.22472 | 0.22971 | 0.2353 | 0.24154 | 0.24909 | 0.25657 | 0.26365 | 0.27007 | 0.27632 | 0.28279 | 0.28873 | 0.29506 | 0.30121 | 0.30661 | 0.31157 | 0.31591 | 0.32009 | 0.32451 | 0.3287 | 0.33292 | 0.3388 | 0.34475 | 0.35088 | 0.35711 | 0.36345 | 0.36991
F6_Commercial_Restaurant (WA)_Existing_Food Preparation_Natural Gas_Fryer_E2 | F6 | Commercial | Restaurant (WA) | Existing | Food Preparation | Natural Gas | Fryer | E2 | Utility - Value of Sales | 0.15194 | 0.15499 | 0.15843 | 0.16229 | 0.16659 | 0.1718 | 0.17696 | 0.18184 | 0.18627 | 0.19058 | 0.19504 | 0.19913 | 0.20351 | 0.20774 | 0.21147 | 0.21489 | 0.21788 | 0.22077 | 0.22382 | 0.22671 | 0.22962 | 0.23367 | 0.23778 | 0.242 | 0.2463 | 0.25068 | 0.25513
F6_Commercial_Restaurant (WA)_Existing_Food Preparation_Natural Gas_Fryer_E3 | F6 | Commercial | Restaurant (WA) | Existing | Food Preparation | Natural Gas | Fryer | E3 | Utility - Value of Sales | 0 | 0 | 0 | 0 | 0 | 0 | 0 | 0 | 0 | 0 | 0 | 0 | 0 | 0 | 0 | 0 | 0 | 0 | 0 | 0 | 0 | 0 | 0 | 0 | 0 | 0 | 0
F6_Commercial_Restaurant (WA)_Existing_Food Preparation_Natural Gas_Fryer_E4 | F6 | Commercial | Restaurant (WA) | Existing | Food Preparation | Natural Gas | Fryer | E4 | Utility - Value of Sales | 0 | 0 | 0 | 0 | 0 | 0 | 0 | 0 | 0 | 0 | 0 | 0 | 0 | 0 | 0 | 0 | 0 | 0 | 0 | 0 | 0 | 0 | 0 | 0 | 0 | 0 | 0
F6_Commercial_Restaurant (WA)_Existing_Food Preparation_Natural Gas_Fryer_E5 | F6 | Commercial | Restaurant (WA) | Existing | Food Preparation | Natural Gas | Fryer | E5 | Utility - Value of Sales | 0 | 0 | 0 | 0 | 0 | 0 | 0 | 0 | 0 | 0 | 0 | 0 | 0 | 0 | 0 | 0 | 0 | 0 | 0 | 0 | 0 | 0 | 0 | 0 | 0 | 0 | 0
F6_Commercial_Restaurant (WA)_Existing_Food Preparation_Natural Gas_Fryer_E6 | F6 | Commercial | Restaurant (WA) | Existing | Food Preparation | Natural Gas | Fryer | E6 | Utility - Value of Sales | 0 | 0 | 0 | 0 | 0 | 0 | 0 | 0 | 0 | 0 | 0 | 0 | 0 | 0 | 0 | 0 | 0 | 0 | 0 | 0 | 0 | 0 | 0 | 0 | 0 | 0 | 0
F6_Commercial_Restaurant (WA)_Existing_Food Preparation_Natural Gas_Fryer_E7 | F6 | Commercial | Restaurant (WA) | Existing | Food Preparation | Natural Gas | Fryer | E7 | Utility - Value of Sales | 0 | 0 | 0 | 0 | 0 | 0 | 0 | 0 | 0 | 0 | 0 | 0 | 0 | 0 | 0 | 0 | 0 | 0 | 0 | 0 | 0 | 0 | 0 | 0 | 0 | 0 | 0
F6_Commercial_Restaurant (WA)_Existing_Food Preparation_Natural Gas_Fryer_E8 | F6 | Commercial | Restaurant (WA) | Existing | Food Preparation | Natural Gas | Fryer | E8 | Utility - Value of Sales | 0 | 0 | 0 | 0 | 0 | 0 | 0 | 0 | 0 | 0 | 0 | 0 | 0 | 0 | 0 | 0 | 0 | 0 | 0 | 0 | 0 | 0 | 0 | 0 | 0 | 0 | 0
F6_Commercial_Restaurant (WA)_Existing_Food Preparation_Natural Gas_Fryer_E9 | F6 | Commercial | Restaurant (WA) | Existing | Food Preparation | Natural Gas | Fryer | E9 | Utility - Value of Sales | 0 | 0 | 0 | 0 | 0 | 0 | 0 | 0 | 0 | 0 | 0 | 0 | 0 | 0 | 0 | 0 | 0 | 0 | 0 | 0 | 0 | 0 | 0 | 0 | 0 | 0 | 0
F6_Commercial_Restaurant (WA)_Existing_Food Preparation_Natural Gas_Fryer_E10 | F6 | Commercial | Restaurant (WA) | Existing | Food Preparation | Natural Gas | Fryer | E10 | Utility - Value of Sales | 0 | 0 | 0 | 0 | 0 | 0 | 0 | 0 | 0 | 0 | 0 | 0 | 0 | 0 | 0 | 0 | 0 | 0 | 0 | 0 | 0 | 0 | 0 | 0 | 0 | 0 | 0
F1_Commercial_Restaurant (WA)_Existing_Food Preparation_Natural Gas_Broiler_E1 | F1 | Commercial | Restaurant (WA) | Existing | Food Preparation | Natural Gas | Broiler | E1 | RVT - Cost of Equipment | 0.08467 | 0.08467 | 0.08467 | 0.08467 | 0.08467 | 0.08467 | 0.08467 | 0.08467 | 0.08467 | 0.08467 | 0.08467 | 0.08467 | 0.08467 | 0.08467 | 0.08467 | 0.08467 | 0.08467 | 0.08467 | 0.08467 | 0.08467 | 0.08467 | 0.08467 | 0.08467 | 0.08467 | 0.08467 | 0.08467 | 0.08467
F1_Commercial_Restaurant (WA)_Existing_Food Preparation_Natural Gas_Broiler_E2 | F1 | Commercial | Restaurant (WA) | Existing | Food Preparation | Natural Gas | Broiler | E2 | RVT - Cost of Equipment | 0.11854 | 0.11854 | 0.11854 | 0.11854 | 0.11854 | 0.11854 | 0.11854 | 0.11854 | 0.11854 | 0.11854 | 0.11854 | 0.11854 | 0.11854 | 0.11854 | 0.11854 | 0.11854 | 0.11854 | 0.11854 | 0.11854 | 0.11854 | 0.11854 | 0.11854 | 0.11854 | 0.11854 | 0.11854 | 0.11854 | 0.11854
F1_Commercial_Restaurant (WA)_Existing_Food Preparation_Natural Gas_Broiler_E3 | F1 | Commercial | Restaurant (WA) | Existing | Food Preparation | Natural Gas | Broiler | E3 | RVT - Cost of Equipment | 0 | 0 | 0 | 0 | 0 | 0 | 0 | 0 | 0 | 0 | 0 | 0 | 0 | 0 | 0 | 0 | 0 | 0 | 0 | 0 | 0 | 0 | 0 | 0 | 0 | 0 | 0
F1_Commercial_Restaurant (WA)_Existing_Food Preparation_Natural Gas_Broiler_E4 | F1 | Commercial | Restaurant (WA) | Existing | Food Preparation | Natural Gas | Broiler | E4 | RVT - Cost of Equipment | 0 | 0 | 0 | 0 | 0 | 0 | 0 | 0 | 0 | 0 | 0 | 0 | 0 | 0 | 0 | 0 | 0 | 0 | 0 | 0 | 0 | 0 | 0 | 0 | 0 | 0 | 0
F1_Commercial_Restaurant (WA)_Existing_Food Preparation_Natural Gas_Broiler_E5 | F1 | Commercial | Restaurant (WA) | Existing | Food Preparation | Natural Gas | Broiler | E5 | RVT - Cost of Equipment | 0 | 0 | 0 | 0 | 0 | 0 | 0 | 0 | 0 | 0 | 0 | 0 | 0 | 0 | 0 | 0 | 0 | 0 | 0 | 0 | 0 | 0 | 0 | 0 | 0 | 0 | 0
F1_Commercial_Restaurant (WA)_Existing_Food Preparation_Natural Gas_Broiler_E6 | F1 | Commercial | Restaurant (WA) | Existing | Food Preparation | Natural Gas | Broiler | E6 | RVT - Cost of Equipment | 0 | 0 | 0 | 0 | 0 | 0 | 0 | 0 | 0 | 0 | 0 | 0 | 0 | 0 | 0 | 0 | 0 | 0 | 0 | 0 | 0 | 0 | 0 | 0 | 0 | 0 | 0
F1_Commercial_Restaurant (WA)_Existing_Food Preparation_Natural Gas_Broiler_E7 | F1 | Commercial | Restaurant (WA) | Existing | Food Preparation | Natural Gas | Broiler | E7 | RVT - Cost of Equipment | 0 | 0 | 0 | 0 | 0 | 0 | 0 | 0 | 0 | 0 | 0 | 0 | 0 | 0 | 0 | 0 | 0 | 0 | 0 | 0 | 0 | 0 | 0 | 0 | 0 | 0 | 0
F1_Commercial_Restaurant (WA)_Existing_Food Preparation_Natural Gas_Broiler_E8 | F1 | Commercial | Restaurant (WA) | Existing | Food Preparation | Natural Gas | Broiler | E8 | RVT - Cost of Equipment | 0 | 0 | 0 | 0 | 0 | 0 | 0 | 0 | 0 | 0 | 0 | 0 | 0 | 0 | 0 | 0 | 0 | 0 | 0 | 0 | 0 | 0 | 0 | 0 | 0 | 0 | 0
F1_Commercial_Restaurant (WA)_Existing_Food Preparation_Natural Gas_Broiler_E9 | F1 | Commercial | Restaurant (WA) | Existing | Food Preparation | Natural Gas | Broiler | E9 | RVT - Cost of Equipment | 0 | 0 | 0 | 0 | 0 | 0 | 0 | 0 | 0 | 0 | 0 | 0 | 0 | 0 | 0 | 0 | 0 | 0 | 0 | 0 | 0 | 0 | 0 | 0 | 0 | 0 | 0
F1_Commercial_Restaurant (WA)_Existing_Food Preparation_Natural Gas_Broiler_E10 | F1 | Commercial | Restaurant (WA) | Existing | Food Preparation | Natural Gas | Broiler | E10 | RVT - Cost of Equipment | 0 | 0 | 0 | 0 | 0 | 0 | 0 | 0 | 0 | 0 | 0 | 0 | 0 | 0 | 0 | 0 | 0 | 0 | 0 | 0 | 0 | 0 | 0 | 0 | 0 | 0 | 0
F2_Commercial_Restaurant (WA)_Existing_Food Preparation_Natural Gas_Broiler_E1 | F2 | Commercial | Restaurant (WA) | Existing | Food Preparation | Natural Gas | Broiler | E1 | RVT - Cost of Operation | 0.21824 | 0.22236 | 0.2272 | 0.23284 | 0.23931 | 0.24737 | 0.25546 | 0.26314 | 0.27009 | 0.27683 | 0.28381 | 0.29016 | 0.29686 | 0.3032 | 0.30865 | 0.31356 | 0.31773 | 0.3217 | 0.32593 | 0.32987 | 0.33383 | 0.33973 | 0.34568 | 0.35182 | 0.35807 | 0.36443 | 0.37091
F2_Commercial_Restaurant (WA)_Existing_Food Preparation_Natural Gas_Broiler_E2 | F2 | Commercial | Restaurant (WA) | Existing | Food Preparation | Natural Gas | Broiler | E2 | RVT - Cost of Operation | 0.18614 | 0.18966 | 0.19379 | 0.1986 | 0.20411 | 0.21099 | 0.21789 | 0.22444 | 0.23037 | 0.23612 | 0.24207 | 0.24748 | 0.2532 | 0.2586 | 0.26325 | 0.26745 | 0.271 | 0.27439 | 0.27799 | 0.28136 | 0.28473 | 0.28976 | 0.29484 | 0.30008 | 0.30541 | 0.31083 | 0.31635
F2_Commercial_Restaurant (WA)_Existing_Food Preparation_Natural Gas_Broiler_E3 | F2 | Commercial | Restaurant (WA) | Existing | Food Preparation | Natural Gas | Broiler | E3 | RVT - Cost of Operation | 0 | 0 | 0 | 0 | 0 | 0 | 0 | 0 | 0 | 0 | 0 | 0 | 0 | 0 | 0 | 0 | 0 | 0 | 0 | 0 | 0 | 0 | 0 | 0 | 0 | 0 | 0
F2_Commercial_Restaurant (WA)_Existing_Food Preparation_Natural Gas_Broiler_E4 | F2 | Commercial | Restaurant (WA) | Existing | Food Preparation | Natural Gas | Broiler | E4 | RVT - Cost of Operation | 0 | 0 | 0 | 0 | 0 | 0 | 0 | 0 | 0 | 0 | 0 | 0 | 0 | 0 | 0 | 0 | 0 | 0 | 0 | 0 | 0 | 0 | 0 | 0 | 0 | 0 | 0
F2_Commercial_Restaurant (WA)_Existing_Food Preparation_Natural Gas_Broiler_E5 | F2 | Commercial | Restaurant (WA) | Existing | Food Preparation | Natural Gas | Broiler | E5 | RVT - Cost of Operation | 0 | 0 | 0 | 0 | 0 | 0 | 0 | 0 | 0 | 0 | 0 | 0 | 0 | 0 | 0 | 0 | 0 | 0 | 0 | 0 | 0 | 0 | 0 | 0 | 0 | 0 | 0
F2_Commercial_Restaurant (WA)_Existing_Food Preparation_Natural Gas_Broiler_E6 | F2 | Commercial | Restaurant (WA) | Existing | Food Preparation | Natural Gas | Broiler | E6 | RVT - Cost of Operation | 0 | 0 | 0 | 0 | 0 | 0 | 0 | 0 | 0 | 0 | 0 | 0 | 0 | 0 | 0 | 0 | 0 | 0 | 0 | 0 | 0 | 0 | 0 | 0 | 0 | 0 | 0
F2_Commercial_Restaurant (WA)_Existing_Food Preparation_Natural Gas_Broiler_E7 | F2 | Commercial | Restaurant (WA) | Existing | Food Preparation | Natural Gas | Broiler | E7 | RVT - Cost of Operation | 0 | 0 | 0 | 0 | 0 | 0 | 0 | 0 | 0 | 0 | 0 | 0 | 0 | 0 | 0 | 0 | 0 | 0 | 0 | 0 | 0 | 0 | 0 | 0 | 0 | 0 | 0
F2_Commercial_Restaurant (WA)_Existing_Food Preparation_Natural Gas_Broiler_E8 | F2 | Commercial | Restaurant (WA) | Existing | Food Preparation | Natural Gas | Broiler | E8 | RVT - Cost of Operation | 0 | 0 | 0 | 0 | 0 | 0 | 0 | 0 | 0 | 0 | 0 | 0 | 0 | 0 | 0 | 0 | 0 | 0 | 0 | 0 | 0 | 0 | 0 | 0 | 0 | 0 | 0
F2_Commercial_Restaurant (WA)_Existing_Food Preparation_Natural Gas_Broiler_E9 | F2 | Commercial | Restaurant (WA) | Existing | Food Preparation | Natural Gas | Broiler | E9 | RVT - Cost of Operation | 0 | 0 | 0 | 0 | 0 | 0 | 0 | 0 | 0 | 0 | 0 | 0 | 0 | 0 | 0 | 0 | 0 | 0 | 0 | 0 | 0 | 0 | 0 | 0 | 0 | 0 | 0
F2_Commercial_Restaurant (WA)_Existing_Food Preparation_Natural Gas_Broiler_E10 | F2 | Commercial | Restaurant (WA) | Existing | Food Preparation | Natural Gas | Broiler | E10 | RVT - Cost of Operation | 0 | 0 | 0 | 0 | 0 | 0 | 0 | 0 | 0 | 0 | 0 | 0 | 0 | 0 | 0 | 0 | 0 | 0 | 0 | 0 | 0 | 0 | 0 | 0 | 0 | 0 | 0
F3_Commercial_Restaurant (WA)_Existing_Food Preparation_Natural Gas_Broiler_E1 | F3 | Commercial | Restaurant (WA) | Existing | Food Preparation | Natural Gas | Broiler | E1 | System - kBTUs of Consumption | 52.0639 | 52.0639 | 52.0639 | 52.0639 | 52.0639 | 52.0639 | 52.0639 | 52.0639 | 52.0639 | 52.0639 | 52.0639 | 52.0639 | 52.0639 | 52.0639 | 52.0639 | 52.0639 | 52.0639 | 52.0639 | 52.0639 | 52.0639 | 52.0639 | 52.0639 | 52.0639 | 52.0639 | 52.0639 | 52.0639 | 52.0639
F3_Commercial_Restaurant (WA)_Existing_Food Preparation_Natural Gas_Broiler_E2 | F3 | Commercial | Restaurant (WA) | Existing | Food Preparation | Natural Gas | Broiler | E2 | System - kBTUs of Consumption | 44.4065 | 44.4065 | 44.4065 | 44.4065 | 44.4065 | 44.4065 | 44.4065 | 44.4065 | 44.4065 | 44.4065 | 44.4065 | 44.4065 | 44.4065 | 44.4065 | 44.4065 | 44.4065 | 44.4065 | 44.4065 | 44.4065 | 44.4065 | 44.4065 | 44.4065 | 44.4065 | 44.4065 | 44.4065 | 44.4065 | 44.4065
F3_Commercial_Restaurant (WA)_Existing_Food Preparation_Natural Gas_Broiler_E3 | F3 | Commercial | Restaurant (WA) | Existing | Food Preparation | Natural Gas | Broiler | E3 | System - kBTUs of Consumption | 0 | 0 | 0 | 0 | 0 | 0 | 0 | 0 | 0 | 0 | 0 | 0 | 0 | 0 | 0 | 0 | 0 | 0 | 0 | 0 | 0 | 0 | 0 | 0 | 0 | 0 | 0
F3_Commercial_Restaurant (WA)_Existing_Food Preparation_Natural Gas_Broiler_E4 | F3 | Commercial | Restaurant (WA) | Existing | Food Preparation | Natural Gas | Broiler | E4 | System - kBTUs of Consumption | 0 | 0 | 0 | 0 | 0 | 0 | 0 | 0 | 0 | 0 | 0 | 0 | 0 | 0 | 0 | 0 | 0 | 0 | 0 | 0 | 0 | 0 | 0 | 0 | 0 | 0 | 0
F3_Commercial_Restaurant (WA)_Existing_Food Preparation_Natural Gas_Broiler_E5 | F3 | Commercial | Restaurant (WA) | Existing | Food Preparation | Natural Gas | Broiler | E5 | System - kBTUs of Consumption | 0 | 0 | 0 | 0 | 0 | 0 | 0 | 0 | 0 | 0 | 0 | 0 | 0 | 0 | 0 | 0 | 0 | 0 | 0 | 0 | 0 | 0 | 0 | 0 | 0 | 0 | 0
F3_Commercial_Restaurant (WA)_Existing_Food Preparation_Natural Gas_Broiler_E6 | F3 | Commercial | Restaurant (WA) | Existing | Food Preparation | Natural Gas | Broiler | E6 | System - kBTUs of Consumption | 0 | 0 | 0 | 0 | 0 | 0 | 0 | 0 | 0 | 0 | 0 | 0 | 0 | 0 | 0 | 0 | 0 | 0 | 0 | 0 | 0 | 0 | 0 | 0 | 0 | 0 | 0
F3_Commercial_Restaurant (WA)_Existing_Food Preparation_Natural Gas_Broiler_E7 | F3 | Commercial | Restaurant (WA) | Existing | Food Preparation | Natural Gas | Broiler | E7 | System - kBTUs of Consumption | 0 | 0 | 0 | 0 | 0 | 0 | 0 | 0 | 0 | 0 | 0 | 0 | 0 | 0 | 0 | 0 | 0 | 0 | 0 | 0 | 0 | 0 | 0 | 0 | 0 | 0 | 0
F3_Commercial_Restaurant (WA)_Existing_Food Preparation_Natural Gas_Broiler_E8 | F3 | Commercial | Restaurant (WA) | Existing | Food Preparation | Natural Gas | Broiler | E8 | System - kBTUs of Consumption | 0 | 0 | 0 | 0 | 0 | 0 | 0 | 0 | 0 | 0 | 0 | 0 | 0 | 0 | 0 | 0 | 0 | 0 | 0 | 0 | 0 | 0 | 0 | 0 | 0 | 0 | 0
F3_Commercial_Restaurant (WA)_Existing_Food Preparation_Natural Gas_Broiler_E9 | F3 | Commercial | Restaurant (WA) | Existing | Food Preparation | Natural Gas | Broiler | E9 | System - kBTUs of Consumption | 0 | 0 | 0 | 0 | 0 | 0 | 0 | 0 | 0 | 0 | 0 | 0 | 0 | 0 | 0 | 0 | 0 | 0 | 0 | 0 | 0 | 0 | 0 | 0 | 0 | 0 | 0
F3_Commercial_Restaurant (WA)_Existing_Food Preparation_Natural Gas_Broiler_E10 | F3 | Commercial | Restaurant (WA) | Existing | Food Preparation | Natural Gas | Broiler | E10 | System - kBTUs of Consumption | 0 | 0 | 0 | 0 | 0 | 0 | 0 | 0 | 0 | 0 | 0 | 0 | 0 | 0 | 0 | 0 | 0 | 0 | 0 | 0 | 0 | 0 | 0 | 0 | 0 | 0 | 0
F4_Commercial_Restaurant (WA)_Existing_Food Preparation_Natural Gas_Broiler_E1 | F4 | Commercial | Restaurant (WA) | Existing | Food Preparation | Natural Gas | Broiler | E1 | Utility - Cost of Equipment | 0.08467 | 0.08467 | 0.08467 | 0.08467 | 0.08467 | 0.08467 | 0.08467 | 0.08467 | 0.08467 | 0.08467 | 0.08467 | 0.08467 | 0.08467 | 0.08467 | 0.08467 | 0.08467 | 0.08467 | 0.08467 | 0.08467 | 0.08467 | 0.08467 | 0.08467 | 0.08467 | 0.08467 | 0.08467 | 0.08467 | 0.08467
F4_Commercial_Restaurant (WA)_Existing_Food Preparation_Natural Gas_Broiler_E2 | F4 | Commercial | Restaurant (WA) | Existing | Food Preparation | Natural Gas | Broiler | E2 | Utility - Cost of Equipment | 0.11854 | 0.11854 | 0.11854 | 0.11854 | 0.11854 | 0.11854 | 0.11854 | 0.11854 | 0.11854 | 0.11854 | 0.11854 | 0.11854 | 0.11854 | 0.11854 | 0.11854 | 0.11854 | 0.11854 | 0.11854 | 0.11854 | 0.11854 | 0.11854 | 0.11854 | 0.11854 | 0.11854 | 0.11854 | 0.11854 | 0.11854
F4_Commercial_Restaurant (WA)_Existing_Food Preparation_Natural Gas_Broiler_E3 | F4 | Commercial | Restaurant (WA) | Existing | Food Preparation | Natural Gas | Broiler | E3 | Utility - Cost of Equipment | 0 | 0 | 0 | 0 | 0 | 0 | 0 | 0 | 0 | 0 | 0 | 0 | 0 | 0 | 0 | 0 | 0 | 0 | 0 | 0 | 0 | 0 | 0 | 0 | 0 | 0 | 0
F4_Commercial_Restaurant (WA)_Existing_Food Preparation_Natural Gas_Broiler_E4 | F4 | Commercial | Restaurant (WA) | Existing | Food Preparation | Natural Gas | Broiler | E4 | Utility - Cost of Equipment | 0 | 0 | 0 | 0 | 0 | 0 | 0 | 0 | 0 | 0 | 0 | 0 | 0 | 0 | 0 | 0 | 0 | 0 | 0 | 0 | 0 | 0 | 0 | 0 | 0 | 0 | 0
F4_Commercial_Restaurant (WA)_Existing_Food Preparation_Natural Gas_Broiler_E5 | F4 | Commercial | Restaurant (WA) | Existing | Food Preparation | Natural Gas | Broiler | E5 | Utility - Cost of Equipment | 0 | 0 | 0 | 0 | 0 | 0 | 0 | 0 | 0 | 0 | 0 | 0 | 0 | 0 | 0 | 0 | 0 | 0 | 0 | 0 | 0 | 0 | 0 | 0 | 0 | 0 | 0
F4_Commercial_Restaurant (WA)_Existing_Food Preparation_Natural Gas_Broiler_E6 | F4 | Commercial | Restaurant (WA) | Existing | Food Preparation | Natural Gas | Broiler | E6 | Utility - Cost of Equipment | 0 | 0 | 0 | 0 | 0 | 0 | 0 | 0 | 0 | 0 | 0 | 0 | 0 | 0 | 0 | 0 | 0 | 0 | 0 | 0 | 0 | 0 | 0 | 0 | 0 | 0 | 0
F4_Commercial_Restaurant (WA)_Existing_Food Preparation_Natural Gas_Broiler_E7 | F4 | Commercial | Restaurant (WA) | Existing | Food Preparation | Natural Gas | Broiler | E7 | Utility - Cost of Equipment | 0 | 0 | 0 | 0 | 0 | 0 | 0 | 0 | 0 | 0 | 0 | 0 | 0 | 0 | 0 | 0 | 0 | 0 | 0 | 0 | 0 | 0 | 0 | 0 | 0 | 0 | 0
F4_Commercial_Restaurant (WA)_Existing_Food Preparation_Natural Gas_Broiler_E8 | F4 | Commercial | Restaurant (WA) | Existing | Food Preparation | Natural Gas | Broiler | E8 | Utility - Cost of Equipment | 0 | 0 | 0 | 0 | 0 | 0 | 0 | 0 | 0 | 0 | 0 | 0 | 0 | 0 | 0 | 0 | 0 | 0 | 0 | 0 | 0 | 0 | 0 | 0 | 0 | 0 | 0
F4_Commercial_Restaurant (WA)_Existing_Food Preparation_Natural Gas_Broiler_E9 | F4 | Commercial | Restaurant (WA) | Existing | Food Preparation | Natural Gas | Broiler | E9 | Utility - Cost of Equipment | 0 | 0 | 0 | 0 | 0 | 0 | 0 | 0 | 0 | 0 | 0 | 0 | 0 | 0 | 0 | 0 | 0 | 0 | 0 | 0 | 0 | 0 | 0 | 0 | 0 | 0 | 0
F4_Commercial_Restaurant (WA)_Existing_Food Preparation_Natural Gas_Broiler_E10 | F4 | Commercial | Restaurant (WA) | Existing | Food Preparation | Natural Gas | Broiler | E10 | Utility - Cost of Equipment | 0 | 0 | 0 | 0 | 0 | 0 | 0 | 0 | 0 | 0 | 0 | 0 | 0 | 0 | 0 | 0 | 0 | 0 | 0 | 0 | 0 | 0 | 0 | 0 | 0 | 0 | 0
F5_Commercial_Restaurant (WA)_Existing_Food Preparation_Natural Gas_Broiler_E1 | F5 | Commercial | Restaurant (WA) | Existing | Food Preparation | Natural Gas | Broiler | E1 | Utility - Cost of Operation | 0.1853 | 0.18997 | 0.1955 | 0.20184 | 0.20901 | 0.21773 | 0.22671 | 0.2356 | 0.24416 | 0.25284 | 0.25975 | 0.26622 | 0.27317 | 0.27998 | 0.28606 | 0.29176 | 0.29686 | 0.3019 | 0.30729 | 0.31254 | 0.31794 | 0.32355 | 0.32922 | 0.33507 | 0.34102 | 0.34708 | 0.35324
F5_Commercial_Restaurant (WA)_Existing_Food Preparation_Natural Gas_Broiler_E2 | F5 | Commercial | Restaurant (WA) | Existing | Food Preparation | Natural Gas | Broiler | E2 | Utility - Cost of Operation | 0.15804 | 0.16203 | 0.16675 | 0.17215 | 0.17827 | 0.18571 | 0.19337 | 0.20095 | 0.20825 | 0.21566 | 0.22155 | 0.22707 | 0.23299 | 0.2388 | 0.24399 | 0.24885 | 0.2532 | 0.2575 | 0.26209 | 0.26657 | 0.27118 | 0.27596 | 0.2808 | 0.28579 | 0.29086 | 0.29603 | 0.30129
F5_Commercial_Restaurant (WA)_Existing_Food Preparation_Natural Gas_Broiler_E3 | F5 | Commercial | Restaurant (WA) | Existing | Food Preparation | Natural Gas | Broiler | E3 | Utility - Cost of Operation | 0 | 0 | 0 | 0 | 0 | 0 | 0 | 0 | 0 | 0 | 0 | 0 | 0 | 0 | 0 | 0 | 0 | 0 | 0 | 0 | 0 | 0 | 0 | 0 | 0 | 0 | 0
F5_Commercial_Restaurant (WA)_Existing_Food Preparation_Natural Gas_Broiler_E4 | F5 | Commercial | Restaurant (WA) | Existing | Food Preparation | Natural Gas | Broiler | E4 | Utility - Cost of Operation | 0 | 0 | 0 | 0 | 0 | 0 | 0 | 0 | 0 | 0 | 0 | 0 | 0 | 0 | 0 | 0 | 0 | 0 | 0 | 0 | 0 | 0 | 0 | 0 | 0 | 0 | 0
F5_Commercial_Restaurant (WA)_Existing_Food Preparation_Natural Gas_Broiler_E5 | F5 | Commercial | Restaurant (WA) | Existing | Food Preparation | Natural Gas | Broiler | E5 | Utility - Cost of Operation | 0 | 0 | 0 | 0 | 0 | 0 | 0 | 0 | 0 | 0 | 0 | 0 | 0 | 0 | 0 | 0 | 0 | 0 | 0 | 0 | 0 | 0 | 0 | 0 | 0 | 0 | 0
F5_Commercial_Restaurant (WA)_Existing_Food Preparation_Natural Gas_Broiler_E6 | F5 | Commercial | Restaurant (WA) | Existing | Food Preparation | Natural Gas | Broiler | E6 | Utility - Cost of Operation | 0 | 0 | 0 | 0 | 0 | 0 | 0 | 0 | 0 | 0 | 0 | 0 | 0 | 0 | 0 | 0 | 0 | 0 | 0 | 0 | 0 | 0 | 0 | 0 | 0 | 0 | 0
F5_Commercial_Restaurant (WA)_Existing_Food Preparation_Natural Gas_Broiler_E7 | F5 | Commercial | Restaurant (WA) | Existing | Food Preparation | Natural Gas | Broiler | E7 | Utility - Cost of Operation | 0 | 0 | 0 | 0 | 0 | 0 | 0 | 0 | 0 | 0 | 0 | 0 | 0 | 0 | 0 | 0 | 0 | 0 | 0 | 0 | 0 | 0 | 0 | 0 | 0 | 0 | 0
F5_Commercial_Restaurant (WA)_Existing_Food Preparation_Natural Gas_Broiler_E8 | F5 | Commercial | Restaurant (WA) | Existing | Food Preparation | Natural Gas | Broiler | E8 | Utility - Cost of Operation | 0 | 0 | 0 | 0 | 0 | 0 | 0 | 0 | 0 | 0 | 0 | 0 | 0 | 0 | 0 | 0 | 0 | 0 | 0 | 0 | 0 | 0 | 0 | 0 | 0 | 0 | 0
F5_Commercial_Restaurant (WA)_Existing_Food Preparation_Natural Gas_Broiler_E9 | F5 | Commercial | Restaurant (WA) | Existing | Food Preparation | Natural Gas | Broiler | E9 | Utility - Cost of Operation | 0 | 0 | 0 | 0 | 0 | 0 | 0 | 0 | 0 | 0 | 0 | 0 | 0 | 0 | 0 | 0 | 0 | 0 | 0 | 0 | 0 | 0 | 0 | 0 | 0 | 0 | 0
F5_Commercial_Restaurant (WA)_Existing_Food Preparation_Natural Gas_Broiler_E10 | F5 | Commercial | Restaurant (WA) | Existing | Food Preparation | Natural Gas | Broiler | E10 | Utility - Cost of Operation | 0 | 0 | 0 | 0 | 0 | 0 | 0 | 0 | 0 | 0 | 0 | 0 | 0 | 0 | 0 | 0 | 0 | 0 | 0 | 0 | 0 | 0 | 0 | 0 | 0 | 0 | 0
F6_Commercial_Restaurant (WA)_Existing_Food Preparation_Natural Gas_Broiler_E1 | F6 | Commercial | Restaurant (WA) | Existing | Food Preparation | Natural Gas | Broiler | E1 | Utility - Value of Sales | 0.21824 | 0.22236 | 0.2272 | 0.23284 | 0.23931 | 0.24737 | 0.25546 | 0.26314 | 0.27009 | 0.27683 | 0.28381 | 0.29016 | 0.29686 | 0.3032 | 0.30865 | 0.31356 | 0.31773 | 0.3217 | 0.32593 | 0.32987 | 0.33383 | 0.33973 | 0.34568 | 0.35182 | 0.35807 | 0.36443 | 0.37091
F6_Commercial_Restaurant (WA)_Existing_Food Preparation_Natural Gas_Broiler_E2 | F6 | Commercial | Restaurant (WA) | Existing | Food Preparation | Natural Gas | Broiler | E2 | Utility - Value of Sales | 0.18614 | 0.18966 | 0.19379 | 0.1986 | 0.20411 | 0.21099 | 0.21789 | 0.22444 | 0.23037 | 0.23612 | 0.24207 | 0.24748 | 0.2532 | 0.2586 | 0.26325 | 0.26745 | 0.271 | 0.27439 | 0.27799 | 0.28136 | 0.28473 | 0.28976 | 0.29484 | 0.30008 | 0.30541 | 0.31083 | 0.31635
F6_Commercial_Restaurant (WA)_Existing_Food Preparation_Natural Gas_Broiler_E3 | F6 | Commercial | Restaurant (WA) | Existing | Food Preparation | Natural Gas | Broiler | E3 | Utility - Value of Sales | 0 | 0 | 0 | 0 | 0 | 0 | 0 | 0 | 0 | 0 | 0 | 0 | 0 | 0 | 0 | 0 | 0 | 0 | 0 | 0 | 0 | 0 | 0 | 0 | 0 | 0 | 0
F6_Commercial_Restaurant (WA)_Existing_Food Preparation_Natural Gas_Broiler_E4 | F6 | Commercial | Restaurant (WA) | Existing | Food Preparation | Natural Gas | Broiler | E4 | Utility - Value of Sales | 0 | 0 | 0 | 0 | 0 | 0 | 0 | 0 | 0 | 0 | 0 | 0 | 0 | 0 | 0 | 0 | 0 | 0 | 0 | 0 | 0 | 0 | 0 | 0 | 0 | 0 | 0
F6_Commercial_Restaurant (WA)_Existing_Food Preparation_Natural Gas_Broiler_E5 | F6 | Commercial | Restaurant (WA) | Existing | Food Preparation | Natural Gas | Broiler | E5 | Utility - Value of Sales | 0 | 0 | 0 | 0 | 0 | 0 | 0 | 0 | 0 | 0 | 0 | 0 | 0 | 0 | 0 | 0 | 0 | 0 | 0 | 0 | 0 | 0 | 0 | 0 | 0 | 0 | 0
F6_Commercial_Restaurant (WA)_Existing_Food Preparation_Natural Gas_Broiler_E6 | F6 | Commercial | Restaurant (WA) | Existing | Food Preparation | Natural Gas | Broiler | E6 | Utility - Value of Sales | 0 | 0 | 0 | 0 | 0 | 0 | 0 | 0 | 0 | 0 | 0 | 0 | 0 | 0 | 0 | 0 | 0 | 0 | 0 | 0 | 0 | 0 | 0 | 0 | 0 | 0 | 0
F6_Commercial_Restaurant (WA)_Existing_Food Preparation_Natural Gas_Broiler_E7 | F6 | Commercial | Restaurant (WA) | Existing | Food Preparation | Natural Gas | Broiler | E7 | Utility - Value of Sales | 0 | 0 | 0 | 0 | 0 | 0 | 0 | 0 | 0 | 0 | 0 | 0 | 0 | 0 | 0 | 0 | 0 | 0 | 0 | 0 | 0 | 0 | 0 | 0 | 0 | 0 | 0
F6_Commercial_Restaurant (WA)_Existing_Food Preparation_Natural Gas_Broiler_E8 | F6 | Commercial | Restaurant (WA) | Existing | Food Preparation | Natural Gas | Broiler | E8 | Utility - Value of Sales | 0 | 0 | 0 | 0 | 0 | 0 | 0 | 0 | 0 | 0 | 0 | 0 | 0 | 0 | 0 | 0 | 0 | 0 | 0 | 0 | 0 | 0 | 0 | 0 | 0 | 0 | 0
F6_Commercial_Restaurant (WA)_Existing_Food Preparation_Natural Gas_Broiler_E9 | F6 | Commercial | Restaurant (WA) | Existing | Food Preparation | Natural Gas | Broiler | E9 | Utility - Value of Sales | 0 | 0 | 0 | 0 | 0 | 0 | 0 | 0 | 0 | 0 | 0 | 0 | 0 | 0 | 0 | 0 | 0 | 0 | 0 | 0 | 0 | 0 | 0 | 0 | 0 | 0 | 0
F6_Commercial_Restaurant (WA)_Existing_Food Preparation_Natural Gas_Broiler_E10 | F6 | Commercial | Restaurant (WA) | Existing | Food Preparation | Natural Gas | Broiler | E10 | Utility - Value of Sales | 0 | 0 | 0 | 0 | 0 | 0 | 0 | 0 | 0 | 0 | 0 | 0 | 0 | 0 | 0 | 0 | 0 | 0 | 0 | 0 | 0 | 0 | 0 | 0 | 0 | 0 | 0
F1_Commercial_Restaurant (WA)_Existing_Food Preparation_Natural Gas_Griddle_E1 | F1 | Commercial | Restaurant (WA) | Existing | Food Preparation | Natural Gas | Griddle | E1 | RVT - Cost of Equipment | 0.1792 | 0.1792 | 0.1792 | 0.1792 | 0.1792 | 0.1792 | 0.1792 | 0.1792 | 0.1792 | 0.1792 | 0.1792 | 0.1792 | 0.1792 | 0.1792 | 0.1792 | 0.1792 | 0.1792 | 0.1792 | 0.1792 | 0.1792 | 0.1792 | 0.1792 | 0.1792 | 0.1792 | 0.1792 | 0.1792 | 0.1792
F1_Commercial_Restaurant (WA)_Existing_Food Preparation_Natural Gas_Griddle_E2 | F1 | Commercial | Restaurant (WA) | Existing | Food Preparation | Natural Gas | Griddle | E2 | RVT - Cost of Equipment | 0.19172 | 0.19172 | 0.19172 | 0.19172 | 0.19172 | 0.19172 | 0.19172 | 0.19172 | 0.19172 | 0.19172 | 0.19172 | 0.19172 | 0.19172 | 0.19172 | 0.19172 | 0.19172 | 0.19172 | 0.19172 | 0.19172 | 0.19172 | 0.19172 | 0.19172 | 0.19172 | 0.19172 | 0.19172 | 0.19172 | 0.19172
F1_Commercial_Restaurant (WA)_Existing_Food Preparation_Natural Gas_Griddle_E3 | F1 | Commercial | Restaurant (WA) | Existing | Food Preparation | Natural Gas | Griddle | E3 | RVT - Cost of Equipment | 0 | 0 | 0 | 0 | 0 | 0 | 0 | 0 | 0 | 0 | 0 | 0 | 0 | 0 | 0 | 0 | 0 | 0 | 0 | 0 | 0 | 0 | 0 | 0 | 0 | 0 | 0
F1_Commercial_Restaurant (WA)_Existing_Food Preparation_Natural Gas_Griddle_E4 | F1 | Commercial | Restaurant (WA) | Existing | Food Preparation | Natural Gas | Griddle | E4 | RVT - Cost of Equipment | 0 | 0 | 0 | 0 | 0 | 0 | 0 | 0 | 0 | 0 | 0 | 0 | 0 | 0 | 0 | 0 | 0 | 0 | 0 | 0 | 0 | 0 | 0 | 0 | 0 | 0 | 0
F1_Commercial_Restaurant (WA)_Existing_Food Preparation_Natural Gas_Griddle_E5 | F1 | Commercial | Restaurant (WA) | Existing | Food Preparation | Natural Gas | Griddle | E5 | RVT - Cost of Equipment | 0 | 0 | 0 | 0 | 0 | 0 | 0 | 0 | 0 | 0 | 0 | 0 | 0 | 0 | 0 | 0 | 0 | 0 | 0 | 0 | 0 | 0 | 0 | 0 | 0 | 0 | 0
F1_Commercial_Restaurant (WA)_Existing_Food Preparation_Natural Gas_Griddle_E6 | F1 | Commercial | Restaurant (WA) | Existing | Food Preparation | Natural Gas | Griddle | E6 | RVT - Cost of Equipment | 0 | 0 | 0 | 0 | 0 | 0 | 0 | 0 | 0 | 0 | 0 | 0 | 0 | 0 | 0 | 0 | 0 | 0 | 0 | 0 | 0 | 0 | 0 | 0 | 0 | 0 | 0
F1_Commercial_Restaurant (WA)_Existing_Food Preparation_Natural Gas_Griddle_E7 | F1 | Commercial | Restaurant (WA) | Existing | Food Preparation | Natural Gas | Griddle | E7 | RVT - Cost of Equipment | 0 | 0 | 0 | 0 | 0 | 0 | 0 | 0 | 0 | 0 | 0 | 0 | 0 | 0 | 0 | 0 | 0 | 0 | 0 | 0 | 0 | 0 | 0 | 0 | 0 | 0 | 0
F1_Commercial_Restaurant (WA)_Existing_Food Preparation_Natural Gas_Griddle_E8 | F1 | Commercial | Restaurant (WA) | Existing | Food Preparation | Natural Gas | Griddle | E8 | RVT - Cost of Equipment | 0 | 0 | 0 | 0 | 0 | 0 | 0 | 0 | 0 | 0 | 0 | 0 | 0 | 0 | 0 | 0 | 0 | 0 | 0 | 0 | 0 | 0 | 0 | 0 | 0 | 0 | 0
F1_Commercial_Restaurant (WA)_Existing_Food Preparation_Natural Gas_Griddle_E9 | F1 | Commercial | Restaurant (WA) | Existing | Food Preparation | Natural Gas | Griddle | E9 | RVT - Cost of Equipment | 0 | 0 | 0 | 0 | 0 | 0 | 0 | 0 | 0 | 0 | 0 | 0 | 0 | 0 | 0 | 0 | 0 | 0 | 0 | 0 | 0 | 0 | 0 | 0 | 0 | 0 | 0
F1_Commercial_Restaurant (WA)_Existing_Food Preparation_Natural Gas_Griddle_E10 | F1 | Commercial | Restaurant (WA) | Existing | Food Preparation | Natural Gas | Griddle | E10 | RVT - Cost of Equipment | 0 | 0 | 0 | 0 | 0 | 0 | 0 | 0 | 0 | 0 | 0 | 0 | 0 | 0 | 0 | 0 | 0 | 0 | 0 | 0 | 0 | 0 | 0 | 0 | 0 | 0 | 0
F2_Commercial_Restaurant (WA)_Existing_Food Preparation_Natural Gas_Griddle_E1 | F2 | Commercial | Restaurant (WA) | Existing | Food Preparation | Natural Gas | Griddle | E1 | RVT - Cost of Operation | 0.15167 | 0.15454 | 0.1579 | 0.16182 | 0.16631 | 0.17192 | 0.17754 | 0.18287 | 0.1877 | 0.19239 | 0.19724 | 0.20165 | 0.20631 | 0.21071 | 0.2145 | 0.21792 | 0.22081 | 0.22357 | 0.22651 | 0.22925 | 0.232 | 0.2361 | 0.24023 | 0.2445 | 0.24885 | 0.25327 | 0.25777
F2_Commercial_Restaurant (WA)_Existing_Food Preparation_Natural Gas_Griddle_E2 | F2 | Commercial | Restaurant (WA) | Existing | Food Preparation | Natural Gas | Griddle | E2 | RVT - Cost of Operation | 0.13312 | 0.13564 | 0.13859 | 0.14203 | 0.14597 | 0.15089 | 0.15583 | 0.16051 | 0.16475 | 0.16886 | 0.17312 | 0.17699 | 0.18108 | 0.18494 | 0.18827 | 0.19127 | 0.19381 | 0.19623 | 0.19881 | 0.20122 | 0.20363 | 0.20722 | 0.21086 | 0.2146 | 0.21841 | 0.22229 | 0.22624
F2_Commercial_Restaurant (WA)_Existing_Food Preparation_Natural Gas_Griddle_E3 | F2 | Commercial | Restaurant (WA) | Existing | Food Preparation | Natural Gas | Griddle | E3 | RVT - Cost of Operation | 0 | 0 | 0 | 0 | 0 | 0 | 0 | 0 | 0 | 0 | 0 | 0 | 0 | 0 | 0 | 0 | 0 | 0 | 0 | 0 | 0 | 0 | 0 | 0 | 0 | 0 | 0
F2_Commercial_Restaurant (WA)_Existing_Food Preparation_Natural Gas_Griddle_E4 | F2 | Commercial | Restaurant (WA) | Existing | Food Preparation | Natural Gas | Griddle | E4 | RVT - Cost of Operation | 0 | 0 | 0 | 0 | 0 | 0 | 0 | 0 | 0 | 0 | 0 | 0 | 0 | 0 | 0 | 0 | 0 | 0 | 0 | 0 | 0 | 0 | 0 | 0 | 0 | 0 | 0
F2_Commercial_Restaurant (WA)_Existing_Food Preparation_Natural Gas_Griddle_E5 | F2 | Commercial | Restaurant (WA) | Existing | Food Preparation | Natural Gas | Griddle | E5 | RVT - Cost of Operation | 0 | 0 | 0 | 0 | 0 | 0 | 0 | 0 | 0 | 0 | 0 | 0 | 0 | 0 | 0 | 0 | 0 | 0 | 0 | 0 | 0 | 0 | 0 | 0 | 0 | 0 | 0
F2_Commercial_Restaurant (WA)_Existing_Food Preparation_Natural Gas_Griddle_E6 | F2 | Commercial | Restaurant (WA) | Existing | Food Preparation | Natural Gas | Griddle | E6 | RVT - Cost of Operation | 0 | 0 | 0 | 0 | 0 | 0 | 0 | 0 | 0 | 0 | 0 | 0 | 0 | 0 | 0 | 0 | 0 | 0 | 0 | 0 | 0 | 0 | 0 | 0 | 0 | 0 | 0
F2_Commercial_Restaurant (WA)_Existing_Food Preparation_Natural Gas_Griddle_E7 | F2 | Commercial | Restaurant (WA) | Existing | Food Preparation | Natural Gas | Griddle | E7 | RVT - Cost of Operation | 0 | 0 | 0 | 0 | 0 | 0 | 0 | 0 | 0 | 0 | 0 | 0 | 0 | 0 | 0 | 0 | 0 | 0 | 0 | 0 | 0 | 0 | 0 | 0 | 0 | 0 | 0
F2_Commercial_Restaurant (WA)_Existing_Food Preparation_Natural Gas_Griddle_E8 | F2 | Commercial | Restaurant (WA) | Existing | Food Preparation | Natural Gas | Griddle | E8 | RVT - Cost of Operation | 0 | 0 | 0 | 0 | 0 | 0 | 0 | 0 | 0 | 0 | 0 | 0 | 0 | 0 | 0 | 0 | 0 | 0 | 0 | 0 | 0 | 0 | 0 | 0 | 0 | 0 | 0
F2_Commercial_Restaurant (WA)_Existing_Food Preparation_Natural Gas_Griddle_E9 | F2 | Commercial | Restaurant (WA) | Existing | Food Preparation | Natural Gas | Griddle | E9 | RVT - Cost of Operation | 0 | 0 | 0 | 0 | 0 | 0 | 0 | 0 | 0 | 0 | 0 | 0 | 0 | 0 | 0 | 0 | 0 | 0 | 0 | 0 | 0 | 0 | 0 | 0 | 0 | 0 | 0
F2_Commercial_Restaurant (WA)_Existing_Food Preparation_Natural Gas_Griddle_E10 | F2 | Commercial | Restaurant (WA) | Existing | Food Preparation | Natural Gas | Griddle | E10 | RVT - Cost of Operation | 0 | 0 | 0 | 0 | 0 | 0 | 0 | 0 | 0 | 0 | 0 | 0 | 0 | 0 | 0 | 0 | 0 | 0 | 0 | 0 | 0 | 0 | 0 | 0 | 0 | 0 | 0
F3_Commercial_Restaurant (WA)_Existing_Food Preparation_Natural Gas_Griddle_E1 | F3 | Commercial | Restaurant (WA) | Existing | Food Preparation | Natural Gas | Griddle | E1 | System - kBTUs of Consumption | 36.1826 | 36.1826 | 36.1826 | 36.1826 | 36.1826 | 36.1826 | 36.1826 | 36.1826 | 36.1826 | 36.1826 | 36.1826 | 36.1826 | 36.1826 | 36.1826 | 36.1826 | 36.1826 | 36.1826 | 36.1826 | 36.1826 | 36.1826 | 36.1826 | 36.1826 | 36.1826 | 36.1826 | 36.1826 | 36.1826 | 36.1826
F3_Commercial_Restaurant (WA)_Existing_Food Preparation_Natural Gas_Griddle_E2 | F3 | Commercial | Restaurant (WA) | Existing | Food Preparation | Natural Gas | Griddle | E2 | System - kBTUs of Consumption | 31.7578 | 31.7578 | 31.7578 | 31.7578 | 31.7578 | 31.7578 | 31.7578 | 31.7578 | 31.7578 | 31.7578 | 31.7578 | 31.7578 | 31.7578 | 31.7578 | 31.7578 | 31.7578 | 31.7578 | 31.7578 | 31.7578 | 31.7578 | 31.7578 | 31.7578 | 31.7578 | 31.7578 | 31.7578 | 31.7578 | 31.7578
F3_Commercial_Restaurant (WA)_Existing_Food Preparation_Natural Gas_Griddle_E3 | F3 | Commercial | Restaurant (WA) | Existing | Food Preparation | Natural Gas | Griddle | E3 | System - kBTUs of Consumption | 0 | 0 | 0 | 0 | 0 | 0 | 0 | 0 | 0 | 0 | 0 | 0 | 0 | 0 | 0 | 0 | 0 | 0 | 0 | 0 | 0 | 0 | 0 | 0 | 0 | 0 | 0
F3_Commercial_Restaurant (WA)_Existing_Food Preparation_Natural Gas_Griddle_E4 | F3 | Commercial | Restaurant (WA) | Existing | Food Preparation | Natural Gas | Griddle | E4 | System - kBTUs of Consumption | 0 | 0 | 0 | 0 | 0 | 0 | 0 | 0 | 0 | 0 | 0 | 0 | 0 | 0 | 0 | 0 | 0 | 0 | 0 | 0 | 0 | 0 | 0 | 0 | 0 | 0 | 0
F3_Commercial_Restaurant (WA)_Existing_Food Preparation_Natural Gas_Griddle_E5 | F3 | Commercial | Restaurant (WA) | Existing | Food Preparation | Natural Gas | Griddle | E5 | System - kBTUs of Consumption | 0 | 0 | 0 | 0 | 0 | 0 | 0 | 0 | 0 | 0 | 0 | 0 | 0 | 0 | 0 | 0 | 0 | 0 | 0 | 0 | 0 | 0 | 0 | 0 | 0 | 0 | 0
F3_Commercial_Restaurant (WA)_Existing_Food Preparation_Natural Gas_Griddle_E6 | F3 | Commercial | Restaurant (WA) | Existing | Food Preparation | Natural Gas | Griddle | E6 | System - kBTUs of Consumption | 0 | 0 | 0 | 0 | 0 | 0 | 0 | 0 | 0 | 0 | 0 | 0 | 0 | 0 | 0 | 0 | 0 | 0 | 0 | 0 | 0 | 0 | 0 | 0 | 0 | 0 | 0
F3_Commercial_Restaurant (WA)_Existing_Food Preparation_Natural Gas_Griddle_E7 | F3 | Commercial | Restaurant (WA) | Existing | Food Preparation | Natural Gas | Griddle | E7 | System - kBTUs of Consumption | 0 | 0 | 0 | 0 | 0 | 0 | 0 | 0 | 0 | 0 | 0 | 0 | 0 | 0 | 0 | 0 | 0 | 0 | 0 | 0 | 0 | 0 | 0 | 0 | 0 | 0 | 0
F3_Commercial_Restaurant (WA)_Existing_Food Preparation_Natural Gas_Griddle_E8 | F3 | Commercial | Restaurant (WA) | Existing | Food Preparation | Natural Gas | Griddle | E8 | System - kBTUs of Consumption | 0 | 0 | 0 | 0 | 0 | 0 | 0 | 0 | 0 | 0 | 0 | 0 | 0 | 0 | 0 | 0 | 0 | 0 | 0 | 0 | 0 | 0 | 0 | 0 | 0 | 0 | 0
F3_Commercial_Restaurant (WA)_Existing_Food Preparation_Natural Gas_Griddle_E9 | F3 | Commercial | Restaurant (WA) | Existing | Food Preparation | Natural Gas | Griddle | E9 | System - kBTUs of Consumption | 0 | 0 | 0 | 0 | 0 | 0 | 0 | 0 | 0 | 0 | 0 | 0 | 0 | 0 | 0 | 0 | 0 | 0 | 0 | 0 | 0 | 0 | 0 | 0 | 0 | 0 | 0
F3_Commercial_Restaurant (WA)_Existing_Food Preparation_Natural Gas_Griddle_E10 | F3 | Commercial | Restaurant (WA) | Existing | Food Preparation | Natural Gas | Griddle | E10 | System - kBTUs of Consumption | 0 | 0 | 0 | 0 | 0 | 0 | 0 | 0 | 0 | 0 | 0 | 0 | 0 | 0 | 0 | 0 | 0 | 0 | 0 | 0 | 0 | 0 | 0 | 0 | 0 | 0 | 0
F4_Commercial_Restaurant (WA)_Existing_Food Preparation_Natural Gas_Griddle_E1 | F4 | Commercial | Restaurant (WA) | Existing | Food Preparation | Natural Gas | Griddle | E1 | Utility - Cost of Equipment | 0.1792 | 0.1792 | 0.1792 | 0.1792 | 0.1792 | 0.1792 | 0.1792 | 0.1792 | 0.1792 | 0.1792 | 0.1792 | 0.1792 | 0.1792 | 0.1792 | 0.1792 | 0.1792 | 0.1792 | 0.1792 | 0.1792 | 0.1792 | 0.1792 | 0.1792 | 0.1792 | 0.1792 | 0.1792 | 0.1792 | 0.1792
F4_Commercial_Restaurant (WA)_Existing_Food Preparation_Natural Gas_Griddle_E2 | F4 | Commercial | Restaurant (WA) | Existing | Food Preparation | Natural Gas | Griddle | E2 | Utility - Cost of Equipment | 0.19172 | 0.19172 | 0.19172 | 0.19172 | 0.19172 | 0.19172 | 0.19172 | 0.19172 | 0.19172 | 0.19172 | 0.19172 | 0.19172 | 0.19172 | 0.19172 | 0.19172 | 0.19172 | 0.19172 | 0.19172 | 0.19172 | 0.19172 | 0.19172 | 0.19172 | 0.19172 | 0.19172 | 0.19172 | 0.19172 | 0.19172
F4_Commercial_Restaurant (WA)_Existing_Food Preparation_Natural Gas_Griddle_E3 | F4 | Commercial | Restaurant (WA) | Existing | Food Preparation | Natural Gas | Griddle | E3 | Utility - Cost of Equipment | 0 | 0 | 0 | 0 | 0 | 0 | 0 | 0 | 0 | 0 | 0 | 0 | 0 | 0 | 0 | 0 | 0 | 0 | 0 | 0 | 0 | 0 | 0 | 0 | 0 | 0 | 0
F4_Commercial_Restaurant (WA)_Existing_Food Preparation_Natural Gas_Griddle_E4 | F4 | Commercial | Restaurant (WA) | Existing | Food Preparation | Natural Gas | Griddle | E4 | Utility - Cost of Equipment | 0 | 0 | 0 | 0 | 0 | 0 | 0 | 0 | 0 | 0 | 0 | 0 | 0 | 0 | 0 | 0 | 0 | 0 | 0 | 0 | 0 | 0 | 0 | 0 | 0 | 0 | 0
F4_Commercial_Restaurant (WA)_Existing_Food Preparation_Natural Gas_Griddle_E5 | F4 | Commercial | Restaurant (WA) | Existing | Food Preparation | Natural Gas | Griddle | E5 | Utility - Cost of Equipment | 0 | 0 | 0 | 0 | 0 | 0 | 0 | 0 | 0 | 0 | 0 | 0 | 0 | 0 | 0 | 0 | 0 | 0 | 0 | 0 | 0 | 0 | 0 | 0 | 0 | 0 | 0
F4_Commercial_Restaurant (WA)_Existing_Food Preparation_Natural Gas_Griddle_E6 | F4 | Commercial | Restaurant (WA) | Existing | Food Preparation | Natural Gas | Griddle | E6 | Utility - Cost of Equipment | 0 | 0 | 0 | 0 | 0 | 0 | 0 | 0 | 0 | 0 | 0 | 0 | 0 | 0 | 0 | 0 | 0 | 0 | 0 | 0 | 0 | 0 | 0 | 0 | 0 | 0 | 0
F4_Commercial_Restaurant (WA)_Existing_Food Preparation_Natural Gas_Griddle_E7 | F4 | Commercial | Restaurant (WA) | Existing | Food Preparation | Natural Gas | Griddle | E7 | Utility - Cost of Equipment | 0 | 0 | 0 | 0 | 0 | 0 | 0 | 0 | 0 | 0 | 0 | 0 | 0 | 0 | 0 | 0 | 0 | 0 | 0 | 0 | 0 | 0 | 0 | 0 | 0 | 0 | 0
F4_Commercial_Restaurant (WA)_Existing_Food Preparation_Natural Gas_Griddle_E8 | F4 | Commercial | Restaurant (WA) | Existing | Food Preparation | Natural Gas | Griddle | E8 | Utility - Cost of Equipment | 0 | 0 | 0 | 0 | 0 | 0 | 0 | 0 | 0 | 0 | 0 | 0 | 0 | 0 | 0 | 0 | 0 | 0 | 0 | 0 | 0 | 0 | 0 | 0 | 0 | 0 | 0
F4_Commercial_Restaurant (WA)_Existing_Food Preparation_Natural Gas_Griddle_E9 | F4 | Commercial | Restaurant (WA) | Existing | Food Preparation | Natural Gas | Griddle | E9 | Utility - Cost of Equipment | 0 | 0 | 0 | 0 | 0 | 0 | 0 | 0 | 0 | 0 | 0 | 0 | 0 | 0 | 0 | 0 | 0 | 0 | 0 | 0 | 0 | 0 | 0 | 0 | 0 | 0 | 0
F4_Commercial_Restaurant (WA)_Existing_Food Preparation_Natural Gas_Griddle_E10 | F4 | Commercial | Restaurant (WA) | Existing | Food Preparation | Natural Gas | Griddle | E10 | Utility - Cost of Equipment | 0 | 0 | 0 | 0 | 0 | 0 | 0 | 0 | 0 | 0 | 0 | 0 | 0 | 0 | 0 | 0 | 0 | 0 | 0 | 0 | 0 | 0 | 0 | 0 | 0 | 0 | 0
F5_Commercial_Restaurant (WA)_Existing_Food Preparation_Natural Gas_Griddle_E1 | F5 | Commercial | Restaurant (WA) | Existing | Food Preparation | Natural Gas | Griddle | E1 | Utility - Cost of Operation | 0.12877 | 0.13202 | 0.13586 | 0.14027 | 0.14525 | 0.15132 | 0.15756 | 0.16374 | 0.16969 | 0.17572 | 0.18052 | 0.18501 | 0.18985 | 0.19457 | 0.1988 | 0.20276 | 0.20631 | 0.20981 | 0.21355 | 0.21721 | 0.22096 | 0.22485 | 0.22879 | 0.23286 | 0.237 | 0.24121 | 0.24549
F5_Commercial_Restaurant (WA)_Existing_Food Preparation_Natural Gas_Griddle_E2 | F5 | Commercial | Restaurant (WA) | Existing | Food Preparation | Natural Gas | Griddle | E2 | Utility - Cost of Operation | 0.11303 | 0.11587 | 0.11925 | 0.12312 | 0.12749 | 0.13281 | 0.13829 | 0.14371 | 0.14893 | 0.15423 | 0.15844 | 0.16239 | 0.16663 | 0.17078 | 0.17449 | 0.17796 | 0.18108 | 0.18415 | 0.18744 | 0.19064 | 0.19393 | 0.19736 | 0.20082 | 0.20438 | 0.20801 | 0.21171 | 0.21547
F5_Commercial_Restaurant (WA)_Existing_Food Preparation_Natural Gas_Griddle_E3 | F5 | Commercial | Restaurant (WA) | Existing | Food Preparation | Natural Gas | Griddle | E3 | Utility - Cost of Operation | 0 | 0 | 0 | 0 | 0 | 0 | 0 | 0 | 0 | 0 | 0 | 0 | 0 | 0 | 0 | 0 | 0 | 0 | 0 | 0 | 0 | 0 | 0 | 0 | 0 | 0 | 0
F5_Commercial_Restaurant (WA)_Existing_Food Preparation_Natural Gas_Griddle_E4 | F5 | Commercial | Restaurant (WA) | Existing | Food Preparation | Natural Gas | Griddle | E4 | Utility - Cost of Operation | 0 | 0 | 0 | 0 | 0 | 0 | 0 | 0 | 0 | 0 | 0 | 0 | 0 | 0 | 0 | 0 | 0 | 0 | 0 | 0 | 0 | 0 | 0 | 0 | 0 | 0 | 0
F5_Commercial_Restaurant (WA)_Existing_Food Preparation_Natural Gas_Griddle_E5 | F5 | Commercial | Restaurant (WA) | Existing | Food Preparation | Natural Gas | Griddle | E5 | Utility - Cost of Operation | 0 | 0 | 0 | 0 | 0 | 0 | 0 | 0 | 0 | 0 | 0 | 0 | 0 | 0 | 0 | 0 | 0 | 0 | 0 | 0 | 0 | 0 | 0 | 0 | 0 | 0 | 0
F5_Commercial_Restaurant (WA)_Existing_Food Preparation_Natural Gas_Griddle_E6 | F5 | Commercial | Restaurant (WA) | Existing | Food Preparation | Natural Gas | Griddle | E6 | Utility - Cost of Operation | 0 | 0 | 0 | 0 | 0 | 0 | 0 | 0 | 0 | 0 | 0 | 0 | 0 | 0 | 0 | 0 | 0 | 0 | 0 | 0 | 0 | 0 | 0 | 0 | 0 | 0 | 0
F5_Commercial_Restaurant (WA)_Existing_Food Preparation_Natural Gas_Griddle_E7 | F5 | Commercial | Restaurant (WA) | Existing | Food Preparation | Natural Gas | Griddle | E7 | Utility - Cost of Operation | 0 | 0 | 0 | 0 | 0 | 0 | 0 | 0 | 0 | 0 | 0 | 0 | 0 | 0 | 0 | 0 | 0 | 0 | 0 | 0 | 0 | 0 | 0 | 0 | 0 | 0 | 0
F5_Commercial_Restaurant (WA)_Existing_Food Preparation_Natural Gas_Griddle_E8 | F5 | Commercial | Restaurant (WA) | Existing | Food Preparation | Natural Gas | Griddle | E8 | Utility - Cost of Operation | 0 | 0 | 0 | 0 | 0 | 0 | 0 | 0 | 0 | 0 | 0 | 0 | 0 | 0 | 0 | 0 | 0 | 0 | 0 | 0 | 0 | 0 | 0 | 0 | 0 | 0 | 0
F5_Commercial_Restaurant (WA)_Existing_Food Preparation_Natural Gas_Griddle_E9 | F5 | Commercial | Restaurant (WA) | Existing | Food Preparation | Natural Gas | Griddle | E9 | Utility - Cost of Operation | 0 | 0 | 0 | 0 | 0 | 0 | 0 | 0 | 0 | 0 | 0 | 0 | 0 | 0 | 0 | 0 | 0 | 0 | 0 | 0 | 0 | 0 | 0 | 0 | 0 | 0 | 0
F5_Commercial_Restaurant (WA)_Existing_Food Preparation_Natural Gas_Griddle_E10 | F5 | Commercial | Restaurant (WA) | Existing | Food Preparation | Natural Gas | Griddle | E10 | Utility - Cost of Operation | 0 | 0 | 0 | 0 | 0 | 0 | 0 | 0 | 0 | 0 | 0 | 0 | 0 | 0 | 0 | 0 | 0 | 0 | 0 | 0 | 0 | 0 | 0 | 0 | 0 | 0 | 0
F6_Commercial_Restaurant (WA)_Existing_Food Preparation_Natural Gas_Griddle_E1 | F6 | Commercial | Restaurant (WA) | Existing | Food Preparation | Natural Gas | Griddle | E1 | Utility - Value of Sales | 0.15167 | 0.15454 | 0.1579 | 0.16182 | 0.16631 | 0.17192 | 0.17754 | 0.18287 | 0.1877 | 0.19239 | 0.19724 | 0.20165 | 0.20631 | 0.21071 | 0.2145 | 0.21792 | 0.22081 | 0.22357 | 0.22651 | 0.22925 | 0.232 | 0.2361 | 0.24023 | 0.2445 | 0.24885 | 0.25327 | 0.25777
F6_Commercial_Restaurant (WA)_Existing_Food Preparation_Natural Gas_Griddle_E2 | F6 | Commercial | Restaurant (WA) | Existing | Food Preparation | Natural Gas | Griddle | E2 | Utility - Value of Sales | 0.13312 | 0.13564 | 0.13859 | 0.14203 | 0.14597 | 0.15089 | 0.15583 | 0.16051 | 0.16475 | 0.16886 | 0.17312 | 0.17699 | 0.18108 | 0.18494 | 0.18827 | 0.19127 | 0.19381 | 0.19623 | 0.19881 | 0.20122 | 0.20363 | 0.20722 | 0.21086 | 0.2146 | 0.21841 | 0.22229 | 0.22624
F6_Commercial_Restaurant (WA)_Existing_Food Preparation_Natural Gas_Griddle_E3 | F6 | Commercial | Restaurant (WA) | Existing | Food Preparation | Natural Gas | Griddle | E3 | Utility - Value of Sales | 0 | 0 | 0 | 0 | 0 | 0 | 0 | 0 | 0 | 0 | 0 | 0 | 0 | 0 | 0 | 0 | 0 | 0 | 0 | 0 | 0 | 0 | 0 | 0 | 0 | 0 | 0
F6_Commercial_Restaurant (WA)_Existing_Food Preparation_Natural Gas_Griddle_E4 | F6 | Commercial | Restaurant (WA) | Existing | Food Preparation | Natural Gas | Griddle | E4 | Utility - Value of Sales | 0 | 0 | 0 | 0 | 0 | 0 | 0 | 0 | 0 | 0 | 0 | 0 | 0 | 0 | 0 | 0 | 0 | 0 | 0 | 0 | 0 | 0 | 0 | 0 | 0 | 0 | 0
F6_Commercial_Restaurant (WA)_Existing_Food Preparation_Natural Gas_Griddle_E5 | F6 | Commercial | Restaurant (WA) | Existing | Food Preparation | Natural Gas | Griddle | E5 | Utility - Value of Sales | 0 | 0 | 0 | 0 | 0 | 0 | 0 | 0 | 0 | 0 | 0 | 0 | 0 | 0 | 0 | 0 | 0 | 0 | 0 | 0 | 0 | 0 | 0 | 0 | 0 | 0 | 0
F6_Commercial_Restaurant (WA)_Existing_Food Preparation_Natural Gas_Griddle_E6 | F6 | Commercial | Restaurant (WA) | Existing | Food Preparation | Natural Gas | Griddle | E6 | Utility - Value of Sales | 0 | 0 | 0 | 0 | 0 | 0 | 0 | 0 | 0 | 0 | 0 | 0 | 0 | 0 | 0 | 0 | 0 | 0 | 0 | 0 | 0 | 0 | 0 | 0 | 0 | 0 | 0
F6_Commercial_Restaurant (WA)_Existing_Food Preparation_Natural Gas_Griddle_E7 | F6 | Commercial | Restaurant (WA) | Existing | Food Preparation | Natural Gas | Griddle | E7 | Utility - Value of Sales | 0 | 0 | 0 | 0 | 0 | 0 | 0 | 0 | 0 | 0 | 0 | 0 | 0 | 0 | 0 | 0 | 0 | 0 | 0 | 0 | 0 | 0 | 0 | 0 | 0 | 0 | 0
F6_Commercial_Restaurant (WA)_Existing_Food Preparation_Natural Gas_Griddle_E8 | F6 | Commercial | Restaurant (WA) | Existing | Food Preparation | Natural Gas | Griddle | E8 | Utility - Value of Sales | 0 | 0 | 0 | 0 | 0 | 0 | 0 | 0 | 0 | 0 | 0 | 0 | 0 | 0 | 0 | 0 | 0 | 0 | 0 | 0 | 0 | 0 | 0 | 0 | 0 | 0 | 0
F6_Commercial_Restaurant (WA)_Existing_Food Preparation_Natural Gas_Griddle_E9 | F6 | Commercial | Restaurant (WA) | Existing | Food Preparation | Natural Gas | Griddle | E9 | Utility - Value of Sales | 0 | 0 | 0 | 0 | 0 | 0 | 0 | 0 | 0 | 0 | 0 | 0 | 0 | 0 | 0 | 0 | 0 | 0 | 0 | 0 | 0 | 0 | 0 | 0 | 0 | 0 | 0
F6_Commercial_Restaurant (WA)_Existing_Food Preparation_Natural Gas_Griddle_E10 | F6 | Commercial | Restaurant (WA) | Existing | Food Preparation | Natural Gas | Griddle | E10 | Utility - Value of Sales | 0 | 0 | 0 | 0 | 0 | 0 | 0 | 0 | 0 | 0 | 0 | 0 | 0 | 0 | 0 | 0 | 0 | 0 | 0 | 0 | 0 | 0 | 0 | 0 | 0 | 0 | 0
F1_Commercial_Restaurant (WA)_Existing_Food Preparation_Natural Gas_Range_E1 | F1 | Commercial | Restaurant (WA) | Existing | Food Preparation | Natural Gas | Range | E1 | RVT - Cost of Equipment | 0.19357 | 0.19357 | 0.19357 | 0.19357 | 0.19357 | 0.19357 | 0.19357 | 0.19357 | 0.19357 | 0.19357 | 0.19357 | 0.19357 | 0.19357 | 0.19357 | 0.19357 | 0.19357 | 0.19357 | 0.19357 | 0.19357 | 0.19357 | 0.19357 | 0.19357 | 0.19357 | 0.19357 | 0.19357 | 0.19357 | 0.19357
F1_Commercial_Restaurant (WA)_Existing_Food Preparation_Natural Gas_Range_E2 | F1 | Commercial | Restaurant (WA) | Existing | Food Preparation | Natural Gas | Range | E2 | RVT - Cost of Equipment | 0.21078 | 0.21078 | 0.21078 | 0.21078 | 0.21078 | 0.21078 | 0.21078 | 0.21078 | 0.21078 | 0.21078 | 0.21078 | 0.21078 | 0.21078 | 0.21078 | 0.21078 | 0.21078 | 0.21078 | 0.21078 | 0.21078 | 0.21078 | 0.21078 | 0.21078 | 0.21078 | 0.21078 | 0.21078 | 0.21078 | 0.21078
F1_Commercial_Restaurant (WA)_Existing_Food Preparation_Natural Gas_Range_E3 | F1 | Commercial | Restaurant (WA) | Existing | Food Preparation | Natural Gas | Range | E3 | RVT - Cost of Equipment | 0 | 0 | 0 | 0 | 0 | 0 | 0 | 0 | 0 | 0 | 0 | 0 | 0 | 0 | 0 | 0 | 0 | 0 | 0 | 0 | 0 | 0 | 0 | 0 | 0 | 0 | 0
F1_Commercial_Restaurant (WA)_Existing_Food Preparation_Natural Gas_Range_E4 | F1 | Commercial | Restaurant (WA) | Existing | Food Preparation | Natural Gas | Range | E4 | RVT - Cost of Equipment | 0 | 0 | 0 | 0 | 0 | 0 | 0 | 0 | 0 | 0 | 0 | 0 | 0 | 0 | 0 | 0 | 0 | 0 | 0 | 0 | 0 | 0 | 0 | 0 | 0 | 0 | 0
F1_Commercial_Restaurant (WA)_Existing_Food Preparation_Natural Gas_Range_E5 | F1 | Commercial | Restaurant (WA) | Existing | Food Preparation | Natural Gas | Range | E5 | RVT - Cost of Equipment | 0 | 0 | 0 | 0 | 0 | 0 | 0 | 0 | 0 | 0 | 0 | 0 | 0 | 0 | 0 | 0 | 0 | 0 | 0 | 0 | 0 | 0 | 0 | 0 | 0 | 0 | 0
F1_Commercial_Restaurant (WA)_Existing_Food Preparation_Natural Gas_Range_E6 | F1 | Commercial | Restaurant (WA) | Existing | Food Preparation | Natural Gas | Range | E6 | RVT - Cost of Equipment | 0 | 0 | 0 | 0 | 0 | 0 | 0 | 0 | 0 | 0 | 0 | 0 | 0 | 0 | 0 | 0 | 0 | 0 | 0 | 0 | 0 | 0 | 0 | 0 | 0 | 0 | 0
F1_Commercial_Restaurant (WA)_Existing_Food Preparation_Natural Gas_Range_E7 | F1 | Commercial | Restaurant (WA) | Existing | Food Preparation | Natural Gas | Range | E7 | RVT - Cost of Equipment | 0 | 0 | 0 | 0 | 0 | 0 | 0 | 0 | 0 | 0 | 0 | 0 | 0 | 0 | 0 | 0 | 0 | 0 | 0 | 0 | 0 | 0 | 0 | 0 | 0 | 0 | 0
F1_Commercial_Restaurant (WA)_Existing_Food Preparation_Natural Gas_Range_E8 | F1 | Commercial | Restaurant (WA) | Existing | Food Preparation | Natural Gas | Range | E8 | RVT - Cost of Equipment | 0 | 0 | 0 | 0 | 0 | 0 | 0 | 0 | 0 | 0 | 0 | 0 | 0 | 0 | 0 | 0 | 0 | 0 | 0 | 0 | 0 | 0 | 0 | 0 | 0 | 0 | 0
F1_Commercial_Restaurant (WA)_Existing_Food Preparation_Natural Gas_Range_E9 | F1 | Commercial | Restaurant (WA) | Existing | Food Preparation | Natural Gas | Range | E9 | RVT - Cost of Equipment | 0 | 0 | 0 | 0 | 0 | 0 | 0 | 0 | 0 | 0 | 0 | 0 | 0 | 0 | 0 | 0 | 0 | 0 | 0 | 0 | 0 | 0 | 0 | 0 | 0 | 0 | 0
F1_Commercial_Restaurant (WA)_Existing_Food Preparation_Natural Gas_Range_E10 | F1 | Commercial | Restaurant (WA) | Existing | Food Preparation | Natural Gas | Range | E10 | RVT - Cost of Equipment | 0 | 0 | 0 | 0 | 0 | 0 | 0 | 0 | 0 | 0 | 0 | 0 | 0 | 0 | 0 | 0 | 0 | 0 | 0 | 0 | 0 | 0 | 0 | 0 | 0 | 0 | 0
F2_Commercial_Restaurant (WA)_Existing_Food Preparation_Natural Gas_Range_E1 | F2 | Commercial | Restaurant (WA) | Existing | Food Preparation | Natural Gas | Range | E1 | RVT - Cost of Operation | 0.20176 | 0.20512 | 0.20921 | 0.21419 | 0.2201 | 0.22793 | 0.23595 | 0.24371 | 0.25086 | 0.25772 | 0.26477 | 0.27106 | 0.27763 | 0.2837 | 0.28881 | 0.29334 | 0.29706 | 0.30056 | 0.30432 | 0.30776 | 0.31121 | 0.3167 | 0.32223 | 0.32796 | 0.33379 | 0.33972 | 0.34575
F2_Commercial_Restaurant (WA)_Existing_Food Preparation_Natural Gas_Range_E2 | F2 | Commercial | Restaurant (WA) | Existing | Food Preparation | Natural Gas | Range | E2 | RVT - Cost of Operation | 0.10088 | 0.10256 | 0.10461 | 0.10709 | 0.11005 | 0.11396 | 0.11797 | 0.12186 | 0.12543 | 0.12886 | 0.13238 | 0.13553 | 0.13881 | 0.14185 | 0.14441 | 0.14667 | 0.14853 | 0.15028 | 0.15216 | 0.15388 | 0.1556 | 0.15835 | 0.16112 | 0.16398 | 0.16689 | 0.16986 | 0.17288
F2_Commercial_Restaurant (WA)_Existing_Food Preparation_Natural Gas_Range_E3 | F2 | Commercial | Restaurant (WA) | Existing | Food Preparation | Natural Gas | Range | E3 | RVT - Cost of Operation | 0 | 0 | 0 | 0 | 0 | 0 | 0 | 0 | 0 | 0 | 0 | 0 | 0 | 0 | 0 | 0 | 0 | 0 | 0 | 0 | 0 | 0 | 0 | 0 | 0 | 0 | 0
F2_Commercial_Restaurant (WA)_Existing_Food Preparation_Natural Gas_Range_E4 | F2 | Commercial | Restaurant (WA) | Existing | Food Preparation | Natural Gas | Range | E4 | RVT - Cost of Operation | 0 | 0 | 0 | 0 | 0 | 0 | 0 | 0 | 0 | 0 | 0 | 0 | 0 | 0 | 0 | 0 | 0 | 0 | 0 | 0 | 0 | 0 | 0 | 0 | 0 | 0 | 0
F2_Commercial_Restaurant (WA)_Existing_Food Preparation_Natural Gas_Range_E5 | F2 | Commercial | Restaurant (WA) | Existing | Food Preparation | Natural Gas | Range | E5 | RVT - Cost of Operation | 0 | 0 | 0 | 0 | 0 | 0 | 0 | 0 | 0 | 0 | 0 | 0 | 0 | 0 | 0 | 0 | 0 | 0 | 0 | 0 | 0 | 0 | 0 | 0 | 0 | 0 | 0
F2_Commercial_Restaurant (WA)_Existing_Food Preparation_Natural Gas_Range_E6 | F2 | Commercial | Restaurant (WA) | Existing | Food Preparation | Natural Gas | Range | E6 | RVT - Cost of Operation | 0 | 0 | 0 | 0 | 0 | 0 | 0 | 0 | 0 | 0 | 0 | 0 | 0 | 0 | 0 | 0 | 0 | 0 | 0 | 0 | 0 | 0 | 0 | 0 | 0 | 0 | 0
F2_Commercial_Restaurant (WA)_Existing_Food Preparation_Natural Gas_Range_E7 | F2 | Commercial | Restaurant (WA) | Existing | Food Preparation | Natural Gas | Range | E7 | RVT - Cost of Operation | 0 | 0 | 0 | 0 | 0 | 0 | 0 | 0 | 0 | 0 | 0 | 0 | 0 | 0 | 0 | 0 | 0 | 0 | 0 | 0 | 0 | 0 | 0 | 0 | 0 | 0 | 0
F2_Commercial_Restaurant (WA)_Existing_Food Preparation_Natural Gas_Range_E8 | F2 | Commercial | Restaurant (WA) | Existing | Food Preparation | Natural Gas | Range | E8 | RVT - Cost of Operation | 0 | 0 | 0 | 0 | 0 | 0 | 0 | 0 | 0 | 0 | 0 | 0 | 0 | 0 | 0 | 0 | 0 | 0 | 0 | 0 | 0 | 0 | 0 | 0 | 0 | 0 | 0
F2_Commercial_Restaurant (WA)_Existing_Food Preparation_Natural Gas_Range_E9 | F2 | Commercial | Restaurant (WA) | Existing | Food Preparation | Natural Gas | Range | E9 | RVT - Cost of Operation | 0 | 0 | 0 | 0 | 0 | 0 | 0 | 0 | 0 | 0 | 0 | 0 | 0 | 0 | 0 | 0 | 0 | 0 | 0 | 0 | 0 | 0 | 0 | 0 | 0 | 0 | 0
F2_Commercial_Restaurant (WA)_Existing_Food Preparation_Natural Gas_Range_E10 | F2 | Commercial | Restaurant (WA) | Existing | Food Preparation | Natural Gas | Range | E10 | RVT - Cost of Operation | 0 | 0 | 0 | 0 | 0 | 0 | 0 | 0 | 0 | 0 | 0 | 0 | 0 | 0 | 0 | 0 | 0 | 0 | 0 | 0 | 0 | 0 | 0 | 0 | 0 | 0 | 0
F3_Commercial_Restaurant (WA)_Existing_Food Preparation_Natural Gas_Range_E1 | F3 | Commercial | Restaurant (WA) | Existing | Food Preparation | Natural Gas | Range | E1 | System - kBTUs of Consumption | 48.9048 | 48.9048 | 48.9048 | 48.9048 | 48.9048 | 48.9048 | 48.9048 | 48.9048 | 48.9048 | 48.9048 | 48.9048 | 48.9048 | 48.9048 | 48.9048 | 48.9048 | 48.9048 | 48.9048 | 48.9048 | 48.9048 | 48.9048 | 48.9048 | 48.9048 | 48.9048 | 48.9048 | 48.9048 | 48.9048 | 48.9048
F3_Commercial_Restaurant (WA)_Existing_Food Preparation_Natural Gas_Range_E2 | F3 | Commercial | Restaurant (WA) | Existing | Food Preparation | Natural Gas | Range | E2 | System - kBTUs of Consumption | 24.4524 | 24.4524 | 24.4524 | 24.4524 | 24.4524 | 24.4524 | 24.4524 | 24.4524 | 24.4524 | 24.4524 | 24.4524 | 24.4524 | 24.4524 | 24.4524 | 24.4524 | 24.4524 | 24.4524 | 24.4524 | 24.4524 | 24.4524 | 24.4524 | 24.4524 | 24.4524 | 24.4524 | 24.4524 | 24.4524 | 24.4524
F3_Commercial_Restaurant (WA)_Existing_Food Preparation_Natural Gas_Range_E3 | F3 | Commercial | Restaurant (WA) | Existing | Food Preparation | Natural Gas | Range | E3 | System - kBTUs of Consumption | 0 | 0 | 0 | 0 | 0 | 0 | 0 | 0 | 0 | 0 | 0 | 0 | 0 | 0 | 0 | 0 | 0 | 0 | 0 | 0 | 0 | 0 | 0 | 0 | 0 | 0 | 0
F3_Commercial_Restaurant (WA)_Existing_Food Preparation_Natural Gas_Range_E4 | F3 | Commercial | Restaurant (WA) | Existing | Food Preparation | Natural Gas | Range | E4 | System - kBTUs of Consumption | 0 | 0 | 0 | 0 | 0 | 0 | 0 | 0 | 0 | 0 | 0 | 0 | 0 | 0 | 0 | 0 | 0 | 0 | 0 | 0 | 0 | 0 | 0 | 0 | 0 | 0 | 0
F3_Commercial_Restaurant (WA)_Existing_Food Preparation_Natural Gas_Range_E5 | F3 | Commercial | Restaurant (WA) | Existing | Food Preparation | Natural Gas | Range | E5 | System - kBTUs of Consumption | 0 | 0 | 0 | 0 | 0 | 0 | 0 | 0 | 0 | 0 | 0 | 0 | 0 | 0 | 0 | 0 | 0 | 0 | 0 | 0 | 0 | 0 | 0 | 0 | 0 | 0 | 0
F3_Commercial_Restaurant (WA)_Existing_Food Preparation_Natural Gas_Range_E6 | F3 | Commercial | Restaurant (WA) | Existing | Food Preparation | Natural Gas | Range | E6 | System - kBTUs of Consumption | 0 | 0 | 0 | 0 | 0 | 0 | 0 | 0 | 0 | 0 | 0 | 0 | 0 | 0 | 0 | 0 | 0 | 0 | 0 | 0 | 0 | 0 | 0 | 0 | 0 | 0 | 0
F3_Commercial_Restaurant (WA)_Existing_Food Preparation_Natural Gas_Range_E7 | F3 | Commercial | Restaurant (WA) | Existing | Food Preparation | Natural Gas | Range | E7 | System - kBTUs of Consumption | 0 | 0 | 0 | 0 | 0 | 0 | 0 | 0 | 0 | 0 | 0 | 0 | 0 | 0 | 0 | 0 | 0 | 0 | 0 | 0 | 0 | 0 | 0 | 0 | 0 | 0 | 0
F3_Commercial_Restaurant (WA)_Existing_Food Preparation_Natural Gas_Range_E8 | F3 | Commercial | Restaurant (WA) | Existing | Food Preparation | Natural Gas | Range | E8 | System - kBTUs of Consumption | 0 | 0 | 0 | 0 | 0 | 0 | 0 | 0 | 0 | 0 | 0 | 0 | 0 | 0 | 0 | 0 | 0 | 0 | 0 | 0 | 0 | 0 | 0 | 0 | 0 | 0 | 0
F3_Commercial_Restaurant (WA)_Existing_Food Preparation_Natural Gas_Range_E9 | F3 | Commercial | Restaurant (WA) | Existing | Food Preparation | Natural Gas | Range | E9 | System - kBTUs of Consumption | 0 | 0 | 0 | 0 | 0 | 0 | 0 | 0 | 0 | 0 | 0 | 0 | 0 | 0 | 0 | 0 | 0 | 0 | 0 | 0 | 0 | 0 | 0 | 0 | 0 | 0 | 0
F3_Commercial_Restaurant (WA)_Existing_Food Preparation_Natural Gas_Range_E10 | F3 | Commercial | Restaurant (WA) | Existing | Food Preparation | Natural Gas | Range | E10 | System - kBTUs of Consumption | 0 | 0 | 0 | 0 | 0 | 0 | 0 | 0 | 0 | 0 | 0 | 0 | 0 | 0 | 0 | 0 | 0 | 0 | 0 | 0 | 0 | 0 | 0 | 0 | 0 | 0 | 0
F4_Commercial_Restaurant (WA)_Existing_Food Preparation_Natural Gas_Range_E1 | F4 | Commercial | Restaurant (WA) | Existing | Food Preparation | Natural Gas | Range | E1 | Utility - Cost of Equipment | 0.19357 | 0.19357 | 0.19357 | 0.19357 | 0.19357 | 0.19357 | 0.19357 | 0.19357 | 0.19357 | 0.19357 | 0.19357 | 0.19357 | 0.19357 | 0.19357 | 0.19357 | 0.19357 | 0.19357 | 0.19357 | 0.19357 | 0.19357 | 0.19357 | 0.19357 | 0.19357 | 0.19357 | 0.19357 | 0.19357 | 0.19357
F4_Commercial_Restaurant (WA)_Existing_Food Preparation_Natural Gas_Range_E2 | F4 | Commercial | Restaurant (WA) | Existing | Food Preparation | Natural Gas | Range | E2 | Utility - Cost of Equipment | 0.21078 | 0.21078 | 0.21078 | 0.21078 | 0.21078 | 0.21078 | 0.21078 | 0.21078 | 0.21078 | 0.21078 | 0.21078 | 0.21078 | 0.21078 | 0.21078 | 0.21078 | 0.21078 | 0.21078 | 0.21078 | 0.21078 | 0.21078 | 0.21078 | 0.21078 | 0.21078 | 0.21078 | 0.21078 | 0.21078 | 0.21078
F4_Commercial_Restaurant (WA)_Existing_Food Preparation_Natural Gas_Range_E3 | F4 | Commercial | Restaurant (WA) | Existing | Food Preparation | Natural Gas | Range | E3 | Utility - Cost of Equipment | 0 | 0 | 0 | 0 | 0 | 0 | 0 | 0 | 0 | 0 | 0 | 0 | 0 | 0 | 0 | 0 | 0 | 0 | 0 | 0 | 0 | 0 | 0 | 0 | 0 | 0 | 0
F4_Commercial_Restaurant (WA)_Existing_Food Preparation_Natural Gas_Range_E4 | F4 | Commercial | Restaurant (WA) | Existing | Food Preparation | Natural Gas | Range | E4 | Utility - Cost of Equipment | 0 | 0 | 0 | 0 | 0 | 0 | 0 | 0 | 0 | 0 | 0 | 0 | 0 | 0 | 0 | 0 | 0 | 0 | 0 | 0 | 0 | 0 | 0 | 0 | 0 | 0 | 0
F4_Commercial_Restaurant (WA)_Existing_Food Preparation_Natural Gas_Range_E5 | F4 | Commercial | Restaurant (WA) | Existing | Food Preparation | Natural Gas | Range | E5 | Utility - Cost of Equipment | 0 | 0 | 0 | 0 | 0 | 0 | 0 | 0 | 0 | 0 | 0 | 0 | 0 | 0 | 0 | 0 | 0 | 0 | 0 | 0 | 0 | 0 | 0 | 0 | 0 | 0 | 0
F4_Commercial_Restaurant (WA)_Existing_Food Preparation_Natural Gas_Range_E6 | F4 | Commercial | Restaurant (WA) | Existing | Food Preparation | Natural Gas | Range | E6 | Utility - Cost of Equipment | 0 | 0 | 0 | 0 | 0 | 0 | 0 | 0 | 0 | 0 | 0 | 0 | 0 | 0 | 0 | 0 | 0 | 0 | 0 | 0 | 0 | 0 | 0 | 0 | 0 | 0 | 0
F4_Commercial_Restaurant (WA)_Existing_Food Preparation_Natural Gas_Range_E7 | F4 | Commercial | Restaurant (WA) | Existing | Food Preparation | Natural Gas | Range | E7 | Utility - Cost of Equipment | 0 | 0 | 0 | 0 | 0 | 0 | 0 | 0 | 0 | 0 | 0 | 0 | 0 | 0 | 0 | 0 | 0 | 0 | 0 | 0 | 0 | 0 | 0 | 0 | 0 | 0 | 0
F4_Commercial_Restaurant (WA)_Existing_Food Preparation_Natural Gas_Range_E8 | F4 | Commercial | Restaurant (WA) | Existing | Food Preparation | Natural Gas | Range | E8 | Utility - Cost of Equipment | 0 | 0 | 0 | 0 | 0 | 0 | 0 | 0 | 0 | 0 | 0 | 0 | 0 | 0 | 0 | 0 | 0 | 0 | 0 | 0 | 0 | 0 | 0 | 0 | 0 | 0 | 0
F4_Commercial_Restaurant (WA)_Existing_Food Preparation_Natural Gas_Range_E9 | F4 | Commercial | Restaurant (WA) | Existing | Food Preparation | Natural Gas | Range | E9 | Utility - Cost of Equipment | 0 | 0 | 0 | 0 | 0 | 0 | 0 | 0 | 0 | 0 | 0 | 0 | 0 | 0 | 0 | 0 | 0 | 0 | 0 | 0 | 0 | 0 | 0 | 0 | 0 | 0 | 0
F4_Commercial_Restaurant (WA)_Existing_Food Preparation_Natural Gas_Range_E10 | F4 | Commercial | Restaurant (WA) | Existing | Food Preparation | Natural Gas | Range | E10 | Utility - Cost of Equipment | 0 | 0 | 0 | 0 | 0 | 0 | 0 | 0 | 0 | 0 | 0 | 0 | 0 | 0 | 0 | 0 | 0 | 0 | 0 | 0 | 0 | 0 | 0 | 0 | 0 | 0 | 0
F5_Commercial_Restaurant (WA)_Existing_Food Preparation_Natural Gas_Range_E1 | F5 | Commercial | Restaurant (WA) | Existing | Food Preparation | Natural Gas | Range | E1 | Utility - Cost of Operation | 0.16961 | 0.17352 | 0.17845 | 0.18426 | 0.19101 | 0.19953 | 0.20841 | 0.21726 | 0.2258 | 0.23445 | 0.2412 | 0.24748 | 0.25426 | 0.26086 | 0.26667 | 0.27206 | 0.27681 | 0.28148 | 0.28651 | 0.29138 | 0.29639 | 0.30161 | 0.30689 | 0.31234 | 0.31789 | 0.32354 | 0.32929
F5_Commercial_Restaurant (WA)_Existing_Food Preparation_Natural Gas_Range_E2 | F5 | Commercial | Restaurant (WA) | Existing | Food Preparation | Natural Gas | Range | E2 | Utility - Cost of Operation | 0.084803 | 0.086761 | 0.089223 | 0.092129 | 0.095507 | 0.099767 | 0.10421 | 0.10863 | 0.1129 | 0.11722 | 0.1206 | 0.12374 | 0.12713 | 0.13043 | 0.13334 | 0.13603 | 0.13841 | 0.14074 | 0.14325 | 0.14569 | 0.14819 | 0.15081 | 0.15345 | 0.15617 | 0.15895 | 0.16177 | 0.16464
F5_Commercial_Restaurant (WA)_Existing_Food Preparation_Natural Gas_Range_E3 | F5 | Commercial | Restaurant (WA) | Existing | Food Preparation | Natural Gas | Range | E3 | Utility - Cost of Operation | 0 | 0 | 0 | 0 | 0 | 0 | 0 | 0 | 0 | 0 | 0 | 0 | 0 | 0 | 0 | 0 | 0 | 0 | 0 | 0 | 0 | 0 | 0 | 0 | 0 | 0 | 0
F5_Commercial_Restaurant (WA)_Existing_Food Preparation_Natural Gas_Range_E4 | F5 | Commercial | Restaurant (WA) | Existing | Food Preparation | Natural Gas | Range | E4 | Utility - Cost of Operation | 0 | 0 | 0 | 0 | 0 | 0 | 0 | 0 | 0 | 0 | 0 | 0 | 0 | 0 | 0 | 0 | 0 | 0 | 0 | 0 | 0 | 0 | 0 | 0 | 0 | 0 | 0
F5_Commercial_Restaurant (WA)_Existing_Food Preparation_Natural Gas_Range_E5 | F5 | Commercial | Restaurant (WA) | Existing | Food Preparation | Natural Gas | Range | E5 | Utility - Cost of Operation | 0 | 0 | 0 | 0 | 0 | 0 | 0 | 0 | 0 | 0 | 0 | 0 | 0 | 0 | 0 | 0 | 0 | 0 | 0 | 0 | 0 | 0 | 0 | 0 | 0 | 0 | 0
F5_Commercial_Restaurant (WA)_Existing_Food Preparation_Natural Gas_Range_E6 | F5 | Commercial | Restaurant (WA) | Existing | Food Preparation | Natural Gas | Range | E6 | Utility - Cost of Operation | 0 | 0 | 0 | 0 | 0 | 0 | 0 | 0 | 0 | 0 | 0 | 0 | 0 | 0 | 0 | 0 | 0 | 0 | 0 | 0 | 0 | 0 | 0 | 0 | 0 | 0 | 0
F5_Commercial_Restaurant (WA)_Existing_Food Preparation_Natural Gas_Range_E7 | F5 | Commercial | Restaurant (WA) | Existing | Food Preparation | Natural Gas | Range | E7 | Utility - Cost of Operation | 0 | 0 | 0 | 0 | 0 | 0 | 0 | 0 | 0 | 0 | 0 | 0 | 0 | 0 | 0 | 0 | 0 | 0 | 0 | 0 | 0 | 0 | 0 | 0 | 0 | 0 | 0
F5_Commercial_Restaurant (WA)_Existing_Food Preparation_Natural Gas_Range_E8 | F5 | Commercial | Restaurant (WA) | Existing | Food Preparation | Natural Gas | Range | E8 | Utility - Cost of Operation | 0 | 0 | 0 | 0 | 0 | 0 | 0 | 0 | 0 | 0 | 0 | 0 | 0 | 0 | 0 | 0 | 0 | 0 | 0 | 0 | 0 | 0 | 0 | 0 | 0 | 0 | 0
F5_Commercial_Restaurant (WA)_Existing_Food Preparation_Natural Gas_Range_E9 | F5 | Commercial | Restaurant (WA) | Existing | Food Preparation | Natural Gas | Range | E9 | Utility - Cost of Operation | 0 | 0 | 0 | 0 | 0 | 0 | 0 | 0 | 0 | 0 | 0 | 0 | 0 | 0 | 0 | 0 | 0 | 0 | 0 | 0 | 0 | 0 | 0 | 0 | 0 | 0 | 0
F5_Commercial_Restaurant (WA)_Existing_Food Preparation_Natural Gas_Range_E10 | F5 | Commercial | Restaurant (WA) | Existing | Food Preparation | Natural Gas | Range | E10 | Utility - Cost of Operation | 0 | 0 | 0 | 0 | 0 | 0 | 0 | 0 | 0 | 0 | 0 | 0 | 0 | 0 | 0 | 0 | 0 | 0 | 0 | 0 | 0 | 0 | 0 | 0 | 0 | 0 | 0
F6_Commercial_Restaurant (WA)_Existing_Food Preparation_Natural Gas_Range_E1 | F6 | Commercial | Restaurant (WA) | Existing | Food Preparation | Natural Gas | Range | E1 | Utility - Value of Sales | 0.20176 | 0.20512 | 0.20921 | 0.21419 | 0.2201 | 0.22793 | 0.23595 | 0.24371 | 0.25086 | 0.25772 | 0.26477 | 0.27106 | 0.27763 | 0.2837 | 0.28881 | 0.29334 | 0.29706 | 0.30056 | 0.30432 | 0.30776 | 0.31121 | 0.3167 | 0.32223 | 0.32796 | 0.33379 | 0.33972 | 0.34575
F6_Commercial_Restaurant (WA)_Existing_Food Preparation_Natural Gas_Range_E2 | F6 | Commercial | Restaurant (WA) | Existing | Food Preparation | Natural Gas | Range | E2 | Utility - Value of Sales | 0.10088 | 0.10256 | 0.10461 | 0.10709 | 0.11005 | 0.11396 | 0.11797 | 0.12186 | 0.12543 | 0.12886 | 0.13238 | 0.13553 | 0.13881 | 0.14185 | 0.14441 | 0.14667 | 0.14853 | 0.15028 | 0.15216 | 0.15388 | 0.1556 | 0.15835 | 0.16112 | 0.16398 | 0.16689 | 0.16986 | 0.17288
F6_Commercial_Restaurant (WA)_Existing_Food Preparation_Natural Gas_Range_E3 | F6 | Commercial | Restaurant (WA) | Existing | Food Preparation | Natural Gas | Range | E3 | Utility - Value of Sales | 0 | 0 | 0 | 0 | 0 | 0 | 0 | 0 | 0 | 0 | 0 | 0 | 0 | 0 | 0 | 0 | 0 | 0 | 0 | 0 | 0 | 0 | 0 | 0 | 0 | 0 | 0
F6_Commercial_Restaurant (WA)_Existing_Food Preparation_Natural Gas_Range_E4 | F6 | Commercial | Restaurant (WA) | Existing | Food Preparation | Natural Gas | Range | E4 | Utility - Value of Sales | 0 | 0 | 0 | 0 | 0 | 0 | 0 | 0 | 0 | 0 | 0 | 0 | 0 | 0 | 0 | 0 | 0 | 0 | 0 | 0 | 0 | 0 | 0 | 0 | 0 | 0 | 0
F6_Commercial_Restaurant (WA)_Existing_Food Preparation_Natural Gas_Range_E5 | F6 | Commercial | Restaurant (WA) | Existing | Food Preparation | Natural Gas | Range | E5 | Utility - Value of Sales | 0 | 0 | 0 | 0 | 0 | 0 | 0 | 0 | 0 | 0 | 0 | 0 | 0 | 0 | 0 | 0 | 0 | 0 | 0 | 0 | 0 | 0 | 0 | 0 | 0 | 0 | 0
F6_Commercial_Restaurant (WA)_Existing_Food Preparation_Natural Gas_Range_E6 | F6 | Commercial | Restaurant (WA) | Existing | Food Preparation | Natural Gas | Range | E6 | Utility - Value of Sales | 0 | 0 | 0 | 0 | 0 | 0 | 0 | 0 | 0 | 0 | 0 | 0 | 0 | 0 | 0 | 0 | 0 | 0 | 0 | 0 | 0 | 0 | 0 | 0 | 0 | 0 | 0
F6_Commercial_Restaurant (WA)_Existing_Food Preparation_Natural Gas_Range_E7 | F6 | Commercial | Restaurant (WA) | Existing | Food Preparation | Natural Gas | Range | E7 | Utility - Value of Sales | 0 | 0 | 0 | 0 | 0 | 0 | 0 | 0 | 0 | 0 | 0 | 0 | 0 | 0 | 0 | 0 | 0 | 0 | 0 | 0 | 0 | 0 | 0 | 0 | 0 | 0 | 0
F6_Commercial_Restaurant (WA)_Existing_Food Preparation_Natural Gas_Range_E8 | F6 | Commercial | Restaurant (WA) | Existing | Food Preparation | Natural Gas | Range | E8 | Utility - Value of Sales | 0 | 0 | 0 | 0 | 0 | 0 | 0 | 0 | 0 | 0 | 0 | 0 | 0 | 0 | 0 | 0 | 0 | 0 | 0 | 0 | 0 | 0 | 0 | 0 | 0 | 0 | 0
F6_Commercial_Restaurant (WA)_Existing_Food Preparation_Natural Gas_Range_E9 | F6 | Commercial | Restaurant (WA) | Existing | Food Preparation | Natural Gas | Range | E9 | Utility - Value of Sales | 0 | 0 | 0 | 0 | 0 | 0 | 0 | 0 | 0 | 0 | 0 | 0 | 0 | 0 | 0 | 0 | 0 | 0 | 0 | 0 | 0 | 0 | 0 | 0 | 0 | 0 | 0
F6_Commercial_Restaurant (WA)_Existing_Food Preparation_Natural Gas_Range_E10 | F6 | Commercial | Restaurant (WA) | Existing | Food Preparation | Natural Gas | Range | E10 | Utility - Value of Sales | 0 | 0 | 0 | 0 | 0 | 0 | 0 | 0 | 0 | 0 | 0 | 0 | 0 | 0 | 0 | 0 | 0 | 0 | 0 | 0 | 0 | 0 | 0 | 0 | 0 | 0 | 0
F1_Commercial_Restaurant (WA)_Existing_Food Preparation_Natural Gas_Steamer_E1 | F1 | Commercial | Restaurant (WA) | Existing | Food Preparation | Natural Gas | Steamer | E1 | RVT - Cost of Equipment | 0.053771 | 0.053771 | 0.053771 | 0.053771 | 0.053771 | 0.053771 | 0.053771 | 0.053771 | 0.053771 | 0.053771 | 0.053771 | 0.053771 | 0.053771 | 0.053771 | 0.053771 | 0.053771 | 0.053771 | 0.053771 | 0.053771 | 0.053771 | 0.053771 | 0.053771 | 0.053771 | 0.053771 | 0.053771 | 0.053771 | 0.053771
F1_Commercial_Restaurant (WA)_Existing_Food Preparation_Natural Gas_Steamer_E2 | F1 | Commercial | Restaurant (WA) | Existing | Food Preparation | Natural Gas | Steamer | E2 | RVT - Cost of Equipment | 0.057776 | 0.057776 | 0.057776 | 0.057776 | 0.057776 | 0.057776 | 0.057776 | 0.057776 | 0.057776 | 0.057776 | 0.057776 | 0.057776 | 0.057776 | 0.057776 | 0.057776 | 0.057776 | 0.057776 | 0.057776 | 0.057776 | 0.057776 | 0.057776 | 0.057776 | 0.057776 | 0.057776 | 0.057776 | 0.057776 | 0.057776
F1_Commercial_Restaurant (WA)_Existing_Food Preparation_Natural Gas_Steamer_E3 | F1 | Commercial | Restaurant (WA) | Existing | Food Preparation | Natural Gas | Steamer | E3 | RVT - Cost of Equipment | 0 | 0 | 0 | 0 | 0 | 0 | 0 | 0 | 0 | 0 | 0 | 0 | 0 | 0 | 0 | 0 | 0 | 0 | 0 | 0 | 0 | 0 | 0 | 0 | 0 | 0 | 0
F1_Commercial_Restaurant (WA)_Existing_Food Preparation_Natural Gas_Steamer_E4 | F1 | Commercial | Restaurant (WA) | Existing | Food Preparation | Natural Gas | Steamer | E4 | RVT - Cost of Equipment | 0 | 0 | 0 | 0 | 0 | 0 | 0 | 0 | 0 | 0 | 0 | 0 | 0 | 0 | 0 | 0 | 0 | 0 | 0 | 0 | 0 | 0 | 0 | 0 | 0 | 0 | 0
F1_Commercial_Restaurant (WA)_Existing_Food Preparation_Natural Gas_Steamer_E5 | F1 | Commercial | Restaurant (WA) | Existing | Food Preparation | Natural Gas | Steamer | E5 | RVT - Cost of Equipment | 0 | 0 | 0 | 0 | 0 | 0 | 0 | 0 | 0 | 0 | 0 | 0 | 0 | 0 | 0 | 0 | 0 | 0 | 0 | 0 | 0 | 0 | 0 | 0 | 0 | 0 | 0
F1_Commercial_Restaurant (WA)_Existing_Food Preparation_Natural Gas_Steamer_E6 | F1 | Commercial | Restaurant (WA) | Existing | Food Preparation | Natural Gas | Steamer | E6 | RVT - Cost of Equipment | 0 | 0 | 0 | 0 | 0 | 0 | 0 | 0 | 0 | 0 | 0 | 0 | 0 | 0 | 0 | 0 | 0 | 0 | 0 | 0 | 0 | 0 | 0 | 0 | 0 | 0 | 0
F1_Commercial_Restaurant (WA)_Existing_Food Preparation_Natural Gas_Steamer_E7 | F1 | Commercial | Restaurant (WA) | Existing | Food Preparation | Natural Gas | Steamer | E7 | RVT - Cost of Equipment | 0 | 0 | 0 | 0 | 0 | 0 | 0 | 0 | 0 | 0 | 0 | 0 | 0 | 0 | 0 | 0 | 0 | 0 | 0 | 0 | 0 | 0 | 0 | 0 | 0 | 0 | 0
F1_Commercial_Restaurant (WA)_Existing_Food Preparation_Natural Gas_Steamer_E8 | F1 | Commercial | Restaurant (WA) | Existing | Food Preparation | Natural Gas | Steamer | E8 | RVT - Cost of Equipment | 0 | 0 | 0 | 0 | 0 | 0 | 0 | 0 | 0 | 0 | 0 | 0 | 0 | 0 | 0 | 0 | 0 | 0 | 0 | 0 | 0 | 0 | 0 | 0 | 0 | 0 | 0
F1_Commercial_Restaurant (WA)_Existing_Food Preparation_Natural Gas_Steamer_E9 | F1 | Commercial | Restaurant (WA) | Existing | Food Preparation | Natural Gas | Steamer | E9 | RVT - Cost of Equipment | 0 | 0 | 0 | 0 | 0 | 0 | 0 | 0 | 0 | 0 | 0 | 0 | 0 | 0 | 0 | 0 | 0 | 0 | 0 | 0 | 0 | 0 | 0 | 0 | 0 | 0 | 0
F1_Commercial_Restaurant (WA)_Existing_Food Preparation_Natural Gas_Steamer_E10 | F1 | Commercial | Restaurant (WA) | Existing | Food Preparation | Natural Gas | Steamer | E10 | RVT - Cost of Equipment | 0 | 0 | 0 | 0 | 0 | 0 | 0 | 0 | 0 | 0 | 0 | 0 | 0 | 0 | 0 | 0 | 0 | 0 | 0 | 0 | 0 | 0 | 0 | 0 | 0 | 0 | 0
F2_Commercial_Restaurant (WA)_Existing_Food Preparation_Natural Gas_Steamer_E1 | F2 | Commercial | Restaurant (WA) | Existing | Food Preparation | Natural Gas | Steamer | E1 | RVT - Cost of Operation | 0.281 | 0.28631 | 0.29254 | 0.29981 | 0.30813 | 0.31851 | 0.32893 | 0.33882 | 0.34777 | 0.35645 | 0.36544 | 0.37361 | 0.38223 | 0.39039 | 0.39741 | 0.40374 | 0.4091 | 0.41422 | 0.41966 | 0.42474 | 0.42984 | 0.43743 | 0.44509 | 0.453 | 0.46105 | 0.46924 | 0.47758
F2_Commercial_Restaurant (WA)_Existing_Food Preparation_Natural Gas_Steamer_E2 | F2 | Commercial | Restaurant (WA) | Existing | Food Preparation | Natural Gas | Steamer | E2 | RVT - Cost of Operation | 0.053018 | 0.05402 | 0.055195 | 0.056566 | 0.058136 | 0.060095 | 0.06206 | 0.063926 | 0.065615 | 0.067252 | 0.068948 | 0.07049 | 0.072117 | 0.073657 | 0.074981 | 0.076176 | 0.077187 | 0.078153 | 0.079179 | 0.080138 | 0.0811 | 0.082531 | 0.083977 | 0.085469 | 0.086988 | 0.088533 | 0.090106
F2_Commercial_Restaurant (WA)_Existing_Food Preparation_Natural Gas_Steamer_E3 | F2 | Commercial | Restaurant (WA) | Existing | Food Preparation | Natural Gas | Steamer | E3 | RVT - Cost of Operation | 0 | 0 | 0 | 0 | 0 | 0 | 0 | 0 | 0 | 0 | 0 | 0 | 0 | 0 | 0 | 0 | 0 | 0 | 0 | 0 | 0 | 0 | 0 | 0 | 0 | 0 | 0
F2_Commercial_Restaurant (WA)_Existing_Food Preparation_Natural Gas_Steamer_E4 | F2 | Commercial | Restaurant (WA) | Existing | Food Preparation | Natural Gas | Steamer | E4 | RVT - Cost of Operation | 0 | 0 | 0 | 0 | 0 | 0 | 0 | 0 | 0 | 0 | 0 | 0 | 0 | 0 | 0 | 0 | 0 | 0 | 0 | 0 | 0 | 0 | 0 | 0 | 0 | 0 | 0
F2_Commercial_Restaurant (WA)_Existing_Food Preparation_Natural Gas_Steamer_E5 | F2 | Commercial | Restaurant (WA) | Existing | Food Preparation | Natural Gas | Steamer | E5 | RVT - Cost of Operation | 0 | 0 | 0 | 0 | 0 | 0 | 0 | 0 | 0 | 0 | 0 | 0 | 0 | 0 | 0 | 0 | 0 | 0 | 0 | 0 | 0 | 0 | 0 | 0 | 0 | 0 | 0
F2_Commercial_Restaurant (WA)_Existing_Food Preparation_Natural Gas_Steamer_E6 | F2 | Commercial | Restaurant (WA) | Existing | Food Preparation | Natural Gas | Steamer | E6 | RVT - Cost of Operation | 0 | 0 | 0 | 0 | 0 | 0 | 0 | 0 | 0 | 0 | 0 | 0 | 0 | 0 | 0 | 0 | 0 | 0 | 0 | 0 | 0 | 0 | 0 | 0 | 0 | 0 | 0
F2_Commercial_Restaurant (WA)_Existing_Food Preparation_Natural Gas_Steamer_E7 | F2 | Commercial | Restaurant (WA) | Existing | Food Preparation | Natural Gas | Steamer | E7 | RVT - Cost of Operation | 0 | 0 | 0 | 0 | 0 | 0 | 0 | 0 | 0 | 0 | 0 | 0 | 0 | 0 | 0 | 0 | 0 | 0 | 0 | 0 | 0 | 0 | 0 | 0 | 0 | 0 | 0
F2_Commercial_Restaurant (WA)_Existing_Food Preparation_Natural Gas_Steamer_E8 | F2 | Commercial | Restaurant (WA) | Existing | Food Preparation | Natural Gas | Steamer | E8 | RVT - Cost of Operation | 0 | 0 | 0 | 0 | 0 | 0 | 0 | 0 | 0 | 0 | 0 | 0 | 0 | 0 | 0 | 0 | 0 | 0 | 0 | 0 | 0 | 0 | 0 | 0 | 0 | 0 | 0
F2_Commercial_Restaurant (WA)_Existing_Food Preparation_Natural Gas_Steamer_E9 | F2 | Commercial | Restaurant (WA) | Existing | Food Preparation | Natural Gas | Steamer | E9 | RVT - Cost of Operation | 0 | 0 | 0 | 0 | 0 | 0 | 0 | 0 | 0 | 0 | 0 | 0 | 0 | 0 | 0 | 0 | 0 | 0 | 0 | 0 | 0 | 0 | 0 | 0 | 0 | 0 | 0
F2_Commercial_Restaurant (WA)_Existing_Food Preparation_Natural Gas_Steamer_E10 | F2 | Commercial | Restaurant (WA) | Existing | Food Preparation | Natural Gas | Steamer | E10 | RVT - Cost of Operation | 0 | 0 | 0 | 0 | 0 | 0 | 0 | 0 | 0 | 0 | 0 | 0 | 0 | 0 | 0 | 0 | 0 | 0 | 0 | 0 | 0 | 0 | 0 | 0 | 0 | 0 | 0
F3_Commercial_Restaurant (WA)_Existing_Food Preparation_Natural Gas_Steamer_E1 | F3 | Commercial | Restaurant (WA) | Existing | Food Preparation | Natural Gas | Steamer | E1 | System - kBTUs of Consumption | 67.037 | 67.037 | 67.037 | 67.037 | 67.037 | 67.037 | 67.037 | 67.037 | 67.037 | 67.037 | 67.037 | 67.037 | 67.037 | 67.037 | 67.037 | 67.037 | 67.037 | 67.037 | 67.037 | 67.037 | 67.037 | 67.037 | 67.037 | 67.037 | 67.037 | 67.037 | 67.037
F3_Commercial_Restaurant (WA)_Existing_Food Preparation_Natural Gas_Steamer_E2 | F3 | Commercial | Restaurant (WA) | Existing | Food Preparation | Natural Gas | Steamer | E2 | System - kBTUs of Consumption | 12.6481 | 12.6481 | 12.6481 | 12.6481 | 12.6481 | 12.6481 | 12.6481 | 12.6481 | 12.6481 | 12.6481 | 12.6481 | 12.6481 | 12.6481 | 12.6481 | 12.6481 | 12.6481 | 12.6481 | 12.6481 | 12.6481 | 12.6481 | 12.6481 | 12.6481 | 12.6481 | 12.6481 | 12.6481 | 12.6481 | 12.6481
F3_Commercial_Restaurant (WA)_Existing_Food Preparation_Natural Gas_Steamer_E3 | F3 | Commercial | Restaurant (WA) | Existing | Food Preparation | Natural Gas | Steamer | E3 | System - kBTUs of Consumption | 0 | 0 | 0 | 0 | 0 | 0 | 0 | 0 | 0 | 0 | 0 | 0 | 0 | 0 | 0 | 0 | 0 | 0 | 0 | 0 | 0 | 0 | 0 | 0 | 0 | 0 | 0
F3_Commercial_Restaurant (WA)_Existing_Food Preparation_Natural Gas_Steamer_E4 | F3 | Commercial | Restaurant (WA) | Existing | Food Preparation | Natural Gas | Steamer | E4 | System - kBTUs of Consumption | 0 | 0 | 0 | 0 | 0 | 0 | 0 | 0 | 0 | 0 | 0 | 0 | 0 | 0 | 0 | 0 | 0 | 0 | 0 | 0 | 0 | 0 | 0 | 0 | 0 | 0 | 0
F3_Commercial_Restaurant (WA)_Existing_Food Preparation_Natural Gas_Steamer_E5 | F3 | Commercial | Restaurant (WA) | Existing | Food Preparation | Natural Gas | Steamer | E5 | System - kBTUs of Consumption | 0 | 0 | 0 | 0 | 0 | 0 | 0 | 0 | 0 | 0 | 0 | 0 | 0 | 0 | 0 | 0 | 0 | 0 | 0 | 0 | 0 | 0 | 0 | 0 | 0 | 0 | 0
F3_Commercial_Restaurant (WA)_Existing_Food Preparation_Natural Gas_Steamer_E6 | F3 | Commercial | Restaurant (WA) | Existing | Food Preparation | Natural Gas | Steamer | E6 | System - kBTUs of Consumption | 0 | 0 | 0 | 0 | 0 | 0 | 0 | 0 | 0 | 0 | 0 | 0 | 0 | 0 | 0 | 0 | 0 | 0 | 0 | 0 | 0 | 0 | 0 | 0 | 0 | 0 | 0
F3_Commercial_Restaurant (WA)_Existing_Food Preparation_Natural Gas_Steamer_E7 | F3 | Commercial | Restaurant (WA) | Existing | Food Preparation | Natural Gas | Steamer | E7 | System - kBTUs of Consumption | 0 | 0 | 0 | 0 | 0 | 0 | 0 | 0 | 0 | 0 | 0 | 0 | 0 | 0 | 0 | 0 | 0 | 0 | 0 | 0 | 0 | 0 | 0 | 0 | 0 | 0 | 0
F3_Commercial_Restaurant (WA)_Existing_Food Preparation_Natural Gas_Steamer_E8 | F3 | Commercial | Restaurant (WA) | Existing | Food Preparation | Natural Gas | Steamer | E8 | System - kBTUs of Consumption | 0 | 0 | 0 | 0 | 0 | 0 | 0 | 0 | 0 | 0 | 0 | 0 | 0 | 0 | 0 | 0 | 0 | 0 | 0 | 0 | 0 | 0 | 0 | 0 | 0 | 0 | 0
F3_Commercial_Restaurant (WA)_Existing_Food Preparation_Natural Gas_Steamer_E9 | F3 | Commercial | Restaurant (WA) | Existing | Food Preparation | Natural Gas | Steamer | E9 | System - kBTUs of Consumption | 0 | 0 | 0 | 0 | 0 | 0 | 0 | 0 | 0 | 0 | 0 | 0 | 0 | 0 | 0 | 0 | 0 | 0 | 0 | 0 | 0 | 0 | 0 | 0 | 0 | 0 | 0
F3_Commercial_Restaurant (WA)_Existing_Food Preparation_Natural Gas_Steamer_E10 | F3 | Commercial | Restaurant (WA) | Existing | Food Preparation | Natural Gas | Steamer | E10 | System - kBTUs of Consumption | 0 | 0 | 0 | 0 | 0 | 0 | 0 | 0 | 0 | 0 | 0 | 0 | 0 | 0 | 0 | 0 | 0 | 0 | 0 | 0 | 0 | 0 | 0 | 0 | 0 | 0 | 0
F4_Commercial_Restaurant (WA)_Existing_Food Preparation_Natural Gas_Steamer_E1 | F4 | Commercial | Restaurant (WA) | Existing | Food Preparation | Natural Gas | Steamer | E1 | Utility - Cost of Equipment | 0.053771 | 0.053771 | 0.053771 | 0.053771 | 0.053771 | 0.053771 | 0.053771 | 0.053771 | 0.053771 | 0.053771 | 0.053771 | 0.053771 | 0.053771 | 0.053771 | 0.053771 | 0.053771 | 0.053771 | 0.053771 | 0.053771 | 0.053771 | 0.053771 | 0.053771 | 0.053771 | 0.053771 | 0.053771 | 0.053771 | 0.053771
F4_Commercial_Restaurant (WA)_Existing_Food Preparation_Natural Gas_Steamer_E2 | F4 | Commercial | Restaurant (WA) | Existing | Food Preparation | Natural Gas | Steamer | E2 | Utility - Cost of Equipment | 0.057776 | 0.057776 | 0.057776 | 0.057776 | 0.057776 | 0.057776 | 0.057776 | 0.057776 | 0.057776 | 0.057776 | 0.057776 | 0.057776 | 0.057776 | 0.057776 | 0.057776 | 0.057776 | 0.057776 | 0.057776 | 0.057776 | 0.057776 | 0.057776 | 0.057776 | 0.057776 | 0.057776 | 0.057776 | 0.057776 | 0.057776
F4_Commercial_Restaurant (WA)_Existing_Food Preparation_Natural Gas_Steamer_E3 | F4 | Commercial | Restaurant (WA) | Existing | Food Preparation | Natural Gas | Steamer | E3 | Utility - Cost of Equipment | 0 | 0 | 0 | 0 | 0 | 0 | 0 | 0 | 0 | 0 | 0 | 0 | 0 | 0 | 0 | 0 | 0 | 0 | 0 | 0 | 0 | 0 | 0 | 0 | 0 | 0 | 0
F4_Commercial_Restaurant (WA)_Existing_Food Preparation_Natural Gas_Steamer_E4 | F4 | Commercial | Restaurant (WA) | Existing | Food Preparation | Natural Gas | Steamer | E4 | Utility - Cost of Equipment | 0 | 0 | 0 | 0 | 0 | 0 | 0 | 0 | 0 | 0 | 0 | 0 | 0 | 0 | 0 | 0 | 0 | 0 | 0 | 0 | 0 | 0 | 0 | 0 | 0 | 0 | 0
F4_Commercial_Restaurant (WA)_Existing_Food Preparation_Natural Gas_Steamer_E5 | F4 | Commercial | Restaurant (WA) | Existing | Food Preparation | Natural Gas | Steamer | E5 | Utility - Cost of Equipment | 0 | 0 | 0 | 0 | 0 | 0 | 0 | 0 | 0 | 0 | 0 | 0 | 0 | 0 | 0 | 0 | 0 | 0 | 0 | 0 | 0 | 0 | 0 | 0 | 0 | 0 | 0
F4_Commercial_Restaurant (WA)_Existing_Food Preparation_Natural Gas_Steamer_E6 | F4 | Commercial | Restaurant (WA) | Existing | Food Preparation | Natural Gas | Steamer | E6 | Utility - Cost of Equipment | 0 | 0 | 0 | 0 | 0 | 0 | 0 | 0 | 0 | 0 | 0 | 0 | 0 | 0 | 0 | 0 | 0 | 0 | 0 | 0 | 0 | 0 | 0 | 0 | 0 | 0 | 0
F4_Commercial_Restaurant (WA)_Existing_Food Preparation_Natural Gas_Steamer_E7 | F4 | Commercial | Restaurant (WA) | Existing | Food Preparation | Natural Gas | Steamer | E7 | Utility - Cost of Equipment | 0 | 0 | 0 | 0 | 0 | 0 | 0 | 0 | 0 | 0 | 0 | 0 | 0 | 0 | 0 | 0 | 0 | 0 | 0 | 0 | 0 | 0 | 0 | 0 | 0 | 0 | 0
F4_Commercial_Restaurant (WA)_Existing_Food Preparation_Natural Gas_Steamer_E8 | F4 | Commercial | Restaurant (WA) | Existing | Food Preparation | Natural Gas | Steamer | E8 | Utility - Cost of Equipment | 0 | 0 | 0 | 0 | 0 | 0 | 0 | 0 | 0 | 0 | 0 | 0 | 0 | 0 | 0 | 0 | 0 | 0 | 0 | 0 | 0 | 0 | 0 | 0 | 0 | 0 | 0
F4_Commercial_Restaurant (WA)_Existing_Food Preparation_Natural Gas_Steamer_E9 | F4 | Commercial | Restaurant (WA) | Existing | Food Preparation | Natural Gas | Steamer | E9 | Utility - Cost of Equipment | 0 | 0 | 0 | 0 | 0 | 0 | 0 | 0 | 0 | 0 | 0 | 0 | 0 | 0 | 0 | 0 | 0 | 0 | 0 | 0 | 0 | 0 | 0 | 0 | 0 | 0 | 0
F4_Commercial_Restaurant (WA)_Existing_Food Preparation_Natural Gas_Steamer_E10 | F4 | Commercial | Restaurant (WA) | Existing | Food Preparation | Natural Gas | Steamer | E10 | Utility - Cost of Equipment | 0 | 0 | 0 | 0 | 0 | 0 | 0 | 0 | 0 | 0 | 0 | 0 | 0 | 0 | 0 | 0 | 0 | 0 | 0 | 0 | 0 | 0 | 0 | 0 | 0 | 0 | 0
F5_Commercial_Restaurant (WA)_Existing_Food Preparation_Natural Gas_Steamer_E1 | F5 | Commercial | Restaurant (WA) | Existing | Food Preparation | Natural Gas | Steamer | E1 | Utility - Cost of Operation | 0.23859 | 0.2446 | 0.25172 | 0.25989 | 0.26912 | 0.28035 | 0.29191 | 0.30336 | 0.31438 | 0.32556 | 0.33445 | 0.34278 | 0.35173 | 0.3605 | 0.36833 | 0.37566 | 0.38224 | 0.38873 | 0.39566 | 0.40242 | 0.40937 | 0.4166 | 0.4239 | 0.43143 | 0.43909 | 0.44689 | 0.45483
F5_Commercial_Restaurant (WA)_Existing_Food Preparation_Natural Gas_Steamer_E2 | F5 | Commercial | Restaurant (WA) | Existing | Food Preparation | Natural Gas | Steamer | E2 | Utility - Cost of Operation | 0.045015 | 0.046149 | 0.047493 | 0.049034 | 0.050775 | 0.052895 | 0.055076 | 0.057236 | 0.059316 | 0.061425 | 0.063102 | 0.064674 | 0.066363 | 0.068016 | 0.069494 | 0.070878 | 0.072118 | 0.073343 | 0.074651 | 0.075927 | 0.077238 | 0.078601 | 0.079978 | 0.081399 | 0.082845 | 0.084317 | 0.085815
F5_Commercial_Restaurant (WA)_Existing_Food Preparation_Natural Gas_Steamer_E3 | F5 | Commercial | Restaurant (WA) | Existing | Food Preparation | Natural Gas | Steamer | E3 | Utility - Cost of Operation | 0 | 0 | 0 | 0 | 0 | 0 | 0 | 0 | 0 | 0 | 0 | 0 | 0 | 0 | 0 | 0 | 0 | 0 | 0 | 0 | 0 | 0 | 0 | 0 | 0 | 0 | 0
F5_Commercial_Restaurant (WA)_Existing_Food Preparation_Natural Gas_Steamer_E4 | F5 | Commercial | Restaurant (WA) | Existing | Food Preparation | Natural Gas | Steamer | E4 | Utility - Cost of Operation | 0 | 0 | 0 | 0 | 0 | 0 | 0 | 0 | 0 | 0 | 0 | 0 | 0 | 0 | 0 | 0 | 0 | 0 | 0 | 0 | 0 | 0 | 0 | 0 | 0 | 0 | 0
F5_Commercial_Restaurant (WA)_Existing_Food Preparation_Natural Gas_Steamer_E5 | F5 | Commercial | Restaurant (WA) | Existing | Food Preparation | Natural Gas | Steamer | E5 | Utility - Cost of Operation | 0 | 0 | 0 | 0 | 0 | 0 | 0 | 0 | 0 | 0 | 0 | 0 | 0 | 0 | 0 | 0 | 0 | 0 | 0 | 0 | 0 | 0 | 0 | 0 | 0 | 0 | 0
F5_Commercial_Restaurant (WA)_Existing_Food Preparation_Natural Gas_Steamer_E6 | F5 | Commercial | Restaurant (WA) | Existing | Food Preparation | Natural Gas | Steamer | E6 | Utility - Cost of Operation | 0 | 0 | 0 | 0 | 0 | 0 | 0 | 0 | 0 | 0 | 0 | 0 | 0 | 0 | 0 | 0 | 0 | 0 | 0 | 0 | 0 | 0 | 0 | 0 | 0 | 0 | 0
F5_Commercial_Restaurant (WA)_Existing_Food Preparation_Natural Gas_Steamer_E7 | F5 | Commercial | Restaurant (WA) | Existing | Food Preparation | Natural Gas | Steamer | E7 | Utility - Cost of Operation | 0 | 0 | 0 | 0 | 0 | 0 | 0 | 0 | 0 | 0 | 0 | 0 | 0 | 0 | 0 | 0 | 0 | 0 | 0 | 0 | 0 | 0 | 0 | 0 | 0 | 0 | 0
F5_Commercial_Restaurant (WA)_Existing_Food Preparation_Natural Gas_Steamer_E8 | F5 | Commercial | Restaurant (WA) | Existing | Food Preparation | Natural Gas | Steamer | E8 | Utility - Cost of Operation | 0 | 0 | 0 | 0 | 0 | 0 | 0 | 0 | 0 | 0 | 0 | 0 | 0 | 0 | 0 | 0 | 0 | 0 | 0 | 0 | 0 | 0 | 0 | 0 | 0 | 0 | 0
F5_Commercial_Restaurant (WA)_Existing_Food Preparation_Natural Gas_Steamer_E9 | F5 | Commercial | Restaurant (WA) | Existing | Food Preparation | Natural Gas | Steamer | E9 | Utility - Cost of Operation | 0 | 0 | 0 | 0 | 0 | 0 | 0 | 0 | 0 | 0 | 0 | 0 | 0 | 0 | 0 | 0 | 0 | 0 | 0 | 0 | 0 | 0 | 0 | 0 | 0 | 0 | 0
F5_Commercial_Restaurant (WA)_Existing_Food Preparation_Natural Gas_Steamer_E10 | F5 | Commercial | Restaurant (WA) | Existing | Food Preparation | Natural Gas | Steamer | E10 | Utility - Cost of Operation | 0 | 0 | 0 | 0 | 0 | 0 | 0 | 0 | 0 | 0 | 0 | 0 | 0 | 0 | 0 | 0 | 0 | 0 | 0 | 0 | 0 | 0 | 0 | 0 | 0 | 0 | 0
F6_Commercial_Restaurant (WA)_Existing_Food Preparation_Natural Gas_Steamer_E1 | F6 | Commercial | Restaurant (WA) | Existing | Food Preparation | Natural Gas | Steamer | E1 | Utility - Value of Sales | 0.281 | 0.28631 | 0.29254 | 0.29981 | 0.30813 | 0.31851 | 0.32893 | 0.33882 | 0.34777 | 0.35645 | 0.36544 | 0.37361 | 0.38223 | 0.39039 | 0.39741 | 0.40374 | 0.4091 | 0.41422 | 0.41966 | 0.42474 | 0.42984 | 0.43743 | 0.44509 | 0.453 | 0.46105 | 0.46924 | 0.47758
F6_Commercial_Restaurant (WA)_Existing_Food Preparation_Natural Gas_Steamer_E2 | F6 | Commercial | Restaurant (WA) | Existing | Food Preparation | Natural Gas | Steamer | E2 | Utility - Value of Sales | 0.053018 | 0.05402 | 0.055195 | 0.056566 | 0.058136 | 0.060095 | 0.06206 | 0.063926 | 0.065615 | 0.067252 | 0.068948 | 0.07049 | 0.072117 | 0.073657 | 0.074981 | 0.076176 | 0.077187 | 0.078153 | 0.079179 | 0.080138 | 0.0811 | 0.082531 | 0.083977 | 0.085469 | 0.086988 | 0.088533 | 0.090106
F6_Commercial_Restaurant (WA)_Existing_Food Preparation_Natural Gas_Steamer_E3 | F6 | Commercial | Restaurant (WA) | Existing | Food Preparation | Natural Gas | Steamer | E3 | Utility - Value of Sales | 0 | 0 | 0 | 0 | 0 | 0 | 0 | 0 | 0 | 0 | 0 | 0 | 0 | 0 | 0 | 0 | 0 | 0 | 0 | 0 | 0 | 0 | 0 | 0 | 0 | 0 | 0
F6_Commercial_Restaurant (WA)_Existing_Food Preparation_Natural Gas_Steamer_E4 | F6 | Commercial | Restaurant (WA) | Existing | Food Preparation | Natural Gas | Steamer | E4 | Utility - Value of Sales | 0 | 0 | 0 | 0 | 0 | 0 | 0 | 0 | 0 | 0 | 0 | 0 | 0 | 0 | 0 | 0 | 0 | 0 | 0 | 0 | 0 | 0 | 0 | 0 | 0 | 0 | 0
F6_Commercial_Restaurant (WA)_Existing_Food Preparation_Natural Gas_Steamer_E5 | F6 | Commercial | Restaurant (WA) | Existing | Food Preparation | Natural Gas | Steamer | E5 | Utility - Value of Sales | 0 | 0 | 0 | 0 | 0 | 0 | 0 | 0 | 0 | 0 | 0 | 0 | 0 | 0 | 0 | 0 | 0 | 0 | 0 | 0 | 0 | 0 | 0 | 0 | 0 | 0 | 0
F6_Commercial_Restaurant (WA)_Existing_Food Preparation_Natural Gas_Steamer_E6 | F6 | Commercial | Restaurant (WA) | Existing | Food Preparation | Natural Gas | Steamer | E6 | Utility - Value of Sales | 0 | 0 | 0 | 0 | 0 | 0 | 0 | 0 | 0 | 0 | 0 | 0 | 0 | 0 | 0 | 0 | 0 | 0 | 0 | 0 | 0 | 0 | 0 | 0 | 0 | 0 | 0
F6_Commercial_Restaurant (WA)_Existing_Food Preparation_Natural Gas_Steamer_E7 | F6 | Commercial | Restaurant (WA) | Existing | Food Preparation | Natural Gas | Steamer | E7 | Utility - Value of Sales | 0 | 0 | 0 | 0 | 0 | 0 | 0 | 0 | 0 | 0 | 0 | 0 | 0 | 0 | 0 | 0 | 0 | 0 | 0 | 0 | 0 | 0 | 0 | 0 | 0 | 0 | 0
F6_Commercial_Restaurant (WA)_Existing_Food Preparation_Natural Gas_Steamer_E8 | F6 | Commercial | Restaurant (WA) | Existing | Food Preparation | Natural Gas | Steamer | E8 | Utility - Value of Sales | 0 | 0 | 0 | 0 | 0 | 0 | 0 | 0 | 0 | 0 | 0 | 0 | 0 | 0 | 0 | 0 | 0 | 0 | 0 | 0 | 0 | 0 | 0 | 0 | 0 | 0 | 0
F6_Commercial_Restaurant (WA)_Existing_Food Preparation_Natural Gas_Steamer_E9 | F6 | Commercial | Restaurant (WA) | Existing | Food Preparation | Natural Gas | Steamer | E9 | Utility - Value of Sales | 0 | 0 | 0 | 0 | 0 | 0 | 0 | 0 | 0 | 0 | 0 | 0 | 0 | 0 | 0 | 0 | 0 | 0 | 0 | 0 | 0 | 0 | 0 | 0 | 0 | 0 | 0
F6_Commercial_Restaurant (WA)_Existing_Food Preparation_Natural Gas_Steamer_E10 | F6 | Commercial | Restaurant (WA) | Existing | Food Preparation | Natural Gas | Steamer | E10 | Utility - Value of Sales | 0 | 0 | 0 | 0 | 0 | 0 | 0 | 0 | 0 | 0 | 0 | 0 | 0 | 0 | 0 | 0 | 0 | 0 | 0 | 0 | 0 | 0 | 0 | 0 | 0 | 0 | 0
F1_Commercial_Restaurant (WA)_Existing_Food Preparation_Natural Gas_Food Prep Other_E1 | F1 | Commercial | Restaurant (WA) | Existing | Food Preparation | Natural Gas | Food Prep Other | E1 | RVT - Cost of Equipment | 5.0875e-05 | 5.0875e-05 | 5.0875e-05 | 5.0875e-05 | 5.0875e-05 | 5.0875e-05 | 5.0875e-05 | 5.0875e-05 | 5.0875e-05 | 5.0875e-05 | 5.0875e-05 | 5.0875e-05 | 5.0875e-05 | 5.0875e-05 | 5.0875e-05 | 5.0875e-05 | 5.0875e-05 | 5.0875e-05 | 5.0875e-05 | 5.0875e-05 | 5.0875e-05 | 5.0875e-05 | 5.0875e-05 | 5.0875e-05 | 5.0875e-05 | 5.0875e-05 | 5.0875e-05
F1_Commercial_Restaurant (WA)_Existing_Food Preparation_Natural Gas_Food Prep Other_E2 | F1 | Commercial | Restaurant (WA) | Existing | Food Preparation | Natural Gas | Food Prep Other | E2 | RVT - Cost of Equipment | 5.0926e-05 | 5.0926e-05 | 5.0926e-05 | 5.0926e-05 | 5.0926e-05 | 5.0926e-05 | 5.0926e-05 | 5.0926e-05 | 5.0926e-05 | 5.0926e-05 | 5.0926e-05 | 5.0926e-05 | 5.0926e-05 | 5.0926e-05 | 5.0926e-05 | 5.0926e-05 | 5.0926e-05 | 5.0926e-05 | 5.0926e-05 | 5.0926e-05 | 5.0926e-05 | 5.0926e-05 | 5.0926e-05 | 5.0926e-05 | 5.0926e-05 | 5.0926e-05 | 5.0926e-05
F1_Commercial_Restaurant (WA)_Existing_Food Preparation_Natural Gas_Food Prep Other_E3 | F1 | Commercial | Restaurant (WA) | Existing | Food Preparation | Natural Gas | Food Prep Other | E3 | RVT - Cost of Equipment | 0 | 0 | 0 | 0 | 0 | 0 | 0 | 0 | 0 | 0 | 0 | 0 | 0 | 0 | 0 | 0 | 0 | 0 | 0 | 0 | 0 | 0 | 0 | 0 | 0 | 0 | 0
F1_Commercial_Restaurant (WA)_Existing_Food Preparation_Natural Gas_Food Prep Other_E4 | F1 | Commercial | Restaurant (WA) | Existing | Food Preparation | Natural Gas | Food Prep Other | E4 | RVT - Cost of Equipment | 0 | 0 | 0 | 0 | 0 | 0 | 0 | 0 | 0 | 0 | 0 | 0 | 0 | 0 | 0 | 0 | 0 | 0 | 0 | 0 | 0 | 0 | 0 | 0 | 0 | 0 | 0
F1_Commercial_Restaurant (WA)_Existing_Food Preparation_Natural Gas_Food Prep Other_E5 | F1 | Commercial | Restaurant (WA) | Existing | Food Preparation | Natural Gas | Food Prep Other | E5 | RVT - Cost of Equipment | 0 | 0 | 0 | 0 | 0 | 0 | 0 | 0 | 0 | 0 | 0 | 0 | 0 | 0 | 0 | 0 | 0 | 0 | 0 | 0 | 0 | 0 | 0 | 0 | 0 | 0 | 0
F1_Commercial_Restaurant (WA)_Existing_Food Preparation_Natural Gas_Food Prep Other_E6 | F1 | Commercial | Restaurant (WA) | Existing | Food Preparation | Natural Gas | Food Prep Other | E6 | RVT - Cost of Equipment | 0 | 0 | 0 | 0 | 0 | 0 | 0 | 0 | 0 | 0 | 0 | 0 | 0 | 0 | 0 | 0 | 0 | 0 | 0 | 0 | 0 | 0 | 0 | 0 | 0 | 0 | 0
F1_Commercial_Restaurant (WA)_Existing_Food Preparation_Natural Gas_Food Prep Other_E7 | F1 | Commercial | Restaurant (WA) | Existing | Food Preparation | Natural Gas | Food Prep Other | E7 | RVT - Cost of Equipment | 0 | 0 | 0 | 0 | 0 | 0 | 0 | 0 | 0 | 0 | 0 | 0 | 0 | 0 | 0 | 0 | 0 | 0 | 0 | 0 | 0 | 0 | 0 | 0 | 0 | 0 | 0
F1_Commercial_Restaurant (WA)_Existing_Food Preparation_Natural Gas_Food Prep Other_E8 | F1 | Commercial | Restaurant (WA) | Existing | Food Preparation | Natural Gas | Food Prep Other | E8 | RVT - Cost of Equipment | 0 | 0 | 0 | 0 | 0 | 0 | 0 | 0 | 0 | 0 | 0 | 0 | 0 | 0 | 0 | 0 | 0 | 0 | 0 | 0 | 0 | 0 | 0 | 0 | 0 | 0 | 0
F1_Commercial_Restaurant (WA)_Existing_Food Preparation_Natural Gas_Food Prep Other_E9 | F1 | Commercial | Restaurant (WA) | Existing | Food Preparation | Natural Gas | Food Prep Other | E9 | RVT - Cost of Equipment | 0 | 0 | 0 | 0 | 0 | 0 | 0 | 0 | 0 | 0 | 0 | 0 | 0 | 0 | 0 | 0 | 0 | 0 | 0 | 0 | 0 | 0 | 0 | 0 | 0 | 0 | 0
F1_Commercial_Restaurant (WA)_Existing_Food Preparation_Natural Gas_Food Prep Other_E10 | F1 | Commercial | Restaurant (WA) | Existing | Food Preparation | Natural Gas | Food Prep Other | E10 | RVT - Cost of Equipment | 0 | 0 | 0 | 0 | 0 | 0 | 0 | 0 | 0 | 0 | 0 | 0 | 0 | 0 | 0 | 0 | 0 | 0 | 0 | 0 | 0 | 0 | 0 | 0 | 0 | 0 | 0
F2_Commercial_Restaurant (WA)_Existing_Food Preparation_Natural Gas_Food Prep Other_E1 | F2 | Commercial | Restaurant (WA) | Existing | Food Preparation | Natural Gas | Food Prep Other | E1 | RVT - Cost of Operation | 0.059362 | 0.06035 | 0.061554 | 0.063018 | 0.064759 | 0.06706 | 0.069421 | 0.071705 | 0.073807 | 0.075826 | 0.0779 | 0.079752 | 0.081684 | 0.08347 | 0.084974 | 0.086307 | 0.0874 | 0.088431 | 0.089536 | 0.09055 | 0.091564 | 0.093179 | 0.094808 | 0.096493 | 0.098207 | 0.099952 | 0.10173
F2_Commercial_Restaurant (WA)_Existing_Food Preparation_Natural Gas_Food Prep Other_E2 | F2 | Commercial | Restaurant (WA) | Existing | Food Preparation | Natural Gas | Food Prep Other | E2 | RVT - Cost of Operation | 0.059362 | 0.06035 | 0.061554 | 0.063017 | 0.064759 | 0.06706 | 0.069421 | 0.071704 | 0.073807 | 0.075825 | 0.077899 | 0.079752 | 0.081684 | 0.08347 | 0.084974 | 0.086307 | 0.0874 | 0.08843 | 0.089535 | 0.090549 | 0.091564 | 0.093178 | 0.094808 | 0.096492 | 0.098206 | 0.099951 | 0.10173
F2_Commercial_Restaurant (WA)_Existing_Food Preparation_Natural Gas_Food Prep Other_E3 | F2 | Commercial | Restaurant (WA) | Existing | Food Preparation | Natural Gas | Food Prep Other | E3 | RVT - Cost of Operation | 0 | 0 | 0 | 0 | 0 | 0 | 0 | 0 | 0 | 0 | 0 | 0 | 0 | 0 | 0 | 0 | 0 | 0 | 0 | 0 | 0 | 0 | 0 | 0 | 0 | 0 | 0
F2_Commercial_Restaurant (WA)_Existing_Food Preparation_Natural Gas_Food Prep Other_E4 | F2 | Commercial | Restaurant (WA) | Existing | Food Preparation | Natural Gas | Food Prep Other | E4 | RVT - Cost of Operation | 0 | 0 | 0 | 0 | 0 | 0 | 0 | 0 | 0 | 0 | 0 | 0 | 0 | 0 | 0 | 0 | 0 | 0 | 0 | 0 | 0 | 0 | 0 | 0 | 0 | 0 | 0
F2_Commercial_Restaurant (WA)_Existing_Food Preparation_Natural Gas_Food Prep Other_E5 | F2 | Commercial | Restaurant (WA) | Existing | Food Preparation | Natural Gas | Food Prep Other | E5 | RVT - Cost of Operation | 0 | 0 | 0 | 0 | 0 | 0 | 0 | 0 | 0 | 0 | 0 | 0 | 0 | 0 | 0 | 0 | 0 | 0 | 0 | 0 | 0 | 0 | 0 | 0 | 0 | 0 | 0
F2_Commercial_Restaurant (WA)_Existing_Food Preparation_Natural Gas_Food Prep Other_E6 | F2 | Commercial | Restaurant (WA) | Existing | Food Preparation | Natural Gas | Food Prep Other | E6 | RVT - Cost of Operation | 0 | 0 | 0 | 0 | 0 | 0 | 0 | 0 | 0 | 0 | 0 | 0 | 0 | 0 | 0 | 0 | 0 | 0 | 0 | 0 | 0 | 0 | 0 | 0 | 0 | 0 | 0
F2_Commercial_Restaurant (WA)_Existing_Food Preparation_Natural Gas_Food Prep Other_E7 | F2 | Commercial | Restaurant (WA) | Existing | Food Preparation | Natural Gas | Food Prep Other | E7 | RVT - Cost of Operation | 0 | 0 | 0 | 0 | 0 | 0 | 0 | 0 | 0 | 0 | 0 | 0 | 0 | 0 | 0 | 0 | 0 | 0 | 0 | 0 | 0 | 0 | 0 | 0 | 0 | 0 | 0
F2_Commercial_Restaurant (WA)_Existing_Food Preparation_Natural Gas_Food Prep Other_E8 | F2 | Commercial | Restaurant (WA) | Existing | Food Preparation | Natural Gas | Food Prep Other | E8 | RVT - Cost of Operation | 0 | 0 | 0 | 0 | 0 | 0 | 0 | 0 | 0 | 0 | 0 | 0 | 0 | 0 | 0 | 0 | 0 | 0 | 0 | 0 | 0 | 0 | 0 | 0 | 0 | 0 | 0
F2_Commercial_Restaurant (WA)_Existing_Food Preparation_Natural Gas_Food Prep Other_E9 | F2 | Commercial | Restaurant (WA) | Existing | Food Preparation | Natural Gas | Food Prep Other | E9 | RVT - Cost of Operation | 0 | 0 | 0 | 0 | 0 | 0 | 0 | 0 | 0 | 0 | 0 | 0 | 0 | 0 | 0 | 0 | 0 | 0 | 0 | 0 | 0 | 0 | 0 | 0 | 0 | 0 | 0
F2_Commercial_Restaurant (WA)_Existing_Food Preparation_Natural Gas_Food Prep Other_E10 | F2 | Commercial | Restaurant (WA) | Existing | Food Preparation | Natural Gas | Food Prep Other | E10 | RVT - Cost of Operation | 0 | 0 | 0 | 0 | 0 | 0 | 0 | 0 | 0 | 0 | 0 | 0 | 0 | 0 | 0 | 0 | 0 | 0 | 0 | 0 | 0 | 0 | 0 | 0 | 0 | 0 | 0
F3_Commercial_Restaurant (WA)_Existing_Food Preparation_Natural Gas_Food Prep Other_E1 | F3 | Commercial | Restaurant (WA) | Existing | Food Preparation | Natural Gas | Food Prep Other | E1 | System - kBTUs of Consumption | 14.3888 | 14.3888 | 14.3888 | 14.3888 | 14.3888 | 14.3888 | 14.3888 | 14.3888 | 14.3888 | 14.3888 | 14.3888 | 14.3888 | 14.3888 | 14.3888 | 14.3888 | 14.3888 | 14.3888 | 14.3888 | 14.3888 | 14.3888 | 14.3888 | 14.3888 | 14.3888 | 14.3888 | 14.3888 | 14.3888 | 14.3888
F3_Commercial_Restaurant (WA)_Existing_Food Preparation_Natural Gas_Food Prep Other_E2 | F3 | Commercial | Restaurant (WA) | Existing | Food Preparation | Natural Gas | Food Prep Other | E2 | System - kBTUs of Consumption | 14.3887 | 14.3887 | 14.3887 | 14.3887 | 14.3887 | 14.3887 | 14.3887 | 14.3887 | 14.3887 | 14.3887 | 14.3887 | 14.3887 | 14.3887 | 14.3887 | 14.3887 | 14.3887 | 14.3887 | 14.3887 | 14.3887 | 14.3887 | 14.3887 | 14.3887 | 14.3887 | 14.3887 | 14.3887 | 14.3887 | 14.3887
F3_Commercial_Restaurant (WA)_Existing_Food Preparation_Natural Gas_Food Prep Other_E3 | F3 | Commercial | Restaurant (WA) | Existing | Food Preparation | Natural Gas | Food Prep Other | E3 | System - kBTUs of Consumption | 0 | 0 | 0 | 0 | 0 | 0 | 0 | 0 | 0 | 0 | 0 | 0 | 0 | 0 | 0 | 0 | 0 | 0 | 0 | 0 | 0 | 0 | 0 | 0 | 0 | 0 | 0
F3_Commercial_Restaurant (WA)_Existing_Food Preparation_Natural Gas_Food Prep Other_E4 | F3 | Commercial | Restaurant (WA) | Existing | Food Preparation | Natural Gas | Food Prep Other | E4 | System - kBTUs of Consumption | 0 | 0 | 0 | 0 | 0 | 0 | 0 | 0 | 0 | 0 | 0 | 0 | 0 | 0 | 0 | 0 | 0 | 0 | 0 | 0 | 0 | 0 | 0 | 0 | 0 | 0 | 0
F3_Commercial_Restaurant (WA)_Existing_Food Preparation_Natural Gas_Food Prep Other_E5 | F3 | Commercial | Restaurant (WA) | Existing | Food Preparation | Natural Gas | Food Prep Other | E5 | System - kBTUs of Consumption | 0 | 0 | 0 | 0 | 0 | 0 | 0 | 0 | 0 | 0 | 0 | 0 | 0 | 0 | 0 | 0 | 0 | 0 | 0 | 0 | 0 | 0 | 0 | 0 | 0 | 0 | 0
F3_Commercial_Restaurant (WA)_Existing_Food Preparation_Natural Gas_Food Prep Other_E6 | F3 | Commercial | Restaurant (WA) | Existing | Food Preparation | Natural Gas | Food Prep Other | E6 | System - kBTUs of Consumption | 0 | 0 | 0 | 0 | 0 | 0 | 0 | 0 | 0 | 0 | 0 | 0 | 0 | 0 | 0 | 0 | 0 | 0 | 0 | 0 | 0 | 0 | 0 | 0 | 0 | 0 | 0
F3_Commercial_Restaurant (WA)_Existing_Food Preparation_Natural Gas_Food Prep Other_E7 | F3 | Commercial | Restaurant (WA) | Existing | Food Preparation | Natural Gas | Food Prep Other | E7 | System - kBTUs of Consumption | 0 | 0 | 0 | 0 | 0 | 0 | 0 | 0 | 0 | 0 | 0 | 0 | 0 | 0 | 0 | 0 | 0 | 0 | 0 | 0 | 0 | 0 | 0 | 0 | 0 | 0 | 0
F3_Commercial_Restaurant (WA)_Existing_Food Preparation_Natural Gas_Food Prep Other_E8 | F3 | Commercial | Restaurant (WA) | Existing | Food Preparation | Natural Gas | Food Prep Other | E8 | System - kBTUs of Consumption | 0 | 0 | 0 | 0 | 0 | 0 | 0 | 0 | 0 | 0 | 0 | 0 | 0 | 0 | 0 | 0 | 0 | 0 | 0 | 0 | 0 | 0 | 0 | 0 | 0 | 0 | 0
F3_Commercial_Restaurant (WA)_Existing_Food Preparation_Natural Gas_Food Prep Other_E9 | F3 | Commercial | Restaurant (WA) | Existing | Food Preparation | Natural Gas | Food Prep Other | E9 | System - kBTUs of Consumption | 0 | 0 | 0 | 0 | 0 | 0 | 0 | 0 | 0 | 0 | 0 | 0 | 0 | 0 | 0 | 0 | 0 | 0 | 0 | 0 | 0 | 0 | 0 | 0 | 0 | 0 | 0
F3_Commercial_Restaurant (WA)_Existing_Food Preparation_Natural Gas_Food Prep Other_E10 | F3 | Commercial | Restaurant (WA) | Existing | Food Preparation | Natural Gas | Food Prep Other | E10 | System - kBTUs of Consumption | 0 | 0 | 0 | 0 | 0 | 0 | 0 | 0 | 0 | 0 | 0 | 0 | 0 | 0 | 0 | 0 | 0 | 0 | 0 | 0 | 0 | 0 | 0 | 0 | 0 | 0 | 0
F4_Commercial_Restaurant (WA)_Existing_Food Preparation_Natural Gas_Food Prep Other_E1 | F4 | Commercial | Restaurant (WA) | Existing | Food Preparation | Natural Gas | Food Prep Other | E1 | Utility - Cost of Equipment | 5.0875e-05 | 5.0875e-05 | 5.0875e-05 | 5.0875e-05 | 5.0875e-05 | 5.0875e-05 | 5.0875e-05 | 5.0875e-05 | 5.0875e-05 | 5.0875e-05 | 5.0875e-05 | 5.0875e-05 | 5.0875e-05 | 5.0875e-05 | 5.0875e-05 | 5.0875e-05 | 5.0875e-05 | 5.0875e-05 | 5.0875e-05 | 5.0875e-05 | 5.0875e-05 | 5.0875e-05 | 5.0875e-05 | 5.0875e-05 | 5.0875e-05 | 5.0875e-05 | 5.0875e-05
F4_Commercial_Restaurant (WA)_Existing_Food Preparation_Natural Gas_Food Prep Other_E2 | F4 | Commercial | Restaurant (WA) | Existing | Food Preparation | Natural Gas | Food Prep Other | E2 | Utility - Cost of Equipment | 5.0926e-05 | 5.0926e-05 | 5.0926e-05 | 5.0926e-05 | 5.0926e-05 | 5.0926e-05 | 5.0926e-05 | 5.0926e-05 | 5.0926e-05 | 5.0926e-05 | 5.0926e-05 | 5.0926e-05 | 5.0926e-05 | 5.0926e-05 | 5.0926e-05 | 5.0926e-05 | 5.0926e-05 | 5.0926e-05 | 5.0926e-05 | 5.0926e-05 | 5.0926e-05 | 5.0926e-05 | 5.0926e-05 | 5.0926e-05 | 5.0926e-05 | 5.0926e-05 | 5.0926e-05
F4_Commercial_Restaurant (WA)_Existing_Food Preparation_Natural Gas_Food Prep Other_E3 | F4 | Commercial | Restaurant (WA) | Existing | Food Preparation | Natural Gas | Food Prep Other | E3 | Utility - Cost of Equipment | 0 | 0 | 0 | 0 | 0 | 0 | 0 | 0 | 0 | 0 | 0 | 0 | 0 | 0 | 0 | 0 | 0 | 0 | 0 | 0 | 0 | 0 | 0 | 0 | 0 | 0 | 0
F4_Commercial_Restaurant (WA)_Existing_Food Preparation_Natural Gas_Food Prep Other_E4 | F4 | Commercial | Restaurant (WA) | Existing | Food Preparation | Natural Gas | Food Prep Other | E4 | Utility - Cost of Equipment | 0 | 0 | 0 | 0 | 0 | 0 | 0 | 0 | 0 | 0 | 0 | 0 | 0 | 0 | 0 | 0 | 0 | 0 | 0 | 0 | 0 | 0 | 0 | 0 | 0 | 0 | 0
F4_Commercial_Restaurant (WA)_Existing_Food Preparation_Natural Gas_Food Prep Other_E5 | F4 | Commercial | Restaurant (WA) | Existing | Food Preparation | Natural Gas | Food Prep Other | E5 | Utility - Cost of Equipment | 0 | 0 | 0 | 0 | 0 | 0 | 0 | 0 | 0 | 0 | 0 | 0 | 0 | 0 | 0 | 0 | 0 | 0 | 0 | 0 | 0 | 0 | 0 | 0 | 0 | 0 | 0
F4_Commercial_Restaurant (WA)_Existing_Food Preparation_Natural Gas_Food Prep Other_E6 | F4 | Commercial | Restaurant (WA) | Existing | Food Preparation | Natural Gas | Food Prep Other | E6 | Utility - Cost of Equipment | 0 | 0 | 0 | 0 | 0 | 0 | 0 | 0 | 0 | 0 | 0 | 0 | 0 | 0 | 0 | 0 | 0 | 0 | 0 | 0 | 0 | 0 | 0 | 0 | 0 | 0 | 0
F4_Commercial_Restaurant (WA)_Existing_Food Preparation_Natural Gas_Food Prep Other_E7 | F4 | Commercial | Restaurant (WA) | Existing | Food Preparation | Natural Gas | Food Prep Other | E7 | Utility - Cost of Equipment | 0 | 0 | 0 | 0 | 0 | 0 | 0 | 0 | 0 | 0 | 0 | 0 | 0 | 0 | 0 | 0 | 0 | 0 | 0 | 0 | 0 | 0 | 0 | 0 | 0 | 0 | 0
F4_Commercial_Restaurant (WA)_Existing_Food Preparation_Natural Gas_Food Prep Other_E8 | F4 | Commercial | Restaurant (WA) | Existing | Food Preparation | Natural Gas | Food Prep Other | E8 | Utility - Cost of Equipment | 0 | 0 | 0 | 0 | 0 | 0 | 0 | 0 | 0 | 0 | 0 | 0 | 0 | 0 | 0 | 0 | 0 | 0 | 0 | 0 | 0 | 0 | 0 | 0 | 0 | 0 | 0
F4_Commercial_Restaurant (WA)_Existing_Food Preparation_Natural Gas_Food Prep Other_E9 | F4 | Commercial | Restaurant (WA) | Existing | Food Preparation | Natural Gas | Food Prep Other | E9 | Utility - Cost of Equipment | 0 | 0 | 0 | 0 | 0 | 0 | 0 | 0 | 0 | 0 | 0 | 0 | 0 | 0 | 0 | 0 | 0 | 0 | 0 | 0 | 0 | 0 | 0 | 0 | 0 | 0 | 0
F4_Commercial_Restaurant (WA)_Existing_Food Preparation_Natural Gas_Food Prep Other_E10 | F4 | Commercial | Restaurant (WA) | Existing | Food Preparation | Natural Gas | Food Prep Other | E10 | Utility - Cost of Equipment | 0 | 0 | 0 | 0 | 0 | 0 | 0 | 0 | 0 | 0 | 0 | 0 | 0 | 0 | 0 | 0 | 0 | 0 | 0 | 0 | 0 | 0 | 0 | 0 | 0 | 0 | 0
F5_Commercial_Restaurant (WA)_Existing_Food Preparation_Natural Gas_Food Prep Other_E1 | F5 | Commercial | Restaurant (WA) | Existing | Food Preparation | Natural Gas | Food Prep Other | E1 | Utility - Cost of Operation | 0.049902 | 0.051054 | 0.052503 | 0.054212 | 0.0562 | 0.058707 | 0.061319 | 0.063923 | 0.066434 | 0.06898 | 0.070967 | 0.072815 | 0.074808 | 0.076749 | 0.078461 | 0.080047 | 0.081445 | 0.082819 | 0.084297 | 0.08573 | 0.087204 | 0.088741 | 0.090294 | 0.091898 | 0.09353 | 0.095192 | 0.096883
F5_Commercial_Restaurant (WA)_Existing_Food Preparation_Natural Gas_Food Prep Other_E2 | F5 | Commercial | Restaurant (WA) | Existing | Food Preparation | Natural Gas | Food Prep Other | E2 | Utility - Cost of Operation | 0.049901 | 0.051053 | 0.052503 | 0.054212 | 0.0562 | 0.058707 | 0.061318 | 0.063922 | 0.066433 | 0.068979 | 0.070966 | 0.072815 | 0.074808 | 0.076749 | 0.078461 | 0.080046 | 0.081444 | 0.082818 | 0.084296 | 0.085729 | 0.087203 | 0.088741 | 0.090293 | 0.091897 | 0.09353 | 0.095191 | 0.096883
F5_Commercial_Restaurant (WA)_Existing_Food Preparation_Natural Gas_Food Prep Other_E3 | F5 | Commercial | Restaurant (WA) | Existing | Food Preparation | Natural Gas | Food Prep Other | E3 | Utility - Cost of Operation | 0 | 0 | 0 | 0 | 0 | 0 | 0 | 0 | 0 | 0 | 0 | 0 | 0 | 0 | 0 | 0 | 0 | 0 | 0 | 0 | 0 | 0 | 0 | 0 | 0 | 0 | 0
F5_Commercial_Restaurant (WA)_Existing_Food Preparation_Natural Gas_Food Prep Other_E4 | F5 | Commercial | Restaurant (WA) | Existing | Food Preparation | Natural Gas | Food Prep Other | E4 | Utility - Cost of Operation | 0 | 0 | 0 | 0 | 0 | 0 | 0 | 0 | 0 | 0 | 0 | 0 | 0 | 0 | 0 | 0 | 0 | 0 | 0 | 0 | 0 | 0 | 0 | 0 | 0 | 0 | 0
F5_Commercial_Restaurant (WA)_Existing_Food Preparation_Natural Gas_Food Prep Other_E5 | F5 | Commercial | Restaurant (WA) | Existing | Food Preparation | Natural Gas | Food Prep Other | E5 | Utility - Cost of Operation | 0 | 0 | 0 | 0 | 0 | 0 | 0 | 0 | 0 | 0 | 0 | 0 | 0 | 0 | 0 | 0 | 0 | 0 | 0 | 0 | 0 | 0 | 0 | 0 | 0 | 0 | 0
F5_Commercial_Restaurant (WA)_Existing_Food Preparation_Natural Gas_Food Prep Other_E6 | F5 | Commercial | Restaurant (WA) | Existing | Food Preparation | Natural Gas | Food Prep Other | E6 | Utility - Cost of Operation | 0 | 0 | 0 | 0 | 0 | 0 | 0 | 0 | 0 | 0 | 0 | 0 | 0 | 0 | 0 | 0 | 0 | 0 | 0 | 0 | 0 | 0 | 0 | 0 | 0 | 0 | 0
F5_Commercial_Restaurant (WA)_Existing_Food Preparation_Natural Gas_Food Prep Other_E7 | F5 | Commercial | Restaurant (WA) | Existing | Food Preparation | Natural Gas | Food Prep Other | E7 | Utility - Cost of Operation | 0 | 0 | 0 | 0 | 0 | 0 | 0 | 0 | 0 | 0 | 0 | 0 | 0 | 0 | 0 | 0 | 0 | 0 | 0 | 0 | 0 | 0 | 0 | 0 | 0 | 0 | 0
F5_Commercial_Restaurant (WA)_Existing_Food Preparation_Natural Gas_Food Prep Other_E8 | F5 | Commercial | Restaurant (WA) | Existing | Food Preparation | Natural Gas | Food Prep Other | E8 | Utility - Cost of Operation | 0 | 0 | 0 | 0 | 0 | 0 | 0 | 0 | 0 | 0 | 0 | 0 | 0 | 0 | 0 | 0 | 0 | 0 | 0 | 0 | 0 | 0 | 0 | 0 | 0 | 0 | 0
F5_Commercial_Restaurant (WA)_Existing_Food Preparation_Natural Gas_Food Prep Other_E9 | F5 | Commercial | Restaurant (WA) | Existing | Food Preparation | Natural Gas | Food Prep Other | E9 | Utility - Cost of Operation | 0 | 0 | 0 | 0 | 0 | 0 | 0 | 0 | 0 | 0 | 0 | 0 | 0 | 0 | 0 | 0 | 0 | 0 | 0 | 0 | 0 | 0 | 0 | 0 | 0 | 0 | 0
F5_Commercial_Restaurant (WA)_Existing_Food Preparation_Natural Gas_Food Prep Other_E10 | F5 | Commercial | Restaurant (WA) | Existing | Food Preparation | Natural Gas | Food Prep Other | E10 | Utility - Cost of Operation | 0 | 0 | 0 | 0 | 0 | 0 | 0 | 0 | 0 | 0 | 0 | 0 | 0 | 0 | 0 | 0 | 0 | 0 | 0 | 0 | 0 | 0 | 0 | 0 | 0 | 0 | 0
F6_Commercial_Restaurant (WA)_Existing_Food Preparation_Natural Gas_Food Prep Other_E1 | F6 | Commercial | Restaurant (WA) | Existing | Food Preparation | Natural Gas | Food Prep Other | E1 | Utility - Value of Sales | 0.059362 | 0.06035 | 0.061554 | 0.063018 | 0.064759 | 0.06706 | 0.069421 | 0.071705 | 0.073807 | 0.075826 | 0.0779 | 0.079752 | 0.081684 | 0.08347 | 0.084974 | 0.086307 | 0.0874 | 0.088431 | 0.089536 | 0.09055 | 0.091564 | 0.093179 | 0.094808 | 0.096493 | 0.098207 | 0.099952 | 0.10173
F6_Commercial_Restaurant (WA)_Existing_Food Preparation_Natural Gas_Food Prep Other_E2 | F6 | Commercial | Restaurant (WA) | Existing | Food Preparation | Natural Gas | Food Prep Other | E2 | Utility - Value of Sales | 0.059362 | 0.06035 | 0.061554 | 0.063017 | 0.064759 | 0.06706 | 0.069421 | 0.071704 | 0.073807 | 0.075825 | 0.077899 | 0.079752 | 0.081684 | 0.08347 | 0.084974 | 0.086307 | 0.0874 | 0.08843 | 0.089535 | 0.090549 | 0.091564 | 0.093178 | 0.094808 | 0.096492 | 0.098206 | 0.099951 | 0.10173
F6_Commercial_Restaurant (WA)_Existing_Food Preparation_Natural Gas_Food Prep Other_E3 | F6 | Commercial | Restaurant (WA) | Existing | Food Preparation | Natural Gas | Food Prep Other | E3 | Utility - Value of Sales | 0 | 0 | 0 | 0 | 0 | 0 | 0 | 0 | 0 | 0 | 0 | 0 | 0 | 0 | 0 | 0 | 0 | 0 | 0 | 0 | 0 | 0 | 0 | 0 | 0 | 0 | 0
F6_Commercial_Restaurant (WA)_Existing_Food Preparation_Natural Gas_Food Prep Other_E4 | F6 | Commercial | Restaurant (WA) | Existing | Food Preparation | Natural Gas | Food Prep Other | E4 | Utility - Value of Sales | 0 | 0 | 0 | 0 | 0 | 0 | 0 | 0 | 0 | 0 | 0 | 0 | 0 | 0 | 0 | 0 | 0 | 0 | 0 | 0 | 0 | 0 | 0 | 0 | 0 | 0 | 0
F6_Commercial_Restaurant (WA)_Existing_Food Preparation_Natural Gas_Food Prep Other_E5 | F6 | Commercial | Restaurant (WA) | Existing | Food Preparation | Natural Gas | Food Prep Other | E5 | Utility - Value of Sales | 0 | 0 | 0 | 0 | 0 | 0 | 0 | 0 | 0 | 0 | 0 | 0 | 0 | 0 | 0 | 0 | 0 | 0 | 0 | 0 | 0 | 0 | 0 | 0 | 0 | 0 | 0
F6_Commercial_Restaurant (WA)_Existing_Food Preparation_Natural Gas_Food Prep Other_E6 | F6 | Commercial | Restaurant (WA) | Existing | Food Preparation | Natural Gas | Food Prep Other | E6 | Utility - Value of Sales | 0 | 0 | 0 | 0 | 0 | 0 | 0 | 0 | 0 | 0 | 0 | 0 | 0 | 0 | 0 | 0 | 0 | 0 | 0 | 0 | 0 | 0 | 0 | 0 | 0 | 0 | 0
F6_Commercial_Restaurant (WA)_Existing_Food Preparation_Natural Gas_Food Prep Other_E7 | F6 | Commercial | Restaurant (WA) | Existing | Food Preparation | Natural Gas | Food Prep Other | E7 | Utility - Value of Sales | 0 | 0 | 0 | 0 | 0 | 0 | 0 | 0 | 0 | 0 | 0 | 0 | 0 | 0 | 0 | 0 | 0 | 0 | 0 | 0 | 0 | 0 | 0 | 0 | 0 | 0 | 0
F6_Commercial_Restaurant (WA)_Existing_Food Preparation_Natural Gas_Food Prep Other_E8 | F6 | Commercial | Restaurant (WA) | Existing | Food Preparation | Natural Gas | Food Prep Other | E8 | Utility - Value of Sales | 0 | 0 | 0 | 0 | 0 | 0 | 0 | 0 | 0 | 0 | 0 | 0 | 0 | 0 | 0 | 0 | 0 | 0 | 0 | 0 | 0 | 0 | 0 | 0 | 0 | 0 | 0
F6_Commercial_Restaurant (WA)_Existing_Food Preparation_Natural Gas_Food Prep Other_E9 | F6 | Commercial | Restaurant (WA) | Existing | Food Preparation | Natural Gas | Food Prep Other | E9 | Utility - Value of Sales | 0 | 0 | 0 | 0 | 0 | 0 | 0 | 0 | 0 | 0 | 0 | 0 | 0 | 0 | 0 | 0 | 0 | 0 | 0 | 0 | 0 | 0 | 0 | 0 | 0 | 0 | 0
F6_Commercial_Restaurant (WA)_Existing_Food Preparation_Natural Gas_Food Prep Other_E10 | F6 | Commercial | Restaurant (WA) | Existing | Food Preparation | Natural Gas | Food Prep Other | E10 | Utility - Value of Sales | 0 | 0 | 0 | 0 | 0 | 0 | 0 | 0 | 0 | 0 | 0 | 0 | 0 | 0 | 0 | 0 | 0 | 0 | 0 | 0 | 0 | 0 | 0 | 0 | 0 | 0 | 0
F1_Commercial_Restaurant (WA)_Existing_Miscellaneous_Natural Gas_Pool Heater_E1 | F1 | Commercial | Restaurant (WA) | Existing | Miscellaneous | Natural Gas | Pool Heater | E1 | RVT - Cost of Equipment | 0.0026828 | 0.0026828 | 0.0026828 | 0.0026828 | 0.0026828 | 0.0026828 | 0.0026828 | 0.0026828 | 0.0026828 | 0.0026828 | 0.0026828 | 0.0026828 | 0.0026828 | 0.0026828 | 0.0026828 | 0.0026828 | 0.0026828 | 0.0026828 | 0.0026828 | 0.0026828 | 0.0026828 | 0.0026828 | 0.0026828 | 0.0026828 | 0.0026828 | 0.0026828 | 0.0026828
F1_Commercial_Restaurant (WA)_Existing_Miscellaneous_Natural Gas_Pool Heater_E2 | F1 | Commercial | Restaurant (WA) | Existing | Miscellaneous | Natural Gas | Pool Heater | E2 | RVT - Cost of Equipment | 0.0043927 | 0.0043927 | 0.0043927 | 0.0043927 | 0.0043927 | 0.0043927 | 0.0043927 | 0.0043927 | 0.0043927 | 0.0043927 | 0.0043927 | 0.0043927 | 0.0043927 | 0.0043927 | 0.0043927 | 0.0043927 | 0.0043927 | 0.0043927 | 0.0043927 | 0.0043927 | 0.0043927 | 0.0043927 | 0.0043927 | 0.0043927 | 0.0043927 | 0.0043927 | 0.0043927
F1_Commercial_Restaurant (WA)_Existing_Miscellaneous_Natural Gas_Pool Heater_E3 | F1 | Commercial | Restaurant (WA) | Existing | Miscellaneous | Natural Gas | Pool Heater | E3 | RVT - Cost of Equipment | 0 | 0 | 0 | 0 | 0 | 0 | 0 | 0 | 0 | 0 | 0 | 0 | 0 | 0 | 0 | 0 | 0 | 0 | 0 | 0 | 0 | 0 | 0 | 0 | 0 | 0 | 0
F1_Commercial_Restaurant (WA)_Existing_Miscellaneous_Natural Gas_Pool Heater_E4 | F1 | Commercial | Restaurant (WA) | Existing | Miscellaneous | Natural Gas | Pool Heater | E4 | RVT - Cost of Equipment | 0 | 0 | 0 | 0 | 0 | 0 | 0 | 0 | 0 | 0 | 0 | 0 | 0 | 0 | 0 | 0 | 0 | 0 | 0 | 0 | 0 | 0 | 0 | 0 | 0 | 0 | 0
F1_Commercial_Restaurant (WA)_Existing_Miscellaneous_Natural Gas_Pool Heater_E5 | F1 | Commercial | Restaurant (WA) | Existing | Miscellaneous | Natural Gas | Pool Heater | E5 | RVT - Cost of Equipment | 0 | 0 | 0 | 0 | 0 | 0 | 0 | 0 | 0 | 0 | 0 | 0 | 0 | 0 | 0 | 0 | 0 | 0 | 0 | 0 | 0 | 0 | 0 | 0 | 0 | 0 | 0
F1_Commercial_Restaurant (WA)_Existing_Miscellaneous_Natural Gas_Pool Heater_E6 | F1 | Commercial | Restaurant (WA) | Existing | Miscellaneous | Natural Gas | Pool Heater | E6 | RVT - Cost of Equipment | 0 | 0 | 0 | 0 | 0 | 0 | 0 | 0 | 0 | 0 | 0 | 0 | 0 | 0 | 0 | 0 | 0 | 0 | 0 | 0 | 0 | 0 | 0 | 0 | 0 | 0 | 0
F1_Commercial_Restaurant (WA)_Existing_Miscellaneous_Natural Gas_Pool Heater_E7 | F1 | Commercial | Restaurant (WA) | Existing | Miscellaneous | Natural Gas | Pool Heater | E7 | RVT - Cost of Equipment | 0 | 0 | 0 | 0 | 0 | 0 | 0 | 0 | 0 | 0 | 0 | 0 | 0 | 0 | 0 | 0 | 0 | 0 | 0 | 0 | 0 | 0 | 0 | 0 | 0 | 0 | 0
F1_Commercial_Restaurant (WA)_Existing_Miscellaneous_Natural Gas_Pool Heater_E8 | F1 | Commercial | Restaurant (WA) | Existing | Miscellaneous | Natural Gas | Pool Heater | E8 | RVT - Cost of Equipment | 0 | 0 | 0 | 0 | 0 | 0 | 0 | 0 | 0 | 0 | 0 | 0 | 0 | 0 | 0 | 0 | 0 | 0 | 0 | 0 | 0 | 0 | 0 | 0 | 0 | 0 | 0
F1_Commercial_Restaurant (WA)_Existing_Miscellaneous_Natural Gas_Pool Heater_E9 | F1 | Commercial | Restaurant (WA) | Existing | Miscellaneous | Natural Gas | Pool Heater | E9 | RVT - Cost of Equipment | 0 | 0 | 0 | 0 | 0 | 0 | 0 | 0 | 0 | 0 | 0 | 0 | 0 | 0 | 0 | 0 | 0 | 0 | 0 | 0 | 0 | 0 | 0 | 0 | 0 | 0 | 0
F1_Commercial_Restaurant (WA)_Existing_Miscellaneous_Natural Gas_Pool Heater_E10 | F1 | Commercial | Restaurant (WA) | Existing | Miscellaneous | Natural Gas | Pool Heater | E10 | RVT - Cost of Equipment | 0 | 0 | 0 | 0 | 0 | 0 | 0 | 0 | 0 | 0 | 0 | 0 | 0 | 0 | 0 | 0 | 0 | 0 | 0 | 0 | 0 | 0 | 0 | 0 | 0 | 0 | 0
F2_Commercial_Restaurant (WA)_Existing_Miscellaneous_Natural Gas_Pool Heater_E1 | F2 | Commercial | Restaurant (WA) | Existing | Miscellaneous | Natural Gas | Pool Heater | E1 | RVT - Cost of Operation | 0.0040313 | 0.0040618 | 0.0041171 | 0.0042004 | 0.0043098 | 0.0044691 | 0.0046299 | 0.0047841 | 0.0049232 | 0.0050695 | 0.0052372 | 0.0053946 | 0.0055725 | 0.0057371 | 0.0058657 | 0.0059701 | 0.0060403 | 0.0060938 | 0.006154 | 0.0062033 | 0.0062516 | 0.0063614 | 0.0064717 | 0.0065867 | 0.0067037 | 0.0068228 | 0.006944
F2_Commercial_Restaurant (WA)_Existing_Miscellaneous_Natural Gas_Pool Heater_E2 | F2 | Commercial | Restaurant (WA) | Existing | Miscellaneous | Natural Gas | Pool Heater | E2 | RVT - Cost of Operation | 0.0034266 | 0.0034526 | 0.0034995 | 0.0035703 | 0.0036633 | 0.0037987 | 0.0039354 | 0.0040665 | 0.0041847 | 0.0043091 | 0.0044516 | 0.0045854 | 0.0047366 | 0.0048765 | 0.0049858 | 0.0050746 | 0.0051343 | 0.0051797 | 0.0052309 | 0.0052728 | 0.0053139 | 0.0054072 | 0.005501 | 0.0055987 | 0.0056982 | 0.0057994 | 0.0059024
F2_Commercial_Restaurant (WA)_Existing_Miscellaneous_Natural Gas_Pool Heater_E3 | F2 | Commercial | Restaurant (WA) | Existing | Miscellaneous | Natural Gas | Pool Heater | E3 | RVT - Cost of Operation | 0 | 0 | 0 | 0 | 0 | 0 | 0 | 0 | 0 | 0 | 0 | 0 | 0 | 0 | 0 | 0 | 0 | 0 | 0 | 0 | 0 | 0 | 0 | 0 | 0 | 0 | 0
F2_Commercial_Restaurant (WA)_Existing_Miscellaneous_Natural Gas_Pool Heater_E4 | F2 | Commercial | Restaurant (WA) | Existing | Miscellaneous | Natural Gas | Pool Heater | E4 | RVT - Cost of Operation | 0 | 0 | 0 | 0 | 0 | 0 | 0 | 0 | 0 | 0 | 0 | 0 | 0 | 0 | 0 | 0 | 0 | 0 | 0 | 0 | 0 | 0 | 0 | 0 | 0 | 0 | 0
F2_Commercial_Restaurant (WA)_Existing_Miscellaneous_Natural Gas_Pool Heater_E5 | F2 | Commercial | Restaurant (WA) | Existing | Miscellaneous | Natural Gas | Pool Heater | E5 | RVT - Cost of Operation | 0 | 0 | 0 | 0 | 0 | 0 | 0 | 0 | 0 | 0 | 0 | 0 | 0 | 0 | 0 | 0 | 0 | 0 | 0 | 0 | 0 | 0 | 0 | 0 | 0 | 0 | 0
F2_Commercial_Restaurant (WA)_Existing_Miscellaneous_Natural Gas_Pool Heater_E6 | F2 | Commercial | Restaurant (WA) | Existing | Miscellaneous | Natural Gas | Pool Heater | E6 | RVT - Cost of Operation | 0 | 0 | 0 | 0 | 0 | 0 | 0 | 0 | 0 | 0 | 0 | 0 | 0 | 0 | 0 | 0 | 0 | 0 | 0 | 0 | 0 | 0 | 0 | 0 | 0 | 0 | 0
F2_Commercial_Restaurant (WA)_Existing_Miscellaneous_Natural Gas_Pool Heater_E7 | F2 | Commercial | Restaurant (WA) | Existing | Miscellaneous | Natural Gas | Pool Heater | E7 | RVT - Cost of Operation | 0 | 0 | 0 | 0 | 0 | 0 | 0 | 0 | 0 | 0 | 0 | 0 | 0 | 0 | 0 | 0 | 0 | 0 | 0 | 0 | 0 | 0 | 0 | 0 | 0 | 0 | 0
F2_Commercial_Restaurant (WA)_Existing_Miscellaneous_Natural Gas_Pool Heater_E8 | F2 | Commercial | Restaurant (WA) | Existing | Miscellaneous | Natural Gas | Pool Heater | E8 | RVT - Cost of Operation | 0 | 0 | 0 | 0 | 0 | 0 | 0 | 0 | 0 | 0 | 0 | 0 | 0 | 0 | 0 | 0 | 0 | 0 | 0 | 0 | 0 | 0 | 0 | 0 | 0 | 0 | 0
F2_Commercial_Restaurant (WA)_Existing_Miscellaneous_Natural Gas_Pool Heater_E9 | F2 | Commercial | Restaurant (WA) | Existing | Miscellaneous | Natural Gas | Pool Heater | E9 | RVT - Cost of Operation | 0 | 0 | 0 | 0 | 0 | 0 | 0 | 0 | 0 | 0 | 0 | 0 | 0 | 0 | 0 | 0 | 0 | 0 | 0 | 0 | 0 | 0 | 0 | 0 | 0 | 0 | 0
F2_Commercial_Restaurant (WA)_Existing_Miscellaneous_Natural Gas_Pool Heater_E10 | F2 | Commercial | Restaurant (WA) | Existing | Miscellaneous | Natural Gas | Pool Heater | E10 | RVT - Cost of Operation | 0 | 0 | 0 | 0 | 0 | 0 | 0 | 0 | 0 | 0 | 0 | 0 | 0 | 0 | 0 | 0 | 0 | 0 | 0 | 0 | 0 | 0 | 0 | 0 | 0 | 0 | 0
F3_Commercial_Restaurant (WA)_Existing_Miscellaneous_Natural Gas_Pool Heater_E1 | F3 | Commercial | Restaurant (WA) | Existing | Miscellaneous | Natural Gas | Pool Heater | E1 | System - kBTUs of Consumption | 1.0152 | 1.0152 | 1.0152 | 1.0152 | 1.0152 | 1.0152 | 1.0152 | 1.0152 | 1.0152 | 1.0152 | 1.0152 | 1.0152 | 1.0152 | 1.0152 | 1.0152 | 1.0152 | 1.0152 | 1.0152 | 1.0152 | 1.0152 | 1.0152 | 1.0152 | 1.0152 | 1.0152 | 1.0152 | 1.0152 | 1.0152
F3_Commercial_Restaurant (WA)_Existing_Miscellaneous_Natural Gas_Pool Heater_E2 | F3 | Commercial | Restaurant (WA) | Existing | Miscellaneous | Natural Gas | Pool Heater | E2 | System - kBTUs of Consumption | 0.86294 | 0.86294 | 0.86294 | 0.86294 | 0.86294 | 0.86294 | 0.86294 | 0.86294 | 0.86294 | 0.86294 | 0.86294 | 0.86294 | 0.86294 | 0.86294 | 0.86294 | 0.86294 | 0.86294 | 0.86294 | 0.86294 | 0.86294 | 0.86294 | 0.86294 | 0.86294 | 0.86294 | 0.86294 | 0.86294 | 0.86294
F3_Commercial_Restaurant (WA)_Existing_Miscellaneous_Natural Gas_Pool Heater_E3 | F3 | Commercial | Restaurant (WA) | Existing | Miscellaneous | Natural Gas | Pool Heater | E3 | System - kBTUs of Consumption | 0 | 0 | 0 | 0 | 0 | 0 | 0 | 0 | 0 | 0 | 0 | 0 | 0 | 0 | 0 | 0 | 0 | 0 | 0 | 0 | 0 | 0 | 0 | 0 | 0 | 0 | 0
F3_Commercial_Restaurant (WA)_Existing_Miscellaneous_Natural Gas_Pool Heater_E4 | F3 | Commercial | Restaurant (WA) | Existing | Miscellaneous | Natural Gas | Pool Heater | E4 | System - kBTUs of Consumption | 0 | 0 | 0 | 0 | 0 | 0 | 0 | 0 | 0 | 0 | 0 | 0 | 0 | 0 | 0 | 0 | 0 | 0 | 0 | 0 | 0 | 0 | 0 | 0 | 0 | 0 | 0
F3_Commercial_Restaurant (WA)_Existing_Miscellaneous_Natural Gas_Pool Heater_E5 | F3 | Commercial | Restaurant (WA) | Existing | Miscellaneous | Natural Gas | Pool Heater | E5 | System - kBTUs of Consumption | 0 | 0 | 0 | 0 | 0 | 0 | 0 | 0 | 0 | 0 | 0 | 0 | 0 | 0 | 0 | 0 | 0 | 0 | 0 | 0 | 0 | 0 | 0 | 0 | 0 | 0 | 0
F3_Commercial_Restaurant (WA)_Existing_Miscellaneous_Natural Gas_Pool Heater_E6 | F3 | Commercial | Restaurant (WA) | Existing | Miscellaneous | Natural Gas | Pool Heater | E6 | System - kBTUs of Consumption | 0 | 0 | 0 | 0 | 0 | 0 | 0 | 0 | 0 | 0 | 0 | 0 | 0 | 0 | 0 | 0 | 0 | 0 | 0 | 0 | 0 | 0 | 0 | 0 | 0 | 0 | 0
F3_Commercial_Restaurant (WA)_Existing_Miscellaneous_Natural Gas_Pool Heater_E7 | F3 | Commercial | Restaurant (WA) | Existing | Miscellaneous | Natural Gas | Pool Heater | E7 | System - kBTUs of Consumption | 0 | 0 | 0 | 0 | 0 | 0 | 0 | 0 | 0 | 0 | 0 | 0 | 0 | 0 | 0 | 0 | 0 | 0 | 0 | 0 | 0 | 0 | 0 | 0 | 0 | 0 | 0
F3_Commercial_Restaurant (WA)_Existing_Miscellaneous_Natural Gas_Pool Heater_E8 | F3 | Commercial | Restaurant (WA) | Existing | Miscellaneous | Natural Gas | Pool Heater | E8 | System - kBTUs of Consumption | 0 | 0 | 0 | 0 | 0 | 0 | 0 | 0 | 0 | 0 | 0 | 0 | 0 | 0 | 0 | 0 | 0 | 0 | 0 | 0 | 0 | 0 | 0 | 0 | 0 | 0 | 0
F3_Commercial_Restaurant (WA)_Existing_Miscellaneous_Natural Gas_Pool Heater_E9 | F3 | Commercial | Restaurant (WA) | Existing | Miscellaneous | Natural Gas | Pool Heater | E9 | System - kBTUs of Consumption | 0 | 0 | 0 | 0 | 0 | 0 | 0 | 0 | 0 | 0 | 0 | 0 | 0 | 0 | 0 | 0 | 0 | 0 | 0 | 0 | 0 | 0 | 0 | 0 | 0 | 0 | 0
F3_Commercial_Restaurant (WA)_Existing_Miscellaneous_Natural Gas_Pool Heater_E10 | F3 | Commercial | Restaurant (WA) | Existing | Miscellaneous | Natural Gas | Pool Heater | E10 | System - kBTUs of Consumption | 0 | 0 | 0 | 0 | 0 | 0 | 0 | 0 | 0 | 0 | 0 | 0 | 0 | 0 | 0 | 0 | 0 | 0 | 0 | 0 | 0 | 0 | 0 | 0 | 0 | 0 | 0
F4_Commercial_Restaurant (WA)_Existing_Miscellaneous_Natural Gas_Pool Heater_E1 | F4 | Commercial | Restaurant (WA) | Existing | Miscellaneous | Natural Gas | Pool Heater | E1 | Utility - Cost of Equipment | 0.0026828 | 0.0026828 | 0.0026828 | 0.0026828 | 0.0026828 | 0.0026828 | 0.0026828 | 0.0026828 | 0.0026828 | 0.0026828 | 0.0026828 | 0.0026828 | 0.0026828 | 0.0026828 | 0.0026828 | 0.0026828 | 0.0026828 | 0.0026828 | 0.0026828 | 0.0026828 | 0.0026828 | 0.0026828 | 0.0026828 | 0.0026828 | 0.0026828 | 0.0026828 | 0.0026828
F4_Commercial_Restaurant (WA)_Existing_Miscellaneous_Natural Gas_Pool Heater_E2 | F4 | Commercial | Restaurant (WA) | Existing | Miscellaneous | Natural Gas | Pool Heater | E2 | Utility - Cost of Equipment | 0.0043927 | 0.0043927 | 0.0043927 | 0.0043927 | 0.0043927 | 0.0043927 | 0.0043927 | 0.0043927 | 0.0043927 | 0.0043927 | 0.0043927 | 0.0043927 | 0.0043927 | 0.0043927 | 0.0043927 | 0.0043927 | 0.0043927 | 0.0043927 | 0.0043927 | 0.0043927 | 0.0043927 | 0.0043927 | 0.0043927 | 0.0043927 | 0.0043927 | 0.0043927 | 0.0043927
F4_Commercial_Restaurant (WA)_Existing_Miscellaneous_Natural Gas_Pool Heater_E3 | F4 | Commercial | Restaurant (WA) | Existing | Miscellaneous | Natural Gas | Pool Heater | E3 | Utility - Cost of Equipment | 0 | 0 | 0 | 0 | 0 | 0 | 0 | 0 | 0 | 0 | 0 | 0 | 0 | 0 | 0 | 0 | 0 | 0 | 0 | 0 | 0 | 0 | 0 | 0 | 0 | 0 | 0
F4_Commercial_Restaurant (WA)_Existing_Miscellaneous_Natural Gas_Pool Heater_E4 | F4 | Commercial | Restaurant (WA) | Existing | Miscellaneous | Natural Gas | Pool Heater | E4 | Utility - Cost of Equipment | 0 | 0 | 0 | 0 | 0 | 0 | 0 | 0 | 0 | 0 | 0 | 0 | 0 | 0 | 0 | 0 | 0 | 0 | 0 | 0 | 0 | 0 | 0 | 0 | 0 | 0 | 0
F4_Commercial_Restaurant (WA)_Existing_Miscellaneous_Natural Gas_Pool Heater_E5 | F4 | Commercial | Restaurant (WA) | Existing | Miscellaneous | Natural Gas | Pool Heater | E5 | Utility - Cost of Equipment | 0 | 0 | 0 | 0 | 0 | 0 | 0 | 0 | 0 | 0 | 0 | 0 | 0 | 0 | 0 | 0 | 0 | 0 | 0 | 0 | 0 | 0 | 0 | 0 | 0 | 0 | 0
F4_Commercial_Restaurant (WA)_Existing_Miscellaneous_Natural Gas_Pool Heater_E6 | F4 | Commercial | Restaurant (WA) | Existing | Miscellaneous | Natural Gas | Pool Heater | E6 | Utility - Cost of Equipment | 0 | 0 | 0 | 0 | 0 | 0 | 0 | 0 | 0 | 0 | 0 | 0 | 0 | 0 | 0 | 0 | 0 | 0 | 0 | 0 | 0 | 0 | 0 | 0 | 0 | 0 | 0
F4_Commercial_Restaurant (WA)_Existing_Miscellaneous_Natural Gas_Pool Heater_E7 | F4 | Commercial | Restaurant (WA) | Existing | Miscellaneous | Natural Gas | Pool Heater | E7 | Utility - Cost of Equipment | 0 | 0 | 0 | 0 | 0 | 0 | 0 | 0 | 0 | 0 | 0 | 0 | 0 | 0 | 0 | 0 | 0 | 0 | 0 | 0 | 0 | 0 | 0 | 0 | 0 | 0 | 0
F4_Commercial_Restaurant (WA)_Existing_Miscellaneous_Natural Gas_Pool Heater_E8 | F4 | Commercial | Restaurant (WA) | Existing | Miscellaneous | Natural Gas | Pool Heater | E8 | Utility - Cost of Equipment | 0 | 0 | 0 | 0 | 0 | 0 | 0 | 0 | 0 | 0 | 0 | 0 | 0 | 0 | 0 | 0 | 0 | 0 | 0 | 0 | 0 | 0 | 0 | 0 | 0 | 0 | 0
F4_Commercial_Restaurant (WA)_Existing_Miscellaneous_Natural Gas_Pool Heater_E9 | F4 | Commercial | Restaurant (WA) | Existing | Miscellaneous | Natural Gas | Pool Heater | E9 | Utility - Cost of Equipment | 0 | 0 | 0 | 0 | 0 | 0 | 0 | 0 | 0 | 0 | 0 | 0 | 0 | 0 | 0 | 0 | 0 | 0 | 0 | 0 | 0 | 0 | 0 | 0 | 0 | 0 | 0
F4_Commercial_Restaurant (WA)_Existing_Miscellaneous_Natural Gas_Pool Heater_E10 | F4 | Commercial | Restaurant (WA) | Existing | Miscellaneous | Natural Gas | Pool Heater | E10 | Utility - Cost of Equipment | 0 | 0 | 0 | 0 | 0 | 0 | 0 | 0 | 0 | 0 | 0 | 0 | 0 | 0 | 0 | 0 | 0 | 0 | 0 | 0 | 0 | 0 | 0 | 0 | 0 | 0 | 0
F5_Commercial_Restaurant (WA)_Existing_Miscellaneous_Natural Gas_Pool Heater_E1 | F5 | Commercial | Restaurant (WA) | Existing | Miscellaneous | Natural Gas | Pool Heater | E1 | Utility - Cost of Operation | 0.0033594 | 0.0033849 | 0.0034397 | 0.0035283 | 0.0036504 | 0.0038279 | 0.0040225 | 0.0042176 | 0.0044066 | 0.0046086 | 0.0047611 | 0.0049042 | 0.0050659 | 0.005222 | 0.0053527 | 0.00547 | 0.0055659 | 0.0056578 | 0.0057594 | 0.005855 | 0.0059539 | 0.0060585 | 0.0061636 | 0.0062731 | 0.0063845 | 0.0064979 | 0.0066134
F5_Commercial_Restaurant (WA)_Existing_Miscellaneous_Natural Gas_Pool Heater_E2 | F5 | Commercial | Restaurant (WA) | Existing | Miscellaneous | Natural Gas | Pool Heater | E2 | Utility - Cost of Operation | 0.0028555 | 0.0028771 | 0.0029237 | 0.002999 | 0.0031029 | 0.0032537 | 0.0034191 | 0.003585 | 0.0037456 | 0.0039173 | 0.0040469 | 0.0041685 | 0.004306 | 0.0044387 | 0.0045498 | 0.0046495 | 0.004731 | 0.0048091 | 0.0048955 | 0.0049767 | 0.0050608 | 0.0051497 | 0.005239 | 0.0053321 | 0.0054268 | 0.0055232 | 0.0056214
F5_Commercial_Restaurant (WA)_Existing_Miscellaneous_Natural Gas_Pool Heater_E3 | F5 | Commercial | Restaurant (WA) | Existing | Miscellaneous | Natural Gas | Pool Heater | E3 | Utility - Cost of Operation | 0 | 0 | 0 | 0 | 0 | 0 | 0 | 0 | 0 | 0 | 0 | 0 | 0 | 0 | 0 | 0 | 0 | 0 | 0 | 0 | 0 | 0 | 0 | 0 | 0 | 0 | 0
F5_Commercial_Restaurant (WA)_Existing_Miscellaneous_Natural Gas_Pool Heater_E4 | F5 | Commercial | Restaurant (WA) | Existing | Miscellaneous | Natural Gas | Pool Heater | E4 | Utility - Cost of Operation | 0 | 0 | 0 | 0 | 0 | 0 | 0 | 0 | 0 | 0 | 0 | 0 | 0 | 0 | 0 | 0 | 0 | 0 | 0 | 0 | 0 | 0 | 0 | 0 | 0 | 0 | 0
F5_Commercial_Restaurant (WA)_Existing_Miscellaneous_Natural Gas_Pool Heater_E5 | F5 | Commercial | Restaurant (WA) | Existing | Miscellaneous | Natural Gas | Pool Heater | E5 | Utility - Cost of Operation | 0 | 0 | 0 | 0 | 0 | 0 | 0 | 0 | 0 | 0 | 0 | 0 | 0 | 0 | 0 | 0 | 0 | 0 | 0 | 0 | 0 | 0 | 0 | 0 | 0 | 0 | 0
F5_Commercial_Restaurant (WA)_Existing_Miscellaneous_Natural Gas_Pool Heater_E6 | F5 | Commercial | Restaurant (WA) | Existing | Miscellaneous | Natural Gas | Pool Heater | E6 | Utility - Cost of Operation | 0 | 0 | 0 | 0 | 0 | 0 | 0 | 0 | 0 | 0 | 0 | 0 | 0 | 0 | 0 | 0 | 0 | 0 | 0 | 0 | 0 | 0 | 0 | 0 | 0 | 0 | 0
F5_Commercial_Restaurant (WA)_Existing_Miscellaneous_Natural Gas_Pool Heater_E7 | F5 | Commercial | Restaurant (WA) | Existing | Miscellaneous | Natural Gas | Pool Heater | E7 | Utility - Cost of Operation | 0 | 0 | 0 | 0 | 0 | 0 | 0 | 0 | 0 | 0 | 0 | 0 | 0 | 0 | 0 | 0 | 0 | 0 | 0 | 0 | 0 | 0 | 0 | 0 | 0 | 0 | 0
F5_Commercial_Restaurant (WA)_Existing_Miscellaneous_Natural Gas_Pool Heater_E8 | F5 | Commercial | Restaurant (WA) | Existing | Miscellaneous | Natural Gas | Pool Heater | E8 | Utility - Cost of Operation | 0 | 0 | 0 | 0 | 0 | 0 | 0 | 0 | 0 | 0 | 0 | 0 | 0 | 0 | 0 | 0 | 0 | 0 | 0 | 0 | 0 | 0 | 0 | 0 | 0 | 0 | 0
F5_Commercial_Restaurant (WA)_Existing_Miscellaneous_Natural Gas_Pool Heater_E9 | F5 | Commercial | Restaurant (WA) | Existing | Miscellaneous | Natural Gas | Pool Heater | E9 | Utility - Cost of Operation | 0 | 0 | 0 | 0 | 0 | 0 | 0 | 0 | 0 | 0 | 0 | 0 | 0 | 0 | 0 | 0 | 0 | 0 | 0 | 0 | 0 | 0 | 0 | 0 | 0 | 0 | 0
F5_Commercial_Restaurant (WA)_Existing_Miscellaneous_Natural Gas_Pool Heater_E10 | F5 | Commercial | Restaurant (WA) | Existing | Miscellaneous | Natural Gas | Pool Heater | E10 | Utility - Cost of Operation | 0 | 0 | 0 | 0 | 0 | 0 | 0 | 0 | 0 | 0 | 0 | 0 | 0 | 0 | 0 | 0 | 0 | 0 | 0 | 0 | 0 | 0 | 0 | 0 | 0 | 0 | 0
F6_Commercial_Restaurant (WA)_Existing_Miscellaneous_Natural Gas_Pool Heater_E1 | F6 | Commercial | Restaurant (WA) | Existing | Miscellaneous | Natural Gas | Pool Heater | E1 | Utility - Value of Sales | 0.0040313 | 0.0040618 | 0.0041171 | 0.0042004 | 0.0043098 | 0.0044691 | 0.0046299 | 0.0047841 | 0.0049232 | 0.0050695 | 0.0052372 | 0.0053946 | 0.0055725 | 0.0057371 | 0.0058657 | 0.0059701 | 0.0060403 | 0.0060938 | 0.006154 | 0.0062033 | 0.0062516 | 0.0063614 | 0.0064717 | 0.0065867 | 0.0067037 | 0.0068228 | 0.006944
F6_Commercial_Restaurant (WA)_Existing_Miscellaneous_Natural Gas_Pool Heater_E2 | F6 | Commercial | Restaurant (WA) | Existing | Miscellaneous | Natural Gas | Pool Heater | E2 | Utility - Value of Sales | 0.0034266 | 0.0034526 | 0.0034995 | 0.0035703 | 0.0036633 | 0.0037987 | 0.0039354 | 0.0040665 | 0.0041847 | 0.0043091 | 0.0044516 | 0.0045854 | 0.0047366 | 0.0048765 | 0.0049858 | 0.0050746 | 0.0051343 | 0.0051797 | 0.0052309 | 0.0052728 | 0.0053139 | 0.0054072 | 0.005501 | 0.0055987 | 0.0056982 | 0.0057994 | 0.0059024
F6_Commercial_Restaurant (WA)_Existing_Miscellaneous_Natural Gas_Pool Heater_E3 | F6 | Commercial | Restaurant (WA) | Existing | Miscellaneous | Natural Gas | Pool Heater | E3 | Utility - Value of Sales | 0 | 0 | 0 | 0 | 0 | 0 | 0 | 0 | 0 | 0 | 0 | 0 | 0 | 0 | 0 | 0 | 0 | 0 | 0 | 0 | 0 | 0 | 0 | 0 | 0 | 0 | 0
F6_Commercial_Restaurant (WA)_Existing_Miscellaneous_Natural Gas_Pool Heater_E4 | F6 | Commercial | Restaurant (WA) | Existing | Miscellaneous | Natural Gas | Pool Heater | E4 | Utility - Value of Sales | 0 | 0 | 0 | 0 | 0 | 0 | 0 | 0 | 0 | 0 | 0 | 0 | 0 | 0 | 0 | 0 | 0 | 0 | 0 | 0 | 0 | 0 | 0 | 0 | 0 | 0 | 0
F6_Commercial_Restaurant (WA)_Existing_Miscellaneous_Natural Gas_Pool Heater_E5 | F6 | Commercial | Restaurant (WA) | Existing | Miscellaneous | Natural Gas | Pool Heater | E5 | Utility - Value of Sales | 0 | 0 | 0 | 0 | 0 | 0 | 0 | 0 | 0 | 0 | 0 | 0 | 0 | 0 | 0 | 0 | 0 | 0 | 0 | 0 | 0 | 0 | 0 | 0 | 0 | 0 | 0
F6_Commercial_Restaurant (WA)_Existing_Miscellaneous_Natural Gas_Pool Heater_E6 | F6 | Commercial | Restaurant (WA) | Existing | Miscellaneous | Natural Gas | Pool Heater | E6 | Utility - Value of Sales | 0 | 0 | 0 | 0 | 0 | 0 | 0 | 0 | 0 | 0 | 0 | 0 | 0 | 0 | 0 | 0 | 0 | 0 | 0 | 0 | 0 | 0 | 0 | 0 | 0 | 0 | 0
F6_Commercial_Restaurant (WA)_Existing_Miscellaneous_Natural Gas_Pool Heater_E7 | F6 | Commercial | Restaurant (WA) | Existing | Miscellaneous | Natural Gas | Pool Heater | E7 | Utility - Value of Sales | 0 | 0 | 0 | 0 | 0 | 0 | 0 | 0 | 0 | 0 | 0 | 0 | 0 | 0 | 0 | 0 | 0 | 0 | 0 | 0 | 0 | 0 | 0 | 0 | 0 | 0 | 0
F6_Commercial_Restaurant (WA)_Existing_Miscellaneous_Natural Gas_Pool Heater_E8 | F6 | Commercial | Restaurant (WA) | Existing | Miscellaneous | Natural Gas | Pool Heater | E8 | Utility - Value of Sales | 0 | 0 | 0 | 0 | 0 | 0 | 0 | 0 | 0 | 0 | 0 | 0 | 0 | 0 | 0 | 0 | 0 | 0 | 0 | 0 | 0 | 0 | 0 | 0 | 0 | 0 | 0
F6_Commercial_Restaurant (WA)_Existing_Miscellaneous_Natural Gas_Pool Heater_E9 | F6 | Commercial | Restaurant (WA) | Existing | Miscellaneous | Natural Gas | Pool Heater | E9 | Utility - Value of Sales | 0 | 0 | 0 | 0 | 0 | 0 | 0 | 0 | 0 | 0 | 0 | 0 | 0 | 0 | 0 | 0 | 0 | 0 | 0 | 0 | 0 | 0 | 0 | 0 | 0 | 0 | 0
F6_Commercial_Restaurant (WA)_Existing_Miscellaneous_Natural Gas_Pool Heater_E10 | F6 | Commercial | Restaurant (WA) | Existing | Miscellaneous | Natural Gas | Pool Heater | E10 | Utility - Value of Sales | 0 | 0 | 0 | 0 | 0 | 0 | 0 | 0 | 0 | 0 | 0 | 0 | 0 | 0 | 0 | 0 | 0 | 0 | 0 | 0 | 0 | 0 | 0 | 0 | 0 | 0 | 0
F1_Commercial_Restaurant (WA)_Existing_Miscellaneous_Natural Gas_Miscellaneous_E1 | F1 | Commercial | Restaurant (WA) | Existing | Miscellaneous | Natural Gas | Miscellaneous | E1 | RVT - Cost of Equipment | 0.0097279 | 0.0097279 | 0.0097279 | 0.0097279 | 0.0097279 | 0.0097279 | 0.0097279 | 0.0097279 | 0.0097279 | 0.0097279 | 0.0097279 | 0.0097279 | 0.0097279 | 0.0097279 | 0.0097279 | 0.0097279 | 0.0097279 | 0.0097279 | 0.0097279 | 0.0097279 | 0.0097279 | 0.0097279 | 0.0097279 | 0.0097279 | 0.0097279 | 0.0097279 | 0.0097279
F1_Commercial_Restaurant (WA)_Existing_Miscellaneous_Natural Gas_Miscellaneous_E2 | F1 | Commercial | Restaurant (WA) | Existing | Miscellaneous | Natural Gas | Miscellaneous | E2 | RVT - Cost of Equipment | 0 | 0 | 0 | 0 | 0 | 0 | 0 | 0 | 0 | 0 | 0 | 0 | 0 | 0 | 0 | 0 | 0 | 0 | 0 | 0 | 0 | 0 | 0 | 0 | 0 | 0 | 0
F1_Commercial_Restaurant (WA)_Existing_Miscellaneous_Natural Gas_Miscellaneous_E3 | F1 | Commercial | Restaurant (WA) | Existing | Miscellaneous | Natural Gas | Miscellaneous | E3 | RVT - Cost of Equipment | 0 | 0 | 0 | 0 | 0 | 0 | 0 | 0 | 0 | 0 | 0 | 0 | 0 | 0 | 0 | 0 | 0 | 0 | 0 | 0 | 0 | 0 | 0 | 0 | 0 | 0 | 0
F1_Commercial_Restaurant (WA)_Existing_Miscellaneous_Natural Gas_Miscellaneous_E4 | F1 | Commercial | Restaurant (WA) | Existing | Miscellaneous | Natural Gas | Miscellaneous | E4 | RVT - Cost of Equipment | 0 | 0 | 0 | 0 | 0 | 0 | 0 | 0 | 0 | 0 | 0 | 0 | 0 | 0 | 0 | 0 | 0 | 0 | 0 | 0 | 0 | 0 | 0 | 0 | 0 | 0 | 0
F1_Commercial_Restaurant (WA)_Existing_Miscellaneous_Natural Gas_Miscellaneous_E5 | F1 | Commercial | Restaurant (WA) | Existing | Miscellaneous | Natural Gas | Miscellaneous | E5 | RVT - Cost of Equipment | 0 | 0 | 0 | 0 | 0 | 0 | 0 | 0 | 0 | 0 | 0 | 0 | 0 | 0 | 0 | 0 | 0 | 0 | 0 | 0 | 0 | 0 | 0 | 0 | 0 | 0 | 0
F1_Commercial_Restaurant (WA)_Existing_Miscellaneous_Natural Gas_Miscellaneous_E6 | F1 | Commercial | Restaurant (WA) | Existing | Miscellaneous | Natural Gas | Miscellaneous | E6 | RVT - Cost of Equipment | 0 | 0 | 0 | 0 | 0 | 0 | 0 | 0 | 0 | 0 | 0 | 0 | 0 | 0 | 0 | 0 | 0 | 0 | 0 | 0 | 0 | 0 | 0 | 0 | 0 | 0 | 0
F1_Commercial_Restaurant (WA)_Existing_Miscellaneous_Natural Gas_Miscellaneous_E7 | F1 | Commercial | Restaurant (WA) | Existing | Miscellaneous | Natural Gas | Miscellaneous | E7 | RVT - Cost of Equipment | 0 | 0 | 0 | 0 | 0 | 0 | 0 | 0 | 0 | 0 | 0 | 0 | 0 | 0 | 0 | 0 | 0 | 0 | 0 | 0 | 0 | 0 | 0 | 0 | 0 | 0 | 0
F1_Commercial_Restaurant (WA)_Existing_Miscellaneous_Natural Gas_Miscellaneous_E8 | F1 | Commercial | Restaurant (WA) | Existing | Miscellaneous | Natural Gas | Miscellaneous | E8 | RVT - Cost of Equipment | 0 | 0 | 0 | 0 | 0 | 0 | 0 | 0 | 0 | 0 | 0 | 0 | 0 | 0 | 0 | 0 | 0 | 0 | 0 | 0 | 0 | 0 | 0 | 0 | 0 | 0 | 0
F1_Commercial_Restaurant (WA)_Existing_Miscellaneous_Natural Gas_Miscellaneous_E9 | F1 | Commercial | Restaurant (WA) | Existing | Miscellaneous | Natural Gas | Miscellaneous | E9 | RVT - Cost of Equipment | 0 | 0 | 0 | 0 | 0 | 0 | 0 | 0 | 0 | 0 | 0 | 0 | 0 | 0 | 0 | 0 | 0 | 0 | 0 | 0 | 0 | 0 | 0 | 0 | 0 | 0 | 0
F1_Commercial_Restaurant (WA)_Existing_Miscellaneous_Natural Gas_Miscellaneous_E10 | F1 | Commercial | Restaurant (WA) | Existing | Miscellaneous | Natural Gas | Miscellaneous | E10 | RVT - Cost of Equipment | 0 | 0 | 0 | 0 | 0 | 0 | 0 | 0 | 0 | 0 | 0 | 0 | 0 | 0 | 0 | 0 | 0 | 0 | 0 | 0 | 0 | 0 | 0 | 0 | 0 | 0 | 0
F2_Commercial_Restaurant (WA)_Existing_Miscellaneous_Natural Gas_Miscellaneous_E1 | F2 | Commercial | Restaurant (WA) | Existing | Miscellaneous | Natural Gas | Miscellaneous | E1 | RVT - Cost of Operation | 0.015386 | 0.015485 | 0.015649 | 0.015905 | 0.016282 | 0.016903 | 0.017541 | 0.018138 | 0.018659 | 0.0192 | 0.01982 | 0.020403 | 0.021097 | 0.021762 | 0.022291 | 0.02272 | 0.023009 | 0.023241 | 0.023472 | 0.023621 | 0.023764 | 0.02418 | 0.024597 | 0.025034 | 0.025479 | 0.025932 | 0.026393
F2_Commercial_Restaurant (WA)_Existing_Miscellaneous_Natural Gas_Miscellaneous_E2 | F2 | Commercial | Restaurant (WA) | Existing | Miscellaneous | Natural Gas | Miscellaneous | E2 | RVT - Cost of Operation | 0 | 0 | 0 | 0 | 0 | 0 | 0 | 0 | 0 | 0 | 0 | 0 | 0 | 0 | 0 | 0 | 0 | 0 | 0 | 0 | 0 | 0 | 0 | 0 | 0 | 0 | 0
F2_Commercial_Restaurant (WA)_Existing_Miscellaneous_Natural Gas_Miscellaneous_E3 | F2 | Commercial | Restaurant (WA) | Existing | Miscellaneous | Natural Gas | Miscellaneous | E3 | RVT - Cost of Operation | 0 | 0 | 0 | 0 | 0 | 0 | 0 | 0 | 0 | 0 | 0 | 0 | 0 | 0 | 0 | 0 | 0 | 0 | 0 | 0 | 0 | 0 | 0 | 0 | 0 | 0 | 0
F2_Commercial_Restaurant (WA)_Existing_Miscellaneous_Natural Gas_Miscellaneous_E4 | F2 | Commercial | Restaurant (WA) | Existing | Miscellaneous | Natural Gas | Miscellaneous | E4 | RVT - Cost of Operation | 0 | 0 | 0 | 0 | 0 | 0 | 0 | 0 | 0 | 0 | 0 | 0 | 0 | 0 | 0 | 0 | 0 | 0 | 0 | 0 | 0 | 0 | 0 | 0 | 0 | 0 | 0
F2_Commercial_Restaurant (WA)_Existing_Miscellaneous_Natural Gas_Miscellaneous_E5 | F2 | Commercial | Restaurant (WA) | Existing | Miscellaneous | Natural Gas | Miscellaneous | E5 | RVT - Cost of Operation | 0 | 0 | 0 | 0 | 0 | 0 | 0 | 0 | 0 | 0 | 0 | 0 | 0 | 0 | 0 | 0 | 0 | 0 | 0 | 0 | 0 | 0 | 0 | 0 | 0 | 0 | 0
F2_Commercial_Restaurant (WA)_Existing_Miscellaneous_Natural Gas_Miscellaneous_E6 | F2 | Commercial | Restaurant (WA) | Existing | Miscellaneous | Natural Gas | Miscellaneous | E6 | RVT - Cost of Operation | 0 | 0 | 0 | 0 | 0 | 0 | 0 | 0 | 0 | 0 | 0 | 0 | 0 | 0 | 0 | 0 | 0 | 0 | 0 | 0 | 0 | 0 | 0 | 0 | 0 | 0 | 0
F2_Commercial_Restaurant (WA)_Existing_Miscellaneous_Natural Gas_Miscellaneous_E7 | F2 | Commercial | Restaurant (WA) | Existing | Miscellaneous | Natural Gas | Miscellaneous | E7 | RVT - Cost of Operation | 0 | 0 | 0 | 0 | 0 | 0 | 0 | 0 | 0 | 0 | 0 | 0 | 0 | 0 | 0 | 0 | 0 | 0 | 0 | 0 | 0 | 0 | 0 | 0 | 0 | 0 | 0
F2_Commercial_Restaurant (WA)_Existing_Miscellaneous_Natural Gas_Miscellaneous_E8 | F2 | Commercial | Restaurant (WA) | Existing | Miscellaneous | Natural Gas | Miscellaneous | E8 | RVT - Cost of Operation | 0 | 0 | 0 | 0 | 0 | 0 | 0 | 0 | 0 | 0 | 0 | 0 | 0 | 0 | 0 | 0 | 0 | 0 | 0 | 0 | 0 | 0 | 0 | 0 | 0 | 0 | 0
F2_Commercial_Restaurant (WA)_Existing_Miscellaneous_Natural Gas_Miscellaneous_E9 | F2 | Commercial | Restaurant (WA) | Existing | Miscellaneous | Natural Gas | Miscellaneous | E9 | RVT - Cost of Operation | 0 | 0 | 0 | 0 | 0 | 0 | 0 | 0 | 0 | 0 | 0 | 0 | 0 | 0 | 0 | 0 | 0 | 0 | 0 | 0 | 0 | 0 | 0 | 0 | 0 | 0 | 0
F2_Commercial_Restaurant (WA)_Existing_Miscellaneous_Natural Gas_Miscellaneous_E10 | F2 | Commercial | Restaurant (WA) | Existing | Miscellaneous | Natural Gas | Miscellaneous | E10 | RVT - Cost of Operation | 0 | 0 | 0 | 0 | 0 | 0 | 0 | 0 | 0 | 0 | 0 | 0 | 0 | 0 | 0 | 0 | 0 | 0 | 0 | 0 | 0 | 0 | 0 | 0 | 0 | 0 | 0
F3_Commercial_Restaurant (WA)_Existing_Miscellaneous_Natural Gas_Miscellaneous_E1 | F3 | Commercial | Restaurant (WA) | Existing | Miscellaneous | Natural Gas | Miscellaneous | E1 | System - kBTUs of Consumption | 3.93 | 3.93 | 3.93 | 3.93 | 3.93 | 3.93 | 3.93 | 3.93 | 3.93 | 3.93 | 3.93 | 3.93 | 3.93 | 3.93 | 3.93 | 3.93 | 3.93 | 3.93 | 3.93 | 3.93 | 3.93 | 3.93 | 3.93 | 3.93 | 3.93 | 3.93 | 3.93
F3_Commercial_Restaurant (WA)_Existing_Miscellaneous_Natural Gas_Miscellaneous_E2 | F3 | Commercial | Restaurant (WA) | Existing | Miscellaneous | Natural Gas | Miscellaneous | E2 | System - kBTUs of Consumption | 0 | 0 | 0 | 0 | 0 | 0 | 0 | 0 | 0 | 0 | 0 | 0 | 0 | 0 | 0 | 0 | 0 | 0 | 0 | 0 | 0 | 0 | 0 | 0 | 0 | 0 | 0
F3_Commercial_Restaurant (WA)_Existing_Miscellaneous_Natural Gas_Miscellaneous_E3 | F3 | Commercial | Restaurant (WA) | Existing | Miscellaneous | Natural Gas | Miscellaneous | E3 | System - kBTUs of Consumption | 0 | 0 | 0 | 0 | 0 | 0 | 0 | 0 | 0 | 0 | 0 | 0 | 0 | 0 | 0 | 0 | 0 | 0 | 0 | 0 | 0 | 0 | 0 | 0 | 0 | 0 | 0
F3_Commercial_Restaurant (WA)_Existing_Miscellaneous_Natural Gas_Miscellaneous_E4 | F3 | Commercial | Restaurant (WA) | Existing | Miscellaneous | Natural Gas | Miscellaneous | E4 | System - kBTUs of Consumption | 0 | 0 | 0 | 0 | 0 | 0 | 0 | 0 | 0 | 0 | 0 | 0 | 0 | 0 | 0 | 0 | 0 | 0 | 0 | 0 | 0 | 0 | 0 | 0 | 0 | 0 | 0
F3_Commercial_Restaurant (WA)_Existing_Miscellaneous_Natural Gas_Miscellaneous_E5 | F3 | Commercial | Restaurant (WA) | Existing | Miscellaneous | Natural Gas | Miscellaneous | E5 | System - kBTUs of Consumption | 0 | 0 | 0 | 0 | 0 | 0 | 0 | 0 | 0 | 0 | 0 | 0 | 0 | 0 | 0 | 0 | 0 | 0 | 0 | 0 | 0 | 0 | 0 | 0 | 0 | 0 | 0
F3_Commercial_Restaurant (WA)_Existing_Miscellaneous_Natural Gas_Miscellaneous_E6 | F3 | Commercial | Restaurant (WA) | Existing | Miscellaneous | Natural Gas | Miscellaneous | E6 | System - kBTUs of Consumption | 0 | 0 | 0 | 0 | 0 | 0 | 0 | 0 | 0 | 0 | 0 | 0 | 0 | 0 | 0 | 0 | 0 | 0 | 0 | 0 | 0 | 0 | 0 | 0 | 0 | 0 | 0
F3_Commercial_Restaurant (WA)_Existing_Miscellaneous_Natural Gas_Miscellaneous_E7 | F3 | Commercial | Restaurant (WA) | Existing | Miscellaneous | Natural Gas | Miscellaneous | E7 | System - kBTUs of Consumption | 0 | 0 | 0 | 0 | 0 | 0 | 0 | 0 | 0 | 0 | 0 | 0 | 0 | 0 | 0 | 0 | 0 | 0 | 0 | 0 | 0 | 0 | 0 | 0 | 0 | 0 | 0
F3_Commercial_Restaurant (WA)_Existing_Miscellaneous_Natural Gas_Miscellaneous_E8 | F3 | Commercial | Restaurant (WA) | Existing | Miscellaneous | Natural Gas | Miscellaneous | E8 | System - kBTUs of Consumption | 0 | 0 | 0 | 0 | 0 | 0 | 0 | 0 | 0 | 0 | 0 | 0 | 0 | 0 | 0 | 0 | 0 | 0 | 0 | 0 | 0 | 0 | 0 | 0 | 0 | 0 | 0
F3_Commercial_Restaurant (WA)_Existing_Miscellaneous_Natural Gas_Miscellaneous_E9 | F3 | Commercial | Restaurant (WA) | Existing | Miscellaneous | Natural Gas | Miscellaneous | E9 | System - kBTUs of Consumption | 0 | 0 | 0 | 0 | 0 | 0 | 0 | 0 | 0 | 0 | 0 | 0 | 0 | 0 | 0 | 0 | 0 | 0 | 0 | 0 | 0 | 0 | 0 | 0 | 0 | 0 | 0
F3_Commercial_Restaurant (WA)_Existing_Miscellaneous_Natural Gas_Miscellaneous_E10 | F3 | Commercial | Restaurant (WA) | Existing | Miscellaneous | Natural Gas | Miscellaneous | E10 | System - kBTUs of Consumption | 0 | 0 | 0 | 0 | 0 | 0 | 0 | 0 | 0 | 0 | 0 | 0 | 0 | 0 | 0 | 0 | 0 | 0 | 0 | 0 | 0 | 0 | 0 | 0 | 0 | 0 | 0
F4_Commercial_Restaurant (WA)_Existing_Miscellaneous_Natural Gas_Miscellaneous_E1 | F4 | Commercial | Restaurant (WA) | Existing | Miscellaneous | Natural Gas | Miscellaneous | E1 | Utility - Cost of Equipment | 0.0097279 | 0.0097279 | 0.0097279 | 0.0097279 | 0.0097279 | 0.0097279 | 0.0097279 | 0.0097279 | 0.0097279 | 0.0097279 | 0.0097279 | 0.0097279 | 0.0097279 | 0.0097279 | 0.0097279 | 0.0097279 | 0.0097279 | 0.0097279 | 0.0097279 | 0.0097279 | 0.0097279 | 0.0097279 | 0.0097279 | 0.0097279 | 0.0097279 | 0.0097279 | 0.0097279
F4_Commercial_Restaurant (WA)_Existing_Miscellaneous_Natural Gas_Miscellaneous_E2 | F4 | Commercial | Restaurant (WA) | Existing | Miscellaneous | Natural Gas | Miscellaneous | E2 | Utility - Cost of Equipment | 0 | 0 | 0 | 0 | 0 | 0 | 0 | 0 | 0 | 0 | 0 | 0 | 0 | 0 | 0 | 0 | 0 | 0 | 0 | 0 | 0 | 0 | 0 | 0 | 0 | 0 | 0
F4_Commercial_Restaurant (WA)_Existing_Miscellaneous_Natural Gas_Miscellaneous_E3 | F4 | Commercial | Restaurant (WA) | Existing | Miscellaneous | Natural Gas | Miscellaneous | E3 | Utility - Cost of Equipment | 0 | 0 | 0 | 0 | 0 | 0 | 0 | 0 | 0 | 0 | 0 | 0 | 0 | 0 | 0 | 0 | 0 | 0 | 0 | 0 | 0 | 0 | 0 | 0 | 0 | 0 | 0
F4_Commercial_Restaurant (WA)_Existing_Miscellaneous_Natural Gas_Miscellaneous_E4 | F4 | Commercial | Restaurant (WA) | Existing | Miscellaneous | Natural Gas | Miscellaneous | E4 | Utility - Cost of Equipment | 0 | 0 | 0 | 0 | 0 | 0 | 0 | 0 | 0 | 0 | 0 | 0 | 0 | 0 | 0 | 0 | 0 | 0 | 0 | 0 | 0 | 0 | 0 | 0 | 0 | 0 | 0
F4_Commercial_Restaurant (WA)_Existing_Miscellaneous_Natural Gas_Miscellaneous_E5 | F4 | Commercial | Restaurant (WA) | Existing | Miscellaneous | Natural Gas | Miscellaneous | E5 | Utility - Cost of Equipment | 0 | 0 | 0 | 0 | 0 | 0 | 0 | 0 | 0 | 0 | 0 | 0 | 0 | 0 | 0 | 0 | 0 | 0 | 0 | 0 | 0 | 0 | 0 | 0 | 0 | 0 | 0
F4_Commercial_Restaurant (WA)_Existing_Miscellaneous_Natural Gas_Miscellaneous_E6 | F4 | Commercial | Restaurant (WA) | Existing | Miscellaneous | Natural Gas | Miscellaneous | E6 | Utility - Cost of Equipment | 0 | 0 | 0 | 0 | 0 | 0 | 0 | 0 | 0 | 0 | 0 | 0 | 0 | 0 | 0 | 0 | 0 | 0 | 0 | 0 | 0 | 0 | 0 | 0 | 0 | 0 | 0
F4_Commercial_Restaurant (WA)_Existing_Miscellaneous_Natural Gas_Miscellaneous_E7 | F4 | Commercial | Restaurant (WA) | Existing | Miscellaneous | Natural Gas | Miscellaneous | E7 | Utility - Cost of Equipment | 0 | 0 | 0 | 0 | 0 | 0 | 0 | 0 | 0 | 0 | 0 | 0 | 0 | 0 | 0 | 0 | 0 | 0 | 0 | 0 | 0 | 0 | 0 | 0 | 0 | 0 | 0
F4_Commercial_Restaurant (WA)_Existing_Miscellaneous_Natural Gas_Miscellaneous_E8 | F4 | Commercial | Restaurant (WA) | Existing | Miscellaneous | Natural Gas | Miscellaneous | E8 | Utility - Cost of Equipment | 0 | 0 | 0 | 0 | 0 | 0 | 0 | 0 | 0 | 0 | 0 | 0 | 0 | 0 | 0 | 0 | 0 | 0 | 0 | 0 | 0 | 0 | 0 | 0 | 0 | 0 | 0
F4_Commercial_Restaurant (WA)_Existing_Miscellaneous_Natural Gas_Miscellaneous_E9 | F4 | Commercial | Restaurant (WA) | Existing | Miscellaneous | Natural Gas | Miscellaneous | E9 | Utility - Cost of Equipment | 0 | 0 | 0 | 0 | 0 | 0 | 0 | 0 | 0 | 0 | 0 | 0 | 0 | 0 | 0 | 0 | 0 | 0 | 0 | 0 | 0 | 0 | 0 | 0 | 0 | 0 | 0
F4_Commercial_Restaurant (WA)_Existing_Miscellaneous_Natural Gas_Miscellaneous_E10 | F4 | Commercial | Restaurant (WA) | Existing | Miscellaneous | Natural Gas | Miscellaneous | E10 | Utility - Cost of Equipment | 0 | 0 | 0 | 0 | 0 | 0 | 0 | 0 | 0 | 0 | 0 | 0 | 0 | 0 | 0 | 0 | 0 | 0 | 0 | 0 | 0 | 0 | 0 | 0 | 0 | 0 | 0
F5_Commercial_Restaurant (WA)_Existing_Miscellaneous_Natural Gas_Miscellaneous_E1 | F5 | Commercial | Restaurant (WA) | Existing | Miscellaneous | Natural Gas | Miscellaneous | E1 | Utility - Cost of Operation | 0.012822 | 0.012904 | 0.013069 | 0.013344 | 0.013758 | 0.014419 | 0.015146 | 0.015897 | 0.016652 | 0.017455 | 0.018018 | 0.018548 | 0.019179 | 0.019804 | 0.02033 | 0.020792 | 0.021157 | 0.021507 | 0.021897 | 0.022258 | 0.022632 | 0.023028 | 0.023426 | 0.023842 | 0.024266 | 0.024697 | 0.025136
F5_Commercial_Restaurant (WA)_Existing_Miscellaneous_Natural Gas_Miscellaneous_E2 | F5 | Commercial | Restaurant (WA) | Existing | Miscellaneous | Natural Gas | Miscellaneous | E2 | Utility - Cost of Operation | 0 | 0 | 0 | 0 | 0 | 0 | 0 | 0 | 0 | 0 | 0 | 0 | 0 | 0 | 0 | 0 | 0 | 0 | 0 | 0 | 0 | 0 | 0 | 0 | 0 | 0 | 0
F5_Commercial_Restaurant (WA)_Existing_Miscellaneous_Natural Gas_Miscellaneous_E3 | F5 | Commercial | Restaurant (WA) | Existing | Miscellaneous | Natural Gas | Miscellaneous | E3 | Utility - Cost of Operation | 0 | 0 | 0 | 0 | 0 | 0 | 0 | 0 | 0 | 0 | 0 | 0 | 0 | 0 | 0 | 0 | 0 | 0 | 0 | 0 | 0 | 0 | 0 | 0 | 0 | 0 | 0
F5_Commercial_Restaurant (WA)_Existing_Miscellaneous_Natural Gas_Miscellaneous_E4 | F5 | Commercial | Restaurant (WA) | Existing | Miscellaneous | Natural Gas | Miscellaneous | E4 | Utility - Cost of Operation | 0 | 0 | 0 | 0 | 0 | 0 | 0 | 0 | 0 | 0 | 0 | 0 | 0 | 0 | 0 | 0 | 0 | 0 | 0 | 0 | 0 | 0 | 0 | 0 | 0 | 0 | 0
F5_Commercial_Restaurant (WA)_Existing_Miscellaneous_Natural Gas_Miscellaneous_E5 | F5 | Commercial | Restaurant (WA) | Existing | Miscellaneous | Natural Gas | Miscellaneous | E5 | Utility - Cost of Operation | 0 | 0 | 0 | 0 | 0 | 0 | 0 | 0 | 0 | 0 | 0 | 0 | 0 | 0 | 0 | 0 | 0 | 0 | 0 | 0 | 0 | 0 | 0 | 0 | 0 | 0 | 0
F5_Commercial_Restaurant (WA)_Existing_Miscellaneous_Natural Gas_Miscellaneous_E6 | F5 | Commercial | Restaurant (WA) | Existing | Miscellaneous | Natural Gas | Miscellaneous | E6 | Utility - Cost of Operation | 0 | 0 | 0 | 0 | 0 | 0 | 0 | 0 | 0 | 0 | 0 | 0 | 0 | 0 | 0 | 0 | 0 | 0 | 0 | 0 | 0 | 0 | 0 | 0 | 0 | 0 | 0
F5_Commercial_Restaurant (WA)_Existing_Miscellaneous_Natural Gas_Miscellaneous_E7 | F5 | Commercial | Restaurant (WA) | Existing | Miscellaneous | Natural Gas | Miscellaneous | E7 | Utility - Cost of Operation | 0 | 0 | 0 | 0 | 0 | 0 | 0 | 0 | 0 | 0 | 0 | 0 | 0 | 0 | 0 | 0 | 0 | 0 | 0 | 0 | 0 | 0 | 0 | 0 | 0 | 0 | 0
F5_Commercial_Restaurant (WA)_Existing_Miscellaneous_Natural Gas_Miscellaneous_E8 | F5 | Commercial | Restaurant (WA) | Existing | Miscellaneous | Natural Gas | Miscellaneous | E8 | Utility - Cost of Operation | 0 | 0 | 0 | 0 | 0 | 0 | 0 | 0 | 0 | 0 | 0 | 0 | 0 | 0 | 0 | 0 | 0 | 0 | 0 | 0 | 0 | 0 | 0 | 0 | 0 | 0 | 0
F5_Commercial_Restaurant (WA)_Existing_Miscellaneous_Natural Gas_Miscellaneous_E9 | F5 | Commercial | Restaurant (WA) | Existing | Miscellaneous | Natural Gas | Miscellaneous | E9 | Utility - Cost of Operation | 0 | 0 | 0 | 0 | 0 | 0 | 0 | 0 | 0 | 0 | 0 | 0 | 0 | 0 | 0 | 0 | 0 | 0 | 0 | 0 | 0 | 0 | 0 | 0 | 0 | 0 | 0
F5_Commercial_Restaurant (WA)_Existing_Miscellaneous_Natural Gas_Miscellaneous_E10 | F5 | Commercial | Restaurant (WA) | Existing | Miscellaneous | Natural Gas | Miscellaneous | E10 | Utility - Cost of Operation | 0 | 0 | 0 | 0 | 0 | 0 | 0 | 0 | 0 | 0 | 0 | 0 | 0 | 0 | 0 | 0 | 0 | 0 | 0 | 0 | 0 | 0 | 0 | 0 | 0 | 0 | 0
F6_Commercial_Restaurant (WA)_Existing_Miscellaneous_Natural Gas_Miscellaneous_E1 | F6 | Commercial | Restaurant (WA) | Existing | Miscellaneous | Natural Gas | Miscellaneous | E1 | Utility - Value of Sales | 0.015386 | 0.015485 | 0.015649 | 0.015905 | 0.016282 | 0.016903 | 0.017541 | 0.018138 | 0.018659 | 0.0192 | 0.01982 | 0.020403 | 0.021097 | 0.021762 | 0.022291 | 0.02272 | 0.023009 | 0.023241 | 0.023472 | 0.023621 | 0.023764 | 0.02418 | 0.024597 | 0.025034 | 0.025479 | 0.025932 | 0.026393
F6_Commercial_Restaurant (WA)_Existing_Miscellaneous_Natural Gas_Miscellaneous_E2 | F6 | Commercial | Restaurant (WA) | Existing | Miscellaneous | Natural Gas | Miscellaneous | E2 | Utility - Value of Sales | 0 | 0 | 0 | 0 | 0 | 0 | 0 | 0 | 0 | 0 | 0 | 0 | 0 | 0 | 0 | 0 | 0 | 0 | 0 | 0 | 0 | 0 | 0 | 0 | 0 | 0 | 0
F6_Commercial_Restaurant (WA)_Existing_Miscellaneous_Natural Gas_Miscellaneous_E3 | F6 | Commercial | Restaurant (WA) | Existing | Miscellaneous | Natural Gas | Miscellaneous | E3 | Utility - Value of Sales | 0 | 0 | 0 | 0 | 0 | 0 | 0 | 0 | 0 | 0 | 0 | 0 | 0 | 0 | 0 | 0 | 0 | 0 | 0 | 0 | 0 | 0 | 0 | 0 | 0 | 0 | 0
F6_Commercial_Restaurant (WA)_Existing_Miscellaneous_Natural Gas_Miscellaneous_E4 | F6 | Commercial | Restaurant (WA) | Existing | Miscellaneous | Natural Gas | Miscellaneous | E4 | Utility - Value of Sales | 0 | 0 | 0 | 0 | 0 | 0 | 0 | 0 | 0 | 0 | 0 | 0 | 0 | 0 | 0 | 0 | 0 | 0 | 0 | 0 | 0 | 0 | 0 | 0 | 0 | 0 | 0
F6_Commercial_Restaurant (WA)_Existing_Miscellaneous_Natural Gas_Miscellaneous_E5 | F6 | Commercial | Restaurant (WA) | Existing | Miscellaneous | Natural Gas | Miscellaneous | E5 | Utility - Value of Sales | 0 | 0 | 0 | 0 | 0 | 0 | 0 | 0 | 0 | 0 | 0 | 0 | 0 | 0 | 0 | 0 | 0 | 0 | 0 | 0 | 0 | 0 | 0 | 0 | 0 | 0 | 0
F6_Commercial_Restaurant (WA)_Existing_Miscellaneous_Natural Gas_Miscellaneous_E6 | F6 | Commercial | Restaurant (WA) | Existing | Miscellaneous | Natural Gas | Miscellaneous | E6 | Utility - Value of Sales | 0 | 0 | 0 | 0 | 0 | 0 | 0 | 0 | 0 | 0 | 0 | 0 | 0 | 0 | 0 | 0 | 0 | 0 | 0 | 0 | 0 | 0 | 0 | 0 | 0 | 0 | 0
F6_Commercial_Restaurant (WA)_Existing_Miscellaneous_Natural Gas_Miscellaneous_E7 | F6 | Commercial | Restaurant (WA) | Existing | Miscellaneous | Natural Gas | Miscellaneous | E7 | Utility - Value of Sales | 0 | 0 | 0 | 0 | 0 | 0 | 0 | 0 | 0 | 0 | 0 | 0 | 0 | 0 | 0 | 0 | 0 | 0 | 0 | 0 | 0 | 0 | 0 | 0 | 0 | 0 | 0
F6_Commercial_Restaurant (WA)_Existing_Miscellaneous_Natural Gas_Miscellaneous_E8 | F6 | Commercial | Restaurant (WA) | Existing | Miscellaneous | Natural Gas | Miscellaneous | E8 | Utility - Value of Sales | 0 | 0 | 0 | 0 | 0 | 0 | 0 | 0 | 0 | 0 | 0 | 0 | 0 | 0 | 0 | 0 | 0 | 0 | 0 | 0 | 0 | 0 | 0 | 0 | 0 | 0 | 0
F6_Commercial_Restaurant (WA)_Existing_Miscellaneous_Natural Gas_Miscellaneous_E9 | F6 | Commercial | Restaurant (WA) | Existing | Miscellaneous | Natural Gas | Miscellaneous | E9 | Utility - Value of Sales | 0 | 0 | 0 | 0 | 0 | 0 | 0 | 0 | 0 | 0 | 0 | 0 | 0 | 0 | 0 | 0 | 0 | 0 | 0 | 0 | 0 | 0 | 0 | 0 | 0 | 0 | 0
F6_Commercial_Restaurant (WA)_Existing_Miscellaneous_Natural Gas_Miscellaneous_E10 | F6 | Commercial | Restaurant (WA) | Existing | Miscellaneous | Natural Gas | Miscellaneous | E10 | Utility - Value of Sales | 0 | 0 | 0 | 0 | 0 | 0 | 0 | 0 | 0 | 0 | 0 | 0 | 0 | 0 | 0 | 0 | 0 | 0 | 0 | 0 | 0 | 0 | 0 | 0 | 0 | 0 | 0
F1_Commercial_Restaurant (WA)_New_Space Heating_Natural Gas_Furnace_E1 | F1 | Commercial | Restaurant (WA) | New | Space Heating | Natural Gas | Furnace | E1 | RVT - Cost of Equipment | 0.12876 | 0.12876 | 0.12876 | 0.12876 | 0.12876 | 0.12876 | 0.12876 | 0.12876 | 0.12876 | 0.12876 | 0.12876 | 0.12876 | 0.12876 | 0.12876 | 0.12876 | 0.12876 | 0.12876 | 0.12876 | 0.12876 | 0.12876 | 0.12876 | 0.12876 | 0.12876 | 0.12876 | 0.12876 | 0.12876 | 0.12876
F1_Commercial_Restaurant (WA)_New_Space Heating_Natural Gas_Furnace_E2 | F1 | Commercial | Restaurant (WA) | New | Space Heating | Natural Gas | Furnace | E2 | RVT - Cost of Equipment | 0.26027 | 0.26027 | 0.26027 | 0.26027 | 0.26027 | 0.26027 | 0.26027 | 0.26027 | 0.26027 | 0.26027 | 0.26027 | 0.26027 | 0.26027 | 0.26027 | 0.26027 | 0.26027 | 0.26027 | 0.26027 | 0.26027 | 0.26027 | 0.26027 | 0.26027 | 0.26027 | 0.26027 | 0.26027 | 0.26027 | 0.26027
F1_Commercial_Restaurant (WA)_New_Space Heating_Natural Gas_Furnace_E3 | F1 | Commercial | Restaurant (WA) | New | Space Heating | Natural Gas | Furnace | E3 | RVT - Cost of Equipment | 0.15822 | 0.15822 | 0.15822 | 0.15822 | 0.15822 | 0.15822 | 0.15822 | 0.15822 | 0.15822 | 0.15822 | 0.15822 | 0.15822 | 0.15822 | 0.15822 | 0.15822 | 0.15822 | 0.15822 | 0.15822 | 0.15822 | 0.15822 | 0.15822 | 0.15822 | 0.15822 | 0.15822 | 0.15822 | 0.15822 | 0.15822
F1_Commercial_Restaurant (WA)_New_Space Heating_Natural Gas_Furnace_E4 | F1 | Commercial | Restaurant (WA) | New | Space Heating | Natural Gas | Furnace | E4 | RVT - Cost of Equipment | 0 | 0 | 0 | 0 | 0 | 0 | 0 | 0 | 0 | 0 | 0 | 0 | 0 | 0 | 0 | 0 | 0 | 0 | 0 | 0 | 0 | 0 | 0 | 0 | 0 | 0 | 0
F1_Commercial_Restaurant (WA)_New_Space Heating_Natural Gas_Furnace_E5 | F1 | Commercial | Restaurant (WA) | New | Space Heating | Natural Gas | Furnace | E5 | RVT - Cost of Equipment | 0 | 0 | 0 | 0 | 0 | 0 | 0 | 0 | 0 | 0 | 0 | 0 | 0 | 0 | 0 | 0 | 0 | 0 | 0 | 0 | 0 | 0 | 0 | 0 | 0 | 0 | 0
F1_Commercial_Restaurant (WA)_New_Space Heating_Natural Gas_Furnace_E6 | F1 | Commercial | Restaurant (WA) | New | Space Heating | Natural Gas | Furnace | E6 | RVT - Cost of Equipment | 0 | 0 | 0 | 0 | 0 | 0 | 0 | 0 | 0 | 0 | 0 | 0 | 0 | 0 | 0 | 0 | 0 | 0 | 0 | 0 | 0 | 0 | 0 | 0 | 0 | 0 | 0
F1_Commercial_Restaurant (WA)_New_Space Heating_Natural Gas_Furnace_E7 | F1 | Commercial | Restaurant (WA) | New | Space Heating | Natural Gas | Furnace | E7 | RVT - Cost of Equipment | 0 | 0 | 0 | 0 | 0 | 0 | 0 | 0 | 0 | 0 | 0 | 0 | 0 | 0 | 0 | 0 | 0 | 0 | 0 | 0 | 0 | 0 | 0 | 0 | 0 | 0 | 0
F1_Commercial_Restaurant (WA)_New_Space Heating_Natural Gas_Furnace_E8 | F1 | Commercial | Restaurant (WA) | New | Space Heating | Natural Gas | Furnace | E8 | RVT - Cost of Equipment | 0 | 0 | 0 | 0 | 0 | 0 | 0 | 0 | 0 | 0 | 0 | 0 | 0 | 0 | 0 | 0 | 0 | 0 | 0 | 0 | 0 | 0 | 0 | 0 | 0 | 0 | 0
F1_Commercial_Restaurant (WA)_New_Space Heating_Natural Gas_Furnace_E9 | F1 | Commercial | Restaurant (WA) | New | Space Heating | Natural Gas | Furnace | E9 | RVT - Cost of Equipment | 0 | 0 | 0 | 0 | 0 | 0 | 0 | 0 | 0 | 0 | 0 | 0 | 0 | 0 | 0 | 0 | 0 | 0 | 0 | 0 | 0 | 0 | 0 | 0 | 0 | 0 | 0
F1_Commercial_Restaurant (WA)_New_Space Heating_Natural Gas_Furnace_E10 | F1 | Commercial | Restaurant (WA) | New | Space Heating | Natural Gas | Furnace | E10 | RVT - Cost of Equipment | 0 | 0 | 0 | 0 | 0 | 0 | 0 | 0 | 0 | 0 | 0 | 0 | 0 | 0 | 0 | 0 | 0 | 0 | 0 | 0 | 0 | 0 | 0 | 0 | 0 | 0 | 0
F2_Commercial_Restaurant (WA)_New_Space Heating_Natural Gas_Furnace_E1 | F2 | Commercial | Restaurant (WA) | New | Space Heating | Natural Gas | Furnace | E1 | RVT - Cost of Operation | 0.23896 | 0.24095 | 0.24425 | 0.24807 | 0.25245 | 0.25958 | 0.26665 | 0.27404 | 0.28053 | 0.28683 | 0.29397 | 0.3002 | 0.30714 | 0.31429 | 0.32066 | 0.32676 | 0.33215 | 0.33764 | 0.34334 | 0.3491 | 0.35487 | 0.36261 | 0.37178 | 0.37967 | 0.38773 | 0.39596 | 0.40437
F2_Commercial_Restaurant (WA)_New_Space Heating_Natural Gas_Furnace_E2 | F2 | Commercial | Restaurant (WA) | New | Space Heating | Natural Gas | Furnace | E2 | RVT - Cost of Operation | 0.21248 | 0.21425 | 0.21719 | 0.22059 | 0.22448 | 0.23081 | 0.2371 | 0.24368 | 0.24945 | 0.25505 | 0.26139 | 0.26693 | 0.27311 | 0.27946 | 0.28512 | 0.29055 | 0.29534 | 0.30023 | 0.30529 | 0.31042 | 0.31554 | 0.32242 | 0.33058 | 0.3376 | 0.34477 | 0.35208 | 0.35956
F2_Commercial_Restaurant (WA)_New_Space Heating_Natural Gas_Furnace_E3 | F2 | Commercial | Restaurant (WA) | New | Space Heating | Natural Gas | Furnace | E3 | RVT - Cost of Operation | 0.19924 | 0.2009 | 0.20366 | 0.20684 | 0.21049 | 0.21643 | 0.22233 | 0.22849 | 0.2339 | 0.23915 | 0.24511 | 0.2503 | 0.25609 | 0.26205 | 0.26736 | 0.27245 | 0.27694 | 0.28152 | 0.28627 | 0.29107 | 0.29588 | 0.30233 | 0.30999 | 0.31657 | 0.32328 | 0.33015 | 0.33715
F2_Commercial_Restaurant (WA)_New_Space Heating_Natural Gas_Furnace_E4 | F2 | Commercial | Restaurant (WA) | New | Space Heating | Natural Gas | Furnace | E4 | RVT - Cost of Operation | 0 | 0 | 0 | 0 | 0 | 0 | 0 | 0 | 0 | 0 | 0 | 0 | 0 | 0 | 0 | 0 | 0 | 0 | 0 | 0 | 0 | 0 | 0 | 0 | 0 | 0 | 0
F2_Commercial_Restaurant (WA)_New_Space Heating_Natural Gas_Furnace_E5 | F2 | Commercial | Restaurant (WA) | New | Space Heating | Natural Gas | Furnace | E5 | RVT - Cost of Operation | 0 | 0 | 0 | 0 | 0 | 0 | 0 | 0 | 0 | 0 | 0 | 0 | 0 | 0 | 0 | 0 | 0 | 0 | 0 | 0 | 0 | 0 | 0 | 0 | 0 | 0 | 0
F2_Commercial_Restaurant (WA)_New_Space Heating_Natural Gas_Furnace_E6 | F2 | Commercial | Restaurant (WA) | New | Space Heating | Natural Gas | Furnace | E6 | RVT - Cost of Operation | 0 | 0 | 0 | 0 | 0 | 0 | 0 | 0 | 0 | 0 | 0 | 0 | 0 | 0 | 0 | 0 | 0 | 0 | 0 | 0 | 0 | 0 | 0 | 0 | 0 | 0 | 0
F2_Commercial_Restaurant (WA)_New_Space Heating_Natural Gas_Furnace_E7 | F2 | Commercial | Restaurant (WA) | New | Space Heating | Natural Gas | Furnace | E7 | RVT - Cost of Operation | 0 | 0 | 0 | 0 | 0 | 0 | 0 | 0 | 0 | 0 | 0 | 0 | 0 | 0 | 0 | 0 | 0 | 0 | 0 | 0 | 0 | 0 | 0 | 0 | 0 | 0 | 0
F2_Commercial_Restaurant (WA)_New_Space Heating_Natural Gas_Furnace_E8 | F2 | Commercial | Restaurant (WA) | New | Space Heating | Natural Gas | Furnace | E8 | RVT - Cost of Operation | 0 | 0 | 0 | 0 | 0 | 0 | 0 | 0 | 0 | 0 | 0 | 0 | 0 | 0 | 0 | 0 | 0 | 0 | 0 | 0 | 0 | 0 | 0 | 0 | 0 | 0 | 0
F2_Commercial_Restaurant (WA)_New_Space Heating_Natural Gas_Furnace_E9 | F2 | Commercial | Restaurant (WA) | New | Space Heating | Natural Gas | Furnace | E9 | RVT - Cost of Operation | 0 | 0 | 0 | 0 | 0 | 0 | 0 | 0 | 0 | 0 | 0 | 0 | 0 | 0 | 0 | 0 | 0 | 0 | 0 | 0 | 0 | 0 | 0 | 0 | 0 | 0 | 0
F2_Commercial_Restaurant (WA)_New_Space Heating_Natural Gas_Furnace_E10 | F2 | Commercial | Restaurant (WA) | New | Space Heating | Natural Gas | Furnace | E10 | RVT - Cost of Operation | 0 | 0 | 0 | 0 | 0 | 0 | 0 | 0 | 0 | 0 | 0 | 0 | 0 | 0 | 0 | 0 | 0 | 0 | 0 | 0 | 0 | 0 | 0 | 0 | 0 | 0 | 0
F3_Commercial_Restaurant (WA)_New_Space Heating_Natural Gas_Furnace_E1 | F3 | Commercial | Restaurant (WA) | New | Space Heating | Natural Gas | Furnace | E1 | System - kBTUs of Consumption | 52.5876 | 52.4556 | 52.4556 | 52.4556 | 52.4556 | 52.4556 | 52.4556 | 52.4556 | 52.4556 | 52.4556 | 52.4556 | 52.4556 | 52.4556 | 52.4556 | 52.4556 | 52.4556 | 52.4556 | 52.4556 | 52.4556 | 52.4556 | 52.4556 | 52.4556 | 52.4556 | 52.4556 | 52.4556 | 52.4556 | 52.4556
F3_Commercial_Restaurant (WA)_New_Space Heating_Natural Gas_Furnace_E2 | F3 | Commercial | Restaurant (WA) | New | Space Heating | Natural Gas | Furnace | E2 | System - kBTUs of Consumption | 46.7603 | 46.6429 | 46.6429 | 46.6429 | 46.6429 | 46.6429 | 46.6429 | 46.6429 | 46.6429 | 46.6429 | 46.6429 | 46.6429 | 46.6429 | 46.6429 | 46.6429 | 46.6429 | 46.6429 | 46.6429 | 46.6429 | 46.6429 | 46.6429 | 46.6429 | 46.6429 | 46.6429 | 46.6429 | 46.6429 | 46.6429
F3_Commercial_Restaurant (WA)_New_Space Heating_Natural Gas_Furnace_E3 | F3 | Commercial | Restaurant (WA) | New | Space Heating | Natural Gas | Furnace | E3 | System - kBTUs of Consumption | 43.8467 | 43.7366 | 43.7366 | 43.7366 | 43.7366 | 43.7366 | 43.7366 | 43.7366 | 43.7366 | 43.7366 | 43.7366 | 43.7366 | 43.7366 | 43.7366 | 43.7366 | 43.7366 | 43.7366 | 43.7366 | 43.7366 | 43.7366 | 43.7366 | 43.7366 | 43.7366 | 43.7366 | 43.7366 | 43.7366 | 43.7366
F3_Commercial_Restaurant (WA)_New_Space Heating_Natural Gas_Furnace_E4 | F3 | Commercial | Restaurant (WA) | New | Space Heating | Natural Gas | Furnace | E4 | System - kBTUs of Consumption | 0 | 0 | 0 | 0 | 0 | 0 | 0 | 0 | 0 | 0 | 0 | 0 | 0 | 0 | 0 | 0 | 0 | 0 | 0 | 0 | 0 | 0 | 0 | 0 | 0 | 0 | 0
F3_Commercial_Restaurant (WA)_New_Space Heating_Natural Gas_Furnace_E5 | F3 | Commercial | Restaurant (WA) | New | Space Heating | Natural Gas | Furnace | E5 | System - kBTUs of Consumption | 0 | 0 | 0 | 0 | 0 | 0 | 0 | 0 | 0 | 0 | 0 | 0 | 0 | 0 | 0 | 0 | 0 | 0 | 0 | 0 | 0 | 0 | 0 | 0 | 0 | 0 | 0
F3_Commercial_Restaurant (WA)_New_Space Heating_Natural Gas_Furnace_E6 | F3 | Commercial | Restaurant (WA) | New | Space Heating | Natural Gas | Furnace | E6 | System - kBTUs of Consumption | 0 | 0 | 0 | 0 | 0 | 0 | 0 | 0 | 0 | 0 | 0 | 0 | 0 | 0 | 0 | 0 | 0 | 0 | 0 | 0 | 0 | 0 | 0 | 0 | 0 | 0 | 0
F3_Commercial_Restaurant (WA)_New_Space Heating_Natural Gas_Furnace_E7 | F3 | Commercial | Restaurant (WA) | New | Space Heating | Natural Gas | Furnace | E7 | System - kBTUs of Consumption | 0 | 0 | 0 | 0 | 0 | 0 | 0 | 0 | 0 | 0 | 0 | 0 | 0 | 0 | 0 | 0 | 0 | 0 | 0 | 0 | 0 | 0 | 0 | 0 | 0 | 0 | 0
F3_Commercial_Restaurant (WA)_New_Space Heating_Natural Gas_Furnace_E8 | F3 | Commercial | Restaurant (WA) | New | Space Heating | Natural Gas | Furnace | E8 | System - kBTUs of Consumption | 0 | 0 | 0 | 0 | 0 | 0 | 0 | 0 | 0 | 0 | 0 | 0 | 0 | 0 | 0 | 0 | 0 | 0 | 0 | 0 | 0 | 0 | 0 | 0 | 0 | 0 | 0
F3_Commercial_Restaurant (WA)_New_Space Heating_Natural Gas_Furnace_E9 | F3 | Commercial | Restaurant (WA) | New | Space Heating | Natural Gas | Furnace | E9 | System - kBTUs of Consumption | 0 | 0 | 0 | 0 | 0 | 0 | 0 | 0 | 0 | 0 | 0 | 0 | 0 | 0 | 0 | 0 | 0 | 0 | 0 | 0 | 0 | 0 | 0 | 0 | 0 | 0 | 0
F3_Commercial_Restaurant (WA)_New_Space Heating_Natural Gas_Furnace_E10 | F3 | Commercial | Restaurant (WA) | New | Space Heating | Natural Gas | Furnace | E10 | System - kBTUs of Consumption | 0 | 0 | 0 | 0 | 0 | 0 | 0 | 0 | 0 | 0 | 0 | 0 | 0 | 0 | 0 | 0 | 0 | 0 | 0 | 0 | 0 | 0 | 0 | 0 | 0 | 0 | 0
F4_Commercial_Restaurant (WA)_New_Space Heating_Natural Gas_Furnace_E1 | F4 | Commercial | Restaurant (WA) | New | Space Heating | Natural Gas | Furnace | E1 | Utility - Cost of Equipment | 0.12876 | 0.12876 | 0.12876 | 0.12876 | 0.12876 | 0.12876 | 0.12876 | 0.12876 | 0.12876 | 0.12876 | 0.12876 | 0.12876 | 0.12876 | 0.12876 | 0.12876 | 0.12876 | 0.12876 | 0.12876 | 0.12876 | 0.12876 | 0.12876 | 0.12876 | 0.12876 | 0.12876 | 0.12876 | 0.12876 | 0.12876
F4_Commercial_Restaurant (WA)_New_Space Heating_Natural Gas_Furnace_E2 | F4 | Commercial | Restaurant (WA) | New | Space Heating | Natural Gas | Furnace | E2 | Utility - Cost of Equipment | 0.26027 | 0.26027 | 0.26027 | 0.26027 | 0.26027 | 0.26027 | 0.26027 | 0.26027 | 0.26027 | 0.26027 | 0.26027 | 0.26027 | 0.26027 | 0.26027 | 0.26027 | 0.26027 | 0.26027 | 0.26027 | 0.26027 | 0.26027 | 0.26027 | 0.26027 | 0.26027 | 0.26027 | 0.26027 | 0.26027 | 0.26027
F4_Commercial_Restaurant (WA)_New_Space Heating_Natural Gas_Furnace_E3 | F4 | Commercial | Restaurant (WA) | New | Space Heating | Natural Gas | Furnace | E3 | Utility - Cost of Equipment | 0.15822 | 0.15822 | 0.15822 | 0.15822 | 0.15822 | 0.15822 | 0.15822 | 0.15822 | 0.15822 | 0.15822 | 0.15822 | 0.15822 | 0.15822 | 0.15822 | 0.15822 | 0.15822 | 0.15822 | 0.15822 | 0.15822 | 0.15822 | 0.15822 | 0.15822 | 0.15822 | 0.15822 | 0.15822 | 0.15822 | 0.15822
F4_Commercial_Restaurant (WA)_New_Space Heating_Natural Gas_Furnace_E4 | F4 | Commercial | Restaurant (WA) | New | Space Heating | Natural Gas | Furnace | E4 | Utility - Cost of Equipment | 0 | 0 | 0 | 0 | 0 | 0 | 0 | 0 | 0 | 0 | 0 | 0 | 0 | 0 | 0 | 0 | 0 | 0 | 0 | 0 | 0 | 0 | 0 | 0 | 0 | 0 | 0
F4_Commercial_Restaurant (WA)_New_Space Heating_Natural Gas_Furnace_E5 | F4 | Commercial | Restaurant (WA) | New | Space Heating | Natural Gas | Furnace | E5 | Utility - Cost of Equipment | 0 | 0 | 0 | 0 | 0 | 0 | 0 | 0 | 0 | 0 | 0 | 0 | 0 | 0 | 0 | 0 | 0 | 0 | 0 | 0 | 0 | 0 | 0 | 0 | 0 | 0 | 0
F4_Commercial_Restaurant (WA)_New_Space Heating_Natural Gas_Furnace_E6 | F4 | Commercial | Restaurant (WA) | New | Space Heating | Natural Gas | Furnace | E6 | Utility - Cost of Equipment | 0 | 0 | 0 | 0 | 0 | 0 | 0 | 0 | 0 | 0 | 0 | 0 | 0 | 0 | 0 | 0 | 0 | 0 | 0 | 0 | 0 | 0 | 0 | 0 | 0 | 0 | 0
F4_Commercial_Restaurant (WA)_New_Space Heating_Natural Gas_Furnace_E7 | F4 | Commercial | Restaurant (WA) | New | Space Heating | Natural Gas | Furnace | E7 | Utility - Cost of Equipment | 0 | 0 | 0 | 0 | 0 | 0 | 0 | 0 | 0 | 0 | 0 | 0 | 0 | 0 | 0 | 0 | 0 | 0 | 0 | 0 | 0 | 0 | 0 | 0 | 0 | 0 | 0
F4_Commercial_Restaurant (WA)_New_Space Heating_Natural Gas_Furnace_E8 | F4 | Commercial | Restaurant (WA) | New | Space Heating | Natural Gas | Furnace | E8 | Utility - Cost of Equipment | 0 | 0 | 0 | 0 | 0 | 0 | 0 | 0 | 0 | 0 | 0 | 0 | 0 | 0 | 0 | 0 | 0 | 0 | 0 | 0 | 0 | 0 | 0 | 0 | 0 | 0 | 0
F4_Commercial_Restaurant (WA)_New_Space Heating_Natural Gas_Furnace_E9 | F4 | Commercial | Restaurant (WA) | New | Space Heating | Natural Gas | Furnace | E9 | Utility - Cost of Equipment | 0 | 0 | 0 | 0 | 0 | 0 | 0 | 0 | 0 | 0 | 0 | 0 | 0 | 0 | 0 | 0 | 0 | 0 | 0 | 0 | 0 | 0 | 0 | 0 | 0 | 0 | 0
F4_Commercial_Restaurant (WA)_New_Space Heating_Natural Gas_Furnace_E10 | F4 | Commercial | Restaurant (WA) | New | Space Heating | Natural Gas | Furnace | E10 | Utility - Cost of Equipment | 0 | 0 | 0 | 0 | 0 | 0 | 0 | 0 | 0 | 0 | 0 | 0 | 0 | 0 | 0 | 0 | 0 | 0 | 0 | 0 | 0 | 0 | 0 | 0 | 0 | 0 | 0
F5_Commercial_Restaurant (WA)_New_Space Heating_Natural Gas_Furnace_E1 | F5 | Commercial | Restaurant (WA) | New | Space Heating | Natural Gas | Furnace | E1 | Utility - Cost of Operation | 0.20472 | 0.2077 | 0.21192 | 0.21673 | 0.2222 | 0.23014 | 0.23825 | 0.24686 | 0.25497 | 0.26318 | 0.27037 | 0.27687 | 0.28408 | 0.29156 | 0.29841 | 0.30512 | 0.31125 | 0.31759 | 0.32422 | 0.33103 | 0.33797 | 0.34534 | 0.35408 | 0.36159 | 0.36927 | 0.37711 | 0.38511
F5_Commercial_Restaurant (WA)_New_Space Heating_Natural Gas_Furnace_E2 | F5 | Commercial | Restaurant (WA) | New | Space Heating | Natural Gas | Furnace | E2 | Utility - Cost of Operation | 0.18204 | 0.18468 | 0.18844 | 0.19272 | 0.19757 | 0.20464 | 0.21185 | 0.21951 | 0.22671 | 0.23402 | 0.24041 | 0.24619 | 0.2526 | 0.25926 | 0.26535 | 0.27131 | 0.27676 | 0.2824 | 0.2883 | 0.29435 | 0.30052 | 0.30707 | 0.31484 | 0.32152 | 0.32835 | 0.33532 | 0.34244
F5_Commercial_Restaurant (WA)_New_Space Heating_Natural Gas_Furnace_E3 | F5 | Commercial | Restaurant (WA) | New | Space Heating | Natural Gas | Furnace | E3 | Utility - Cost of Operation | 0.1707 | 0.17318 | 0.17669 | 0.18071 | 0.18526 | 0.19189 | 0.19865 | 0.20583 | 0.21259 | 0.21944 | 0.22543 | 0.23085 | 0.23686 | 0.2431 | 0.24881 | 0.2544 | 0.25952 | 0.2648 | 0.27033 | 0.27601 | 0.28179 | 0.28794 | 0.29522 | 0.30149 | 0.30789 | 0.31442 | 0.3211
F5_Commercial_Restaurant (WA)_New_Space Heating_Natural Gas_Furnace_E4 | F5 | Commercial | Restaurant (WA) | New | Space Heating | Natural Gas | Furnace | E4 | Utility - Cost of Operation | 0 | 0 | 0 | 0 | 0 | 0 | 0 | 0 | 0 | 0 | 0 | 0 | 0 | 0 | 0 | 0 | 0 | 0 | 0 | 0 | 0 | 0 | 0 | 0 | 0 | 0 | 0
F5_Commercial_Restaurant (WA)_New_Space Heating_Natural Gas_Furnace_E5 | F5 | Commercial | Restaurant (WA) | New | Space Heating | Natural Gas | Furnace | E5 | Utility - Cost of Operation | 0 | 0 | 0 | 0 | 0 | 0 | 0 | 0 | 0 | 0 | 0 | 0 | 0 | 0 | 0 | 0 | 0 | 0 | 0 | 0 | 0 | 0 | 0 | 0 | 0 | 0 | 0
F5_Commercial_Restaurant (WA)_New_Space Heating_Natural Gas_Furnace_E6 | F5 | Commercial | Restaurant (WA) | New | Space Heating | Natural Gas | Furnace | E6 | Utility - Cost of Operation | 0 | 0 | 0 | 0 | 0 | 0 | 0 | 0 | 0 | 0 | 0 | 0 | 0 | 0 | 0 | 0 | 0 | 0 | 0 | 0 | 0 | 0 | 0 | 0 | 0 | 0 | 0
F5_Commercial_Restaurant (WA)_New_Space Heating_Natural Gas_Furnace_E7 | F5 | Commercial | Restaurant (WA) | New | Space Heating | Natural Gas | Furnace | E7 | Utility - Cost of Operation | 0 | 0 | 0 | 0 | 0 | 0 | 0 | 0 | 0 | 0 | 0 | 0 | 0 | 0 | 0 | 0 | 0 | 0 | 0 | 0 | 0 | 0 | 0 | 0 | 0 | 0 | 0
F5_Commercial_Restaurant (WA)_New_Space Heating_Natural Gas_Furnace_E8 | F5 | Commercial | Restaurant (WA) | New | Space Heating | Natural Gas | Furnace | E8 | Utility - Cost of Operation | 0 | 0 | 0 | 0 | 0 | 0 | 0 | 0 | 0 | 0 | 0 | 0 | 0 | 0 | 0 | 0 | 0 | 0 | 0 | 0 | 0 | 0 | 0 | 0 | 0 | 0 | 0
F5_Commercial_Restaurant (WA)_New_Space Heating_Natural Gas_Furnace_E9 | F5 | Commercial | Restaurant (WA) | New | Space Heating | Natural Gas | Furnace | E9 | Utility - Cost of Operation | 0 | 0 | 0 | 0 | 0 | 0 | 0 | 0 | 0 | 0 | 0 | 0 | 0 | 0 | 0 | 0 | 0 | 0 | 0 | 0 | 0 | 0 | 0 | 0 | 0 | 0 | 0
F5_Commercial_Restaurant (WA)_New_Space Heating_Natural Gas_Furnace_E10 | F5 | Commercial | Restaurant (WA) | New | Space Heating | Natural Gas | Furnace | E10 | Utility - Cost of Operation | 0 | 0 | 0 | 0 | 0 | 0 | 0 | 0 | 0 | 0 | 0 | 0 | 0 | 0 | 0 | 0 | 0 | 0 | 0 | 0 | 0 | 0 | 0 | 0 | 0 | 0 | 0
F6_Commercial_Restaurant (WA)_New_Space Heating_Natural Gas_Furnace_E1 | F6 | Commercial | Restaurant (WA) | New | Space Heating | Natural Gas | Furnace | E1 | Utility - Value of Sales | 0.23896 | 0.24095 | 0.24425 | 0.24807 | 0.25245 | 0.25958 | 0.26665 | 0.27404 | 0.28053 | 0.28683 | 0.29397 | 0.3002 | 0.30714 | 0.31429 | 0.32066 | 0.32676 | 0.33215 | 0.33764 | 0.34334 | 0.3491 | 0.35487 | 0.36261 | 0.37178 | 0.37967 | 0.38773 | 0.39596 | 0.40437
F6_Commercial_Restaurant (WA)_New_Space Heating_Natural Gas_Furnace_E2 | F6 | Commercial | Restaurant (WA) | New | Space Heating | Natural Gas | Furnace | E2 | Utility - Value of Sales | 0.21248 | 0.21425 | 0.21719 | 0.22059 | 0.22448 | 0.23081 | 0.2371 | 0.24368 | 0.24945 | 0.25505 | 0.26139 | 0.26693 | 0.27311 | 0.27946 | 0.28512 | 0.29055 | 0.29534 | 0.30023 | 0.30529 | 0.31042 | 0.31554 | 0.32242 | 0.33058 | 0.3376 | 0.34477 | 0.35208 | 0.35956
F6_Commercial_Restaurant (WA)_New_Space Heating_Natural Gas_Furnace_E3 | F6 | Commercial | Restaurant (WA) | New | Space Heating | Natural Gas | Furnace | E3 | Utility - Value of Sales | 0.19924 | 0.2009 | 0.20366 | 0.20684 | 0.21049 | 0.21643 | 0.22233 | 0.22849 | 0.2339 | 0.23915 | 0.24511 | 0.2503 | 0.25609 | 0.26205 | 0.26736 | 0.27245 | 0.27694 | 0.28152 | 0.28627 | 0.29107 | 0.29588 | 0.30233 | 0.30999 | 0.31657 | 0.32328 | 0.33015 | 0.33715
F6_Commercial_Restaurant (WA)_New_Space Heating_Natural Gas_Furnace_E4 | F6 | Commercial | Restaurant (WA) | New | Space Heating | Natural Gas | Furnace | E4 | Utility - Value of Sales | 0 | 0 | 0 | 0 | 0 | 0 | 0 | 0 | 0 | 0 | 0 | 0 | 0 | 0 | 0 | 0 | 0 | 0 | 0 | 0 | 0 | 0 | 0 | 0 | 0 | 0 | 0
F6_Commercial_Restaurant (WA)_New_Space Heating_Natural Gas_Furnace_E5 | F6 | Commercial | Restaurant (WA) | New | Space Heating | Natural Gas | Furnace | E5 | Utility - Value of Sales | 0 | 0 | 0 | 0 | 0 | 0 | 0 | 0 | 0 | 0 | 0 | 0 | 0 | 0 | 0 | 0 | 0 | 0 | 0 | 0 | 0 | 0 | 0 | 0 | 0 | 0 | 0
F6_Commercial_Restaurant (WA)_New_Space Heating_Natural Gas_Furnace_E6 | F6 | Commercial | Restaurant (WA) | New | Space Heating | Natural Gas | Furnace | E6 | Utility - Value of Sales | 0 | 0 | 0 | 0 | 0 | 0 | 0 | 0 | 0 | 0 | 0 | 0 | 0 | 0 | 0 | 0 | 0 | 0 | 0 | 0 | 0 | 0 | 0 | 0 | 0 | 0 | 0
F6_Commercial_Restaurant (WA)_New_Space Heating_Natural Gas_Furnace_E7 | F6 | Commercial | Restaurant (WA) | New | Space Heating | Natural Gas | Furnace | E7 | Utility - Value of Sales | 0 | 0 | 0 | 0 | 0 | 0 | 0 | 0 | 0 | 0 | 0 | 0 | 0 | 0 | 0 | 0 | 0 | 0 | 0 | 0 | 0 | 0 | 0 | 0 | 0 | 0 | 0
F6_Commercial_Restaurant (WA)_New_Space Heating_Natural Gas_Furnace_E8 | F6 | Commercial | Restaurant (WA) | New | Space Heating | Natural Gas | Furnace | E8 | Utility - Value of Sales | 0 | 0 | 0 | 0 | 0 | 0 | 0 | 0 | 0 | 0 | 0 | 0 | 0 | 0 | 0 | 0 | 0 | 0 | 0 | 0 | 0 | 0 | 0 | 0 | 0 | 0 | 0
F6_Commercial_Restaurant (WA)_New_Space Heating_Natural Gas_Furnace_E9 | F6 | Commercial | Restaurant (WA) | New | Space Heating | Natural Gas | Furnace | E9 | Utility - Value of Sales | 0 | 0 | 0 | 0 | 0 | 0 | 0 | 0 | 0 | 0 | 0 | 0 | 0 | 0 | 0 | 0 | 0 | 0 | 0 | 0 | 0 | 0 | 0 | 0 | 0 | 0 | 0
F6_Commercial_Restaurant (WA)_New_Space Heating_Natural Gas_Furnace_E10 | F6 | Commercial | Restaurant (WA) | New | Space Heating | Natural Gas | Furnace | E10 | Utility - Value of Sales | 0 | 0 | 0 | 0 | 0 | 0 | 0 | 0 | 0 | 0 | 0 | 0 | 0 | 0 | 0 | 0 | 0 | 0 | 0 | 0 | 0 | 0 | 0 | 0 | 0 | 0 | 0
F1_Commercial_Restaurant (WA)_New_Space Heating_Natural Gas_Boiler_E1 | F1 | Commercial | Restaurant (WA) | New | Space Heating | Natural Gas | Boiler | E1 | RVT - Cost of Equipment | 0.24158 | 0.24158 | 0.24158 | 0.24158 | 0.24158 | 0.24158 | 0.24158 | 0.24158 | 0.24158 | 0.24158 | 0.24158 | 0.24158 | 0.24158 | 0.24158 | 0.24158 | 0.24158 | 0.24158 | 0.24158 | 0.24158 | 0.24158 | 0.24158 | 0.24158 | 0.24158 | 0.24158 | 0.24158 | 0.24158 | 0.24158
F1_Commercial_Restaurant (WA)_New_Space Heating_Natural Gas_Boiler_E2 | F1 | Commercial | Restaurant (WA) | New | Space Heating | Natural Gas | Boiler | E2 | RVT - Cost of Equipment | 0.25171 | 0.25171 | 0.25171 | 0.25171 | 0.25171 | 0.25171 | 0.25171 | 0.25171 | 0.25171 | 0.25171 | 0.25171 | 0.25171 | 0.25171 | 0.25171 | 0.25171 | 0.25171 | 0.25171 | 0.25171 | 0.25171 | 0.25171 | 0.25171 | 0.25171 | 0.25171 | 0.25171 | 0.25171 | 0.25171 | 0.25171
F1_Commercial_Restaurant (WA)_New_Space Heating_Natural Gas_Boiler_E3 | F1 | Commercial | Restaurant (WA) | New | Space Heating | Natural Gas | Boiler | E3 | RVT - Cost of Equipment | 0.23498 | 0.23498 | 0.23498 | 0.23498 | 0.23498 | 0.23498 | 0.23498 | 0.23498 | 0.23498 | 0.23498 | 0.23498 | 0.23498 | 0.23498 | 0.23498 | 0.23498 | 0.23498 | 0.23498 | 0.23498 | 0.23498 | 0.23498 | 0.23498 | 0.23498 | 0.23498 | 0.23498 | 0.23498 | 0.23498 | 0.23498
F1_Commercial_Restaurant (WA)_New_Space Heating_Natural Gas_Boiler_E4 | F1 | Commercial | Restaurant (WA) | New | Space Heating | Natural Gas | Boiler | E4 | RVT - Cost of Equipment | 1.9379 | 1.9379 | 1.9379 | 1.9379 | 1.9379 | 1.9379 | 1.9379 | 1.9379 | 1.9379 | 1.9379 | 1.9379 | 1.9379 | 1.9379 | 1.9379 | 1.9379 | 1.9379 | 1.9379 | 1.9379 | 1.9379 | 1.9379 | 1.9379 | 1.9379 | 1.9379 | 1.9379 | 1.9379 | 1.9379 | 1.9379
F1_Commercial_Restaurant (WA)_New_Space Heating_Natural Gas_Boiler_E5 | F1 | Commercial | Restaurant (WA) | New | Space Heating | Natural Gas | Boiler | E5 | RVT - Cost of Equipment | 0 | 0 | 0 | 0 | 0 | 0 | 0 | 0 | 0 | 0 | 0 | 0 | 0 | 0 | 0 | 0 | 0 | 0 | 0 | 0 | 0 | 0 | 0 | 0 | 0 | 0 | 0
F1_Commercial_Restaurant (WA)_New_Space Heating_Natural Gas_Boiler_E6 | F1 | Commercial | Restaurant (WA) | New | Space Heating | Natural Gas | Boiler | E6 | RVT - Cost of Equipment | 0 | 0 | 0 | 0 | 0 | 0 | 0 | 0 | 0 | 0 | 0 | 0 | 0 | 0 | 0 | 0 | 0 | 0 | 0 | 0 | 0 | 0 | 0 | 0 | 0 | 0 | 0
F1_Commercial_Restaurant (WA)_New_Space Heating_Natural Gas_Boiler_E7 | F1 | Commercial | Restaurant (WA) | New | Space Heating | Natural Gas | Boiler | E7 | RVT - Cost of Equipment | 0 | 0 | 0 | 0 | 0 | 0 | 0 | 0 | 0 | 0 | 0 | 0 | 0 | 0 | 0 | 0 | 0 | 0 | 0 | 0 | 0 | 0 | 0 | 0 | 0 | 0 | 0
F1_Commercial_Restaurant (WA)_New_Space Heating_Natural Gas_Boiler_E8 | F1 | Commercial | Restaurant (WA) | New | Space Heating | Natural Gas | Boiler | E8 | RVT - Cost of Equipment | 0 | 0 | 0 | 0 | 0 | 0 | 0 | 0 | 0 | 0 | 0 | 0 | 0 | 0 | 0 | 0 | 0 | 0 | 0 | 0 | 0 | 0 | 0 | 0 | 0 | 0 | 0
F1_Commercial_Restaurant (WA)_New_Space Heating_Natural Gas_Boiler_E9 | F1 | Commercial | Restaurant (WA) | New | Space Heating | Natural Gas | Boiler | E9 | RVT - Cost of Equipment | 0 | 0 | 0 | 0 | 0 | 0 | 0 | 0 | 0 | 0 | 0 | 0 | 0 | 0 | 0 | 0 | 0 | 0 | 0 | 0 | 0 | 0 | 0 | 0 | 0 | 0 | 0
F1_Commercial_Restaurant (WA)_New_Space Heating_Natural Gas_Boiler_E10 | F1 | Commercial | Restaurant (WA) | New | Space Heating | Natural Gas | Boiler | E10 | RVT - Cost of Equipment | 0 | 0 | 0 | 0 | 0 | 0 | 0 | 0 | 0 | 0 | 0 | 0 | 0 | 0 | 0 | 0 | 0 | 0 | 0 | 0 | 0 | 0 | 0 | 0 | 0 | 0 | 0
F2_Commercial_Restaurant (WA)_New_Space Heating_Natural Gas_Boiler_E1 | F2 | Commercial | Restaurant (WA) | New | Space Heating | Natural Gas | Boiler | E1 | RVT - Cost of Operation | 0.90552 | 0.91643 | 0.93084 | 0.94657 | 0.96372 | 0.98794 | 1.0122 | 1.0375 | 1.0609 | 1.0841 | 1.1097 | 1.1335 | 1.1591 | 1.1853 | 1.2097 | 1.2336 | 1.2559 | 1.2786 | 1.302 | 1.3258 | 1.3498 | 1.3788 | 1.4115 | 1.4408 | 1.4704 | 1.4931 | 1.5135
F2_Commercial_Restaurant (WA)_New_Space Heating_Natural Gas_Boiler_E2 | F2 | Commercial | Restaurant (WA) | New | Space Heating | Natural Gas | Boiler | E2 | RVT - Cost of Operation | 0.85229 | 0.86256 | 0.87612 | 0.89093 | 0.90707 | 0.92986 | 0.95269 | 0.97655 | 0.99854 | 1.0204 | 1.0445 | 1.0668 | 1.091 | 1.1157 | 1.1386 | 1.1611 | 1.1821 | 1.2034 | 1.2255 | 1.2479 | 1.2705 | 1.2978 | 1.3285 | 1.3561 | 1.384 | 1.4053 | 1.4245
F2_Commercial_Restaurant (WA)_New_Space Heating_Natural Gas_Boiler_E3 | F2 | Commercial | Restaurant (WA) | New | Space Heating | Natural Gas | Boiler | E3 | RVT - Cost of Operation | 0.74673 | 0.75573 | 0.76761 | 0.78058 | 0.79473 | 0.8147 | 0.83469 | 0.8556 | 0.87487 | 0.89399 | 0.91514 | 0.9347 | 0.95587 | 0.97747 | 0.99758 | 1.0173 | 1.0357 | 1.0544 | 1.0737 | 1.0933 | 1.1131 | 1.137 | 1.164 | 1.1882 | 1.2126 | 1.2313 | 1.2481
F2_Commercial_Restaurant (WA)_New_Space Heating_Natural Gas_Boiler_E4 | F2 | Commercial | Restaurant (WA) | New | Space Heating | Natural Gas | Boiler | E4 | RVT - Cost of Operation | 0.47182 | 0.47574 | 0.48226 | 0.4898 | 0.49845 | 0.51252 | 0.52648 | 0.54108 | 0.55389 | 0.56632 | 0.58042 | 0.59272 | 0.60643 | 0.62054 | 0.63311 | 0.64517 | 0.6558 | 0.66664 | 0.67789 | 0.68927 | 0.70066 | 0.71594 | 0.73405 | 0.74964 | 0.76555 | 0.7818 | 0.79839
F2_Commercial_Restaurant (WA)_New_Space Heating_Natural Gas_Boiler_E5 | F2 | Commercial | Restaurant (WA) | New | Space Heating | Natural Gas | Boiler | E5 | RVT - Cost of Operation | 0 | 0 | 0 | 0 | 0 | 0 | 0 | 0 | 0 | 0 | 0 | 0 | 0 | 0 | 0 | 0 | 0 | 0 | 0 | 0 | 0 | 0 | 0 | 0 | 0 | 0 | 0
F2_Commercial_Restaurant (WA)_New_Space Heating_Natural Gas_Boiler_E6 | F2 | Commercial | Restaurant (WA) | New | Space Heating | Natural Gas | Boiler | E6 | RVT - Cost of Operation | 0 | 0 | 0 | 0 | 0 | 0 | 0 | 0 | 0 | 0 | 0 | 0 | 0 | 0 | 0 | 0 | 0 | 0 | 0 | 0 | 0 | 0 | 0 | 0 | 0 | 0 | 0
F2_Commercial_Restaurant (WA)_New_Space Heating_Natural Gas_Boiler_E7 | F2 | Commercial | Restaurant (WA) | New | Space Heating | Natural Gas | Boiler | E7 | RVT - Cost of Operation | 0 | 0 | 0 | 0 | 0 | 0 | 0 | 0 | 0 | 0 | 0 | 0 | 0 | 0 | 0 | 0 | 0 | 0 | 0 | 0 | 0 | 0 | 0 | 0 | 0 | 0 | 0
F2_Commercial_Restaurant (WA)_New_Space Heating_Natural Gas_Boiler_E8 | F2 | Commercial | Restaurant (WA) | New | Space Heating | Natural Gas | Boiler | E8 | RVT - Cost of Operation | 0 | 0 | 0 | 0 | 0 | 0 | 0 | 0 | 0 | 0 | 0 | 0 | 0 | 0 | 0 | 0 | 0 | 0 | 0 | 0 | 0 | 0 | 0 | 0 | 0 | 0 | 0
F2_Commercial_Restaurant (WA)_New_Space Heating_Natural Gas_Boiler_E9 | F2 | Commercial | Restaurant (WA) | New | Space Heating | Natural Gas | Boiler | E9 | RVT - Cost of Operation | 0 | 0 | 0 | 0 | 0 | 0 | 0 | 0 | 0 | 0 | 0 | 0 | 0 | 0 | 0 | 0 | 0 | 0 | 0 | 0 | 0 | 0 | 0 | 0 | 0 | 0 | 0
F2_Commercial_Restaurant (WA)_New_Space Heating_Natural Gas_Boiler_E10 | F2 | Commercial | Restaurant (WA) | New | Space Heating | Natural Gas | Boiler | E10 | RVT - Cost of Operation | 0 | 0 | 0 | 0 | 0 | 0 | 0 | 0 | 0 | 0 | 0 | 0 | 0 | 0 | 0 | 0 | 0 | 0 | 0 | 0 | 0 | 0 | 0 | 0 | 0 | 0 | 0
F3_Commercial_Restaurant (WA)_New_Space Heating_Natural Gas_Boiler_E1 | F3 | Commercial | Restaurant (WA) | New | Space Heating | Natural Gas | Boiler | E1 | System - kBTUs of Consumption | 178.1793 | 177.9512 | 177.9512 | 177.9512 | 177.9512 | 177.9512 | 177.9512 | 177.9512 | 177.9512 | 177.9512 | 177.9512 | 177.9512 | 177.9512 | 177.9512 | 177.9512 | 177.9512 | 177.9512 | 177.9512 | 177.9512 | 177.9512 | 177.9512 | 177.9512 | 177.9512 | 177.9512 | 177.9512 | 175.7543 | 173.0081
F3_Commercial_Restaurant (WA)_New_Space Heating_Natural Gas_Boiler_E2 | F3 | Commercial | Restaurant (WA) | New | Space Heating | Natural Gas | Boiler | E2 | System - kBTUs of Consumption | 167.7051 | 167.4904 | 167.4904 | 167.4904 | 167.4904 | 167.4904 | 167.4904 | 167.4904 | 167.4904 | 167.4904 | 167.4904 | 167.4904 | 167.4904 | 167.4904 | 167.4904 | 167.4904 | 167.4904 | 167.4904 | 167.4904 | 167.4904 | 167.4904 | 167.4904 | 167.4904 | 167.4904 | 167.4904 | 165.4226 | 162.8379
F3_Commercial_Restaurant (WA)_New_Space Heating_Natural Gas_Boiler_E3 | F3 | Commercial | Restaurant (WA) | New | Space Heating | Natural Gas | Boiler | E3 | System - kBTUs of Consumption | 146.9343 | 146.7462 | 146.7462 | 146.7462 | 146.7462 | 146.7462 | 146.7462 | 146.7462 | 146.7462 | 146.7462 | 146.7462 | 146.7462 | 146.7462 | 146.7462 | 146.7462 | 146.7462 | 146.7462 | 146.7462 | 146.7462 | 146.7462 | 146.7462 | 146.7462 | 146.7462 | 146.7462 | 146.7462 | 144.9345 | 142.6699
F3_Commercial_Restaurant (WA)_New_Space Heating_Natural Gas_Boiler_E4 | F3 | Commercial | Restaurant (WA) | New | Space Heating | Natural Gas | Boiler | E4 | System - kBTUs of Consumption | 103.8302 | 103.5695 | 103.5695 | 103.5695 | 103.5695 | 103.5695 | 103.5695 | 103.5695 | 103.5695 | 103.5695 | 103.5695 | 103.5695 | 103.5695 | 103.5695 | 103.5695 | 103.5695 | 103.5695 | 103.5695 | 103.5695 | 103.5695 | 103.5695 | 103.5695 | 103.5695 | 103.5695 | 103.5695 | 103.5695 | 103.5695
F3_Commercial_Restaurant (WA)_New_Space Heating_Natural Gas_Boiler_E5 | F3 | Commercial | Restaurant (WA) | New | Space Heating | Natural Gas | Boiler | E5 | System - kBTUs of Consumption | 0 | 0 | 0 | 0 | 0 | 0 | 0 | 0 | 0 | 0 | 0 | 0 | 0 | 0 | 0 | 0 | 0 | 0 | 0 | 0 | 0 | 0 | 0 | 0 | 0 | 0 | 0
F3_Commercial_Restaurant (WA)_New_Space Heating_Natural Gas_Boiler_E6 | F3 | Commercial | Restaurant (WA) | New | Space Heating | Natural Gas | Boiler | E6 | System - kBTUs of Consumption | 0 | 0 | 0 | 0 | 0 | 0 | 0 | 0 | 0 | 0 | 0 | 0 | 0 | 0 | 0 | 0 | 0 | 0 | 0 | 0 | 0 | 0 | 0 | 0 | 0 | 0 | 0
F3_Commercial_Restaurant (WA)_New_Space Heating_Natural Gas_Boiler_E7 | F3 | Commercial | Restaurant (WA) | New | Space Heating | Natural Gas | Boiler | E7 | System - kBTUs of Consumption | 0 | 0 | 0 | 0 | 0 | 0 | 0 | 0 | 0 | 0 | 0 | 0 | 0 | 0 | 0 | 0 | 0 | 0 | 0 | 0 | 0 | 0 | 0 | 0 | 0 | 0 | 0
F3_Commercial_Restaurant (WA)_New_Space Heating_Natural Gas_Boiler_E8 | F3 | Commercial | Restaurant (WA) | New | Space Heating | Natural Gas | Boiler | E8 | System - kBTUs of Consumption | 0 | 0 | 0 | 0 | 0 | 0 | 0 | 0 | 0 | 0 | 0 | 0 | 0 | 0 | 0 | 0 | 0 | 0 | 0 | 0 | 0 | 0 | 0 | 0 | 0 | 0 | 0
F3_Commercial_Restaurant (WA)_New_Space Heating_Natural Gas_Boiler_E9 | F3 | Commercial | Restaurant (WA) | New | Space Heating | Natural Gas | Boiler | E9 | System - kBTUs of Consumption | 0 | 0 | 0 | 0 | 0 | 0 | 0 | 0 | 0 | 0 | 0 | 0 | 0 | 0 | 0 | 0 | 0 | 0 | 0 | 0 | 0 | 0 | 0 | 0 | 0 | 0 | 0
F3_Commercial_Restaurant (WA)_New_Space Heating_Natural Gas_Boiler_E10 | F3 | Commercial | Restaurant (WA) | New | Space Heating | Natural Gas | Boiler | E10 | System - kBTUs of Consumption | 0 | 0 | 0 | 0 | 0 | 0 | 0 | 0 | 0 | 0 | 0 | 0 | 0 | 0 | 0 | 0 | 0 | 0 | 0 | 0 | 0 | 0 | 0 | 0 | 0 | 0 | 0
F4_Commercial_Restaurant (WA)_New_Space Heating_Natural Gas_Boiler_E1 | F4 | Commercial | Restaurant (WA) | New | Space Heating | Natural Gas | Boiler | E1 | Utility - Cost of Equipment | 0.24158 | 0.24158 | 0.24158 | 0.24158 | 0.24158 | 0.24158 | 0.24158 | 0.24158 | 0.24158 | 0.24158 | 0.24158 | 0.24158 | 0.24158 | 0.24158 | 0.24158 | 0.24158 | 0.24158 | 0.24158 | 0.24158 | 0.24158 | 0.24158 | 0.24158 | 0.24158 | 0.24158 | 0.24158 | 0.24158 | 0.24158
F4_Commercial_Restaurant (WA)_New_Space Heating_Natural Gas_Boiler_E2 | F4 | Commercial | Restaurant (WA) | New | Space Heating | Natural Gas | Boiler | E2 | Utility - Cost of Equipment | 0.25171 | 0.25171 | 0.25171 | 0.25171 | 0.25171 | 0.25171 | 0.25171 | 0.25171 | 0.25171 | 0.25171 | 0.25171 | 0.25171 | 0.25171 | 0.25171 | 0.25171 | 0.25171 | 0.25171 | 0.25171 | 0.25171 | 0.25171 | 0.25171 | 0.25171 | 0.25171 | 0.25171 | 0.25171 | 0.25171 | 0.25171
F4_Commercial_Restaurant (WA)_New_Space Heating_Natural Gas_Boiler_E3 | F4 | Commercial | Restaurant (WA) | New | Space Heating | Natural Gas | Boiler | E3 | Utility - Cost of Equipment | 0.23498 | 0.23498 | 0.23498 | 0.23498 | 0.23498 | 0.23498 | 0.23498 | 0.23498 | 0.23498 | 0.23498 | 0.23498 | 0.23498 | 0.23498 | 0.23498 | 0.23498 | 0.23498 | 0.23498 | 0.23498 | 0.23498 | 0.23498 | 0.23498 | 0.23498 | 0.23498 | 0.23498 | 0.23498 | 0.23498 | 0.23498
F4_Commercial_Restaurant (WA)_New_Space Heating_Natural Gas_Boiler_E4 | F4 | Commercial | Restaurant (WA) | New | Space Heating | Natural Gas | Boiler | E4 | Utility - Cost of Equipment | 1.9379 | 1.9379 | 1.9379 | 1.9379 | 1.9379 | 1.9379 | 1.9379 | 1.9379 | 1.9379 | 1.9379 | 1.9379 | 1.9379 | 1.9379 | 1.9379 | 1.9379 | 1.9379 | 1.9379 | 1.9379 | 1.9379 | 1.9379 | 1.9379 | 1.9379 | 1.9379 | 1.9379 | 1.9379 | 1.9379 | 1.9379
F4_Commercial_Restaurant (WA)_New_Space Heating_Natural Gas_Boiler_E5 | F4 | Commercial | Restaurant (WA) | New | Space Heating | Natural Gas | Boiler | E5 | Utility - Cost of Equipment | 0 | 0 | 0 | 0 | 0 | 0 | 0 | 0 | 0 | 0 | 0 | 0 | 0 | 0 | 0 | 0 | 0 | 0 | 0 | 0 | 0 | 0 | 0 | 0 | 0 | 0 | 0
F4_Commercial_Restaurant (WA)_New_Space Heating_Natural Gas_Boiler_E6 | F4 | Commercial | Restaurant (WA) | New | Space Heating | Natural Gas | Boiler | E6 | Utility - Cost of Equipment | 0 | 0 | 0 | 0 | 0 | 0 | 0 | 0 | 0 | 0 | 0 | 0 | 0 | 0 | 0 | 0 | 0 | 0 | 0 | 0 | 0 | 0 | 0 | 0 | 0 | 0 | 0
F4_Commercial_Restaurant (WA)_New_Space Heating_Natural Gas_Boiler_E7 | F4 | Commercial | Restaurant (WA) | New | Space Heating | Natural Gas | Boiler | E7 | Utility - Cost of Equipment | 0 | 0 | 0 | 0 | 0 | 0 | 0 | 0 | 0 | 0 | 0 | 0 | 0 | 0 | 0 | 0 | 0 | 0 | 0 | 0 | 0 | 0 | 0 | 0 | 0 | 0 | 0
F4_Commercial_Restaurant (WA)_New_Space Heating_Natural Gas_Boiler_E8 | F4 | Commercial | Restaurant (WA) | New | Space Heating | Natural Gas | Boiler | E8 | Utility - Cost of Equipment | 0 | 0 | 0 | 0 | 0 | 0 | 0 | 0 | 0 | 0 | 0 | 0 | 0 | 0 | 0 | 0 | 0 | 0 | 0 | 0 | 0 | 0 | 0 | 0 | 0 | 0 | 0
F4_Commercial_Restaurant (WA)_New_Space Heating_Natural Gas_Boiler_E9 | F4 | Commercial | Restaurant (WA) | New | Space Heating | Natural Gas | Boiler | E9 | Utility - Cost of Equipment | 0 | 0 | 0 | 0 | 0 | 0 | 0 | 0 | 0 | 0 | 0 | 0 | 0 | 0 | 0 | 0 | 0 | 0 | 0 | 0 | 0 | 0 | 0 | 0 | 0 | 0 | 0
F4_Commercial_Restaurant (WA)_New_Space Heating_Natural Gas_Boiler_E10 | F4 | Commercial | Restaurant (WA) | New | Space Heating | Natural Gas | Boiler | E10 | Utility - Cost of Equipment | 0 | 0 | 0 | 0 | 0 | 0 | 0 | 0 | 0 | 0 | 0 | 0 | 0 | 0 | 0 | 0 | 0 | 0 | 0 | 0 | 0 | 0 | 0 | 0 | 0 | 0 | 0
F5_Commercial_Restaurant (WA)_New_Space Heating_Natural Gas_Boiler_E1 | F5 | Commercial | Restaurant (WA) | New | Space Heating | Natural Gas | Boiler | E1 | Utility - Cost of Operation | 0.79876 | 0.81269 | 0.82991 | 0.84864 | 0.86897 | 0.89566 | 0.92285 | 0.9515 | 0.97905 | 1.007 | 1.0326 | 1.0567 | 1.0826 | 1.1093 | 1.1345 | 1.1595 | 1.1833 | 1.2077 | 1.233 | 1.259 | 1.2855 | 1.3132 | 1.3443 | 1.3722 | 1.4004 | 1.422 | 1.4414
F5_Commercial_Restaurant (WA)_New_Space Heating_Natural Gas_Boiler_E2 | F5 | Commercial | Restaurant (WA) | New | Space Heating | Natural Gas | Boiler | E2 | Utility - Cost of Operation | 0.7518 | 0.76492 | 0.78113 | 0.79875 | 0.81789 | 0.843 | 0.8686 | 0.89556 | 0.92149 | 0.94785 | 0.97193 | 0.99454 | 1.019 | 1.0441 | 1.0678 | 1.0913 | 1.1137 | 1.1367 | 1.1606 | 1.185 | 1.21 | 1.236 | 1.2652 | 1.2915 | 1.3181 | 1.3384 | 1.3567
F5_Commercial_Restaurant (WA)_New_Space Heating_Natural Gas_Boiler_E3 | F5 | Commercial | Restaurant (WA) | New | Space Heating | Natural Gas | Boiler | E3 | Utility - Cost of Operation | 0.65869 | 0.67018 | 0.68438 | 0.69982 | 0.71659 | 0.7386 | 0.76102 | 0.78465 | 0.80736 | 0.83046 | 0.85156 | 0.87136 | 0.89278 | 0.91475 | 0.93555 | 0.95617 | 0.97576 | 0.99591 | 1.0168 | 1.0383 | 1.0601 | 1.0829 | 1.1085 | 1.1316 | 1.1549 | 1.1726 | 1.1886
F5_Commercial_Restaurant (WA)_New_Space Heating_Natural Gas_Boiler_E4 | F5 | Commercial | Restaurant (WA) | New | Space Heating | Natural Gas | Boiler | E4 | Utility - Cost of Operation | 0.40421 | 0.41009 | 0.41842 | 0.42793 | 0.43871 | 0.4544 | 0.47041 | 0.48741 | 0.50341 | 0.51963 | 0.53383 | 0.54666 | 0.5609 | 0.57567 | 0.58919 | 0.60243 | 0.61455 | 0.62706 | 0.64016 | 0.6536 | 0.66729 | 0.68184 | 0.6991 | 0.71394 | 0.72909 | 0.74457 | 0.76037
F5_Commercial_Restaurant (WA)_New_Space Heating_Natural Gas_Boiler_E5 | F5 | Commercial | Restaurant (WA) | New | Space Heating | Natural Gas | Boiler | E5 | Utility - Cost of Operation | 0 | 0 | 0 | 0 | 0 | 0 | 0 | 0 | 0 | 0 | 0 | 0 | 0 | 0 | 0 | 0 | 0 | 0 | 0 | 0 | 0 | 0 | 0 | 0 | 0 | 0 | 0
F5_Commercial_Restaurant (WA)_New_Space Heating_Natural Gas_Boiler_E6 | F5 | Commercial | Restaurant (WA) | New | Space Heating | Natural Gas | Boiler | E6 | Utility - Cost of Operation | 0 | 0 | 0 | 0 | 0 | 0 | 0 | 0 | 0 | 0 | 0 | 0 | 0 | 0 | 0 | 0 | 0 | 0 | 0 | 0 | 0 | 0 | 0 | 0 | 0 | 0 | 0
F5_Commercial_Restaurant (WA)_New_Space Heating_Natural Gas_Boiler_E7 | F5 | Commercial | Restaurant (WA) | New | Space Heating | Natural Gas | Boiler | E7 | Utility - Cost of Operation | 0 | 0 | 0 | 0 | 0 | 0 | 0 | 0 | 0 | 0 | 0 | 0 | 0 | 0 | 0 | 0 | 0 | 0 | 0 | 0 | 0 | 0 | 0 | 0 | 0 | 0 | 0
F5_Commercial_Restaurant (WA)_New_Space Heating_Natural Gas_Boiler_E8 | F5 | Commercial | Restaurant (WA) | New | Space Heating | Natural Gas | Boiler | E8 | Utility - Cost of Operation | 0 | 0 | 0 | 0 | 0 | 0 | 0 | 0 | 0 | 0 | 0 | 0 | 0 | 0 | 0 | 0 | 0 | 0 | 0 | 0 | 0 | 0 | 0 | 0 | 0 | 0 | 0
F5_Commercial_Restaurant (WA)_New_Space Heating_Natural Gas_Boiler_E9 | F5 | Commercial | Restaurant (WA) | New | Space Heating | Natural Gas | Boiler | E9 | Utility - Cost of Operation | 0 | 0 | 0 | 0 | 0 | 0 | 0 | 0 | 0 | 0 | 0 | 0 | 0 | 0 | 0 | 0 | 0 | 0 | 0 | 0 | 0 | 0 | 0 | 0 | 0 | 0 | 0
F5_Commercial_Restaurant (WA)_New_Space Heating_Natural Gas_Boiler_E10 | F5 | Commercial | Restaurant (WA) | New | Space Heating | Natural Gas | Boiler | E10 | Utility - Cost of Operation | 0 | 0 | 0 | 0 | 0 | 0 | 0 | 0 | 0 | 0 | 0 | 0 | 0 | 0 | 0 | 0 | 0 | 0 | 0 | 0 | 0 | 0 | 0 | 0 | 0 | 0 | 0
F6_Commercial_Restaurant (WA)_New_Space Heating_Natural Gas_Boiler_E1 | F6 | Commercial | Restaurant (WA) | New | Space Heating | Natural Gas | Boiler | E1 | Utility - Value of Sales | 0.90552 | 0.91643 | 0.93084 | 0.94657 | 0.96372 | 0.98794 | 1.0122 | 1.0375 | 1.0609 | 1.0841 | 1.1097 | 1.1335 | 1.1591 | 1.1853 | 1.2097 | 1.2336 | 1.2559 | 1.2786 | 1.302 | 1.3258 | 1.3498 | 1.3788 | 1.4115 | 1.4408 | 1.4704 | 1.4931 | 1.5135
F6_Commercial_Restaurant (WA)_New_Space Heating_Natural Gas_Boiler_E2 | F6 | Commercial | Restaurant (WA) | New | Space Heating | Natural Gas | Boiler | E2 | Utility - Value of Sales | 0.85229 | 0.86256 | 0.87612 | 0.89093 | 0.90707 | 0.92986 | 0.95269 | 0.97655 | 0.99854 | 1.0204 | 1.0445 | 1.0668 | 1.091 | 1.1157 | 1.1386 | 1.1611 | 1.1821 | 1.2034 | 1.2255 | 1.2479 | 1.2705 | 1.2978 | 1.3285 | 1.3561 | 1.384 | 1.4053 | 1.4245
F6_Commercial_Restaurant (WA)_New_Space Heating_Natural Gas_Boiler_E3 | F6 | Commercial | Restaurant (WA) | New | Space Heating | Natural Gas | Boiler | E3 | Utility - Value of Sales | 0.74673 | 0.75573 | 0.76761 | 0.78058 | 0.79473 | 0.8147 | 0.83469 | 0.8556 | 0.87487 | 0.89399 | 0.91514 | 0.9347 | 0.95587 | 0.97747 | 0.99758 | 1.0173 | 1.0357 | 1.0544 | 1.0737 | 1.0933 | 1.1131 | 1.137 | 1.164 | 1.1882 | 1.2126 | 1.2313 | 1.2481
F6_Commercial_Restaurant (WA)_New_Space Heating_Natural Gas_Boiler_E4 | F6 | Commercial | Restaurant (WA) | New | Space Heating | Natural Gas | Boiler | E4 | Utility - Value of Sales | 0.47182 | 0.47574 | 0.48226 | 0.4898 | 0.49845 | 0.51252 | 0.52648 | 0.54108 | 0.55389 | 0.56632 | 0.58042 | 0.59272 | 0.60643 | 0.62054 | 0.63311 | 0.64517 | 0.6558 | 0.66664 | 0.67789 | 0.68927 | 0.70066 | 0.71594 | 0.73405 | 0.74964 | 0.76555 | 0.7818 | 0.79839
F6_Commercial_Restaurant (WA)_New_Space Heating_Natural Gas_Boiler_E5 | F6 | Commercial | Restaurant (WA) | New | Space Heating | Natural Gas | Boiler | E5 | Utility - Value of Sales | 0 | 0 | 0 | 0 | 0 | 0 | 0 | 0 | 0 | 0 | 0 | 0 | 0 | 0 | 0 | 0 | 0 | 0 | 0 | 0 | 0 | 0 | 0 | 0 | 0 | 0 | 0
F6_Commercial_Restaurant (WA)_New_Space Heating_Natural Gas_Boiler_E6 | F6 | Commercial | Restaurant (WA) | New | Space Heating | Natural Gas | Boiler | E6 | Utility - Value of Sales | 0 | 0 | 0 | 0 | 0 | 0 | 0 | 0 | 0 | 0 | 0 | 0 | 0 | 0 | 0 | 0 | 0 | 0 | 0 | 0 | 0 | 0 | 0 | 0 | 0 | 0 | 0
F6_Commercial_Restaurant (WA)_New_Space Heating_Natural Gas_Boiler_E7 | F6 | Commercial | Restaurant (WA) | New | Space Heating | Natural Gas | Boiler | E7 | Utility - Value of Sales | 0 | 0 | 0 | 0 | 0 | 0 | 0 | 0 | 0 | 0 | 0 | 0 | 0 | 0 | 0 | 0 | 0 | 0 | 0 | 0 | 0 | 0 | 0 | 0 | 0 | 0 | 0
F6_Commercial_Restaurant (WA)_New_Space Heating_Natural Gas_Boiler_E8 | F6 | Commercial | Restaurant (WA) | New | Space Heating | Natural Gas | Boiler | E8 | Utility - Value of Sales | 0 | 0 | 0 | 0 | 0 | 0 | 0 | 0 | 0 | 0 | 0 | 0 | 0 | 0 | 0 | 0 | 0 | 0 | 0 | 0 | 0 | 0 | 0 | 0 | 0 | 0 | 0
F6_Commercial_Restaurant (WA)_New_Space Heating_Natural Gas_Boiler_E9 | F6 | Commercial | Restaurant (WA) | New | Space Heating | Natural Gas | Boiler | E9 | Utility - Value of Sales | 0 | 0 | 0 | 0 | 0 | 0 | 0 | 0 | 0 | 0 | 0 | 0 | 0 | 0 | 0 | 0 | 0 | 0 | 0 | 0 | 0 | 0 | 0 | 0 | 0 | 0 | 0
F6_Commercial_Restaurant (WA)_New_Space Heating_Natural Gas_Boiler_E10 | F6 | Commercial | Restaurant (WA) | New | Space Heating | Natural Gas | Boiler | E10 | Utility - Value of Sales | 0 | 0 | 0 | 0 | 0 | 0 | 0 | 0 | 0 | 0 | 0 | 0 | 0 | 0 | 0 | 0 | 0 | 0 | 0 | 0 | 0 | 0 | 0 | 0 | 0 | 0 | 0
F1_Commercial_Restaurant (WA)_New_Space Heating_Natural Gas_Unit Heater_E1 | F1 | Commercial | Restaurant (WA) | New | Space Heating | Natural Gas | Unit Heater | E1 | RVT - Cost of Equipment | 0.00013423 | 0.00013423 | 0.00013423 | 0.00013423 | 0.00013423 | 0.00013423 | 0.00013423 | 0.00013423 | 0.00013423 | 0.00013423 | 0.00013423 | 0.00013423 | 0.00013423 | 0.00013423 | 0.00013423 | 0.00013423 | 0.00013423 | 0.00013423 | 0.00013423 | 0.00013423 | 0.00013423 | 0.00013423 | 0.00013423 | 0.00013423 | 0.00013423 | 0.00013423 | 0.00013423
F1_Commercial_Restaurant (WA)_New_Space Heating_Natural Gas_Unit Heater_E2 | F1 | Commercial | Restaurant (WA) | New | Space Heating | Natural Gas | Unit Heater | E2 | RVT - Cost of Equipment | 0.00029439 | 0.00029439 | 0.00029439 | 0.00029439 | 0.00029439 | 0.00029439 | 0.00029439 | 0.00029439 | 0.00029439 | 0.00029439 | 0.00029439 | 0.00029439 | 0.00029439 | 0.00029439 | 0.00029439 | 0.00029439 | 0.00029439 | 0.00029439 | 0.00029439 | 0.00029439 | 0.00029439 | 0.00029439 | 0.00029439 | 0.00029439 | 0.00029439 | 0.00029439 | 0.00029439
F1_Commercial_Restaurant (WA)_New_Space Heating_Natural Gas_Unit Heater_E3 | F1 | Commercial | Restaurant (WA) | New | Space Heating | Natural Gas | Unit Heater | E3 | RVT - Cost of Equipment | 0.00018668 | 0.00018668 | 0.00018668 | 0.00018668 | 0.00018668 | 0.00018668 | 0.00018668 | 0.00018668 | 0.00018668 | 0.00018668 | 0.00018668 | 0.00018668 | 0.00018668 | 0.00018668 | 0.00018668 | 0.00018668 | 0.00018668 | 0.00018668 | 0.00018668 | 0.00018668 | 0.00018668 | 0.00018668 | 0.00018668 | 0.00018668 | 0.00018668 | 0.00018668 | 0.00018668
F1_Commercial_Restaurant (WA)_New_Space Heating_Natural Gas_Unit Heater_E4 | F1 | Commercial | Restaurant (WA) | New | Space Heating | Natural Gas | Unit Heater | E4 | RVT - Cost of Equipment | 0 | 0 | 0 | 0 | 0 | 0 | 0 | 0 | 0 | 0 | 0 | 0 | 0 | 0 | 0 | 0 | 0 | 0 | 0 | 0 | 0 | 0 | 0 | 0 | 0 | 0 | 0
F1_Commercial_Restaurant (WA)_New_Space Heating_Natural Gas_Unit Heater_E5 | F1 | Commercial | Restaurant (WA) | New | Space Heating | Natural Gas | Unit Heater | E5 | RVT - Cost of Equipment | 0 | 0 | 0 | 0 | 0 | 0 | 0 | 0 | 0 | 0 | 0 | 0 | 0 | 0 | 0 | 0 | 0 | 0 | 0 | 0 | 0 | 0 | 0 | 0 | 0 | 0 | 0
F1_Commercial_Restaurant (WA)_New_Space Heating_Natural Gas_Unit Heater_E6 | F1 | Commercial | Restaurant (WA) | New | Space Heating | Natural Gas | Unit Heater | E6 | RVT - Cost of Equipment | 0 | 0 | 0 | 0 | 0 | 0 | 0 | 0 | 0 | 0 | 0 | 0 | 0 | 0 | 0 | 0 | 0 | 0 | 0 | 0 | 0 | 0 | 0 | 0 | 0 | 0 | 0
F1_Commercial_Restaurant (WA)_New_Space Heating_Natural Gas_Unit Heater_E7 | F1 | Commercial | Restaurant (WA) | New | Space Heating | Natural Gas | Unit Heater | E7 | RVT - Cost of Equipment | 0 | 0 | 0 | 0 | 0 | 0 | 0 | 0 | 0 | 0 | 0 | 0 | 0 | 0 | 0 | 0 | 0 | 0 | 0 | 0 | 0 | 0 | 0 | 0 | 0 | 0 | 0
F1_Commercial_Restaurant (WA)_New_Space Heating_Natural Gas_Unit Heater_E8 | F1 | Commercial | Restaurant (WA) | New | Space Heating | Natural Gas | Unit Heater | E8 | RVT - Cost of Equipment | 0 | 0 | 0 | 0 | 0 | 0 | 0 | 0 | 0 | 0 | 0 | 0 | 0 | 0 | 0 | 0 | 0 | 0 | 0 | 0 | 0 | 0 | 0 | 0 | 0 | 0 | 0
F1_Commercial_Restaurant (WA)_New_Space Heating_Natural Gas_Unit Heater_E9 | F1 | Commercial | Restaurant (WA) | New | Space Heating | Natural Gas | Unit Heater | E9 | RVT - Cost of Equipment | 0 | 0 | 0 | 0 | 0 | 0 | 0 | 0 | 0 | 0 | 0 | 0 | 0 | 0 | 0 | 0 | 0 | 0 | 0 | 0 | 0 | 0 | 0 | 0 | 0 | 0 | 0
F1_Commercial_Restaurant (WA)_New_Space Heating_Natural Gas_Unit Heater_E10 | F1 | Commercial | Restaurant (WA) | New | Space Heating | Natural Gas | Unit Heater | E10 | RVT - Cost of Equipment | 0 | 0 | 0 | 0 | 0 | 0 | 0 | 0 | 0 | 0 | 0 | 0 | 0 | 0 | 0 | 0 | 0 | 0 | 0 | 0 | 0 | 0 | 0 | 0 | 0 | 0 | 0
F2_Commercial_Restaurant (WA)_New_Space Heating_Natural Gas_Unit Heater_E1 | F2 | Commercial | Restaurant (WA) | New | Space Heating | Natural Gas | Unit Heater | E1 | RVT - Cost of Operation | 0.14219 | 0.14369 | 0.14583 | 0.1482 | 0.1508 | 0.15473 | 0.15863 | 0.16272 | 0.16643 | 0.1701 | 0.17422 | 0.17795 | 0.18204 | 0.18621 | 0.19002 | 0.19371 | 0.19705 | 0.20047 | 0.20401 | 0.20759 | 0.21119 | 0.21577 | 0.22108 | 0.22577 | 0.23056 | 0.23546 | 0.24046
F2_Commercial_Restaurant (WA)_New_Space Heating_Natural Gas_Unit Heater_E2 | F2 | Commercial | Restaurant (WA) | New | Space Heating | Natural Gas | Unit Heater | E2 | RVT - Cost of Operation | 0.12647 | 0.1278 | 0.12971 | 0.13181 | 0.13412 | 0.13762 | 0.14109 | 0.14473 | 0.14803 | 0.15129 | 0.15495 | 0.15827 | 0.16191 | 0.16562 | 0.169 | 0.17229 | 0.17527 | 0.17831 | 0.18145 | 0.18463 | 0.18784 | 0.19191 | 0.19663 | 0.20081 | 0.20507 | 0.20942 | 0.21387
F2_Commercial_Restaurant (WA)_New_Space Heating_Natural Gas_Unit Heater_E3 | F2 | Commercial | Restaurant (WA) | New | Space Heating | Natural Gas | Unit Heater | E3 | RVT - Cost of Operation | 0.12084 | 0.12184 | 0.12351 | 0.12544 | 0.12766 | 0.13126 | 0.13484 | 0.13857 | 0.14186 | 0.14504 | 0.14865 | 0.1518 | 0.15531 | 0.15893 | 0.16214 | 0.16523 | 0.16795 | 0.17073 | 0.17361 | 0.17653 | 0.17944 | 0.18336 | 0.188 | 0.19199 | 0.19606 | 0.20022 | 0.20447
F2_Commercial_Restaurant (WA)_New_Space Heating_Natural Gas_Unit Heater_E4 | F2 | Commercial | Restaurant (WA) | New | Space Heating | Natural Gas | Unit Heater | E4 | RVT - Cost of Operation | 0 | 0 | 0 | 0 | 0 | 0 | 0 | 0 | 0 | 0 | 0 | 0 | 0 | 0 | 0 | 0 | 0 | 0 | 0 | 0 | 0 | 0 | 0 | 0 | 0 | 0 | 0
F2_Commercial_Restaurant (WA)_New_Space Heating_Natural Gas_Unit Heater_E5 | F2 | Commercial | Restaurant (WA) | New | Space Heating | Natural Gas | Unit Heater | E5 | RVT - Cost of Operation | 0 | 0 | 0 | 0 | 0 | 0 | 0 | 0 | 0 | 0 | 0 | 0 | 0 | 0 | 0 | 0 | 0 | 0 | 0 | 0 | 0 | 0 | 0 | 0 | 0 | 0 | 0
F2_Commercial_Restaurant (WA)_New_Space Heating_Natural Gas_Unit Heater_E6 | F2 | Commercial | Restaurant (WA) | New | Space Heating | Natural Gas | Unit Heater | E6 | RVT - Cost of Operation | 0 | 0 | 0 | 0 | 0 | 0 | 0 | 0 | 0 | 0 | 0 | 0 | 0 | 0 | 0 | 0 | 0 | 0 | 0 | 0 | 0 | 0 | 0 | 0 | 0 | 0 | 0
F2_Commercial_Restaurant (WA)_New_Space Heating_Natural Gas_Unit Heater_E7 | F2 | Commercial | Restaurant (WA) | New | Space Heating | Natural Gas | Unit Heater | E7 | RVT - Cost of Operation | 0 | 0 | 0 | 0 | 0 | 0 | 0 | 0 | 0 | 0 | 0 | 0 | 0 | 0 | 0 | 0 | 0 | 0 | 0 | 0 | 0 | 0 | 0 | 0 | 0 | 0 | 0
F2_Commercial_Restaurant (WA)_New_Space Heating_Natural Gas_Unit Heater_E8 | F2 | Commercial | Restaurant (WA) | New | Space Heating | Natural Gas | Unit Heater | E8 | RVT - Cost of Operation | 0 | 0 | 0 | 0 | 0 | 0 | 0 | 0 | 0 | 0 | 0 | 0 | 0 | 0 | 0 | 0 | 0 | 0 | 0 | 0 | 0 | 0 | 0 | 0 | 0 | 0 | 0
F2_Commercial_Restaurant (WA)_New_Space Heating_Natural Gas_Unit Heater_E9 | F2 | Commercial | Restaurant (WA) | New | Space Heating | Natural Gas | Unit Heater | E9 | RVT - Cost of Operation | 0 | 0 | 0 | 0 | 0 | 0 | 0 | 0 | 0 | 0 | 0 | 0 | 0 | 0 | 0 | 0 | 0 | 0 | 0 | 0 | 0 | 0 | 0 | 0 | 0 | 0 | 0
F2_Commercial_Restaurant (WA)_New_Space Heating_Natural Gas_Unit Heater_E10 | F2 | Commercial | Restaurant (WA) | New | Space Heating | Natural Gas | Unit Heater | E10 | RVT - Cost of Operation | 0 | 0 | 0 | 0 | 0 | 0 | 0 | 0 | 0 | 0 | 0 | 0 | 0 | 0 | 0 | 0 | 0 | 0 | 0 | 0 | 0 | 0 | 0 | 0 | 0 | 0 | 0
F3_Commercial_Restaurant (WA)_New_Space Heating_Natural Gas_Unit Heater_E1 | F3 | Commercial | Restaurant (WA) | New | Space Heating | Natural Gas | Unit Heater | E1 | System - kBTUs of Consumption | 30.0413 | 29.9847 | 29.9847 | 29.9847 | 29.9847 | 29.9847 | 29.9847 | 29.9847 | 29.9847 | 29.9847 | 29.9847 | 29.9847 | 29.9847 | 29.9847 | 29.9847 | 29.9847 | 29.9847 | 29.9847 | 29.9847 | 29.9847 | 29.9847 | 29.9847 | 29.9847 | 29.9847 | 29.9847 | 29.9847 | 29.9847
F3_Commercial_Restaurant (WA)_New_Space Heating_Natural Gas_Unit Heater_E2 | F3 | Commercial | Restaurant (WA) | New | Space Heating | Natural Gas | Unit Heater | E2 | System - kBTUs of Consumption | 26.7195 | 26.6691 | 26.6691 | 26.6691 | 26.6691 | 26.6691 | 26.6691 | 26.6691 | 26.6691 | 26.6691 | 26.6691 | 26.6691 | 26.6691 | 26.6691 | 26.6691 | 26.6691 | 26.6691 | 26.6691 | 26.6691 | 26.6691 | 26.6691 | 26.6691 | 26.6691 | 26.6691 | 26.6691 | 26.6691 | 26.6691
F3_Commercial_Restaurant (WA)_New_Space Heating_Natural Gas_Unit Heater_E3 | F3 | Commercial | Restaurant (WA) | New | Space Heating | Natural Gas | Unit Heater | E3 | System - kBTUs of Consumption | 26.5917 | 26.525 | 26.525 | 26.525 | 26.525 | 26.525 | 26.525 | 26.525 | 26.525 | 26.525 | 26.525 | 26.525 | 26.525 | 26.525 | 26.525 | 26.525 | 26.525 | 26.525 | 26.525 | 26.525 | 26.525 | 26.525 | 26.525 | 26.525 | 26.525 | 26.525 | 26.525
F3_Commercial_Restaurant (WA)_New_Space Heating_Natural Gas_Unit Heater_E4 | F3 | Commercial | Restaurant (WA) | New | Space Heating | Natural Gas | Unit Heater | E4 | System - kBTUs of Consumption | 0 | 0 | 0 | 0 | 0 | 0 | 0 | 0 | 0 | 0 | 0 | 0 | 0 | 0 | 0 | 0 | 0 | 0 | 0 | 0 | 0 | 0 | 0 | 0 | 0 | 0 | 0
F3_Commercial_Restaurant (WA)_New_Space Heating_Natural Gas_Unit Heater_E5 | F3 | Commercial | Restaurant (WA) | New | Space Heating | Natural Gas | Unit Heater | E5 | System - kBTUs of Consumption | 0 | 0 | 0 | 0 | 0 | 0 | 0 | 0 | 0 | 0 | 0 | 0 | 0 | 0 | 0 | 0 | 0 | 0 | 0 | 0 | 0 | 0 | 0 | 0 | 0 | 0 | 0
F3_Commercial_Restaurant (WA)_New_Space Heating_Natural Gas_Unit Heater_E6 | F3 | Commercial | Restaurant (WA) | New | Space Heating | Natural Gas | Unit Heater | E6 | System - kBTUs of Consumption | 0 | 0 | 0 | 0 | 0 | 0 | 0 | 0 | 0 | 0 | 0 | 0 | 0 | 0 | 0 | 0 | 0 | 0 | 0 | 0 | 0 | 0 | 0 | 0 | 0 | 0 | 0
F3_Commercial_Restaurant (WA)_New_Space Heating_Natural Gas_Unit Heater_E7 | F3 | Commercial | Restaurant (WA) | New | Space Heating | Natural Gas | Unit Heater | E7 | System - kBTUs of Consumption | 0 | 0 | 0 | 0 | 0 | 0 | 0 | 0 | 0 | 0 | 0 | 0 | 0 | 0 | 0 | 0 | 0 | 0 | 0 | 0 | 0 | 0 | 0 | 0 | 0 | 0 | 0
F3_Commercial_Restaurant (WA)_New_Space Heating_Natural Gas_Unit Heater_E8 | F3 | Commercial | Restaurant (WA) | New | Space Heating | Natural Gas | Unit Heater | E8 | System - kBTUs of Consumption | 0 | 0 | 0 | 0 | 0 | 0 | 0 | 0 | 0 | 0 | 0 | 0 | 0 | 0 | 0 | 0 | 0 | 0 | 0 | 0 | 0 | 0 | 0 | 0 | 0 | 0 | 0
F3_Commercial_Restaurant (WA)_New_Space Heating_Natural Gas_Unit Heater_E9 | F3 | Commercial | Restaurant (WA) | New | Space Heating | Natural Gas | Unit Heater | E9 | System - kBTUs of Consumption | 0 | 0 | 0 | 0 | 0 | 0 | 0 | 0 | 0 | 0 | 0 | 0 | 0 | 0 | 0 | 0 | 0 | 0 | 0 | 0 | 0 | 0 | 0 | 0 | 0 | 0 | 0
F3_Commercial_Restaurant (WA)_New_Space Heating_Natural Gas_Unit Heater_E10 | F3 | Commercial | Restaurant (WA) | New | Space Heating | Natural Gas | Unit Heater | E10 | System - kBTUs of Consumption | 0 | 0 | 0 | 0 | 0 | 0 | 0 | 0 | 0 | 0 | 0 | 0 | 0 | 0 | 0 | 0 | 0 | 0 | 0 | 0 | 0 | 0 | 0 | 0 | 0 | 0 | 0
F4_Commercial_Restaurant (WA)_New_Space Heating_Natural Gas_Unit Heater_E1 | F4 | Commercial | Restaurant (WA) | New | Space Heating | Natural Gas | Unit Heater | E1 | Utility - Cost of Equipment | 0.00013423 | 0.00013423 | 0.00013423 | 0.00013423 | 0.00013423 | 0.00013423 | 0.00013423 | 0.00013423 | 0.00013423 | 0.00013423 | 0.00013423 | 0.00013423 | 0.00013423 | 0.00013423 | 0.00013423 | 0.00013423 | 0.00013423 | 0.00013423 | 0.00013423 | 0.00013423 | 0.00013423 | 0.00013423 | 0.00013423 | 0.00013423 | 0.00013423 | 0.00013423 | 0.00013423
F4_Commercial_Restaurant (WA)_New_Space Heating_Natural Gas_Unit Heater_E2 | F4 | Commercial | Restaurant (WA) | New | Space Heating | Natural Gas | Unit Heater | E2 | Utility - Cost of Equipment | 0.00029439 | 0.00029439 | 0.00029439 | 0.00029439 | 0.00029439 | 0.00029439 | 0.00029439 | 0.00029439 | 0.00029439 | 0.00029439 | 0.00029439 | 0.00029439 | 0.00029439 | 0.00029439 | 0.00029439 | 0.00029439 | 0.00029439 | 0.00029439 | 0.00029439 | 0.00029439 | 0.00029439 | 0.00029439 | 0.00029439 | 0.00029439 | 0.00029439 | 0.00029439 | 0.00029439
F4_Commercial_Restaurant (WA)_New_Space Heating_Natural Gas_Unit Heater_E3 | F4 | Commercial | Restaurant (WA) | New | Space Heating | Natural Gas | Unit Heater | E3 | Utility - Cost of Equipment | 0.00018668 | 0.00018668 | 0.00018668 | 0.00018668 | 0.00018668 | 0.00018668 | 0.00018668 | 0.00018668 | 0.00018668 | 0.00018668 | 0.00018668 | 0.00018668 | 0.00018668 | 0.00018668 | 0.00018668 | 0.00018668 | 0.00018668 | 0.00018668 | 0.00018668 | 0.00018668 | 0.00018668 | 0.00018668 | 0.00018668 | 0.00018668 | 0.00018668 | 0.00018668 | 0.00018668
F4_Commercial_Restaurant (WA)_New_Space Heating_Natural Gas_Unit Heater_E4 | F4 | Commercial | Restaurant (WA) | New | Space Heating | Natural Gas | Unit Heater | E4 | Utility - Cost of Equipment | 0 | 0 | 0 | 0 | 0 | 0 | 0 | 0 | 0 | 0 | 0 | 0 | 0 | 0 | 0 | 0 | 0 | 0 | 0 | 0 | 0 | 0 | 0 | 0 | 0 | 0 | 0
F4_Commercial_Restaurant (WA)_New_Space Heating_Natural Gas_Unit Heater_E5 | F4 | Commercial | Restaurant (WA) | New | Space Heating | Natural Gas | Unit Heater | E5 | Utility - Cost of Equipment | 0 | 0 | 0 | 0 | 0 | 0 | 0 | 0 | 0 | 0 | 0 | 0 | 0 | 0 | 0 | 0 | 0 | 0 | 0 | 0 | 0 | 0 | 0 | 0 | 0 | 0 | 0
F4_Commercial_Restaurant (WA)_New_Space Heating_Natural Gas_Unit Heater_E6 | F4 | Commercial | Restaurant (WA) | New | Space Heating | Natural Gas | Unit Heater | E6 | Utility - Cost of Equipment | 0 | 0 | 0 | 0 | 0 | 0 | 0 | 0 | 0 | 0 | 0 | 0 | 0 | 0 | 0 | 0 | 0 | 0 | 0 | 0 | 0 | 0 | 0 | 0 | 0 | 0 | 0
F4_Commercial_Restaurant (WA)_New_Space Heating_Natural Gas_Unit Heater_E7 | F4 | Commercial | Restaurant (WA) | New | Space Heating | Natural Gas | Unit Heater | E7 | Utility - Cost of Equipment | 0 | 0 | 0 | 0 | 0 | 0 | 0 | 0 | 0 | 0 | 0 | 0 | 0 | 0 | 0 | 0 | 0 | 0 | 0 | 0 | 0 | 0 | 0 | 0 | 0 | 0 | 0
F4_Commercial_Restaurant (WA)_New_Space Heating_Natural Gas_Unit Heater_E8 | F4 | Commercial | Restaurant (WA) | New | Space Heating | Natural Gas | Unit Heater | E8 | Utility - Cost of Equipment | 0 | 0 | 0 | 0 | 0 | 0 | 0 | 0 | 0 | 0 | 0 | 0 | 0 | 0 | 0 | 0 | 0 | 0 | 0 | 0 | 0 | 0 | 0 | 0 | 0 | 0 | 0
F4_Commercial_Restaurant (WA)_New_Space Heating_Natural Gas_Unit Heater_E9 | F4 | Commercial | Restaurant (WA) | New | Space Heating | Natural Gas | Unit Heater | E9 | Utility - Cost of Equipment | 0 | 0 | 0 | 0 | 0 | 0 | 0 | 0 | 0 | 0 | 0 | 0 | 0 | 0 | 0 | 0 | 0 | 0 | 0 | 0 | 0 | 0 | 0 | 0 | 0 | 0 | 0
F4_Commercial_Restaurant (WA)_New_Space Heating_Natural Gas_Unit Heater_E10 | F4 | Commercial | Restaurant (WA) | New | Space Heating | Natural Gas | Unit Heater | E10 | Utility - Cost of Equipment | 0 | 0 | 0 | 0 | 0 | 0 | 0 | 0 | 0 | 0 | 0 | 0 | 0 | 0 | 0 | 0 | 0 | 0 | 0 | 0 | 0 | 0 | 0 | 0 | 0 | 0 | 0
F5_Commercial_Restaurant (WA)_New_Space Heating_Natural Gas_Unit Heater_E1 | F5 | Commercial | Restaurant (WA) | New | Space Heating | Natural Gas | Unit Heater | E1 | Utility - Cost of Operation | 0.12335 | 0.12538 | 0.12803 | 0.13094 | 0.13415 | 0.13858 | 0.14308 | 0.14786 | 0.15242 | 0.15706 | 0.16121 | 0.16504 | 0.16923 | 0.17354 | 0.17754 | 0.18149 | 0.18518 | 0.18898 | 0.19294 | 0.197 | 0.20113 | 0.2055 | 0.21055 | 0.21502 | 0.21958 | 0.22425 | 0.22901
F5_Commercial_Restaurant (WA)_New_Space Heating_Natural Gas_Unit Heater_E2 | F5 | Commercial | Restaurant (WA) | New | Space Heating | Natural Gas | Unit Heater | E2 | Utility - Cost of Operation | 0.10971 | 0.11152 | 0.11387 | 0.11646 | 0.11932 | 0.12325 | 0.12726 | 0.13151 | 0.13557 | 0.13969 | 0.14339 | 0.14679 | 0.15052 | 0.15435 | 0.15791 | 0.16143 | 0.1647 | 0.16808 | 0.1716 | 0.17521 | 0.17889 | 0.18278 | 0.18727 | 0.19124 | 0.1953 | 0.19945 | 0.20368
F5_Commercial_Restaurant (WA)_New_Space Heating_Natural Gas_Unit Heater_E3 | F5 | Commercial | Restaurant (WA) | New | Space Heating | Natural Gas | Unit Heater | E3 | Utility - Cost of Operation | 0.10352 | 0.10503 | 0.10716 | 0.1096 | 0.11236 | 0.11637 | 0.12048 | 0.12483 | 0.12893 | 0.13308 | 0.13672 | 0.14 | 0.14365 | 0.14743 | 0.1509 | 0.15429 | 0.15739 | 0.1606 | 0.16395 | 0.16739 | 0.1709 | 0.17463 | 0.17904 | 0.18285 | 0.18673 | 0.19069 | 0.19474
F5_Commercial_Restaurant (WA)_New_Space Heating_Natural Gas_Unit Heater_E4 | F5 | Commercial | Restaurant (WA) | New | Space Heating | Natural Gas | Unit Heater | E4 | Utility - Cost of Operation | 0 | 0 | 0 | 0 | 0 | 0 | 0 | 0 | 0 | 0 | 0 | 0 | 0 | 0 | 0 | 0 | 0 | 0 | 0 | 0 | 0 | 0 | 0 | 0 | 0 | 0 | 0
F5_Commercial_Restaurant (WA)_New_Space Heating_Natural Gas_Unit Heater_E5 | F5 | Commercial | Restaurant (WA) | New | Space Heating | Natural Gas | Unit Heater | E5 | Utility - Cost of Operation | 0 | 0 | 0 | 0 | 0 | 0 | 0 | 0 | 0 | 0 | 0 | 0 | 0 | 0 | 0 | 0 | 0 | 0 | 0 | 0 | 0 | 0 | 0 | 0 | 0 | 0 | 0
F5_Commercial_Restaurant (WA)_New_Space Heating_Natural Gas_Unit Heater_E6 | F5 | Commercial | Restaurant (WA) | New | Space Heating | Natural Gas | Unit Heater | E6 | Utility - Cost of Operation | 0 | 0 | 0 | 0 | 0 | 0 | 0 | 0 | 0 | 0 | 0 | 0 | 0 | 0 | 0 | 0 | 0 | 0 | 0 | 0 | 0 | 0 | 0 | 0 | 0 | 0 | 0
F5_Commercial_Restaurant (WA)_New_Space Heating_Natural Gas_Unit Heater_E7 | F5 | Commercial | Restaurant (WA) | New | Space Heating | Natural Gas | Unit Heater | E7 | Utility - Cost of Operation | 0 | 0 | 0 | 0 | 0 | 0 | 0 | 0 | 0 | 0 | 0 | 0 | 0 | 0 | 0 | 0 | 0 | 0 | 0 | 0 | 0 | 0 | 0 | 0 | 0 | 0 | 0
F5_Commercial_Restaurant (WA)_New_Space Heating_Natural Gas_Unit Heater_E8 | F5 | Commercial | Restaurant (WA) | New | Space Heating | Natural Gas | Unit Heater | E8 | Utility - Cost of Operation | 0 | 0 | 0 | 0 | 0 | 0 | 0 | 0 | 0 | 0 | 0 | 0 | 0 | 0 | 0 | 0 | 0 | 0 | 0 | 0 | 0 | 0 | 0 | 0 | 0 | 0 | 0
F5_Commercial_Restaurant (WA)_New_Space Heating_Natural Gas_Unit Heater_E9 | F5 | Commercial | Restaurant (WA) | New | Space Heating | Natural Gas | Unit Heater | E9 | Utility - Cost of Operation | 0 | 0 | 0 | 0 | 0 | 0 | 0 | 0 | 0 | 0 | 0 | 0 | 0 | 0 | 0 | 0 | 0 | 0 | 0 | 0 | 0 | 0 | 0 | 0 | 0 | 0 | 0
F5_Commercial_Restaurant (WA)_New_Space Heating_Natural Gas_Unit Heater_E10 | F5 | Commercial | Restaurant (WA) | New | Space Heating | Natural Gas | Unit Heater | E10 | Utility - Cost of Operation | 0 | 0 | 0 | 0 | 0 | 0 | 0 | 0 | 0 | 0 | 0 | 0 | 0 | 0 | 0 | 0 | 0 | 0 | 0 | 0 | 0 | 0 | 0 | 0 | 0 | 0 | 0
F6_Commercial_Restaurant (WA)_New_Space Heating_Natural Gas_Unit Heater_E1 | F6 | Commercial | Restaurant (WA) | New | Space Heating | Natural Gas | Unit Heater | E1 | Utility - Value of Sales | 0.14219 | 0.14369 | 0.14583 | 0.1482 | 0.1508 | 0.15473 | 0.15863 | 0.16272 | 0.16643 | 0.1701 | 0.17422 | 0.17795 | 0.18204 | 0.18621 | 0.19002 | 0.19371 | 0.19705 | 0.20047 | 0.20401 | 0.20759 | 0.21119 | 0.21577 | 0.22108 | 0.22577 | 0.23056 | 0.23546 | 0.24046
F6_Commercial_Restaurant (WA)_New_Space Heating_Natural Gas_Unit Heater_E2 | F6 | Commercial | Restaurant (WA) | New | Space Heating | Natural Gas | Unit Heater | E2 | Utility - Value of Sales | 0.12647 | 0.1278 | 0.12971 | 0.13181 | 0.13412 | 0.13762 | 0.14109 | 0.14473 | 0.14803 | 0.15129 | 0.15495 | 0.15827 | 0.16191 | 0.16562 | 0.169 | 0.17229 | 0.17527 | 0.17831 | 0.18145 | 0.18463 | 0.18784 | 0.19191 | 0.19663 | 0.20081 | 0.20507 | 0.20942 | 0.21387
F6_Commercial_Restaurant (WA)_New_Space Heating_Natural Gas_Unit Heater_E3 | F6 | Commercial | Restaurant (WA) | New | Space Heating | Natural Gas | Unit Heater | E3 | Utility - Value of Sales | 0.12084 | 0.12184 | 0.12351 | 0.12544 | 0.12766 | 0.13126 | 0.13484 | 0.13857 | 0.14186 | 0.14504 | 0.14865 | 0.1518 | 0.15531 | 0.15893 | 0.16214 | 0.16523 | 0.16795 | 0.17073 | 0.17361 | 0.17653 | 0.17944 | 0.18336 | 0.188 | 0.19199 | 0.19606 | 0.20022 | 0.20447
F6_Commercial_Restaurant (WA)_New_Space Heating_Natural Gas_Unit Heater_E4 | F6 | Commercial | Restaurant (WA) | New | Space Heating | Natural Gas | Unit Heater | E4 | Utility - Value of Sales | 0 | 0 | 0 | 0 | 0 | 0 | 0 | 0 | 0 | 0 | 0 | 0 | 0 | 0 | 0 | 0 | 0 | 0 | 0 | 0 | 0 | 0 | 0 | 0 | 0 | 0 | 0
F6_Commercial_Restaurant (WA)_New_Space Heating_Natural Gas_Unit Heater_E5 | F6 | Commercial | Restaurant (WA) | New | Space Heating | Natural Gas | Unit Heater | E5 | Utility - Value of Sales | 0 | 0 | 0 | 0 | 0 | 0 | 0 | 0 | 0 | 0 | 0 | 0 | 0 | 0 | 0 | 0 | 0 | 0 | 0 | 0 | 0 | 0 | 0 | 0 | 0 | 0 | 0
F6_Commercial_Restaurant (WA)_New_Space Heating_Natural Gas_Unit Heater_E6 | F6 | Commercial | Restaurant (WA) | New | Space Heating | Natural Gas | Unit Heater | E6 | Utility - Value of Sales | 0 | 0 | 0 | 0 | 0 | 0 | 0 | 0 | 0 | 0 | 0 | 0 | 0 | 0 | 0 | 0 | 0 | 0 | 0 | 0 | 0 | 0 | 0 | 0 | 0 | 0 | 0
F6_Commercial_Restaurant (WA)_New_Space Heating_Natural Gas_Unit Heater_E7 | F6 | Commercial | Restaurant (WA) | New | Space Heating | Natural Gas | Unit Heater | E7 | Utility - Value of Sales | 0 | 0 | 0 | 0 | 0 | 0 | 0 | 0 | 0 | 0 | 0 | 0 | 0 | 0 | 0 | 0 | 0 | 0 | 0 | 0 | 0 | 0 | 0 | 0 | 0 | 0 | 0
F6_Commercial_Restaurant (WA)_New_Space Heating_Natural Gas_Unit Heater_E8 | F6 | Commercial | Restaurant (WA) | New | Space Heating | Natural Gas | Unit Heater | E8 | Utility - Value of Sales | 0 | 0 | 0 | 0 | 0 | 0 | 0 | 0 | 0 | 0 | 0 | 0 | 0 | 0 | 0 | 0 | 0 | 0 | 0 | 0 | 0 | 0 | 0 | 0 | 0 | 0 | 0
F6_Commercial_Restaurant (WA)_New_Space Heating_Natural Gas_Unit Heater_E9 | F6 | Commercial | Restaurant (WA) | New | Space Heating | Natural Gas | Unit Heater | E9 | Utility - Value of Sales | 0 | 0 | 0 | 0 | 0 | 0 | 0 | 0 | 0 | 0 | 0 | 0 | 0 | 0 | 0 | 0 | 0 | 0 | 0 | 0 | 0 | 0 | 0 | 0 | 0 | 0 | 0
F6_Commercial_Restaurant (WA)_New_Space Heating_Natural Gas_Unit Heater_E10 | F6 | Commercial | Restaurant (WA) | New | Space Heating | Natural Gas | Unit Heater | E10 | Utility - Value of Sales | 0 | 0 | 0 | 0 | 0 | 0 | 0 | 0 | 0 | 0 | 0 | 0 | 0 | 0 | 0 | 0 | 0 | 0 | 0 | 0 | 0 | 0 | 0 | 0 | 0 | 0 | 0
F1_Commercial_Restaurant (WA)_New_Water Heating_Natural Gas_Water Heater_E1 | F1 | Commercial | Restaurant (WA) | New | Water Heating | Natural Gas | Water Heater | E1 | RVT - Cost of Equipment | 0.033392 | 0.033392 | 0.033392 | 0.033392 | 0.033392 | 0.033392 | 0.033392 | 0.033392 | 0.033392 | 0.033392 | 0.033392 | 0.033392 | 0.033392 | 0.033392 | 0.033392 | 0.033392 | 0.033392 | 0.033392 | 0.033392 | 0.033392 | 0.033392 | 0.033392 | 0.033392 | 0.033392 | 0.033392 | 0.033392 | 0.033392
F1_Commercial_Restaurant (WA)_New_Water Heating_Natural Gas_Water Heater_E2 | F1 | Commercial | Restaurant (WA) | New | Water Heating | Natural Gas | Water Heater | E2 | RVT - Cost of Equipment | 0.04007 | 0.04007 | 0.04007 | 0.04007 | 0.04007 | 0.04007 | 0.04007 | 0.04007 | 0.04007 | 0.04007 | 0.04007 | 0.04007 | 0.04007 | 0.04007 | 0.04007 | 0.04007 | 0.04007 | 0.04007 | 0.04007 | 0.04007 | 0.04007 | 0.04007 | 0.04007 | 0.04007 | 0.04007 | 0.04007 | 0.04007
F1_Commercial_Restaurant (WA)_New_Water Heating_Natural Gas_Water Heater_E3 | F1 | Commercial | Restaurant (WA) | New | Water Heating | Natural Gas | Water Heater | E3 | RVT - Cost of Equipment | 0.049257 | 0.049257 | 0.049257 | 0.049257 | 0.049257 | 0.049257 | 0.049257 | 0.049257 | 0.049257 | 0.049257 | 0.049257 | 0.049257 | 0.049257 | 0.049257 | 0.049257 | 0.049257 | 0.049257 | 0.049257 | 0.049257 | 0.049257 | 0.049257 | 0.049257 | 0.049257 | 0.049257 | 0.049257 | 0.049257 | 0.049257
F1_Commercial_Restaurant (WA)_New_Water Heating_Natural Gas_Water Heater_E4 | F1 | Commercial | Restaurant (WA) | New | Water Heating | Natural Gas | Water Heater | E4 | RVT - Cost of Equipment | 0.049646 | 0.049646 | 0.049646 | 0.049646 | 0.049646 | 0.049646 | 0.049646 | 0.049646 | 0.049646 | 0.049646 | 0.049646 | 0.049646 | 0.049646 | 0.049646 | 0.049646 | 0.049646 | 0.049646 | 0.049646 | 0.049646 | 0.049646 | 0.049646 | 0.049646 | 0.049646 | 0.049646 | 0.049646 | 0.049646 | 0.049646
F1_Commercial_Restaurant (WA)_New_Water Heating_Natural Gas_Water Heater_E5 | F1 | Commercial | Restaurant (WA) | New | Water Heating | Natural Gas | Water Heater | E5 | RVT - Cost of Equipment | 0.10717 | 0.10717 | 0.10717 | 0.10717 | 0.10717 | 0.10717 | 0.10717 | 0.10717 | 0.10717 | 0.10717 | 0.10717 | 0.10717 | 0.10717 | 0.10717 | 0.10717 | 0.10717 | 0.10717 | 0.10717 | 0.10717 | 0.10717 | 0.10717 | 0.10717 | 0.10717 | 0.10717 | 0.10717 | 0.10717 | 0.10717
F1_Commercial_Restaurant (WA)_New_Water Heating_Natural Gas_Water Heater_E6 | F1 | Commercial | Restaurant (WA) | New | Water Heating | Natural Gas | Water Heater | E6 | RVT - Cost of Equipment | 0 | 0 | 0 | 0 | 0 | 0 | 0 | 0 | 0 | 0 | 0 | 0 | 0 | 0 | 0 | 0 | 0 | 0 | 0 | 0 | 0 | 0 | 0 | 0 | 0 | 0 | 0
F1_Commercial_Restaurant (WA)_New_Water Heating_Natural Gas_Water Heater_E7 | F1 | Commercial | Restaurant (WA) | New | Water Heating | Natural Gas | Water Heater | E7 | RVT - Cost of Equipment | 0 | 0 | 0 | 0 | 0 | 0 | 0 | 0 | 0 | 0 | 0 | 0 | 0 | 0 | 0 | 0 | 0 | 0 | 0 | 0 | 0 | 0 | 0 | 0 | 0 | 0 | 0
F1_Commercial_Restaurant (WA)_New_Water Heating_Natural Gas_Water Heater_E8 | F1 | Commercial | Restaurant (WA) | New | Water Heating | Natural Gas | Water Heater | E8 | RVT - Cost of Equipment | 0 | 0 | 0 | 0 | 0 | 0 | 0 | 0 | 0 | 0 | 0 | 0 | 0 | 0 | 0 | 0 | 0 | 0 | 0 | 0 | 0 | 0 | 0 | 0 | 0 | 0 | 0
F1_Commercial_Restaurant (WA)_New_Water Heating_Natural Gas_Water Heater_E9 | F1 | Commercial | Restaurant (WA) | New | Water Heating | Natural Gas | Water Heater | E9 | RVT - Cost of Equipment | 0 | 0 | 0 | 0 | 0 | 0 | 0 | 0 | 0 | 0 | 0 | 0 | 0 | 0 | 0 | 0 | 0 | 0 | 0 | 0 | 0 | 0 | 0 | 0 | 0 | 0 | 0
F1_Commercial_Restaurant (WA)_New_Water Heating_Natural Gas_Water Heater_E10 | F1 | Commercial | Restaurant (WA) | New | Water Heating | Natural Gas | Water Heater | E10 | RVT - Cost of Equipment | 0 | 0 | 0 | 0 | 0 | 0 | 0 | 0 | 0 | 0 | 0 | 0 | 0 | 0 | 0 | 0 | 0 | 0 | 0 | 0 | 0 | 0 | 0 | 0 | 0 | 0 | 0
F2_Commercial_Restaurant (WA)_New_Water Heating_Natural Gas_Water Heater_E1 | F2 | Commercial | Restaurant (WA) | New | Water Heating | Natural Gas | Water Heater | E1 | RVT - Cost of Operation | 0.29635 | 0.30231 | 0.30902 | 0.31654 | 0.32494 | 0.33509 | 0.34515 | 0.35468 | 0.36331 | 0.37172 | 0.38042 | 0.38841 | 0.39693 | 0.4052 | 0.41246 | 0.41914 | 0.42497 | 0.43061 | 0.43655 | 0.44219 | 0.44786 | 0.45577 | 0.46378 | 0.47202 | 0.4804 | 0.48894 | 0.49762
F2_Commercial_Restaurant (WA)_New_Water Heating_Natural Gas_Water Heater_E2 | F2 | Commercial | Restaurant (WA) | New | Water Heating | Natural Gas | Water Heater | E2 | RVT - Cost of Operation | 0.26343 | 0.26872 | 0.27468 | 0.28137 | 0.28883 | 0.29785 | 0.3068 | 0.31527 | 0.32294 | 0.33041 | 0.33816 | 0.34525 | 0.35283 | 0.36018 | 0.36663 | 0.37257 | 0.37775 | 0.38276 | 0.38804 | 0.39306 | 0.3981 | 0.40513 | 0.41225 | 0.41957 | 0.42702 | 0.43461 | 0.44233
F2_Commercial_Restaurant (WA)_New_Water Heating_Natural Gas_Water Heater_E3 | F2 | Commercial | Restaurant (WA) | New | Water Heating | Natural Gas | Water Heater | E3 | RVT - Cost of Operation | 0.25222 | 0.25729 | 0.26299 | 0.2694 | 0.27654 | 0.28518 | 0.29375 | 0.30185 | 0.3092 | 0.31635 | 0.32377 | 0.33056 | 0.33782 | 0.34485 | 0.35103 | 0.35672 | 0.36168 | 0.36647 | 0.37153 | 0.37633 | 0.38116 | 0.38789 | 0.3947 | 0.40172 | 0.40885 | 0.41612 | 0.42351
F2_Commercial_Restaurant (WA)_New_Water Heating_Natural Gas_Water Heater_E4 | F2 | Commercial | Restaurant (WA) | New | Water Heating | Natural Gas | Water Heater | E4 | RVT - Cost of Operation | 0.26442 | 0.26974 | 0.27554 | 0.28185 | 0.28872 | 0.29681 | 0.3048 | 0.31245 | 0.3195 | 0.32646 | 0.33372 | 0.34054 | 0.34777 | 0.35483 | 0.36119 | 0.36713 | 0.37247 | 0.37769 | 0.38315 | 0.38842 | 0.39373 | 0.40069 | 0.40774 | 0.41498 | 0.42235 | 0.42986 | 0.43749
F2_Commercial_Restaurant (WA)_New_Water Heating_Natural Gas_Water Heater_E5 | F2 | Commercial | Restaurant (WA) | New | Water Heating | Natural Gas | Water Heater | E5 | RVT - Cost of Operation | 0.15548 | 0.15853 | 0.16207 | 0.16617 | 0.17085 | 0.17656 | 0.18222 | 0.18754 | 0.19232 | 0.19694 | 0.2017 | 0.20599 | 0.2106 | 0.21505 | 0.21891 | 0.22242 | 0.22543 | 0.22832 | 0.23138 | 0.23426 | 0.23716 | 0.24134 | 0.24558 | 0.24994 | 0.25438 | 0.2589 | 0.2635
F2_Commercial_Restaurant (WA)_New_Water Heating_Natural Gas_Water Heater_E6 | F2 | Commercial | Restaurant (WA) | New | Water Heating | Natural Gas | Water Heater | E6 | RVT - Cost of Operation | 0 | 0 | 0 | 0 | 0 | 0 | 0 | 0 | 0 | 0 | 0 | 0 | 0 | 0 | 0 | 0 | 0 | 0 | 0 | 0 | 0 | 0 | 0 | 0 | 0 | 0 | 0
F2_Commercial_Restaurant (WA)_New_Water Heating_Natural Gas_Water Heater_E7 | F2 | Commercial | Restaurant (WA) | New | Water Heating | Natural Gas | Water Heater | E7 | RVT - Cost of Operation | 0 | 0 | 0 | 0 | 0 | 0 | 0 | 0 | 0 | 0 | 0 | 0 | 0 | 0 | 0 | 0 | 0 | 0 | 0 | 0 | 0 | 0 | 0 | 0 | 0 | 0 | 0
F2_Commercial_Restaurant (WA)_New_Water Heating_Natural Gas_Water Heater_E8 | F2 | Commercial | Restaurant (WA) | New | Water Heating | Natural Gas | Water Heater | E8 | RVT - Cost of Operation | 0 | 0 | 0 | 0 | 0 | 0 | 0 | 0 | 0 | 0 | 0 | 0 | 0 | 0 | 0 | 0 | 0 | 0 | 0 | 0 | 0 | 0 | 0 | 0 | 0 | 0 | 0
F2_Commercial_Restaurant (WA)_New_Water Heating_Natural Gas_Water Heater_E9 | F2 | Commercial | Restaurant (WA) | New | Water Heating | Natural Gas | Water Heater | E9 | RVT - Cost of Operation | 0 | 0 | 0 | 0 | 0 | 0 | 0 | 0 | 0 | 0 | 0 | 0 | 0 | 0 | 0 | 0 | 0 | 0 | 0 | 0 | 0 | 0 | 0 | 0 | 0 | 0 | 0
F2_Commercial_Restaurant (WA)_New_Water Heating_Natural Gas_Water Heater_E10 | F2 | Commercial | Restaurant (WA) | New | Water Heating | Natural Gas | Water Heater | E10 | RVT - Cost of Operation | 0 | 0 | 0 | 0 | 0 | 0 | 0 | 0 | 0 | 0 | 0 | 0 | 0 | 0 | 0 | 0 | 0 | 0 | 0 | 0 | 0 | 0 | 0 | 0 | 0 | 0 | 0
F3_Commercial_Restaurant (WA)_New_Water Heating_Natural Gas_Water Heater_E1 | F3 | Commercial | Restaurant (WA) | New | Water Heating | Natural Gas | Water Heater | E1 | System - kBTUs of Consumption | 68.5655 | 68.5655 | 68.5655 | 68.5655 | 68.5655 | 68.5655 | 68.5655 | 68.5655 | 68.5655 | 68.5655 | 68.5655 | 68.5655 | 68.5655 | 68.5655 | 68.5655 | 68.5655 | 68.5655 | 68.5655 | 68.5655 | 68.5655 | 68.5655 | 68.5655 | 68.5655 | 68.5655 | 68.5655 | 68.5655 | 68.5655
F3_Commercial_Restaurant (WA)_New_Water Heating_Natural Gas_Water Heater_E2 | F3 | Commercial | Restaurant (WA) | New | Water Heating | Natural Gas | Water Heater | E2 | System - kBTUs of Consumption | 60.9471 | 60.9471 | 60.9471 | 60.9471 | 60.9471 | 60.9471 | 60.9471 | 60.9471 | 60.9471 | 60.9471 | 60.9471 | 60.9471 | 60.9471 | 60.9471 | 60.9471 | 60.9471 | 60.9471 | 60.9471 | 60.9471 | 60.9471 | 60.9471 | 60.9471 | 60.9471 | 60.9471 | 60.9471 | 60.9471 | 60.9471
F3_Commercial_Restaurant (WA)_New_Water Heating_Natural Gas_Water Heater_E3 | F3 | Commercial | Restaurant (WA) | New | Water Heating | Natural Gas | Water Heater | E3 | System - kBTUs of Consumption | 58.3536 | 58.3536 | 58.3536 | 58.3536 | 58.3536 | 58.3536 | 58.3536 | 58.3536 | 58.3536 | 58.3536 | 58.3536 | 58.3536 | 58.3536 | 58.3536 | 58.3536 | 58.3536 | 58.3536 | 58.3536 | 58.3536 | 58.3536 | 58.3536 | 58.3536 | 58.3536 | 58.3536 | 58.3536 | 58.3536 | 58.3536
F3_Commercial_Restaurant (WA)_New_Water Heating_Natural Gas_Water Heater_E4 | F3 | Commercial | Restaurant (WA) | New | Water Heating | Natural Gas | Water Heater | E4 | System - kBTUs of Consumption | 58.2916 | 58.2916 | 58.2916 | 58.2916 | 58.2916 | 58.2916 | 58.2916 | 58.2916 | 58.2916 | 58.2916 | 58.2916 | 58.2916 | 58.2916 | 58.2916 | 58.2916 | 58.2916 | 58.2916 | 58.2916 | 58.2916 | 58.2916 | 58.2916 | 58.2916 | 58.2916 | 58.2916 | 58.2916 | 58.2916 | 58.2916
F3_Commercial_Restaurant (WA)_New_Water Heating_Natural Gas_Water Heater_E5 | F3 | Commercial | Restaurant (WA) | New | Water Heating | Natural Gas | Water Heater | E5 | System - kBTUs of Consumption | 36.5683 | 36.5683 | 36.5683 | 36.5683 | 36.5683 | 36.5683 | 36.5683 | 36.5683 | 36.5683 | 36.5683 | 36.5683 | 36.5683 | 36.5683 | 36.5683 | 36.5683 | 36.5683 | 36.5683 | 36.5683 | 36.5683 | 36.5683 | 36.5683 | 36.5683 | 36.5683 | 36.5683 | 36.5683 | 36.5683 | 36.5683
F3_Commercial_Restaurant (WA)_New_Water Heating_Natural Gas_Water Heater_E6 | F3 | Commercial | Restaurant (WA) | New | Water Heating | Natural Gas | Water Heater | E6 | System - kBTUs of Consumption | 0 | 0 | 0 | 0 | 0 | 0 | 0 | 0 | 0 | 0 | 0 | 0 | 0 | 0 | 0 | 0 | 0 | 0 | 0 | 0 | 0 | 0 | 0 | 0 | 0 | 0 | 0
F3_Commercial_Restaurant (WA)_New_Water Heating_Natural Gas_Water Heater_E7 | F3 | Commercial | Restaurant (WA) | New | Water Heating | Natural Gas | Water Heater | E7 | System - kBTUs of Consumption | 0 | 0 | 0 | 0 | 0 | 0 | 0 | 0 | 0 | 0 | 0 | 0 | 0 | 0 | 0 | 0 | 0 | 0 | 0 | 0 | 0 | 0 | 0 | 0 | 0 | 0 | 0
F3_Commercial_Restaurant (WA)_New_Water Heating_Natural Gas_Water Heater_E8 | F3 | Commercial | Restaurant (WA) | New | Water Heating | Natural Gas | Water Heater | E8 | System - kBTUs of Consumption | 0 | 0 | 0 | 0 | 0 | 0 | 0 | 0 | 0 | 0 | 0 | 0 | 0 | 0 | 0 | 0 | 0 | 0 | 0 | 0 | 0 | 0 | 0 | 0 | 0 | 0 | 0
F3_Commercial_Restaurant (WA)_New_Water Heating_Natural Gas_Water Heater_E9 | F3 | Commercial | Restaurant (WA) | New | Water Heating | Natural Gas | Water Heater | E9 | System - kBTUs of Consumption | 0 | 0 | 0 | 0 | 0 | 0 | 0 | 0 | 0 | 0 | 0 | 0 | 0 | 0 | 0 | 0 | 0 | 0 | 0 | 0 | 0 | 0 | 0 | 0 | 0 | 0 | 0
F3_Commercial_Restaurant (WA)_New_Water Heating_Natural Gas_Water Heater_E10 | F3 | Commercial | Restaurant (WA) | New | Water Heating | Natural Gas | Water Heater | E10 | System - kBTUs of Consumption | 0 | 0 | 0 | 0 | 0 | 0 | 0 | 0 | 0 | 0 | 0 | 0 | 0 | 0 | 0 | 0 | 0 | 0 | 0 | 0 | 0 | 0 | 0 | 0 | 0 | 0 | 0
F4_Commercial_Restaurant (WA)_New_Water Heating_Natural Gas_Water Heater_E1 | F4 | Commercial | Restaurant (WA) | New | Water Heating | Natural Gas | Water Heater | E1 | Utility - Cost of Equipment | 0.033392 | 0.033392 | 0.033392 | 0.033392 | 0.033392 | 0.033392 | 0.033392 | 0.033392 | 0.033392 | 0.033392 | 0.033392 | 0.033392 | 0.033392 | 0.033392 | 0.033392 | 0.033392 | 0.033392 | 0.033392 | 0.033392 | 0.033392 | 0.033392 | 0.033392 | 0.033392 | 0.033392 | 0.033392 | 0.033392 | 0.033392
F4_Commercial_Restaurant (WA)_New_Water Heating_Natural Gas_Water Heater_E2 | F4 | Commercial | Restaurant (WA) | New | Water Heating | Natural Gas | Water Heater | E2 | Utility - Cost of Equipment | 0.04007 | 0.04007 | 0.04007 | 0.04007 | 0.04007 | 0.04007 | 0.04007 | 0.04007 | 0.04007 | 0.04007 | 0.04007 | 0.04007 | 0.04007 | 0.04007 | 0.04007 | 0.04007 | 0.04007 | 0.04007 | 0.04007 | 0.04007 | 0.04007 | 0.04007 | 0.04007 | 0.04007 | 0.04007 | 0.04007 | 0.04007
F4_Commercial_Restaurant (WA)_New_Water Heating_Natural Gas_Water Heater_E3 | F4 | Commercial | Restaurant (WA) | New | Water Heating | Natural Gas | Water Heater | E3 | Utility - Cost of Equipment | 0.049257 | 0.049257 | 0.049257 | 0.049257 | 0.049257 | 0.049257 | 0.049257 | 0.049257 | 0.049257 | 0.049257 | 0.049257 | 0.049257 | 0.049257 | 0.049257 | 0.049257 | 0.049257 | 0.049257 | 0.049257 | 0.049257 | 0.049257 | 0.049257 | 0.049257 | 0.049257 | 0.049257 | 0.049257 | 0.049257 | 0.049257
F4_Commercial_Restaurant (WA)_New_Water Heating_Natural Gas_Water Heater_E4 | F4 | Commercial | Restaurant (WA) | New | Water Heating | Natural Gas | Water Heater | E4 | Utility - Cost of Equipment | 0.049646 | 0.049646 | 0.049646 | 0.049646 | 0.049646 | 0.049646 | 0.049646 | 0.049646 | 0.049646 | 0.049646 | 0.049646 | 0.049646 | 0.049646 | 0.049646 | 0.049646 | 0.049646 | 0.049646 | 0.049646 | 0.049646 | 0.049646 | 0.049646 | 0.049646 | 0.049646 | 0.049646 | 0.049646 | 0.049646 | 0.049646
F4_Commercial_Restaurant (WA)_New_Water Heating_Natural Gas_Water Heater_E5 | F4 | Commercial | Restaurant (WA) | New | Water Heating | Natural Gas | Water Heater | E5 | Utility - Cost of Equipment | 0.10717 | 0.10717 | 0.10717 | 0.10717 | 0.10717 | 0.10717 | 0.10717 | 0.10717 | 0.10717 | 0.10717 | 0.10717 | 0.10717 | 0.10717 | 0.10717 | 0.10717 | 0.10717 | 0.10717 | 0.10717 | 0.10717 | 0.10717 | 0.10717 | 0.10717 | 0.10717 | 0.10717 | 0.10717 | 0.10717 | 0.10717
F4_Commercial_Restaurant (WA)_New_Water Heating_Natural Gas_Water Heater_E6 | F4 | Commercial | Restaurant (WA) | New | Water Heating | Natural Gas | Water Heater | E6 | Utility - Cost of Equipment | 0 | 0 | 0 | 0 | 0 | 0 | 0 | 0 | 0 | 0 | 0 | 0 | 0 | 0 | 0 | 0 | 0 | 0 | 0 | 0 | 0 | 0 | 0 | 0 | 0 | 0 | 0
F4_Commercial_Restaurant (WA)_New_Water Heating_Natural Gas_Water Heater_E7 | F4 | Commercial | Restaurant (WA) | New | Water Heating | Natural Gas | Water Heater | E7 | Utility - Cost of Equipment | 0 | 0 | 0 | 0 | 0 | 0 | 0 | 0 | 0 | 0 | 0 | 0 | 0 | 0 | 0 | 0 | 0 | 0 | 0 | 0 | 0 | 0 | 0 | 0 | 0 | 0 | 0
F4_Commercial_Restaurant (WA)_New_Water Heating_Natural Gas_Water Heater_E8 | F4 | Commercial | Restaurant (WA) | New | Water Heating | Natural Gas | Water Heater | E8 | Utility - Cost of Equipment | 0 | 0 | 0 | 0 | 0 | 0 | 0 | 0 | 0 | 0 | 0 | 0 | 0 | 0 | 0 | 0 | 0 | 0 | 0 | 0 | 0 | 0 | 0 | 0 | 0 | 0 | 0
F4_Commercial_Restaurant (WA)_New_Water Heating_Natural Gas_Water Heater_E9 | F4 | Commercial | Restaurant (WA) | New | Water Heating | Natural Gas | Water Heater | E9 | Utility - Cost of Equipment | 0 | 0 | 0 | 0 | 0 | 0 | 0 | 0 | 0 | 0 | 0 | 0 | 0 | 0 | 0 | 0 | 0 | 0 | 0 | 0 | 0 | 0 | 0 | 0 | 0 | 0 | 0
F4_Commercial_Restaurant (WA)_New_Water Heating_Natural Gas_Water Heater_E10 | F4 | Commercial | Restaurant (WA) | New | Water Heating | Natural Gas | Water Heater | E10 | Utility - Cost of Equipment | 0 | 0 | 0 | 0 | 0 | 0 | 0 | 0 | 0 | 0 | 0 | 0 | 0 | 0 | 0 | 0 | 0 | 0 | 0 | 0 | 0 | 0 | 0 | 0 | 0 | 0 | 0
F5_Commercial_Restaurant (WA)_New_Water Heating_Natural Gas_Water Heater_E1 | F5 | Commercial | Restaurant (WA) | New | Water Heating | Natural Gas | Water Heater | E1 | Utility - Cost of Operation | 0.25422 | 0.26089 | 0.26839 | 0.27678 | 0.28613 | 0.29719 | 0.30845 | 0.31955 | 0.33022 | 0.34105 | 0.34986 | 0.35818 | 0.36707 | 0.37583 | 0.38377 | 0.39129 | 0.39815 | 0.40496 | 0.41218 | 0.41927 | 0.42654 | 0.43407 | 0.44169 | 0.44954 | 0.45752 | 0.46565 | 0.47393
F5_Commercial_Restaurant (WA)_New_Water Heating_Natural Gas_Water Heater_E2 | F5 | Commercial | Restaurant (WA) | New | Water Heating | Natural Gas | Water Heater | E2 | Utility - Cost of Operation | 0.22597 | 0.23191 | 0.23857 | 0.24603 | 0.25434 | 0.26417 | 0.27418 | 0.28404 | 0.29353 | 0.30315 | 0.31099 | 0.31838 | 0.32629 | 0.33407 | 0.34113 | 0.34781 | 0.35392 | 0.35997 | 0.36638 | 0.37268 | 0.37914 | 0.38584 | 0.39261 | 0.39959 | 0.40669 | 0.41391 | 0.42127
F5_Commercial_Restaurant (WA)_New_Water Heating_Natural Gas_Water Heater_E3 | F5 | Commercial | Restaurant (WA) | New | Water Heating | Natural Gas | Water Heater | E3 | Utility - Cost of Operation | 0.21636 | 0.22204 | 0.22842 | 0.23556 | 0.24352 | 0.25293 | 0.26251 | 0.27196 | 0.28104 | 0.29025 | 0.29775 | 0.30483 | 0.3124 | 0.31985 | 0.32661 | 0.33301 | 0.33885 | 0.34465 | 0.35079 | 0.35682 | 0.36301 | 0.36942 | 0.37591 | 0.38259 | 0.38938 | 0.3963 | 0.40334
F5_Commercial_Restaurant (WA)_New_Water Heating_Natural Gas_Water Heater_E4 | F5 | Commercial | Restaurant (WA) | New | Water Heating | Natural Gas | Water Heater | E4 | Utility - Cost of Operation | 0.22973 | 0.23567 | 0.24215 | 0.24923 | 0.25695 | 0.26588 | 0.27495 | 0.28391 | 0.29258 | 0.30139 | 0.30874 | 0.31575 | 0.32321 | 0.33058 | 0.33738 | 0.34389 | 0.34993 | 0.35595 | 0.3623 | 0.36856 | 0.37498 | 0.38161 | 0.38832 | 0.39522 | 0.40224 | 0.40939 | 0.41666
F5_Commercial_Restaurant (WA)_New_Water Heating_Natural Gas_Water Heater_E5 | F5 | Commercial | Restaurant (WA) | New | Water Heating | Natural Gas | Water Heater | E5 | Utility - Cost of Operation | 0.1325 | 0.13599 | 0.13997 | 0.1445 | 0.14962 | 0.15575 | 0.16201 | 0.16816 | 0.17406 | 0.18005 | 0.18485 | 0.18936 | 0.1942 | 0.19895 | 0.20322 | 0.20724 | 0.21087 | 0.21446 | 0.21828 | 0.22202 | 0.22586 | 0.22985 | 0.23388 | 0.23804 | 0.24227 | 0.24657 | 0.25095
F5_Commercial_Restaurant (WA)_New_Water Heating_Natural Gas_Water Heater_E6 | F5 | Commercial | Restaurant (WA) | New | Water Heating | Natural Gas | Water Heater | E6 | Utility - Cost of Operation | 0 | 0 | 0 | 0 | 0 | 0 | 0 | 0 | 0 | 0 | 0 | 0 | 0 | 0 | 0 | 0 | 0 | 0 | 0 | 0 | 0 | 0 | 0 | 0 | 0 | 0 | 0
F5_Commercial_Restaurant (WA)_New_Water Heating_Natural Gas_Water Heater_E7 | F5 | Commercial | Restaurant (WA) | New | Water Heating | Natural Gas | Water Heater | E7 | Utility - Cost of Operation | 0 | 0 | 0 | 0 | 0 | 0 | 0 | 0 | 0 | 0 | 0 | 0 | 0 | 0 | 0 | 0 | 0 | 0 | 0 | 0 | 0 | 0 | 0 | 0 | 0 | 0 | 0
F5_Commercial_Restaurant (WA)_New_Water Heating_Natural Gas_Water Heater_E8 | F5 | Commercial | Restaurant (WA) | New | Water Heating | Natural Gas | Water Heater | E8 | Utility - Cost of Operation | 0 | 0 | 0 | 0 | 0 | 0 | 0 | 0 | 0 | 0 | 0 | 0 | 0 | 0 | 0 | 0 | 0 | 0 | 0 | 0 | 0 | 0 | 0 | 0 | 0 | 0 | 0
F5_Commercial_Restaurant (WA)_New_Water Heating_Natural Gas_Water Heater_E9 | F5 | Commercial | Restaurant (WA) | New | Water Heating | Natural Gas | Water Heater | E9 | Utility - Cost of Operation | 0 | 0 | 0 | 0 | 0 | 0 | 0 | 0 | 0 | 0 | 0 | 0 | 0 | 0 | 0 | 0 | 0 | 0 | 0 | 0 | 0 | 0 | 0 | 0 | 0 | 0 | 0
F5_Commercial_Restaurant (WA)_New_Water Heating_Natural Gas_Water Heater_E10 | F5 | Commercial | Restaurant (WA) | New | Water Heating | Natural Gas | Water Heater | E10 | Utility - Cost of Operation | 0 | 0 | 0 | 0 | 0 | 0 | 0 | 0 | 0 | 0 | 0 | 0 | 0 | 0 | 0 | 0 | 0 | 0 | 0 | 0 | 0 | 0 | 0 | 0 | 0 | 0 | 0
F6_Commercial_Restaurant (WA)_New_Water Heating_Natural Gas_Water Heater_E1 | F6 | Commercial | Restaurant (WA) | New | Water Heating | Natural Gas | Water Heater | E1 | Utility - Value of Sales | 0.29635 | 0.30231 | 0.30902 | 0.31654 | 0.32494 | 0.33509 | 0.34515 | 0.35468 | 0.36331 | 0.37172 | 0.38042 | 0.38841 | 0.39693 | 0.4052 | 0.41246 | 0.41914 | 0.42497 | 0.43061 | 0.43655 | 0.44219 | 0.44786 | 0.45577 | 0.46378 | 0.47202 | 0.4804 | 0.48894 | 0.49762
F6_Commercial_Restaurant (WA)_New_Water Heating_Natural Gas_Water Heater_E2 | F6 | Commercial | Restaurant (WA) | New | Water Heating | Natural Gas | Water Heater | E2 | Utility - Value of Sales | 0.26343 | 0.26872 | 0.27468 | 0.28137 | 0.28883 | 0.29785 | 0.3068 | 0.31527 | 0.32294 | 0.33041 | 0.33816 | 0.34525 | 0.35283 | 0.36018 | 0.36663 | 0.37257 | 0.37775 | 0.38276 | 0.38804 | 0.39306 | 0.3981 | 0.40513 | 0.41225 | 0.41957 | 0.42702 | 0.43461 | 0.44233
F6_Commercial_Restaurant (WA)_New_Water Heating_Natural Gas_Water Heater_E3 | F6 | Commercial | Restaurant (WA) | New | Water Heating | Natural Gas | Water Heater | E3 | Utility - Value of Sales | 0.25222 | 0.25729 | 0.26299 | 0.2694 | 0.27654 | 0.28518 | 0.29375 | 0.30185 | 0.3092 | 0.31635 | 0.32377 | 0.33056 | 0.33782 | 0.34485 | 0.35103 | 0.35672 | 0.36168 | 0.36647 | 0.37153 | 0.37633 | 0.38116 | 0.38789 | 0.3947 | 0.40172 | 0.40885 | 0.41612 | 0.42351
F6_Commercial_Restaurant (WA)_New_Water Heating_Natural Gas_Water Heater_E4 | F6 | Commercial | Restaurant (WA) | New | Water Heating | Natural Gas | Water Heater | E4 | Utility - Value of Sales | 0.26442 | 0.26974 | 0.27554 | 0.28185 | 0.28872 | 0.29681 | 0.3048 | 0.31245 | 0.3195 | 0.32646 | 0.33372 | 0.34054 | 0.34777 | 0.35483 | 0.36119 | 0.36713 | 0.37247 | 0.37769 | 0.38315 | 0.38842 | 0.39373 | 0.40069 | 0.40774 | 0.41498 | 0.42235 | 0.42986 | 0.43749
F6_Commercial_Restaurant (WA)_New_Water Heating_Natural Gas_Water Heater_E5 | F6 | Commercial | Restaurant (WA) | New | Water Heating | Natural Gas | Water Heater | E5 | Utility - Value of Sales | 0.15548 | 0.15853 | 0.16207 | 0.16617 | 0.17085 | 0.17656 | 0.18222 | 0.18754 | 0.19232 | 0.19694 | 0.2017 | 0.20599 | 0.2106 | 0.21505 | 0.21891 | 0.22242 | 0.22543 | 0.22832 | 0.23138 | 0.23426 | 0.23716 | 0.24134 | 0.24558 | 0.24994 | 0.25438 | 0.2589 | 0.2635
F6_Commercial_Restaurant (WA)_New_Water Heating_Natural Gas_Water Heater_E6 | F6 | Commercial | Restaurant (WA) | New | Water Heating | Natural Gas | Water Heater | E6 | Utility - Value of Sales | 0 | 0 | 0 | 0 | 0 | 0 | 0 | 0 | 0 | 0 | 0 | 0 | 0 | 0 | 0 | 0 | 0 | 0 | 0 | 0 | 0 | 0 | 0 | 0 | 0 | 0 | 0
F6_Commercial_Restaurant (WA)_New_Water Heating_Natural Gas_Water Heater_E7 | F6 | Commercial | Restaurant (WA) | New | Water Heating | Natural Gas | Water Heater | E7 | Utility - Value of Sales | 0 | 0 | 0 | 0 | 0 | 0 | 0 | 0 | 0 | 0 | 0 | 0 | 0 | 0 | 0 | 0 | 0 | 0 | 0 | 0 | 0 | 0 | 0 | 0 | 0 | 0 | 0
F6_Commercial_Restaurant (WA)_New_Water Heating_Natural Gas_Water Heater_E8 | F6 | Commercial | Restaurant (WA) | New | Water Heating | Natural Gas | Water Heater | E8 | Utility - Value of Sales | 0 | 0 | 0 | 0 | 0 | 0 | 0 | 0 | 0 | 0 | 0 | 0 | 0 | 0 | 0 | 0 | 0 | 0 | 0 | 0 | 0 | 0 | 0 | 0 | 0 | 0 | 0
F6_Commercial_Restaurant (WA)_New_Water Heating_Natural Gas_Water Heater_E9 | F6 | Commercial | Restaurant (WA) | New | Water Heating | Natural Gas | Water Heater | E9 | Utility - Value of Sales | 0 | 0 | 0 | 0 | 0 | 0 | 0 | 0 | 0 | 0 | 0 | 0 | 0 | 0 | 0 | 0 | 0 | 0 | 0 | 0 | 0 | 0 | 0 | 0 | 0 | 0 | 0
F6_Commercial_Restaurant (WA)_New_Water Heating_Natural Gas_Water Heater_E10 | F6 | Commercial | Restaurant (WA) | New | Water Heating | Natural Gas | Water Heater | E10 | Utility - Value of Sales | 0 | 0 | 0 | 0 | 0 | 0 | 0 | 0 | 0 | 0 | 0 | 0 | 0 | 0 | 0 | 0 | 0 | 0 | 0 | 0 | 0 | 0 | 0 | 0 | 0 | 0 | 0
F1_Commercial_Restaurant (WA)_New_Food Preparation_Natural Gas_Oven_E1 | F1 | Commercial | Restaurant (WA) | New | Food Preparation | Natural Gas | Oven | E1 | RVT - Cost of Equipment | 0.001667 | 0.001667 | 0.001667 | 0.001667 | 0.001667 | 0.001667 | 0.001667 | 0.001667 | 0.001667 | 0.001667 | 0.001667 | 0.001667 | 0.001667 | 0.001667 | 0.001667 | 0.001667 | 0.001667 | 0.001667 | 0.001667 | 0.001667 | 0.001667 | 0.001667 | 0.001667 | 0.001667 | 0.001667 | 0.001667 | 0.001667
F1_Commercial_Restaurant (WA)_New_Food Preparation_Natural Gas_Oven_E2 | F1 | Commercial | Restaurant (WA) | New | Food Preparation | Natural Gas | Oven | E2 | RVT - Cost of Equipment | 0.0022714 | 0.0022714 | 0.0022714 | 0.0022714 | 0.0022714 | 0.0022714 | 0.0022714 | 0.0022714 | 0.0022714 | 0.0022714 | 0.0022714 | 0.0022714 | 0.0022714 | 0.0022714 | 0.0022714 | 0.0022714 | 0.0022714 | 0.0022714 | 0.0022714 | 0.0022714 | 0.0022714 | 0.0022714 | 0.0022714 | 0.0022714 | 0.0022714 | 0.0022714 | 0.0022714
F1_Commercial_Restaurant (WA)_New_Food Preparation_Natural Gas_Oven_E3 | F1 | Commercial | Restaurant (WA) | New | Food Preparation | Natural Gas | Oven | E3 | RVT - Cost of Equipment | 0 | 0 | 0 | 0 | 0 | 0 | 0 | 0 | 0 | 0 | 0 | 0 | 0 | 0 | 0 | 0 | 0 | 0 | 0 | 0 | 0 | 0 | 0 | 0 | 0 | 0 | 0
F1_Commercial_Restaurant (WA)_New_Food Preparation_Natural Gas_Oven_E4 | F1 | Commercial | Restaurant (WA) | New | Food Preparation | Natural Gas | Oven | E4 | RVT - Cost of Equipment | 0 | 0 | 0 | 0 | 0 | 0 | 0 | 0 | 0 | 0 | 0 | 0 | 0 | 0 | 0 | 0 | 0 | 0 | 0 | 0 | 0 | 0 | 0 | 0 | 0 | 0 | 0
F1_Commercial_Restaurant (WA)_New_Food Preparation_Natural Gas_Oven_E5 | F1 | Commercial | Restaurant (WA) | New | Food Preparation | Natural Gas | Oven | E5 | RVT - Cost of Equipment | 0 | 0 | 0 | 0 | 0 | 0 | 0 | 0 | 0 | 0 | 0 | 0 | 0 | 0 | 0 | 0 | 0 | 0 | 0 | 0 | 0 | 0 | 0 | 0 | 0 | 0 | 0
F1_Commercial_Restaurant (WA)_New_Food Preparation_Natural Gas_Oven_E6 | F1 | Commercial | Restaurant (WA) | New | Food Preparation | Natural Gas | Oven | E6 | RVT - Cost of Equipment | 0 | 0 | 0 | 0 | 0 | 0 | 0 | 0 | 0 | 0 | 0 | 0 | 0 | 0 | 0 | 0 | 0 | 0 | 0 | 0 | 0 | 0 | 0 | 0 | 0 | 0 | 0
F1_Commercial_Restaurant (WA)_New_Food Preparation_Natural Gas_Oven_E7 | F1 | Commercial | Restaurant (WA) | New | Food Preparation | Natural Gas | Oven | E7 | RVT - Cost of Equipment | 0 | 0 | 0 | 0 | 0 | 0 | 0 | 0 | 0 | 0 | 0 | 0 | 0 | 0 | 0 | 0 | 0 | 0 | 0 | 0 | 0 | 0 | 0 | 0 | 0 | 0 | 0
F1_Commercial_Restaurant (WA)_New_Food Preparation_Natural Gas_Oven_E8 | F1 | Commercial | Restaurant (WA) | New | Food Preparation | Natural Gas | Oven | E8 | RVT - Cost of Equipment | 0 | 0 | 0 | 0 | 0 | 0 | 0 | 0 | 0 | 0 | 0 | 0 | 0 | 0 | 0 | 0 | 0 | 0 | 0 | 0 | 0 | 0 | 0 | 0 | 0 | 0 | 0
F1_Commercial_Restaurant (WA)_New_Food Preparation_Natural Gas_Oven_E9 | F1 | Commercial | Restaurant (WA) | New | Food Preparation | Natural Gas | Oven | E9 | RVT - Cost of Equipment | 0 | 0 | 0 | 0 | 0 | 0 | 0 | 0 | 0 | 0 | 0 | 0 | 0 | 0 | 0 | 0 | 0 | 0 | 0 | 0 | 0 | 0 | 0 | 0 | 0 | 0 | 0
F1_Commercial_Restaurant (WA)_New_Food Preparation_Natural Gas_Oven_E10 | F1 | Commercial | Restaurant (WA) | New | Food Preparation | Natural Gas | Oven | E10 | RVT - Cost of Equipment | 0 | 0 | 0 | 0 | 0 | 0 | 0 | 0 | 0 | 0 | 0 | 0 | 0 | 0 | 0 | 0 | 0 | 0 | 0 | 0 | 0 | 0 | 0 | 0 | 0 | 0 | 0
F2_Commercial_Restaurant (WA)_New_Food Preparation_Natural Gas_Oven_E1 | F2 | Commercial | Restaurant (WA) | New | Food Preparation | Natural Gas | Oven | E1 | RVT - Cost of Operation | 0.15052 | 0.15302 | 0.15608 | 0.15979 | 0.1642 | 0.17004 | 0.17602 | 0.18181 | 0.18714 | 0.19226 | 0.19752 | 0.20222 | 0.20712 | 0.21165 | 0.21546 | 0.21884 | 0.22161 | 0.22422 | 0.22703 | 0.2296 | 0.23217 | 0.23626 | 0.24039 | 0.24467 | 0.24901 | 0.25344 | 0.25794
F2_Commercial_Restaurant (WA)_New_Food Preparation_Natural Gas_Oven_E2 | F2 | Commercial | Restaurant (WA) | New | Food Preparation | Natural Gas | Oven | E2 | RVT - Cost of Operation | 0.10688 | 0.10866 | 0.11083 | 0.11346 | 0.1166 | 0.12074 | 0.12499 | 0.12911 | 0.13289 | 0.13653 | 0.14026 | 0.14359 | 0.14707 | 0.15029 | 0.153 | 0.1554 | 0.15736 | 0.15922 | 0.16121 | 0.16304 | 0.16486 | 0.16777 | 0.1707 | 0.17374 | 0.17682 | 0.17996 | 0.18316
F2_Commercial_Restaurant (WA)_New_Food Preparation_Natural Gas_Oven_E3 | F2 | Commercial | Restaurant (WA) | New | Food Preparation | Natural Gas | Oven | E3 | RVT - Cost of Operation | 0 | 0 | 0 | 0 | 0 | 0 | 0 | 0 | 0 | 0 | 0 | 0 | 0 | 0 | 0 | 0 | 0 | 0 | 0 | 0 | 0 | 0 | 0 | 0 | 0 | 0 | 0
F2_Commercial_Restaurant (WA)_New_Food Preparation_Natural Gas_Oven_E4 | F2 | Commercial | Restaurant (WA) | New | Food Preparation | Natural Gas | Oven | E4 | RVT - Cost of Operation | 0 | 0 | 0 | 0 | 0 | 0 | 0 | 0 | 0 | 0 | 0 | 0 | 0 | 0 | 0 | 0 | 0 | 0 | 0 | 0 | 0 | 0 | 0 | 0 | 0 | 0 | 0
F2_Commercial_Restaurant (WA)_New_Food Preparation_Natural Gas_Oven_E5 | F2 | Commercial | Restaurant (WA) | New | Food Preparation | Natural Gas | Oven | E5 | RVT - Cost of Operation | 0 | 0 | 0 | 0 | 0 | 0 | 0 | 0 | 0 | 0 | 0 | 0 | 0 | 0 | 0 | 0 | 0 | 0 | 0 | 0 | 0 | 0 | 0 | 0 | 0 | 0 | 0
F2_Commercial_Restaurant (WA)_New_Food Preparation_Natural Gas_Oven_E6 | F2 | Commercial | Restaurant (WA) | New | Food Preparation | Natural Gas | Oven | E6 | RVT - Cost of Operation | 0 | 0 | 0 | 0 | 0 | 0 | 0 | 0 | 0 | 0 | 0 | 0 | 0 | 0 | 0 | 0 | 0 | 0 | 0 | 0 | 0 | 0 | 0 | 0 | 0 | 0 | 0
F2_Commercial_Restaurant (WA)_New_Food Preparation_Natural Gas_Oven_E7 | F2 | Commercial | Restaurant (WA) | New | Food Preparation | Natural Gas | Oven | E7 | RVT - Cost of Operation | 0 | 0 | 0 | 0 | 0 | 0 | 0 | 0 | 0 | 0 | 0 | 0 | 0 | 0 | 0 | 0 | 0 | 0 | 0 | 0 | 0 | 0 | 0 | 0 | 0 | 0 | 0
F2_Commercial_Restaurant (WA)_New_Food Preparation_Natural Gas_Oven_E8 | F2 | Commercial | Restaurant (WA) | New | Food Preparation | Natural Gas | Oven | E8 | RVT - Cost of Operation | 0 | 0 | 0 | 0 | 0 | 0 | 0 | 0 | 0 | 0 | 0 | 0 | 0 | 0 | 0 | 0 | 0 | 0 | 0 | 0 | 0 | 0 | 0 | 0 | 0 | 0 | 0
F2_Commercial_Restaurant (WA)_New_Food Preparation_Natural Gas_Oven_E9 | F2 | Commercial | Restaurant (WA) | New | Food Preparation | Natural Gas | Oven | E9 | RVT - Cost of Operation | 0 | 0 | 0 | 0 | 0 | 0 | 0 | 0 | 0 | 0 | 0 | 0 | 0 | 0 | 0 | 0 | 0 | 0 | 0 | 0 | 0 | 0 | 0 | 0 | 0 | 0 | 0
F2_Commercial_Restaurant (WA)_New_Food Preparation_Natural Gas_Oven_E10 | F2 | Commercial | Restaurant (WA) | New | Food Preparation | Natural Gas | Oven | E10 | RVT - Cost of Operation | 0 | 0 | 0 | 0 | 0 | 0 | 0 | 0 | 0 | 0 | 0 | 0 | 0 | 0 | 0 | 0 | 0 | 0 | 0 | 0 | 0 | 0 | 0 | 0 | 0 | 0 | 0
F3_Commercial_Restaurant (WA)_New_Food Preparation_Natural Gas_Oven_E1 | F3 | Commercial | Restaurant (WA) | New | Food Preparation | Natural Gas | Oven | E1 | System - kBTUs of Consumption | 36.4841 | 36.4841 | 36.4841 | 36.4841 | 36.4841 | 36.4841 | 36.4841 | 36.4841 | 36.4841 | 36.4841 | 36.4841 | 36.4841 | 36.4841 | 36.4841 | 36.4841 | 36.4841 | 36.4841 | 36.4841 | 36.4841 | 36.4841 | 36.4841 | 36.4841 | 36.4841 | 36.4841 | 36.4841 | 36.4841 | 36.4841
F3_Commercial_Restaurant (WA)_New_Food Preparation_Natural Gas_Oven_E2 | F3 | Commercial | Restaurant (WA) | New | Food Preparation | Natural Gas | Oven | E2 | System - kBTUs of Consumption | 25.9072 | 25.9072 | 25.9072 | 25.9072 | 25.9072 | 25.9072 | 25.9072 | 25.9072 | 25.9072 | 25.9072 | 25.9072 | 25.9072 | 25.9072 | 25.9072 | 25.9072 | 25.9072 | 25.9072 | 25.9072 | 25.9072 | 25.9072 | 25.9072 | 25.9072 | 25.9072 | 25.9072 | 25.9072 | 25.9072 | 25.9072
F3_Commercial_Restaurant (WA)_New_Food Preparation_Natural Gas_Oven_E3 | F3 | Commercial | Restaurant (WA) | New | Food Preparation | Natural Gas | Oven | E3 | System - kBTUs of Consumption | 0 | 0 | 0 | 0 | 0 | 0 | 0 | 0 | 0 | 0 | 0 | 0 | 0 | 0 | 0 | 0 | 0 | 0 | 0 | 0 | 0 | 0 | 0 | 0 | 0 | 0 | 0
F3_Commercial_Restaurant (WA)_New_Food Preparation_Natural Gas_Oven_E4 | F3 | Commercial | Restaurant (WA) | New | Food Preparation | Natural Gas | Oven | E4 | System - kBTUs of Consumption | 0 | 0 | 0 | 0 | 0 | 0 | 0 | 0 | 0 | 0 | 0 | 0 | 0 | 0 | 0 | 0 | 0 | 0 | 0 | 0 | 0 | 0 | 0 | 0 | 0 | 0 | 0
F3_Commercial_Restaurant (WA)_New_Food Preparation_Natural Gas_Oven_E5 | F3 | Commercial | Restaurant (WA) | New | Food Preparation | Natural Gas | Oven | E5 | System - kBTUs of Consumption | 0 | 0 | 0 | 0 | 0 | 0 | 0 | 0 | 0 | 0 | 0 | 0 | 0 | 0 | 0 | 0 | 0 | 0 | 0 | 0 | 0 | 0 | 0 | 0 | 0 | 0 | 0
F3_Commercial_Restaurant (WA)_New_Food Preparation_Natural Gas_Oven_E6 | F3 | Commercial | Restaurant (WA) | New | Food Preparation | Natural Gas | Oven | E6 | System - kBTUs of Consumption | 0 | 0 | 0 | 0 | 0 | 0 | 0 | 0 | 0 | 0 | 0 | 0 | 0 | 0 | 0 | 0 | 0 | 0 | 0 | 0 | 0 | 0 | 0 | 0 | 0 | 0 | 0
F3_Commercial_Restaurant (WA)_New_Food Preparation_Natural Gas_Oven_E7 | F3 | Commercial | Restaurant (WA) | New | Food Preparation | Natural Gas | Oven | E7 | System - kBTUs of Consumption | 0 | 0 | 0 | 0 | 0 | 0 | 0 | 0 | 0 | 0 | 0 | 0 | 0 | 0 | 0 | 0 | 0 | 0 | 0 | 0 | 0 | 0 | 0 | 0 | 0 | 0 | 0
F3_Commercial_Restaurant (WA)_New_Food Preparation_Natural Gas_Oven_E8 | F3 | Commercial | Restaurant (WA) | New | Food Preparation | Natural Gas | Oven | E8 | System - kBTUs of Consumption | 0 | 0 | 0 | 0 | 0 | 0 | 0 | 0 | 0 | 0 | 0 | 0 | 0 | 0 | 0 | 0 | 0 | 0 | 0 | 0 | 0 | 0 | 0 | 0 | 0 | 0 | 0
F3_Commercial_Restaurant (WA)_New_Food Preparation_Natural Gas_Oven_E9 | F3 | Commercial | Restaurant (WA) | New | Food Preparation | Natural Gas | Oven | E9 | System - kBTUs of Consumption | 0 | 0 | 0 | 0 | 0 | 0 | 0 | 0 | 0 | 0 | 0 | 0 | 0 | 0 | 0 | 0 | 0 | 0 | 0 | 0 | 0 | 0 | 0 | 0 | 0 | 0 | 0
F3_Commercial_Restaurant (WA)_New_Food Preparation_Natural Gas_Oven_E10 | F3 | Commercial | Restaurant (WA) | New | Food Preparation | Natural Gas | Oven | E10 | System - kBTUs of Consumption | 0 | 0 | 0 | 0 | 0 | 0 | 0 | 0 | 0 | 0 | 0 | 0 | 0 | 0 | 0 | 0 | 0 | 0 | 0 | 0 | 0 | 0 | 0 | 0 | 0 | 0 | 0
F4_Commercial_Restaurant (WA)_New_Food Preparation_Natural Gas_Oven_E1 | F4 | Commercial | Restaurant (WA) | New | Food Preparation | Natural Gas | Oven | E1 | Utility - Cost of Equipment | 0.001667 | 0.001667 | 0.001667 | 0.001667 | 0.001667 | 0.001667 | 0.001667 | 0.001667 | 0.001667 | 0.001667 | 0.001667 | 0.001667 | 0.001667 | 0.001667 | 0.001667 | 0.001667 | 0.001667 | 0.001667 | 0.001667 | 0.001667 | 0.001667 | 0.001667 | 0.001667 | 0.001667 | 0.001667 | 0.001667 | 0.001667
F4_Commercial_Restaurant (WA)_New_Food Preparation_Natural Gas_Oven_E2 | F4 | Commercial | Restaurant (WA) | New | Food Preparation | Natural Gas | Oven | E2 | Utility - Cost of Equipment | 0.0022714 | 0.0022714 | 0.0022714 | 0.0022714 | 0.0022714 | 0.0022714 | 0.0022714 | 0.0022714 | 0.0022714 | 0.0022714 | 0.0022714 | 0.0022714 | 0.0022714 | 0.0022714 | 0.0022714 | 0.0022714 | 0.0022714 | 0.0022714 | 0.0022714 | 0.0022714 | 0.0022714 | 0.0022714 | 0.0022714 | 0.0022714 | 0.0022714 | 0.0022714 | 0.0022714
F4_Commercial_Restaurant (WA)_New_Food Preparation_Natural Gas_Oven_E3 | F4 | Commercial | Restaurant (WA) | New | Food Preparation | Natural Gas | Oven | E3 | Utility - Cost of Equipment | 0 | 0 | 0 | 0 | 0 | 0 | 0 | 0 | 0 | 0 | 0 | 0 | 0 | 0 | 0 | 0 | 0 | 0 | 0 | 0 | 0 | 0 | 0 | 0 | 0 | 0 | 0
F4_Commercial_Restaurant (WA)_New_Food Preparation_Natural Gas_Oven_E4 | F4 | Commercial | Restaurant (WA) | New | Food Preparation | Natural Gas | Oven | E4 | Utility - Cost of Equipment | 0 | 0 | 0 | 0 | 0 | 0 | 0 | 0 | 0 | 0 | 0 | 0 | 0 | 0 | 0 | 0 | 0 | 0 | 0 | 0 | 0 | 0 | 0 | 0 | 0 | 0 | 0
F4_Commercial_Restaurant (WA)_New_Food Preparation_Natural Gas_Oven_E5 | F4 | Commercial | Restaurant (WA) | New | Food Preparation | Natural Gas | Oven | E5 | Utility - Cost of Equipment | 0 | 0 | 0 | 0 | 0 | 0 | 0 | 0 | 0 | 0 | 0 | 0 | 0 | 0 | 0 | 0 | 0 | 0 | 0 | 0 | 0 | 0 | 0 | 0 | 0 | 0 | 0
F4_Commercial_Restaurant (WA)_New_Food Preparation_Natural Gas_Oven_E6 | F4 | Commercial | Restaurant (WA) | New | Food Preparation | Natural Gas | Oven | E6 | Utility - Cost of Equipment | 0 | 0 | 0 | 0 | 0 | 0 | 0 | 0 | 0 | 0 | 0 | 0 | 0 | 0 | 0 | 0 | 0 | 0 | 0 | 0 | 0 | 0 | 0 | 0 | 0 | 0 | 0
F4_Commercial_Restaurant (WA)_New_Food Preparation_Natural Gas_Oven_E7 | F4 | Commercial | Restaurant (WA) | New | Food Preparation | Natural Gas | Oven | E7 | Utility - Cost of Equipment | 0 | 0 | 0 | 0 | 0 | 0 | 0 | 0 | 0 | 0 | 0 | 0 | 0 | 0 | 0 | 0 | 0 | 0 | 0 | 0 | 0 | 0 | 0 | 0 | 0 | 0 | 0
F4_Commercial_Restaurant (WA)_New_Food Preparation_Natural Gas_Oven_E8 | F4 | Commercial | Restaurant (WA) | New | Food Preparation | Natural Gas | Oven | E8 | Utility - Cost of Equipment | 0 | 0 | 0 | 0 | 0 | 0 | 0 | 0 | 0 | 0 | 0 | 0 | 0 | 0 | 0 | 0 | 0 | 0 | 0 | 0 | 0 | 0 | 0 | 0 | 0 | 0 | 0
F4_Commercial_Restaurant (WA)_New_Food Preparation_Natural Gas_Oven_E9 | F4 | Commercial | Restaurant (WA) | New | Food Preparation | Natural Gas | Oven | E9 | Utility - Cost of Equipment | 0 | 0 | 0 | 0 | 0 | 0 | 0 | 0 | 0 | 0 | 0 | 0 | 0 | 0 | 0 | 0 | 0 | 0 | 0 | 0 | 0 | 0 | 0 | 0 | 0 | 0 | 0
F4_Commercial_Restaurant (WA)_New_Food Preparation_Natural Gas_Oven_E10 | F4 | Commercial | Restaurant (WA) | New | Food Preparation | Natural Gas | Oven | E10 | Utility - Cost of Equipment | 0 | 0 | 0 | 0 | 0 | 0 | 0 | 0 | 0 | 0 | 0 | 0 | 0 | 0 | 0 | 0 | 0 | 0 | 0 | 0 | 0 | 0 | 0 | 0 | 0 | 0 | 0
F5_Commercial_Restaurant (WA)_New_Food Preparation_Natural Gas_Oven_E1 | F5 | Commercial | Restaurant (WA) | New | Food Preparation | Natural Gas | Oven | E1 | Utility - Cost of Operation | 0.12653 | 0.12945 | 0.13313 | 0.13746 | 0.1425 | 0.14886 | 0.15548 | 0.16208 | 0.16845 | 0.1749 | 0.17994 | 0.18463 | 0.18968 | 0.1946 | 0.19895 | 0.20296 | 0.20651 | 0.20999 | 0.21374 | 0.21738 | 0.22111 | 0.22501 | 0.22895 | 0.23301 | 0.23715 | 0.24137 | 0.24566
F5_Commercial_Restaurant (WA)_New_Food Preparation_Natural Gas_Oven_E2 | F5 | Commercial | Restaurant (WA) | New | Food Preparation | Natural Gas | Oven | E2 | Utility - Cost of Operation | 0.089848 | 0.091923 | 0.094532 | 0.09761 | 0.10119 | 0.1057 | 0.1104 | 0.11509 | 0.11961 | 0.1242 | 0.12778 | 0.1311 | 0.13469 | 0.13819 | 0.14127 | 0.14412 | 0.14664 | 0.14912 | 0.15178 | 0.15436 | 0.15701 | 0.15978 | 0.16257 | 0.16546 | 0.1684 | 0.17139 | 0.17444
F5_Commercial_Restaurant (WA)_New_Food Preparation_Natural Gas_Oven_E3 | F5 | Commercial | Restaurant (WA) | New | Food Preparation | Natural Gas | Oven | E3 | Utility - Cost of Operation | 0 | 0 | 0 | 0 | 0 | 0 | 0 | 0 | 0 | 0 | 0 | 0 | 0 | 0 | 0 | 0 | 0 | 0 | 0 | 0 | 0 | 0 | 0 | 0 | 0 | 0 | 0
F5_Commercial_Restaurant (WA)_New_Food Preparation_Natural Gas_Oven_E4 | F5 | Commercial | Restaurant (WA) | New | Food Preparation | Natural Gas | Oven | E4 | Utility - Cost of Operation | 0 | 0 | 0 | 0 | 0 | 0 | 0 | 0 | 0 | 0 | 0 | 0 | 0 | 0 | 0 | 0 | 0 | 0 | 0 | 0 | 0 | 0 | 0 | 0 | 0 | 0 | 0
F5_Commercial_Restaurant (WA)_New_Food Preparation_Natural Gas_Oven_E5 | F5 | Commercial | Restaurant (WA) | New | Food Preparation | Natural Gas | Oven | E5 | Utility - Cost of Operation | 0 | 0 | 0 | 0 | 0 | 0 | 0 | 0 | 0 | 0 | 0 | 0 | 0 | 0 | 0 | 0 | 0 | 0 | 0 | 0 | 0 | 0 | 0 | 0 | 0 | 0 | 0
F5_Commercial_Restaurant (WA)_New_Food Preparation_Natural Gas_Oven_E6 | F5 | Commercial | Restaurant (WA) | New | Food Preparation | Natural Gas | Oven | E6 | Utility - Cost of Operation | 0 | 0 | 0 | 0 | 0 | 0 | 0 | 0 | 0 | 0 | 0 | 0 | 0 | 0 | 0 | 0 | 0 | 0 | 0 | 0 | 0 | 0 | 0 | 0 | 0 | 0 | 0
F5_Commercial_Restaurant (WA)_New_Food Preparation_Natural Gas_Oven_E7 | F5 | Commercial | Restaurant (WA) | New | Food Preparation | Natural Gas | Oven | E7 | Utility - Cost of Operation | 0 | 0 | 0 | 0 | 0 | 0 | 0 | 0 | 0 | 0 | 0 | 0 | 0 | 0 | 0 | 0 | 0 | 0 | 0 | 0 | 0 | 0 | 0 | 0 | 0 | 0 | 0
F5_Commercial_Restaurant (WA)_New_Food Preparation_Natural Gas_Oven_E8 | F5 | Commercial | Restaurant (WA) | New | Food Preparation | Natural Gas | Oven | E8 | Utility - Cost of Operation | 0 | 0 | 0 | 0 | 0 | 0 | 0 | 0 | 0 | 0 | 0 | 0 | 0 | 0 | 0 | 0 | 0 | 0 | 0 | 0 | 0 | 0 | 0 | 0 | 0 | 0 | 0
F5_Commercial_Restaurant (WA)_New_Food Preparation_Natural Gas_Oven_E9 | F5 | Commercial | Restaurant (WA) | New | Food Preparation | Natural Gas | Oven | E9 | Utility - Cost of Operation | 0 | 0 | 0 | 0 | 0 | 0 | 0 | 0 | 0 | 0 | 0 | 0 | 0 | 0 | 0 | 0 | 0 | 0 | 0 | 0 | 0 | 0 | 0 | 0 | 0 | 0 | 0
F5_Commercial_Restaurant (WA)_New_Food Preparation_Natural Gas_Oven_E10 | F5 | Commercial | Restaurant (WA) | New | Food Preparation | Natural Gas | Oven | E10 | Utility - Cost of Operation | 0 | 0 | 0 | 0 | 0 | 0 | 0 | 0 | 0 | 0 | 0 | 0 | 0 | 0 | 0 | 0 | 0 | 0 | 0 | 0 | 0 | 0 | 0 | 0 | 0 | 0 | 0
F6_Commercial_Restaurant (WA)_New_Food Preparation_Natural Gas_Oven_E1 | F6 | Commercial | Restaurant (WA) | New | Food Preparation | Natural Gas | Oven | E1 | Utility - Value of Sales | 0.15052 | 0.15302 | 0.15608 | 0.15979 | 0.1642 | 0.17004 | 0.17602 | 0.18181 | 0.18714 | 0.19226 | 0.19752 | 0.20222 | 0.20712 | 0.21165 | 0.21546 | 0.21884 | 0.22161 | 0.22422 | 0.22703 | 0.2296 | 0.23217 | 0.23626 | 0.24039 | 0.24467 | 0.24901 | 0.25344 | 0.25794
F6_Commercial_Restaurant (WA)_New_Food Preparation_Natural Gas_Oven_E2 | F6 | Commercial | Restaurant (WA) | New | Food Preparation | Natural Gas | Oven | E2 | Utility - Value of Sales | 0.10688 | 0.10866 | 0.11083 | 0.11346 | 0.1166 | 0.12074 | 0.12499 | 0.12911 | 0.13289 | 0.13653 | 0.14026 | 0.14359 | 0.14707 | 0.15029 | 0.153 | 0.1554 | 0.15736 | 0.15922 | 0.16121 | 0.16304 | 0.16486 | 0.16777 | 0.1707 | 0.17374 | 0.17682 | 0.17996 | 0.18316
F6_Commercial_Restaurant (WA)_New_Food Preparation_Natural Gas_Oven_E3 | F6 | Commercial | Restaurant (WA) | New | Food Preparation | Natural Gas | Oven | E3 | Utility - Value of Sales | 0 | 0 | 0 | 0 | 0 | 0 | 0 | 0 | 0 | 0 | 0 | 0 | 0 | 0 | 0 | 0 | 0 | 0 | 0 | 0 | 0 | 0 | 0 | 0 | 0 | 0 | 0
F6_Commercial_Restaurant (WA)_New_Food Preparation_Natural Gas_Oven_E4 | F6 | Commercial | Restaurant (WA) | New | Food Preparation | Natural Gas | Oven | E4 | Utility - Value of Sales | 0 | 0 | 0 | 0 | 0 | 0 | 0 | 0 | 0 | 0 | 0 | 0 | 0 | 0 | 0 | 0 | 0 | 0 | 0 | 0 | 0 | 0 | 0 | 0 | 0 | 0 | 0
F6_Commercial_Restaurant (WA)_New_Food Preparation_Natural Gas_Oven_E5 | F6 | Commercial | Restaurant (WA) | New | Food Preparation | Natural Gas | Oven | E5 | Utility - Value of Sales | 0 | 0 | 0 | 0 | 0 | 0 | 0 | 0 | 0 | 0 | 0 | 0 | 0 | 0 | 0 | 0 | 0 | 0 | 0 | 0 | 0 | 0 | 0 | 0 | 0 | 0 | 0
F6_Commercial_Restaurant (WA)_New_Food Preparation_Natural Gas_Oven_E6 | F6 | Commercial | Restaurant (WA) | New | Food Preparation | Natural Gas | Oven | E6 | Utility - Value of Sales | 0 | 0 | 0 | 0 | 0 | 0 | 0 | 0 | 0 | 0 | 0 | 0 | 0 | 0 | 0 | 0 | 0 | 0 | 0 | 0 | 0 | 0 | 0 | 0 | 0 | 0 | 0
F6_Commercial_Restaurant (WA)_New_Food Preparation_Natural Gas_Oven_E7 | F6 | Commercial | Restaurant (WA) | New | Food Preparation | Natural Gas | Oven | E7 | Utility - Value of Sales | 0 | 0 | 0 | 0 | 0 | 0 | 0 | 0 | 0 | 0 | 0 | 0 | 0 | 0 | 0 | 0 | 0 | 0 | 0 | 0 | 0 | 0 | 0 | 0 | 0 | 0 | 0
F6_Commercial_Restaurant (WA)_New_Food Preparation_Natural Gas_Oven_E8 | F6 | Commercial | Restaurant (WA) | New | Food Preparation | Natural Gas | Oven | E8 | Utility - Value of Sales | 0 | 0 | 0 | 0 | 0 | 0 | 0 | 0 | 0 | 0 | 0 | 0 | 0 | 0 | 0 | 0 | 0 | 0 | 0 | 0 | 0 | 0 | 0 | 0 | 0 | 0 | 0
F6_Commercial_Restaurant (WA)_New_Food Preparation_Natural Gas_Oven_E9 | F6 | Commercial | Restaurant (WA) | New | Food Preparation | Natural Gas | Oven | E9 | Utility - Value of Sales | 0 | 0 | 0 | 0 | 0 | 0 | 0 | 0 | 0 | 0 | 0 | 0 | 0 | 0 | 0 | 0 | 0 | 0 | 0 | 0 | 0 | 0 | 0 | 0 | 0 | 0 | 0
F6_Commercial_Restaurant (WA)_New_Food Preparation_Natural Gas_Oven_E10 | F6 | Commercial | Restaurant (WA) | New | Food Preparation | Natural Gas | Oven | E10 | Utility - Value of Sales | 0 | 0 | 0 | 0 | 0 | 0 | 0 | 0 | 0 | 0 | 0 | 0 | 0 | 0 | 0 | 0 | 0 | 0 | 0 | 0 | 0 | 0 | 0 | 0 | 0 | 0 | 0
F1_Commercial_Restaurant (WA)_New_Food Preparation_Natural Gas_Conveyor Oven_E1 | F1 | Commercial | Restaurant (WA) | New | Food Preparation | Natural Gas | Conveyor Oven | E1 | RVT - Cost of Equipment | 0.00096566 | 0.00096566 | 0.00096566 | 0.00096566 | 0.00096566 | 0.00096566 | 0.00096566 | 0.00096566 | 0.00096566 | 0.00096566 | 0.00096566 | 0.00096566 | 0.00096566 | 0.00096566 | 0.00096566 | 0.00096566 | 0.00096566 | 0.00096566 | 0.00096566 | 0.00096566 | 0.00096566 | 0.00096566 | 0.00096566 | 0.00096566 | 0.00096566 | 0.00096566 | 0.00096566
F1_Commercial_Restaurant (WA)_New_Food Preparation_Natural Gas_Conveyor Oven_E2 | F1 | Commercial | Restaurant (WA) | New | Food Preparation | Natural Gas | Conveyor Oven | E2 | RVT - Cost of Equipment | 0.0020458 | 0.0020458 | 0.0020458 | 0.0020458 | 0.0020458 | 0.0020458 | 0.0020458 | 0.0020458 | 0.0020458 | 0.0020458 | 0.0020458 | 0.0020458 | 0.0020458 | 0.0020458 | 0.0020458 | 0.0020458 | 0.0020458 | 0.0020458 | 0.0020458 | 0.0020458 | 0.0020458 | 0.0020458 | 0.0020458 | 0.0020458 | 0.0020458 | 0.0020458 | 0.0020458
F1_Commercial_Restaurant (WA)_New_Food Preparation_Natural Gas_Conveyor Oven_E3 | F1 | Commercial | Restaurant (WA) | New | Food Preparation | Natural Gas | Conveyor Oven | E3 | RVT - Cost of Equipment | 0 | 0 | 0 | 0 | 0 | 0 | 0 | 0 | 0 | 0 | 0 | 0 | 0 | 0 | 0 | 0 | 0 | 0 | 0 | 0 | 0 | 0 | 0 | 0 | 0 | 0 | 0
F1_Commercial_Restaurant (WA)_New_Food Preparation_Natural Gas_Conveyor Oven_E4 | F1 | Commercial | Restaurant (WA) | New | Food Preparation | Natural Gas | Conveyor Oven | E4 | RVT - Cost of Equipment | 0 | 0 | 0 | 0 | 0 | 0 | 0 | 0 | 0 | 0 | 0 | 0 | 0 | 0 | 0 | 0 | 0 | 0 | 0 | 0 | 0 | 0 | 0 | 0 | 0 | 0 | 0
F1_Commercial_Restaurant (WA)_New_Food Preparation_Natural Gas_Conveyor Oven_E5 | F1 | Commercial | Restaurant (WA) | New | Food Preparation | Natural Gas | Conveyor Oven | E5 | RVT - Cost of Equipment | 0 | 0 | 0 | 0 | 0 | 0 | 0 | 0 | 0 | 0 | 0 | 0 | 0 | 0 | 0 | 0 | 0 | 0 | 0 | 0 | 0 | 0 | 0 | 0 | 0 | 0 | 0
F1_Commercial_Restaurant (WA)_New_Food Preparation_Natural Gas_Conveyor Oven_E6 | F1 | Commercial | Restaurant (WA) | New | Food Preparation | Natural Gas | Conveyor Oven | E6 | RVT - Cost of Equipment | 0 | 0 | 0 | 0 | 0 | 0 | 0 | 0 | 0 | 0 | 0 | 0 | 0 | 0 | 0 | 0 | 0 | 0 | 0 | 0 | 0 | 0 | 0 | 0 | 0 | 0 | 0
F1_Commercial_Restaurant (WA)_New_Food Preparation_Natural Gas_Conveyor Oven_E7 | F1 | Commercial | Restaurant (WA) | New | Food Preparation | Natural Gas | Conveyor Oven | E7 | RVT - Cost of Equipment | 0 | 0 | 0 | 0 | 0 | 0 | 0 | 0 | 0 | 0 | 0 | 0 | 0 | 0 | 0 | 0 | 0 | 0 | 0 | 0 | 0 | 0 | 0 | 0 | 0 | 0 | 0
F1_Commercial_Restaurant (WA)_New_Food Preparation_Natural Gas_Conveyor Oven_E8 | F1 | Commercial | Restaurant (WA) | New | Food Preparation | Natural Gas | Conveyor Oven | E8 | RVT - Cost of Equipment | 0 | 0 | 0 | 0 | 0 | 0 | 0 | 0 | 0 | 0 | 0 | 0 | 0 | 0 | 0 | 0 | 0 | 0 | 0 | 0 | 0 | 0 | 0 | 0 | 0 | 0 | 0
F1_Commercial_Restaurant (WA)_New_Food Preparation_Natural Gas_Conveyor Oven_E9 | F1 | Commercial | Restaurant (WA) | New | Food Preparation | Natural Gas | Conveyor Oven | E9 | RVT - Cost of Equipment | 0 | 0 | 0 | 0 | 0 | 0 | 0 | 0 | 0 | 0 | 0 | 0 | 0 | 0 | 0 | 0 | 0 | 0 | 0 | 0 | 0 | 0 | 0 | 0 | 0 | 0 | 0
F1_Commercial_Restaurant (WA)_New_Food Preparation_Natural Gas_Conveyor Oven_E10 | F1 | Commercial | Restaurant (WA) | New | Food Preparation | Natural Gas | Conveyor Oven | E10 | RVT - Cost of Equipment | 0 | 0 | 0 | 0 | 0 | 0 | 0 | 0 | 0 | 0 | 0 | 0 | 0 | 0 | 0 | 0 | 0 | 0 | 0 | 0 | 0 | 0 | 0 | 0 | 0 | 0 | 0
F2_Commercial_Restaurant (WA)_New_Food Preparation_Natural Gas_Conveyor Oven_E1 | F2 | Commercial | Restaurant (WA) | New | Food Preparation | Natural Gas | Conveyor Oven | E1 | RVT - Cost of Operation | 0.26185 | 0.26745 | 0.27354 | 0.28013 | 0.28729 | 0.29571 | 0.30395 | 0.3118 | 0.319 | 0.32607 | 0.33346 | 0.34036 | 0.3477 | 0.35485 | 0.36121 | 0.36711 | 0.37234 | 0.37742 | 0.38275 | 0.38786 | 0.393 | 0.39995 | 0.40698 | 0.41421 | 0.42157 | 0.42906 | 0.43668
F2_Commercial_Restaurant (WA)_New_Food Preparation_Natural Gas_Conveyor Oven_E2 | F2 | Commercial | Restaurant (WA) | New | Food Preparation | Natural Gas | Conveyor Oven | E2 | RVT - Cost of Operation | 0.2081 | 0.21255 | 0.21739 | 0.22263 | 0.22832 | 0.23501 | 0.24156 | 0.2478 | 0.25352 | 0.25914 | 0.26501 | 0.2705 | 0.27633 | 0.28201 | 0.28707 | 0.29175 | 0.29591 | 0.29995 | 0.30419 | 0.30825 | 0.31233 | 0.31785 | 0.32344 | 0.32919 | 0.33504 | 0.34099 | 0.34705
F2_Commercial_Restaurant (WA)_New_Food Preparation_Natural Gas_Conveyor Oven_E3 | F2 | Commercial | Restaurant (WA) | New | Food Preparation | Natural Gas | Conveyor Oven | E3 | RVT - Cost of Operation | 0 | 0 | 0 | 0 | 0 | 0 | 0 | 0 | 0 | 0 | 0 | 0 | 0 | 0 | 0 | 0 | 0 | 0 | 0 | 0 | 0 | 0 | 0 | 0 | 0 | 0 | 0
F2_Commercial_Restaurant (WA)_New_Food Preparation_Natural Gas_Conveyor Oven_E4 | F2 | Commercial | Restaurant (WA) | New | Food Preparation | Natural Gas | Conveyor Oven | E4 | RVT - Cost of Operation | 0 | 0 | 0 | 0 | 0 | 0 | 0 | 0 | 0 | 0 | 0 | 0 | 0 | 0 | 0 | 0 | 0 | 0 | 0 | 0 | 0 | 0 | 0 | 0 | 0 | 0 | 0
F2_Commercial_Restaurant (WA)_New_Food Preparation_Natural Gas_Conveyor Oven_E5 | F2 | Commercial | Restaurant (WA) | New | Food Preparation | Natural Gas | Conveyor Oven | E5 | RVT - Cost of Operation | 0 | 0 | 0 | 0 | 0 | 0 | 0 | 0 | 0 | 0 | 0 | 0 | 0 | 0 | 0 | 0 | 0 | 0 | 0 | 0 | 0 | 0 | 0 | 0 | 0 | 0 | 0
F2_Commercial_Restaurant (WA)_New_Food Preparation_Natural Gas_Conveyor Oven_E6 | F2 | Commercial | Restaurant (WA) | New | Food Preparation | Natural Gas | Conveyor Oven | E6 | RVT - Cost of Operation | 0 | 0 | 0 | 0 | 0 | 0 | 0 | 0 | 0 | 0 | 0 | 0 | 0 | 0 | 0 | 0 | 0 | 0 | 0 | 0 | 0 | 0 | 0 | 0 | 0 | 0 | 0
F2_Commercial_Restaurant (WA)_New_Food Preparation_Natural Gas_Conveyor Oven_E7 | F2 | Commercial | Restaurant (WA) | New | Food Preparation | Natural Gas | Conveyor Oven | E7 | RVT - Cost of Operation | 0 | 0 | 0 | 0 | 0 | 0 | 0 | 0 | 0 | 0 | 0 | 0 | 0 | 0 | 0 | 0 | 0 | 0 | 0 | 0 | 0 | 0 | 0 | 0 | 0 | 0 | 0
F2_Commercial_Restaurant (WA)_New_Food Preparation_Natural Gas_Conveyor Oven_E8 | F2 | Commercial | Restaurant (WA) | New | Food Preparation | Natural Gas | Conveyor Oven | E8 | RVT - Cost of Operation | 0 | 0 | 0 | 0 | 0 | 0 | 0 | 0 | 0 | 0 | 0 | 0 | 0 | 0 | 0 | 0 | 0 | 0 | 0 | 0 | 0 | 0 | 0 | 0 | 0 | 0 | 0
F2_Commercial_Restaurant (WA)_New_Food Preparation_Natural Gas_Conveyor Oven_E9 | F2 | Commercial | Restaurant (WA) | New | Food Preparation | Natural Gas | Conveyor Oven | E9 | RVT - Cost of Operation | 0 | 0 | 0 | 0 | 0 | 0 | 0 | 0 | 0 | 0 | 0 | 0 | 0 | 0 | 0 | 0 | 0 | 0 | 0 | 0 | 0 | 0 | 0 | 0 | 0 | 0 | 0
F2_Commercial_Restaurant (WA)_New_Food Preparation_Natural Gas_Conveyor Oven_E10 | F2 | Commercial | Restaurant (WA) | New | Food Preparation | Natural Gas | Conveyor Oven | E10 | RVT - Cost of Operation | 0 | 0 | 0 | 0 | 0 | 0 | 0 | 0 | 0 | 0 | 0 | 0 | 0 | 0 | 0 | 0 | 0 | 0 | 0 | 0 | 0 | 0 | 0 | 0 | 0 | 0 | 0
F3_Commercial_Restaurant (WA)_New_Food Preparation_Natural Gas_Conveyor Oven_E1 | F3 | Commercial | Restaurant (WA) | New | Food Preparation | Natural Gas | Conveyor Oven | E1 | System - kBTUs of Consumption | 58.8797 | 58.8797 | 58.8797 | 58.8797 | 58.8797 | 58.8797 | 58.8797 | 58.8797 | 58.8797 | 58.8797 | 58.8797 | 58.8797 | 58.8797 | 58.8797 | 58.8797 | 58.8797 | 58.8797 | 58.8797 | 58.8797 | 58.8797 | 58.8797 | 58.8797 | 58.8797 | 58.8797 | 58.8797 | 58.8797 | 58.8797
F3_Commercial_Restaurant (WA)_New_Food Preparation_Natural Gas_Conveyor Oven_E2 | F3 | Commercial | Restaurant (WA) | New | Food Preparation | Natural Gas | Conveyor Oven | E2 | System - kBTUs of Consumption | 46.7938 | 46.7938 | 46.7938 | 46.7938 | 46.7938 | 46.7938 | 46.7938 | 46.7938 | 46.7938 | 46.7938 | 46.7938 | 46.7938 | 46.7938 | 46.7938 | 46.7938 | 46.7938 | 46.7938 | 46.7938 | 46.7938 | 46.7938 | 46.7938 | 46.7938 | 46.7938 | 46.7938 | 46.7938 | 46.7938 | 46.7938
F3_Commercial_Restaurant (WA)_New_Food Preparation_Natural Gas_Conveyor Oven_E3 | F3 | Commercial | Restaurant (WA) | New | Food Preparation | Natural Gas | Conveyor Oven | E3 | System - kBTUs of Consumption | 0 | 0 | 0 | 0 | 0 | 0 | 0 | 0 | 0 | 0 | 0 | 0 | 0 | 0 | 0 | 0 | 0 | 0 | 0 | 0 | 0 | 0 | 0 | 0 | 0 | 0 | 0
F3_Commercial_Restaurant (WA)_New_Food Preparation_Natural Gas_Conveyor Oven_E4 | F3 | Commercial | Restaurant (WA) | New | Food Preparation | Natural Gas | Conveyor Oven | E4 | System - kBTUs of Consumption | 0 | 0 | 0 | 0 | 0 | 0 | 0 | 0 | 0 | 0 | 0 | 0 | 0 | 0 | 0 | 0 | 0 | 0 | 0 | 0 | 0 | 0 | 0 | 0 | 0 | 0 | 0
F3_Commercial_Restaurant (WA)_New_Food Preparation_Natural Gas_Conveyor Oven_E5 | F3 | Commercial | Restaurant (WA) | New | Food Preparation | Natural Gas | Conveyor Oven | E5 | System - kBTUs of Consumption | 0 | 0 | 0 | 0 | 0 | 0 | 0 | 0 | 0 | 0 | 0 | 0 | 0 | 0 | 0 | 0 | 0 | 0 | 0 | 0 | 0 | 0 | 0 | 0 | 0 | 0 | 0
F3_Commercial_Restaurant (WA)_New_Food Preparation_Natural Gas_Conveyor Oven_E6 | F3 | Commercial | Restaurant (WA) | New | Food Preparation | Natural Gas | Conveyor Oven | E6 | System - kBTUs of Consumption | 0 | 0 | 0 | 0 | 0 | 0 | 0 | 0 | 0 | 0 | 0 | 0 | 0 | 0 | 0 | 0 | 0 | 0 | 0 | 0 | 0 | 0 | 0 | 0 | 0 | 0 | 0
F3_Commercial_Restaurant (WA)_New_Food Preparation_Natural Gas_Conveyor Oven_E7 | F3 | Commercial | Restaurant (WA) | New | Food Preparation | Natural Gas | Conveyor Oven | E7 | System - kBTUs of Consumption | 0 | 0 | 0 | 0 | 0 | 0 | 0 | 0 | 0 | 0 | 0 | 0 | 0 | 0 | 0 | 0 | 0 | 0 | 0 | 0 | 0 | 0 | 0 | 0 | 0 | 0 | 0
F3_Commercial_Restaurant (WA)_New_Food Preparation_Natural Gas_Conveyor Oven_E8 | F3 | Commercial | Restaurant (WA) | New | Food Preparation | Natural Gas | Conveyor Oven | E8 | System - kBTUs of Consumption | 0 | 0 | 0 | 0 | 0 | 0 | 0 | 0 | 0 | 0 | 0 | 0 | 0 | 0 | 0 | 0 | 0 | 0 | 0 | 0 | 0 | 0 | 0 | 0 | 0 | 0 | 0
F3_Commercial_Restaurant (WA)_New_Food Preparation_Natural Gas_Conveyor Oven_E9 | F3 | Commercial | Restaurant (WA) | New | Food Preparation | Natural Gas | Conveyor Oven | E9 | System - kBTUs of Consumption | 0 | 0 | 0 | 0 | 0 | 0 | 0 | 0 | 0 | 0 | 0 | 0 | 0 | 0 | 0 | 0 | 0 | 0 | 0 | 0 | 0 | 0 | 0 | 0 | 0 | 0 | 0
F3_Commercial_Restaurant (WA)_New_Food Preparation_Natural Gas_Conveyor Oven_E10 | F3 | Commercial | Restaurant (WA) | New | Food Preparation | Natural Gas | Conveyor Oven | E10 | System - kBTUs of Consumption | 0 | 0 | 0 | 0 | 0 | 0 | 0 | 0 | 0 | 0 | 0 | 0 | 0 | 0 | 0 | 0 | 0 | 0 | 0 | 0 | 0 | 0 | 0 | 0 | 0 | 0 | 0
F4_Commercial_Restaurant (WA)_New_Food Preparation_Natural Gas_Conveyor Oven_E1 | F4 | Commercial | Restaurant (WA) | New | Food Preparation | Natural Gas | Conveyor Oven | E1 | Utility - Cost of Equipment | 0.00096566 | 0.00096566 | 0.00096566 | 0.00096566 | 0.00096566 | 0.00096566 | 0.00096566 | 0.00096566 | 0.00096566 | 0.00096566 | 0.00096566 | 0.00096566 | 0.00096566 | 0.00096566 | 0.00096566 | 0.00096566 | 0.00096566 | 0.00096566 | 0.00096566 | 0.00096566 | 0.00096566 | 0.00096566 | 0.00096566 | 0.00096566 | 0.00096566 | 0.00096566 | 0.00096566
F4_Commercial_Restaurant (WA)_New_Food Preparation_Natural Gas_Conveyor Oven_E2 | F4 | Commercial | Restaurant (WA) | New | Food Preparation | Natural Gas | Conveyor Oven | E2 | Utility - Cost of Equipment | 0.0020458 | 0.0020458 | 0.0020458 | 0.0020458 | 0.0020458 | 0.0020458 | 0.0020458 | 0.0020458 | 0.0020458 | 0.0020458 | 0.0020458 | 0.0020458 | 0.0020458 | 0.0020458 | 0.0020458 | 0.0020458 | 0.0020458 | 0.0020458 | 0.0020458 | 0.0020458 | 0.0020458 | 0.0020458 | 0.0020458 | 0.0020458 | 0.0020458 | 0.0020458 | 0.0020458
F4_Commercial_Restaurant (WA)_New_Food Preparation_Natural Gas_Conveyor Oven_E3 | F4 | Commercial | Restaurant (WA) | New | Food Preparation | Natural Gas | Conveyor Oven | E3 | Utility - Cost of Equipment | 0 | 0 | 0 | 0 | 0 | 0 | 0 | 0 | 0 | 0 | 0 | 0 | 0 | 0 | 0 | 0 | 0 | 0 | 0 | 0 | 0 | 0 | 0 | 0 | 0 | 0 | 0
F4_Commercial_Restaurant (WA)_New_Food Preparation_Natural Gas_Conveyor Oven_E4 | F4 | Commercial | Restaurant (WA) | New | Food Preparation | Natural Gas | Conveyor Oven | E4 | Utility - Cost of Equipment | 0 | 0 | 0 | 0 | 0 | 0 | 0 | 0 | 0 | 0 | 0 | 0 | 0 | 0 | 0 | 0 | 0 | 0 | 0 | 0 | 0 | 0 | 0 | 0 | 0 | 0 | 0
F4_Commercial_Restaurant (WA)_New_Food Preparation_Natural Gas_Conveyor Oven_E5 | F4 | Commercial | Restaurant (WA) | New | Food Preparation | Natural Gas | Conveyor Oven | E5 | Utility - Cost of Equipment | 0 | 0 | 0 | 0 | 0 | 0 | 0 | 0 | 0 | 0 | 0 | 0 | 0 | 0 | 0 | 0 | 0 | 0 | 0 | 0 | 0 | 0 | 0 | 0 | 0 | 0 | 0
F4_Commercial_Restaurant (WA)_New_Food Preparation_Natural Gas_Conveyor Oven_E6 | F4 | Commercial | Restaurant (WA) | New | Food Preparation | Natural Gas | Conveyor Oven | E6 | Utility - Cost of Equipment | 0 | 0 | 0 | 0 | 0 | 0 | 0 | 0 | 0 | 0 | 0 | 0 | 0 | 0 | 0 | 0 | 0 | 0 | 0 | 0 | 0 | 0 | 0 | 0 | 0 | 0 | 0
F4_Commercial_Restaurant (WA)_New_Food Preparation_Natural Gas_Conveyor Oven_E7 | F4 | Commercial | Restaurant (WA) | New | Food Preparation | Natural Gas | Conveyor Oven | E7 | Utility - Cost of Equipment | 0 | 0 | 0 | 0 | 0 | 0 | 0 | 0 | 0 | 0 | 0 | 0 | 0 | 0 | 0 | 0 | 0 | 0 | 0 | 0 | 0 | 0 | 0 | 0 | 0 | 0 | 0
F4_Commercial_Restaurant (WA)_New_Food Preparation_Natural Gas_Conveyor Oven_E8 | F4 | Commercial | Restaurant (WA) | New | Food Preparation | Natural Gas | Conveyor Oven | E8 | Utility - Cost of Equipment | 0 | 0 | 0 | 0 | 0 | 0 | 0 | 0 | 0 | 0 | 0 | 0 | 0 | 0 | 0 | 0 | 0 | 0 | 0 | 0 | 0 | 0 | 0 | 0 | 0 | 0 | 0
F4_Commercial_Restaurant (WA)_New_Food Preparation_Natural Gas_Conveyor Oven_E9 | F4 | Commercial | Restaurant (WA) | New | Food Preparation | Natural Gas | Conveyor Oven | E9 | Utility - Cost of Equipment | 0 | 0 | 0 | 0 | 0 | 0 | 0 | 0 | 0 | 0 | 0 | 0 | 0 | 0 | 0 | 0 | 0 | 0 | 0 | 0 | 0 | 0 | 0 | 0 | 0 | 0 | 0
F4_Commercial_Restaurant (WA)_New_Food Preparation_Natural Gas_Conveyor Oven_E10 | F4 | Commercial | Restaurant (WA) | New | Food Preparation | Natural Gas | Conveyor Oven | E10 | Utility - Cost of Equipment | 0 | 0 | 0 | 0 | 0 | 0 | 0 | 0 | 0 | 0 | 0 | 0 | 0 | 0 | 0 | 0 | 0 | 0 | 0 | 0 | 0 | 0 | 0 | 0 | 0 | 0 | 0
F5_Commercial_Restaurant (WA)_New_Food Preparation_Natural Gas_Conveyor Oven_E1 | F5 | Commercial | Restaurant (WA) | New | Food Preparation | Natural Gas | Conveyor Oven | E1 | Utility - Cost of Operation | 0.22588 | 0.23194 | 0.23861 | 0.2459 | 0.2539 | 0.26321 | 0.27266 | 0.28197 | 0.29097 | 0.30009 | 0.30761 | 0.31476 | 0.32237 | 0.32989 | 0.33676 | 0.34331 | 0.34934 | 0.35533 | 0.36166 | 0.3679 | 0.37429 | 0.3809 | 0.3876 | 0.39449 | 0.40149 | 0.40863 | 0.41589
F5_Commercial_Restaurant (WA)_New_Food Preparation_Natural Gas_Conveyor Oven_E2 | F5 | Commercial | Restaurant (WA) | New | Food Preparation | Natural Gas | Conveyor Oven | E2 | Utility - Cost of Operation | 0.17952 | 0.18433 | 0.18963 | 0.19543 | 0.20178 | 0.20918 | 0.21669 | 0.2241 | 0.23124 | 0.23849 | 0.24447 | 0.25015 | 0.2562 | 0.26217 | 0.26764 | 0.27284 | 0.27763 | 0.28239 | 0.28742 | 0.29238 | 0.29746 | 0.30272 | 0.30804 | 0.31351 | 0.31908 | 0.32475 | 0.33052
F5_Commercial_Restaurant (WA)_New_Food Preparation_Natural Gas_Conveyor Oven_E3 | F5 | Commercial | Restaurant (WA) | New | Food Preparation | Natural Gas | Conveyor Oven | E3 | Utility - Cost of Operation | 0 | 0 | 0 | 0 | 0 | 0 | 0 | 0 | 0 | 0 | 0 | 0 | 0 | 0 | 0 | 0 | 0 | 0 | 0 | 0 | 0 | 0 | 0 | 0 | 0 | 0 | 0
F5_Commercial_Restaurant (WA)_New_Food Preparation_Natural Gas_Conveyor Oven_E4 | F5 | Commercial | Restaurant (WA) | New | Food Preparation | Natural Gas | Conveyor Oven | E4 | Utility - Cost of Operation | 0 | 0 | 0 | 0 | 0 | 0 | 0 | 0 | 0 | 0 | 0 | 0 | 0 | 0 | 0 | 0 | 0 | 0 | 0 | 0 | 0 | 0 | 0 | 0 | 0 | 0 | 0
F5_Commercial_Restaurant (WA)_New_Food Preparation_Natural Gas_Conveyor Oven_E5 | F5 | Commercial | Restaurant (WA) | New | Food Preparation | Natural Gas | Conveyor Oven | E5 | Utility - Cost of Operation | 0 | 0 | 0 | 0 | 0 | 0 | 0 | 0 | 0 | 0 | 0 | 0 | 0 | 0 | 0 | 0 | 0 | 0 | 0 | 0 | 0 | 0 | 0 | 0 | 0 | 0 | 0
F5_Commercial_Restaurant (WA)_New_Food Preparation_Natural Gas_Conveyor Oven_E6 | F5 | Commercial | Restaurant (WA) | New | Food Preparation | Natural Gas | Conveyor Oven | E6 | Utility - Cost of Operation | 0 | 0 | 0 | 0 | 0 | 0 | 0 | 0 | 0 | 0 | 0 | 0 | 0 | 0 | 0 | 0 | 0 | 0 | 0 | 0 | 0 | 0 | 0 | 0 | 0 | 0 | 0
F5_Commercial_Restaurant (WA)_New_Food Preparation_Natural Gas_Conveyor Oven_E7 | F5 | Commercial | Restaurant (WA) | New | Food Preparation | Natural Gas | Conveyor Oven | E7 | Utility - Cost of Operation | 0 | 0 | 0 | 0 | 0 | 0 | 0 | 0 | 0 | 0 | 0 | 0 | 0 | 0 | 0 | 0 | 0 | 0 | 0 | 0 | 0 | 0 | 0 | 0 | 0 | 0 | 0
F5_Commercial_Restaurant (WA)_New_Food Preparation_Natural Gas_Conveyor Oven_E8 | F5 | Commercial | Restaurant (WA) | New | Food Preparation | Natural Gas | Conveyor Oven | E8 | Utility - Cost of Operation | 0 | 0 | 0 | 0 | 0 | 0 | 0 | 0 | 0 | 0 | 0 | 0 | 0 | 0 | 0 | 0 | 0 | 0 | 0 | 0 | 0 | 0 | 0 | 0 | 0 | 0 | 0
F5_Commercial_Restaurant (WA)_New_Food Preparation_Natural Gas_Conveyor Oven_E9 | F5 | Commercial | Restaurant (WA) | New | Food Preparation | Natural Gas | Conveyor Oven | E9 | Utility - Cost of Operation | 0 | 0 | 0 | 0 | 0 | 0 | 0 | 0 | 0 | 0 | 0 | 0 | 0 | 0 | 0 | 0 | 0 | 0 | 0 | 0 | 0 | 0 | 0 | 0 | 0 | 0 | 0
F5_Commercial_Restaurant (WA)_New_Food Preparation_Natural Gas_Conveyor Oven_E10 | F5 | Commercial | Restaurant (WA) | New | Food Preparation | Natural Gas | Conveyor Oven | E10 | Utility - Cost of Operation | 0 | 0 | 0 | 0 | 0 | 0 | 0 | 0 | 0 | 0 | 0 | 0 | 0 | 0 | 0 | 0 | 0 | 0 | 0 | 0 | 0 | 0 | 0 | 0 | 0 | 0 | 0
F6_Commercial_Restaurant (WA)_New_Food Preparation_Natural Gas_Conveyor Oven_E1 | F6 | Commercial | Restaurant (WA) | New | Food Preparation | Natural Gas | Conveyor Oven | E1 | Utility - Value of Sales | 0.26185 | 0.26745 | 0.27354 | 0.28013 | 0.28729 | 0.29571 | 0.30395 | 0.3118 | 0.319 | 0.32607 | 0.33346 | 0.34036 | 0.3477 | 0.35485 | 0.36121 | 0.36711 | 0.37234 | 0.37742 | 0.38275 | 0.38786 | 0.393 | 0.39995 | 0.40698 | 0.41421 | 0.42157 | 0.42906 | 0.43668
F6_Commercial_Restaurant (WA)_New_Food Preparation_Natural Gas_Conveyor Oven_E2 | F6 | Commercial | Restaurant (WA) | New | Food Preparation | Natural Gas | Conveyor Oven | E2 | Utility - Value of Sales | 0.2081 | 0.21255 | 0.21739 | 0.22263 | 0.22832 | 0.23501 | 0.24156 | 0.2478 | 0.25352 | 0.25914 | 0.26501 | 0.2705 | 0.27633 | 0.28201 | 0.28707 | 0.29175 | 0.29591 | 0.29995 | 0.30419 | 0.30825 | 0.31233 | 0.31785 | 0.32344 | 0.32919 | 0.33504 | 0.34099 | 0.34705
F6_Commercial_Restaurant (WA)_New_Food Preparation_Natural Gas_Conveyor Oven_E3 | F6 | Commercial | Restaurant (WA) | New | Food Preparation | Natural Gas | Conveyor Oven | E3 | Utility - Value of Sales | 0 | 0 | 0 | 0 | 0 | 0 | 0 | 0 | 0 | 0 | 0 | 0 | 0 | 0 | 0 | 0 | 0 | 0 | 0 | 0 | 0 | 0 | 0 | 0 | 0 | 0 | 0
F6_Commercial_Restaurant (WA)_New_Food Preparation_Natural Gas_Conveyor Oven_E4 | F6 | Commercial | Restaurant (WA) | New | Food Preparation | Natural Gas | Conveyor Oven | E4 | Utility - Value of Sales | 0 | 0 | 0 | 0 | 0 | 0 | 0 | 0 | 0 | 0 | 0 | 0 | 0 | 0 | 0 | 0 | 0 | 0 | 0 | 0 | 0 | 0 | 0 | 0 | 0 | 0 | 0
F6_Commercial_Restaurant (WA)_New_Food Preparation_Natural Gas_Conveyor Oven_E5 | F6 | Commercial | Restaurant (WA) | New | Food Preparation | Natural Gas | Conveyor Oven | E5 | Utility - Value of Sales | 0 | 0 | 0 | 0 | 0 | 0 | 0 | 0 | 0 | 0 | 0 | 0 | 0 | 0 | 0 | 0 | 0 | 0 | 0 | 0 | 0 | 0 | 0 | 0 | 0 | 0 | 0
F6_Commercial_Restaurant (WA)_New_Food Preparation_Natural Gas_Conveyor Oven_E6 | F6 | Commercial | Restaurant (WA) | New | Food Preparation | Natural Gas | Conveyor Oven | E6 | Utility - Value of Sales | 0 | 0 | 0 | 0 | 0 | 0 | 0 | 0 | 0 | 0 | 0 | 0 | 0 | 0 | 0 | 0 | 0 | 0 | 0 | 0 | 0 | 0 | 0 | 0 | 0 | 0 | 0
F6_Commercial_Restaurant (WA)_New_Food Preparation_Natural Gas_Conveyor Oven_E7 | F6 | Commercial | Restaurant (WA) | New | Food Preparation | Natural Gas | Conveyor Oven | E7 | Utility - Value of Sales | 0 | 0 | 0 | 0 | 0 | 0 | 0 | 0 | 0 | 0 | 0 | 0 | 0 | 0 | 0 | 0 | 0 | 0 | 0 | 0 | 0 | 0 | 0 | 0 | 0 | 0 | 0
F6_Commercial_Restaurant (WA)_New_Food Preparation_Natural Gas_Conveyor Oven_E8 | F6 | Commercial | Restaurant (WA) | New | Food Preparation | Natural Gas | Conveyor Oven | E8 | Utility - Value of Sales | 0 | 0 | 0 | 0 | 0 | 0 | 0 | 0 | 0 | 0 | 0 | 0 | 0 | 0 | 0 | 0 | 0 | 0 | 0 | 0 | 0 | 0 | 0 | 0 | 0 | 0 | 0
F6_Commercial_Restaurant (WA)_New_Food Preparation_Natural Gas_Conveyor Oven_E9 | F6 | Commercial | Restaurant (WA) | New | Food Preparation | Natural Gas | Conveyor Oven | E9 | Utility - Value of Sales | 0 | 0 | 0 | 0 | 0 | 0 | 0 | 0 | 0 | 0 | 0 | 0 | 0 | 0 | 0 | 0 | 0 | 0 | 0 | 0 | 0 | 0 | 0 | 0 | 0 | 0 | 0
F6_Commercial_Restaurant (WA)_New_Food Preparation_Natural Gas_Conveyor Oven_E10 | F6 | Commercial | Restaurant (WA) | New | Food Preparation | Natural Gas | Conveyor Oven | E10 | Utility - Value of Sales | 0 | 0 | 0 | 0 | 0 | 0 | 0 | 0 | 0 | 0 | 0 | 0 | 0 | 0 | 0 | 0 | 0 | 0 | 0 | 0 | 0 | 0 | 0 | 0 | 0 | 0 | 0
F1_Commercial_Restaurant (WA)_New_Food Preparation_Natural Gas_Double Rack Oven_E1 | F1 | Commercial | Restaurant (WA) | New | Food Preparation | Natural Gas | Double Rack Oven | E1 | RVT - Cost of Equipment | 0.0020466 | 0.0020466 | 0.0020466 | 0.0020466 | 0.0020466 | 0.0020466 | 0.0020466 | 0.0020466 | 0.0020466 | 0.0020466 | 0.0020466 | 0.0020466 | 0.0020466 | 0.0020466 | 0.0020466 | 0.0020466 | 0.0020466 | 0.0020466 | 0.0020466 | 0.0020466 | 0.0020466 | 0.0020466 | 0.0020466 | 0.0020466 | 0.0020466 | 0.0020466 | 0.0020466
F1_Commercial_Restaurant (WA)_New_Food Preparation_Natural Gas_Double Rack Oven_E2 | F1 | Commercial | Restaurant (WA) | New | Food Preparation | Natural Gas | Double Rack Oven | E2 | RVT - Cost of Equipment | 0.0092846 | 0.0092846 | 0.0092846 | 0.0092846 | 0.0092846 | 0.0092846 | 0.0092846 | 0.0092846 | 0.0092846 | 0.0092846 | 0.0092846 | 0.0092846 | 0.0092846 | 0.0092846 | 0.0092846 | 0.0092846 | 0.0092846 | 0.0092846 | 0.0092846 | 0.0092846 | 0.0092846 | 0.0092846 | 0.0092846 | 0.0092846 | 0.0092846 | 0.0092846 | 0.0092846
F1_Commercial_Restaurant (WA)_New_Food Preparation_Natural Gas_Double Rack Oven_E3 | F1 | Commercial | Restaurant (WA) | New | Food Preparation | Natural Gas | Double Rack Oven | E3 | RVT - Cost of Equipment | 0 | 0 | 0 | 0 | 0 | 0 | 0 | 0 | 0 | 0 | 0 | 0 | 0 | 0 | 0 | 0 | 0 | 0 | 0 | 0 | 0 | 0 | 0 | 0 | 0 | 0 | 0
F1_Commercial_Restaurant (WA)_New_Food Preparation_Natural Gas_Double Rack Oven_E4 | F1 | Commercial | Restaurant (WA) | New | Food Preparation | Natural Gas | Double Rack Oven | E4 | RVT - Cost of Equipment | 0 | 0 | 0 | 0 | 0 | 0 | 0 | 0 | 0 | 0 | 0 | 0 | 0 | 0 | 0 | 0 | 0 | 0 | 0 | 0 | 0 | 0 | 0 | 0 | 0 | 0 | 0
F1_Commercial_Restaurant (WA)_New_Food Preparation_Natural Gas_Double Rack Oven_E5 | F1 | Commercial | Restaurant (WA) | New | Food Preparation | Natural Gas | Double Rack Oven | E5 | RVT - Cost of Equipment | 0 | 0 | 0 | 0 | 0 | 0 | 0 | 0 | 0 | 0 | 0 | 0 | 0 | 0 | 0 | 0 | 0 | 0 | 0 | 0 | 0 | 0 | 0 | 0 | 0 | 0 | 0
F1_Commercial_Restaurant (WA)_New_Food Preparation_Natural Gas_Double Rack Oven_E6 | F1 | Commercial | Restaurant (WA) | New | Food Preparation | Natural Gas | Double Rack Oven | E6 | RVT - Cost of Equipment | 0 | 0 | 0 | 0 | 0 | 0 | 0 | 0 | 0 | 0 | 0 | 0 | 0 | 0 | 0 | 0 | 0 | 0 | 0 | 0 | 0 | 0 | 0 | 0 | 0 | 0 | 0
F1_Commercial_Restaurant (WA)_New_Food Preparation_Natural Gas_Double Rack Oven_E7 | F1 | Commercial | Restaurant (WA) | New | Food Preparation | Natural Gas | Double Rack Oven | E7 | RVT - Cost of Equipment | 0 | 0 | 0 | 0 | 0 | 0 | 0 | 0 | 0 | 0 | 0 | 0 | 0 | 0 | 0 | 0 | 0 | 0 | 0 | 0 | 0 | 0 | 0 | 0 | 0 | 0 | 0
F1_Commercial_Restaurant (WA)_New_Food Preparation_Natural Gas_Double Rack Oven_E8 | F1 | Commercial | Restaurant (WA) | New | Food Preparation | Natural Gas | Double Rack Oven | E8 | RVT - Cost of Equipment | 0 | 0 | 0 | 0 | 0 | 0 | 0 | 0 | 0 | 0 | 0 | 0 | 0 | 0 | 0 | 0 | 0 | 0 | 0 | 0 | 0 | 0 | 0 | 0 | 0 | 0 | 0
F1_Commercial_Restaurant (WA)_New_Food Preparation_Natural Gas_Double Rack Oven_E9 | F1 | Commercial | Restaurant (WA) | New | Food Preparation | Natural Gas | Double Rack Oven | E9 | RVT - Cost of Equipment | 0 | 0 | 0 | 0 | 0 | 0 | 0 | 0 | 0 | 0 | 0 | 0 | 0 | 0 | 0 | 0 | 0 | 0 | 0 | 0 | 0 | 0 | 0 | 0 | 0 | 0 | 0
F1_Commercial_Restaurant (WA)_New_Food Preparation_Natural Gas_Double Rack Oven_E10 | F1 | Commercial | Restaurant (WA) | New | Food Preparation | Natural Gas | Double Rack Oven | E10 | RVT - Cost of Equipment | 0 | 0 | 0 | 0 | 0 | 0 | 0 | 0 | 0 | 0 | 0 | 0 | 0 | 0 | 0 | 0 | 0 | 0 | 0 | 0 | 0 | 0 | 0 | 0 | 0 | 0 | 0
F2_Commercial_Restaurant (WA)_New_Food Preparation_Natural Gas_Double Rack Oven_E1 | F2 | Commercial | Restaurant (WA) | New | Food Preparation | Natural Gas | Double Rack Oven | E1 | RVT - Cost of Operation | 0.42493 | 0.43295 | 0.44238 | 0.45336 | 0.46594 | 0.48165 | 0.4974 | 0.51235 | 0.52588 | 0.539 | 0.5526 | 0.56496 | 0.578 | 0.59034 | 0.60095 | 0.61053 | 0.61863 | 0.62637 | 0.6346 | 0.64228 | 0.64999 | 0.66146 | 0.67305 | 0.68501 | 0.69718 | 0.70957 | 0.72217
F2_Commercial_Restaurant (WA)_New_Food Preparation_Natural Gas_Double Rack Oven_E2 | F2 | Commercial | Restaurant (WA) | New | Food Preparation | Natural Gas | Double Rack Oven | E2 | RVT - Cost of Operation | 0.26326 | 0.26823 | 0.27407 | 0.28087 | 0.28867 | 0.2984 | 0.30816 | 0.31742 | 0.32581 | 0.33393 | 0.34236 | 0.35001 | 0.35809 | 0.36574 | 0.37231 | 0.37825 | 0.38327 | 0.38806 | 0.39316 | 0.39792 | 0.4027 | 0.4098 | 0.41698 | 0.42439 | 0.43193 | 0.4396 | 0.44741
F2_Commercial_Restaurant (WA)_New_Food Preparation_Natural Gas_Double Rack Oven_E3 | F2 | Commercial | Restaurant (WA) | New | Food Preparation | Natural Gas | Double Rack Oven | E3 | RVT - Cost of Operation | 0 | 0 | 0 | 0 | 0 | 0 | 0 | 0 | 0 | 0 | 0 | 0 | 0 | 0 | 0 | 0 | 0 | 0 | 0 | 0 | 0 | 0 | 0 | 0 | 0 | 0 | 0
F2_Commercial_Restaurant (WA)_New_Food Preparation_Natural Gas_Double Rack Oven_E4 | F2 | Commercial | Restaurant (WA) | New | Food Preparation | Natural Gas | Double Rack Oven | E4 | RVT - Cost of Operation | 0 | 0 | 0 | 0 | 0 | 0 | 0 | 0 | 0 | 0 | 0 | 0 | 0 | 0 | 0 | 0 | 0 | 0 | 0 | 0 | 0 | 0 | 0 | 0 | 0 | 0 | 0
F2_Commercial_Restaurant (WA)_New_Food Preparation_Natural Gas_Double Rack Oven_E5 | F2 | Commercial | Restaurant (WA) | New | Food Preparation | Natural Gas | Double Rack Oven | E5 | RVT - Cost of Operation | 0 | 0 | 0 | 0 | 0 | 0 | 0 | 0 | 0 | 0 | 0 | 0 | 0 | 0 | 0 | 0 | 0 | 0 | 0 | 0 | 0 | 0 | 0 | 0 | 0 | 0 | 0
F2_Commercial_Restaurant (WA)_New_Food Preparation_Natural Gas_Double Rack Oven_E6 | F2 | Commercial | Restaurant (WA) | New | Food Preparation | Natural Gas | Double Rack Oven | E6 | RVT - Cost of Operation | 0 | 0 | 0 | 0 | 0 | 0 | 0 | 0 | 0 | 0 | 0 | 0 | 0 | 0 | 0 | 0 | 0 | 0 | 0 | 0 | 0 | 0 | 0 | 0 | 0 | 0 | 0
F2_Commercial_Restaurant (WA)_New_Food Preparation_Natural Gas_Double Rack Oven_E7 | F2 | Commercial | Restaurant (WA) | New | Food Preparation | Natural Gas | Double Rack Oven | E7 | RVT - Cost of Operation | 0 | 0 | 0 | 0 | 0 | 0 | 0 | 0 | 0 | 0 | 0 | 0 | 0 | 0 | 0 | 0 | 0 | 0 | 0 | 0 | 0 | 0 | 0 | 0 | 0 | 0 | 0
F2_Commercial_Restaurant (WA)_New_Food Preparation_Natural Gas_Double Rack Oven_E8 | F2 | Commercial | Restaurant (WA) | New | Food Preparation | Natural Gas | Double Rack Oven | E8 | RVT - Cost of Operation | 0 | 0 | 0 | 0 | 0 | 0 | 0 | 0 | 0 | 0 | 0 | 0 | 0 | 0 | 0 | 0 | 0 | 0 | 0 | 0 | 0 | 0 | 0 | 0 | 0 | 0 | 0
F2_Commercial_Restaurant (WA)_New_Food Preparation_Natural Gas_Double Rack Oven_E9 | F2 | Commercial | Restaurant (WA) | New | Food Preparation | Natural Gas | Double Rack Oven | E9 | RVT - Cost of Operation | 0 | 0 | 0 | 0 | 0 | 0 | 0 | 0 | 0 | 0 | 0 | 0 | 0 | 0 | 0 | 0 | 0 | 0 | 0 | 0 | 0 | 0 | 0 | 0 | 0 | 0 | 0
F2_Commercial_Restaurant (WA)_New_Food Preparation_Natural Gas_Double Rack Oven_E10 | F2 | Commercial | Restaurant (WA) | New | Food Preparation | Natural Gas | Double Rack Oven | E10 | RVT - Cost of Operation | 0 | 0 | 0 | 0 | 0 | 0 | 0 | 0 | 0 | 0 | 0 | 0 | 0 | 0 | 0 | 0 | 0 | 0 | 0 | 0 | 0 | 0 | 0 | 0 | 0 | 0 | 0
F3_Commercial_Restaurant (WA)_New_Food Preparation_Natural Gas_Double Rack Oven_E1 | F3 | Commercial | Restaurant (WA) | New | Food Preparation | Natural Gas | Double Rack Oven | E1 | System - kBTUs of Consumption | 101.3712 | 101.3712 | 101.3712 | 101.3712 | 101.3712 | 101.3712 | 101.3712 | 101.3712 | 101.3712 | 101.3712 | 101.3712 | 101.3712 | 101.3712 | 101.3712 | 101.3712 | 101.3712 | 101.3712 | 101.3712 | 101.3712 | 101.3712 | 101.3712 | 101.3712 | 101.3712 | 101.3712 | 101.3712 | 101.3712 | 101.3712
F3_Commercial_Restaurant (WA)_New_Food Preparation_Natural Gas_Double Rack Oven_E2 | F3 | Commercial | Restaurant (WA) | New | Food Preparation | Natural Gas | Double Rack Oven | E2 | System - kBTUs of Consumption | 62.8034 | 62.8034 | 62.8034 | 62.8034 | 62.8034 | 62.8034 | 62.8034 | 62.8034 | 62.8034 | 62.8034 | 62.8034 | 62.8034 | 62.8034 | 62.8034 | 62.8034 | 62.8034 | 62.8034 | 62.8034 | 62.8034 | 62.8034 | 62.8034 | 62.8034 | 62.8034 | 62.8034 | 62.8034 | 62.8034 | 62.8034
F3_Commercial_Restaurant (WA)_New_Food Preparation_Natural Gas_Double Rack Oven_E3 | F3 | Commercial | Restaurant (WA) | New | Food Preparation | Natural Gas | Double Rack Oven | E3 | System - kBTUs of Consumption | 0 | 0 | 0 | 0 | 0 | 0 | 0 | 0 | 0 | 0 | 0 | 0 | 0 | 0 | 0 | 0 | 0 | 0 | 0 | 0 | 0 | 0 | 0 | 0 | 0 | 0 | 0
F3_Commercial_Restaurant (WA)_New_Food Preparation_Natural Gas_Double Rack Oven_E4 | F3 | Commercial | Restaurant (WA) | New | Food Preparation | Natural Gas | Double Rack Oven | E4 | System - kBTUs of Consumption | 0 | 0 | 0 | 0 | 0 | 0 | 0 | 0 | 0 | 0 | 0 | 0 | 0 | 0 | 0 | 0 | 0 | 0 | 0 | 0 | 0 | 0 | 0 | 0 | 0 | 0 | 0
F3_Commercial_Restaurant (WA)_New_Food Preparation_Natural Gas_Double Rack Oven_E5 | F3 | Commercial | Restaurant (WA) | New | Food Preparation | Natural Gas | Double Rack Oven | E5 | System - kBTUs of Consumption | 0 | 0 | 0 | 0 | 0 | 0 | 0 | 0 | 0 | 0 | 0 | 0 | 0 | 0 | 0 | 0 | 0 | 0 | 0 | 0 | 0 | 0 | 0 | 0 | 0 | 0 | 0
F3_Commercial_Restaurant (WA)_New_Food Preparation_Natural Gas_Double Rack Oven_E6 | F3 | Commercial | Restaurant (WA) | New | Food Preparation | Natural Gas | Double Rack Oven | E6 | System - kBTUs of Consumption | 0 | 0 | 0 | 0 | 0 | 0 | 0 | 0 | 0 | 0 | 0 | 0 | 0 | 0 | 0 | 0 | 0 | 0 | 0 | 0 | 0 | 0 | 0 | 0 | 0 | 0 | 0
F3_Commercial_Restaurant (WA)_New_Food Preparation_Natural Gas_Double Rack Oven_E7 | F3 | Commercial | Restaurant (WA) | New | Food Preparation | Natural Gas | Double Rack Oven | E7 | System - kBTUs of Consumption | 0 | 0 | 0 | 0 | 0 | 0 | 0 | 0 | 0 | 0 | 0 | 0 | 0 | 0 | 0 | 0 | 0 | 0 | 0 | 0 | 0 | 0 | 0 | 0 | 0 | 0 | 0
F3_Commercial_Restaurant (WA)_New_Food Preparation_Natural Gas_Double Rack Oven_E8 | F3 | Commercial | Restaurant (WA) | New | Food Preparation | Natural Gas | Double Rack Oven | E8 | System - kBTUs of Consumption | 0 | 0 | 0 | 0 | 0 | 0 | 0 | 0 | 0 | 0 | 0 | 0 | 0 | 0 | 0 | 0 | 0 | 0 | 0 | 0 | 0 | 0 | 0 | 0 | 0 | 0 | 0
F3_Commercial_Restaurant (WA)_New_Food Preparation_Natural Gas_Double Rack Oven_E9 | F3 | Commercial | Restaurant (WA) | New | Food Preparation | Natural Gas | Double Rack Oven | E9 | System - kBTUs of Consumption | 0 | 0 | 0 | 0 | 0 | 0 | 0 | 0 | 0 | 0 | 0 | 0 | 0 | 0 | 0 | 0 | 0 | 0 | 0 | 0 | 0 | 0 | 0 | 0 | 0 | 0 | 0
F3_Commercial_Restaurant (WA)_New_Food Preparation_Natural Gas_Double Rack Oven_E10 | F3 | Commercial | Restaurant (WA) | New | Food Preparation | Natural Gas | Double Rack Oven | E10 | System - kBTUs of Consumption | 0 | 0 | 0 | 0 | 0 | 0 | 0 | 0 | 0 | 0 | 0 | 0 | 0 | 0 | 0 | 0 | 0 | 0 | 0 | 0 | 0 | 0 | 0 | 0 | 0 | 0 | 0
F4_Commercial_Restaurant (WA)_New_Food Preparation_Natural Gas_Double Rack Oven_E1 | F4 | Commercial | Restaurant (WA) | New | Food Preparation | Natural Gas | Double Rack Oven | E1 | Utility - Cost of Equipment | 0.0020466 | 0.0020466 | 0.0020466 | 0.0020466 | 0.0020466 | 0.0020466 | 0.0020466 | 0.0020466 | 0.0020466 | 0.0020466 | 0.0020466 | 0.0020466 | 0.0020466 | 0.0020466 | 0.0020466 | 0.0020466 | 0.0020466 | 0.0020466 | 0.0020466 | 0.0020466 | 0.0020466 | 0.0020466 | 0.0020466 | 0.0020466 | 0.0020466 | 0.0020466 | 0.0020466
F4_Commercial_Restaurant (WA)_New_Food Preparation_Natural Gas_Double Rack Oven_E2 | F4 | Commercial | Restaurant (WA) | New | Food Preparation | Natural Gas | Double Rack Oven | E2 | Utility - Cost of Equipment | 0.0092846 | 0.0092846 | 0.0092846 | 0.0092846 | 0.0092846 | 0.0092846 | 0.0092846 | 0.0092846 | 0.0092846 | 0.0092846 | 0.0092846 | 0.0092846 | 0.0092846 | 0.0092846 | 0.0092846 | 0.0092846 | 0.0092846 | 0.0092846 | 0.0092846 | 0.0092846 | 0.0092846 | 0.0092846 | 0.0092846 | 0.0092846 | 0.0092846 | 0.0092846 | 0.0092846
F4_Commercial_Restaurant (WA)_New_Food Preparation_Natural Gas_Double Rack Oven_E3 | F4 | Commercial | Restaurant (WA) | New | Food Preparation | Natural Gas | Double Rack Oven | E3 | Utility - Cost of Equipment | 0 | 0 | 0 | 0 | 0 | 0 | 0 | 0 | 0 | 0 | 0 | 0 | 0 | 0 | 0 | 0 | 0 | 0 | 0 | 0 | 0 | 0 | 0 | 0 | 0 | 0 | 0
F4_Commercial_Restaurant (WA)_New_Food Preparation_Natural Gas_Double Rack Oven_E4 | F4 | Commercial | Restaurant (WA) | New | Food Preparation | Natural Gas | Double Rack Oven | E4 | Utility - Cost of Equipment | 0 | 0 | 0 | 0 | 0 | 0 | 0 | 0 | 0 | 0 | 0 | 0 | 0 | 0 | 0 | 0 | 0 | 0 | 0 | 0 | 0 | 0 | 0 | 0 | 0 | 0 | 0
F4_Commercial_Restaurant (WA)_New_Food Preparation_Natural Gas_Double Rack Oven_E5 | F4 | Commercial | Restaurant (WA) | New | Food Preparation | Natural Gas | Double Rack Oven | E5 | Utility - Cost of Equipment | 0 | 0 | 0 | 0 | 0 | 0 | 0 | 0 | 0 | 0 | 0 | 0 | 0 | 0 | 0 | 0 | 0 | 0 | 0 | 0 | 0 | 0 | 0 | 0 | 0 | 0 | 0
F4_Commercial_Restaurant (WA)_New_Food Preparation_Natural Gas_Double Rack Oven_E6 | F4 | Commercial | Restaurant (WA) | New | Food Preparation | Natural Gas | Double Rack Oven | E6 | Utility - Cost of Equipment | 0 | 0 | 0 | 0 | 0 | 0 | 0 | 0 | 0 | 0 | 0 | 0 | 0 | 0 | 0 | 0 | 0 | 0 | 0 | 0 | 0 | 0 | 0 | 0 | 0 | 0 | 0
F4_Commercial_Restaurant (WA)_New_Food Preparation_Natural Gas_Double Rack Oven_E7 | F4 | Commercial | Restaurant (WA) | New | Food Preparation | Natural Gas | Double Rack Oven | E7 | Utility - Cost of Equipment | 0 | 0 | 0 | 0 | 0 | 0 | 0 | 0 | 0 | 0 | 0 | 0 | 0 | 0 | 0 | 0 | 0 | 0 | 0 | 0 | 0 | 0 | 0 | 0 | 0 | 0 | 0
F4_Commercial_Restaurant (WA)_New_Food Preparation_Natural Gas_Double Rack Oven_E8 | F4 | Commercial | Restaurant (WA) | New | Food Preparation | Natural Gas | Double Rack Oven | E8 | Utility - Cost of Equipment | 0 | 0 | 0 | 0 | 0 | 0 | 0 | 0 | 0 | 0 | 0 | 0 | 0 | 0 | 0 | 0 | 0 | 0 | 0 | 0 | 0 | 0 | 0 | 0 | 0 | 0 | 0
F4_Commercial_Restaurant (WA)_New_Food Preparation_Natural Gas_Double Rack Oven_E9 | F4 | Commercial | Restaurant (WA) | New | Food Preparation | Natural Gas | Double Rack Oven | E9 | Utility - Cost of Equipment | 0 | 0 | 0 | 0 | 0 | 0 | 0 | 0 | 0 | 0 | 0 | 0 | 0 | 0 | 0 | 0 | 0 | 0 | 0 | 0 | 0 | 0 | 0 | 0 | 0 | 0 | 0
F4_Commercial_Restaurant (WA)_New_Food Preparation_Natural Gas_Double Rack Oven_E10 | F4 | Commercial | Restaurant (WA) | New | Food Preparation | Natural Gas | Double Rack Oven | E10 | Utility - Cost of Equipment | 0 | 0 | 0 | 0 | 0 | 0 | 0 | 0 | 0 | 0 | 0 | 0 | 0 | 0 | 0 | 0 | 0 | 0 | 0 | 0 | 0 | 0 | 0 | 0 | 0 | 0 | 0
F5_Commercial_Restaurant (WA)_New_Food Preparation_Natural Gas_Double Rack Oven_E1 | F5 | Commercial | Restaurant (WA) | New | Food Preparation | Natural Gas | Double Rack Oven | E1 | Utility - Cost of Operation | 0.36078 | 0.36987 | 0.38065 | 0.39299 | 0.40695 | 0.42394 | 0.44142 | 0.45873 | 0.4754 | 0.4923 | 0.50575 | 0.51835 | 0.53188 | 0.54513 | 0.55698 | 0.56806 | 0.57801 | 0.58782 | 0.59831 | 0.60853 | 0.61904 | 0.62996 | 0.641 | 0.65239 | 0.66398 | 0.67578 | 0.68778
F5_Commercial_Restaurant (WA)_New_Food Preparation_Natural Gas_Double Rack Oven_E2 | F5 | Commercial | Restaurant (WA) | New | Food Preparation | Natural Gas | Double Rack Oven | E2 | Utility - Cost of Operation | 0.22352 | 0.22915 | 0.23582 | 0.24347 | 0.25212 | 0.26265 | 0.27348 | 0.2842 | 0.29453 | 0.305 | 0.31333 | 0.32114 | 0.32952 | 0.33773 | 0.34507 | 0.35194 | 0.3581 | 0.36418 | 0.37067 | 0.37701 | 0.38352 | 0.39029 | 0.39713 | 0.40418 | 0.41136 | 0.41867 | 0.42611
F5_Commercial_Restaurant (WA)_New_Food Preparation_Natural Gas_Double Rack Oven_E3 | F5 | Commercial | Restaurant (WA) | New | Food Preparation | Natural Gas | Double Rack Oven | E3 | Utility - Cost of Operation | 0 | 0 | 0 | 0 | 0 | 0 | 0 | 0 | 0 | 0 | 0 | 0 | 0 | 0 | 0 | 0 | 0 | 0 | 0 | 0 | 0 | 0 | 0 | 0 | 0 | 0 | 0
F5_Commercial_Restaurant (WA)_New_Food Preparation_Natural Gas_Double Rack Oven_E4 | F5 | Commercial | Restaurant (WA) | New | Food Preparation | Natural Gas | Double Rack Oven | E4 | Utility - Cost of Operation | 0 | 0 | 0 | 0 | 0 | 0 | 0 | 0 | 0 | 0 | 0 | 0 | 0 | 0 | 0 | 0 | 0 | 0 | 0 | 0 | 0 | 0 | 0 | 0 | 0 | 0 | 0
F5_Commercial_Restaurant (WA)_New_Food Preparation_Natural Gas_Double Rack Oven_E5 | F5 | Commercial | Restaurant (WA) | New | Food Preparation | Natural Gas | Double Rack Oven | E5 | Utility - Cost of Operation | 0 | 0 | 0 | 0 | 0 | 0 | 0 | 0 | 0 | 0 | 0 | 0 | 0 | 0 | 0 | 0 | 0 | 0 | 0 | 0 | 0 | 0 | 0 | 0 | 0 | 0 | 0
F5_Commercial_Restaurant (WA)_New_Food Preparation_Natural Gas_Double Rack Oven_E6 | F5 | Commercial | Restaurant (WA) | New | Food Preparation | Natural Gas | Double Rack Oven | E6 | Utility - Cost of Operation | 0 | 0 | 0 | 0 | 0 | 0 | 0 | 0 | 0 | 0 | 0 | 0 | 0 | 0 | 0 | 0 | 0 | 0 | 0 | 0 | 0 | 0 | 0 | 0 | 0 | 0 | 0
F5_Commercial_Restaurant (WA)_New_Food Preparation_Natural Gas_Double Rack Oven_E7 | F5 | Commercial | Restaurant (WA) | New | Food Preparation | Natural Gas | Double Rack Oven | E7 | Utility - Cost of Operation | 0 | 0 | 0 | 0 | 0 | 0 | 0 | 0 | 0 | 0 | 0 | 0 | 0 | 0 | 0 | 0 | 0 | 0 | 0 | 0 | 0 | 0 | 0 | 0 | 0 | 0 | 0
F5_Commercial_Restaurant (WA)_New_Food Preparation_Natural Gas_Double Rack Oven_E8 | F5 | Commercial | Restaurant (WA) | New | Food Preparation | Natural Gas | Double Rack Oven | E8 | Utility - Cost of Operation | 0 | 0 | 0 | 0 | 0 | 0 | 0 | 0 | 0 | 0 | 0 | 0 | 0 | 0 | 0 | 0 | 0 | 0 | 0 | 0 | 0 | 0 | 0 | 0 | 0 | 0 | 0
F5_Commercial_Restaurant (WA)_New_Food Preparation_Natural Gas_Double Rack Oven_E9 | F5 | Commercial | Restaurant (WA) | New | Food Preparation | Natural Gas | Double Rack Oven | E9 | Utility - Cost of Operation | 0 | 0 | 0 | 0 | 0 | 0 | 0 | 0 | 0 | 0 | 0 | 0 | 0 | 0 | 0 | 0 | 0 | 0 | 0 | 0 | 0 | 0 | 0 | 0 | 0 | 0 | 0
F5_Commercial_Restaurant (WA)_New_Food Preparation_Natural Gas_Double Rack Oven_E10 | F5 | Commercial | Restaurant (WA) | New | Food Preparation | Natural Gas | Double Rack Oven | E10 | Utility - Cost of Operation | 0 | 0 | 0 | 0 | 0 | 0 | 0 | 0 | 0 | 0 | 0 | 0 | 0 | 0 | 0 | 0 | 0 | 0 | 0 | 0 | 0 | 0 | 0 | 0 | 0 | 0 | 0
F6_Commercial_Restaurant (WA)_New_Food Preparation_Natural Gas_Double Rack Oven_E1 | F6 | Commercial | Restaurant (WA) | New | Food Preparation | Natural Gas | Double Rack Oven | E1 | Utility - Value of Sales | 0.42493 | 0.43295 | 0.44238 | 0.45336 | 0.46594 | 0.48165 | 0.4974 | 0.51235 | 0.52588 | 0.539 | 0.5526 | 0.56496 | 0.578 | 0.59034 | 0.60095 | 0.61053 | 0.61863 | 0.62637 | 0.6346 | 0.64228 | 0.64999 | 0.66146 | 0.67305 | 0.68501 | 0.69718 | 0.70957 | 0.72217
F6_Commercial_Restaurant (WA)_New_Food Preparation_Natural Gas_Double Rack Oven_E2 | F6 | Commercial | Restaurant (WA) | New | Food Preparation | Natural Gas | Double Rack Oven | E2 | Utility - Value of Sales | 0.26326 | 0.26823 | 0.27407 | 0.28087 | 0.28867 | 0.2984 | 0.30816 | 0.31742 | 0.32581 | 0.33393 | 0.34236 | 0.35001 | 0.35809 | 0.36574 | 0.37231 | 0.37825 | 0.38327 | 0.38806 | 0.39316 | 0.39792 | 0.4027 | 0.4098 | 0.41698 | 0.42439 | 0.43193 | 0.4396 | 0.44741
F6_Commercial_Restaurant (WA)_New_Food Preparation_Natural Gas_Double Rack Oven_E3 | F6 | Commercial | Restaurant (WA) | New | Food Preparation | Natural Gas | Double Rack Oven | E3 | Utility - Value of Sales | 0 | 0 | 0 | 0 | 0 | 0 | 0 | 0 | 0 | 0 | 0 | 0 | 0 | 0 | 0 | 0 | 0 | 0 | 0 | 0 | 0 | 0 | 0 | 0 | 0 | 0 | 0
F6_Commercial_Restaurant (WA)_New_Food Preparation_Natural Gas_Double Rack Oven_E4 | F6 | Commercial | Restaurant (WA) | New | Food Preparation | Natural Gas | Double Rack Oven | E4 | Utility - Value of Sales | 0 | 0 | 0 | 0 | 0 | 0 | 0 | 0 | 0 | 0 | 0 | 0 | 0 | 0 | 0 | 0 | 0 | 0 | 0 | 0 | 0 | 0 | 0 | 0 | 0 | 0 | 0
F6_Commercial_Restaurant (WA)_New_Food Preparation_Natural Gas_Double Rack Oven_E5 | F6 | Commercial | Restaurant (WA) | New | Food Preparation | Natural Gas | Double Rack Oven | E5 | Utility - Value of Sales | 0 | 0 | 0 | 0 | 0 | 0 | 0 | 0 | 0 | 0 | 0 | 0 | 0 | 0 | 0 | 0 | 0 | 0 | 0 | 0 | 0 | 0 | 0 | 0 | 0 | 0 | 0
F6_Commercial_Restaurant (WA)_New_Food Preparation_Natural Gas_Double Rack Oven_E6 | F6 | Commercial | Restaurant (WA) | New | Food Preparation | Natural Gas | Double Rack Oven | E6 | Utility - Value of Sales | 0 | 0 | 0 | 0 | 0 | 0 | 0 | 0 | 0 | 0 | 0 | 0 | 0 | 0 | 0 | 0 | 0 | 0 | 0 | 0 | 0 | 0 | 0 | 0 | 0 | 0 | 0
F6_Commercial_Restaurant (WA)_New_Food Preparation_Natural Gas_Double Rack Oven_E7 | F6 | Commercial | Restaurant (WA) | New | Food Preparation | Natural Gas | Double Rack Oven | E7 | Utility - Value of Sales | 0 | 0 | 0 | 0 | 0 | 0 | 0 | 0 | 0 | 0 | 0 | 0 | 0 | 0 | 0 | 0 | 0 | 0 | 0 | 0 | 0 | 0 | 0 | 0 | 0 | 0 | 0
F6_Commercial_Restaurant (WA)_New_Food Preparation_Natural Gas_Double Rack Oven_E8 | F6 | Commercial | Restaurant (WA) | New | Food Preparation | Natural Gas | Double Rack Oven | E8 | Utility - Value of Sales | 0 | 0 | 0 | 0 | 0 | 0 | 0 | 0 | 0 | 0 | 0 | 0 | 0 | 0 | 0 | 0 | 0 | 0 | 0 | 0 | 0 | 0 | 0 | 0 | 0 | 0 | 0
F6_Commercial_Restaurant (WA)_New_Food Preparation_Natural Gas_Double Rack Oven_E9 | F6 | Commercial | Restaurant (WA) | New | Food Preparation | Natural Gas | Double Rack Oven | E9 | Utility - Value of Sales | 0 | 0 | 0 | 0 | 0 | 0 | 0 | 0 | 0 | 0 | 0 | 0 | 0 | 0 | 0 | 0 | 0 | 0 | 0 | 0 | 0 | 0 | 0 | 0 | 0 | 0 | 0
F6_Commercial_Restaurant (WA)_New_Food Preparation_Natural Gas_Double Rack Oven_E10 | F6 | Commercial | Restaurant (WA) | New | Food Preparation | Natural Gas | Double Rack Oven | E10 | Utility - Value of Sales | 0 | 0 | 0 | 0 | 0 | 0 | 0 | 0 | 0 | 0 | 0 | 0 | 0 | 0 | 0 | 0 | 0 | 0 | 0 | 0 | 0 | 0 | 0 | 0 | 0 | 0 | 0
F1_Commercial_Restaurant (WA)_New_Food Preparation_Natural Gas_Fryer_E1 | F1 | Commercial | Restaurant (WA) | New | Food Preparation | Natural Gas | Fryer | E1 | RVT - Cost of Equipment | 0.08142 | 0.08142 | 0.08142 | 0.08142 | 0.08142 | 0.08142 | 0.08142 | 0.08142 | 0.08142 | 0.08142 | 0.08142 | 0.08142 | 0.08142 | 0.08142 | 0.08142 | 0.08142 | 0.08142 | 0.08142 | 0.08142 | 0.08142 | 0.08142 | 0.08142 | 0.08142 | 0.08142 | 0.08142 | 0.08142 | 0.08142
F1_Commercial_Restaurant (WA)_New_Food Preparation_Natural Gas_Fryer_E2 | F1 | Commercial | Restaurant (WA) | New | Food Preparation | Natural Gas | Fryer | E2 | RVT - Cost of Equipment | 0.1205 | 0.1205 | 0.1205 | 0.1205 | 0.1205 | 0.1205 | 0.1205 | 0.1205 | 0.1205 | 0.1205 | 0.1205 | 0.1205 | 0.1205 | 0.1205 | 0.1205 | 0.1205 | 0.1205 | 0.1205 | 0.1205 | 0.1205 | 0.1205 | 0.1205 | 0.1205 | 0.1205 | 0.1205 | 0.1205 | 0.1205
F1_Commercial_Restaurant (WA)_New_Food Preparation_Natural Gas_Fryer_E3 | F1 | Commercial | Restaurant (WA) | New | Food Preparation | Natural Gas | Fryer | E3 | RVT - Cost of Equipment | 0 | 0 | 0 | 0 | 0 | 0 | 0 | 0 | 0 | 0 | 0 | 0 | 0 | 0 | 0 | 0 | 0 | 0 | 0 | 0 | 0 | 0 | 0 | 0 | 0 | 0 | 0
F1_Commercial_Restaurant (WA)_New_Food Preparation_Natural Gas_Fryer_E4 | F1 | Commercial | Restaurant (WA) | New | Food Preparation | Natural Gas | Fryer | E4 | RVT - Cost of Equipment | 0 | 0 | 0 | 0 | 0 | 0 | 0 | 0 | 0 | 0 | 0 | 0 | 0 | 0 | 0 | 0 | 0 | 0 | 0 | 0 | 0 | 0 | 0 | 0 | 0 | 0 | 0
F1_Commercial_Restaurant (WA)_New_Food Preparation_Natural Gas_Fryer_E5 | F1 | Commercial | Restaurant (WA) | New | Food Preparation | Natural Gas | Fryer | E5 | RVT - Cost of Equipment | 0 | 0 | 0 | 0 | 0 | 0 | 0 | 0 | 0 | 0 | 0 | 0 | 0 | 0 | 0 | 0 | 0 | 0 | 0 | 0 | 0 | 0 | 0 | 0 | 0 | 0 | 0
F1_Commercial_Restaurant (WA)_New_Food Preparation_Natural Gas_Fryer_E6 | F1 | Commercial | Restaurant (WA) | New | Food Preparation | Natural Gas | Fryer | E6 | RVT - Cost of Equipment | 0 | 0 | 0 | 0 | 0 | 0 | 0 | 0 | 0 | 0 | 0 | 0 | 0 | 0 | 0 | 0 | 0 | 0 | 0 | 0 | 0 | 0 | 0 | 0 | 0 | 0 | 0
F1_Commercial_Restaurant (WA)_New_Food Preparation_Natural Gas_Fryer_E7 | F1 | Commercial | Restaurant (WA) | New | Food Preparation | Natural Gas | Fryer | E7 | RVT - Cost of Equipment | 0 | 0 | 0 | 0 | 0 | 0 | 0 | 0 | 0 | 0 | 0 | 0 | 0 | 0 | 0 | 0 | 0 | 0 | 0 | 0 | 0 | 0 | 0 | 0 | 0 | 0 | 0
F1_Commercial_Restaurant (WA)_New_Food Preparation_Natural Gas_Fryer_E8 | F1 | Commercial | Restaurant (WA) | New | Food Preparation | Natural Gas | Fryer | E8 | RVT - Cost of Equipment | 0 | 0 | 0 | 0 | 0 | 0 | 0 | 0 | 0 | 0 | 0 | 0 | 0 | 0 | 0 | 0 | 0 | 0 | 0 | 0 | 0 | 0 | 0 | 0 | 0 | 0 | 0
F1_Commercial_Restaurant (WA)_New_Food Preparation_Natural Gas_Fryer_E9 | F1 | Commercial | Restaurant (WA) | New | Food Preparation | Natural Gas | Fryer | E9 | RVT - Cost of Equipment | 0 | 0 | 0 | 0 | 0 | 0 | 0 | 0 | 0 | 0 | 0 | 0 | 0 | 0 | 0 | 0 | 0 | 0 | 0 | 0 | 0 | 0 | 0 | 0 | 0 | 0 | 0
F1_Commercial_Restaurant (WA)_New_Food Preparation_Natural Gas_Fryer_E10 | F1 | Commercial | Restaurant (WA) | New | Food Preparation | Natural Gas | Fryer | E10 | RVT - Cost of Equipment | 0 | 0 | 0 | 0 | 0 | 0 | 0 | 0 | 0 | 0 | 0 | 0 | 0 | 0 | 0 | 0 | 0 | 0 | 0 | 0 | 0 | 0 | 0 | 0 | 0 | 0 | 0
F2_Commercial_Restaurant (WA)_New_Food Preparation_Natural Gas_Fryer_E1 | F2 | Commercial | Restaurant (WA) | New | Food Preparation | Natural Gas | Fryer | E1 | RVT - Cost of Operation | 0.2203 | 0.22472 | 0.22971 | 0.2353 | 0.24154 | 0.24909 | 0.25657 | 0.26365 | 0.27007 | 0.27632 | 0.28279 | 0.28873 | 0.29506 | 0.30121 | 0.30661 | 0.31157 | 0.31591 | 0.32009 | 0.32451 | 0.3287 | 0.33292 | 0.3388 | 0.34475 | 0.35088 | 0.35711 | 0.36345 | 0.36991
F2_Commercial_Restaurant (WA)_New_Food Preparation_Natural Gas_Fryer_E2 | F2 | Commercial | Restaurant (WA) | New | Food Preparation | Natural Gas | Fryer | E2 | RVT - Cost of Operation | 0.15194 | 0.15499 | 0.15843 | 0.16229 | 0.16659 | 0.1718 | 0.17696 | 0.18184 | 0.18627 | 0.19058 | 0.19504 | 0.19913 | 0.20351 | 0.20774 | 0.21147 | 0.21489 | 0.21788 | 0.22077 | 0.22382 | 0.22671 | 0.22962 | 0.23367 | 0.23778 | 0.242 | 0.2463 | 0.25068 | 0.25513
F2_Commercial_Restaurant (WA)_New_Food Preparation_Natural Gas_Fryer_E3 | F2 | Commercial | Restaurant (WA) | New | Food Preparation | Natural Gas | Fryer | E3 | RVT - Cost of Operation | 0 | 0 | 0 | 0 | 0 | 0 | 0 | 0 | 0 | 0 | 0 | 0 | 0 | 0 | 0 | 0 | 0 | 0 | 0 | 0 | 0 | 0 | 0 | 0 | 0 | 0 | 0
F2_Commercial_Restaurant (WA)_New_Food Preparation_Natural Gas_Fryer_E4 | F2 | Commercial | Restaurant (WA) | New | Food Preparation | Natural Gas | Fryer | E4 | RVT - Cost of Operation | 0 | 0 | 0 | 0 | 0 | 0 | 0 | 0 | 0 | 0 | 0 | 0 | 0 | 0 | 0 | 0 | 0 | 0 | 0 | 0 | 0 | 0 | 0 | 0 | 0 | 0 | 0
F2_Commercial_Restaurant (WA)_New_Food Preparation_Natural Gas_Fryer_E5 | F2 | Commercial | Restaurant (WA) | New | Food Preparation | Natural Gas | Fryer | E5 | RVT - Cost of Operation | 0 | 0 | 0 | 0 | 0 | 0 | 0 | 0 | 0 | 0 | 0 | 0 | 0 | 0 | 0 | 0 | 0 | 0 | 0 | 0 | 0 | 0 | 0 | 0 | 0 | 0 | 0
F2_Commercial_Restaurant (WA)_New_Food Preparation_Natural Gas_Fryer_E6 | F2 | Commercial | Restaurant (WA) | New | Food Preparation | Natural Gas | Fryer | E6 | RVT - Cost of Operation | 0 | 0 | 0 | 0 | 0 | 0 | 0 | 0 | 0 | 0 | 0 | 0 | 0 | 0 | 0 | 0 | 0 | 0 | 0 | 0 | 0 | 0 | 0 | 0 | 0 | 0 | 0
F2_Commercial_Restaurant (WA)_New_Food Preparation_Natural Gas_Fryer_E7 | F2 | Commercial | Restaurant (WA) | New | Food Preparation | Natural Gas | Fryer | E7 | RVT - Cost of Operation | 0 | 0 | 0 | 0 | 0 | 0 | 0 | 0 | 0 | 0 | 0 | 0 | 0 | 0 | 0 | 0 | 0 | 0 | 0 | 0 | 0 | 0 | 0 | 0 | 0 | 0 | 0
F2_Commercial_Restaurant (WA)_New_Food Preparation_Natural Gas_Fryer_E8 | F2 | Commercial | Restaurant (WA) | New | Food Preparation | Natural Gas | Fryer | E8 | RVT - Cost of Operation | 0 | 0 | 0 | 0 | 0 | 0 | 0 | 0 | 0 | 0 | 0 | 0 | 0 | 0 | 0 | 0 | 0 | 0 | 0 | 0 | 0 | 0 | 0 | 0 | 0 | 0 | 0
F2_Commercial_Restaurant (WA)_New_Food Preparation_Natural Gas_Fryer_E9 | F2 | Commercial | Restaurant (WA) | New | Food Preparation | Natural Gas | Fryer | E9 | RVT - Cost of Operation | 0 | 0 | 0 | 0 | 0 | 0 | 0 | 0 | 0 | 0 | 0 | 0 | 0 | 0 | 0 | 0 | 0 | 0 | 0 | 0 | 0 | 0 | 0 | 0 | 0 | 0 | 0
F2_Commercial_Restaurant (WA)_New_Food Preparation_Natural Gas_Fryer_E10 | F2 | Commercial | Restaurant (WA) | New | Food Preparation | Natural Gas | Fryer | E10 | RVT - Cost of Operation | 0 | 0 | 0 | 0 | 0 | 0 | 0 | 0 | 0 | 0 | 0 | 0 | 0 | 0 | 0 | 0 | 0 | 0 | 0 | 0 | 0 | 0 | 0 | 0 | 0 | 0 | 0
F3_Commercial_Restaurant (WA)_New_Food Preparation_Natural Gas_Fryer_E1 | F3 | Commercial | Restaurant (WA) | New | Food Preparation | Natural Gas | Fryer | E1 | System - kBTUs of Consumption | 50.9686 | 50.9686 | 50.9686 | 50.9686 | 50.9686 | 50.9686 | 50.9686 | 50.9686 | 50.9686 | 50.9686 | 50.9686 | 50.9686 | 50.9686 | 50.9686 | 50.9686 | 50.9686 | 50.9686 | 50.9686 | 50.9686 | 50.9686 | 50.9686 | 50.9686 | 50.9686 | 50.9686 | 50.9686 | 50.9686 | 50.9686
F3_Commercial_Restaurant (WA)_New_Food Preparation_Natural Gas_Fryer_E2 | F3 | Commercial | Restaurant (WA) | New | Food Preparation | Natural Gas | Fryer | E2 | System - kBTUs of Consumption | 35.1532 | 35.1532 | 35.1532 | 35.1532 | 35.1532 | 35.1532 | 35.1532 | 35.1532 | 35.1532 | 35.1532 | 35.1532 | 35.1532 | 35.1532 | 35.1532 | 35.1532 | 35.1532 | 35.1532 | 35.1532 | 35.1532 | 35.1532 | 35.1532 | 35.1532 | 35.1532 | 35.1532 | 35.1532 | 35.1532 | 35.1532
F3_Commercial_Restaurant (WA)_New_Food Preparation_Natural Gas_Fryer_E3 | F3 | Commercial | Restaurant (WA) | New | Food Preparation | Natural Gas | Fryer | E3 | System - kBTUs of Consumption | 0 | 0 | 0 | 0 | 0 | 0 | 0 | 0 | 0 | 0 | 0 | 0 | 0 | 0 | 0 | 0 | 0 | 0 | 0 | 0 | 0 | 0 | 0 | 0 | 0 | 0 | 0
F3_Commercial_Restaurant (WA)_New_Food Preparation_Natural Gas_Fryer_E4 | F3 | Commercial | Restaurant (WA) | New | Food Preparation | Natural Gas | Fryer | E4 | System - kBTUs of Consumption | 0 | 0 | 0 | 0 | 0 | 0 | 0 | 0 | 0 | 0 | 0 | 0 | 0 | 0 | 0 | 0 | 0 | 0 | 0 | 0 | 0 | 0 | 0 | 0 | 0 | 0 | 0
F3_Commercial_Restaurant (WA)_New_Food Preparation_Natural Gas_Fryer_E5 | F3 | Commercial | Restaurant (WA) | New | Food Preparation | Natural Gas | Fryer | E5 | System - kBTUs of Consumption | 0 | 0 | 0 | 0 | 0 | 0 | 0 | 0 | 0 | 0 | 0 | 0 | 0 | 0 | 0 | 0 | 0 | 0 | 0 | 0 | 0 | 0 | 0 | 0 | 0 | 0 | 0
F3_Commercial_Restaurant (WA)_New_Food Preparation_Natural Gas_Fryer_E6 | F3 | Commercial | Restaurant (WA) | New | Food Preparation | Natural Gas | Fryer | E6 | System - kBTUs of Consumption | 0 | 0 | 0 | 0 | 0 | 0 | 0 | 0 | 0 | 0 | 0 | 0 | 0 | 0 | 0 | 0 | 0 | 0 | 0 | 0 | 0 | 0 | 0 | 0 | 0 | 0 | 0
F3_Commercial_Restaurant (WA)_New_Food Preparation_Natural Gas_Fryer_E7 | F3 | Commercial | Restaurant (WA) | New | Food Preparation | Natural Gas | Fryer | E7 | System - kBTUs of Consumption | 0 | 0 | 0 | 0 | 0 | 0 | 0 | 0 | 0 | 0 | 0 | 0 | 0 | 0 | 0 | 0 | 0 | 0 | 0 | 0 | 0 | 0 | 0 | 0 | 0 | 0 | 0
F3_Commercial_Restaurant (WA)_New_Food Preparation_Natural Gas_Fryer_E8 | F3 | Commercial | Restaurant (WA) | New | Food Preparation | Natural Gas | Fryer | E8 | System - kBTUs of Consumption | 0 | 0 | 0 | 0 | 0 | 0 | 0 | 0 | 0 | 0 | 0 | 0 | 0 | 0 | 0 | 0 | 0 | 0 | 0 | 0 | 0 | 0 | 0 | 0 | 0 | 0 | 0
F3_Commercial_Restaurant (WA)_New_Food Preparation_Natural Gas_Fryer_E9 | F3 | Commercial | Restaurant (WA) | New | Food Preparation | Natural Gas | Fryer | E9 | System - kBTUs of Consumption | 0 | 0 | 0 | 0 | 0 | 0 | 0 | 0 | 0 | 0 | 0 | 0 | 0 | 0 | 0 | 0 | 0 | 0 | 0 | 0 | 0 | 0 | 0 | 0 | 0 | 0 | 0
F3_Commercial_Restaurant (WA)_New_Food Preparation_Natural Gas_Fryer_E10 | F3 | Commercial | Restaurant (WA) | New | Food Preparation | Natural Gas | Fryer | E10 | System - kBTUs of Consumption | 0 | 0 | 0 | 0 | 0 | 0 | 0 | 0 | 0 | 0 | 0 | 0 | 0 | 0 | 0 | 0 | 0 | 0 | 0 | 0 | 0 | 0 | 0 | 0 | 0 | 0 | 0
F4_Commercial_Restaurant (WA)_New_Food Preparation_Natural Gas_Fryer_E1 | F4 | Commercial | Restaurant (WA) | New | Food Preparation | Natural Gas | Fryer | E1 | Utility - Cost of Equipment | 0.08142 | 0.08142 | 0.08142 | 0.08142 | 0.08142 | 0.08142 | 0.08142 | 0.08142 | 0.08142 | 0.08142 | 0.08142 | 0.08142 | 0.08142 | 0.08142 | 0.08142 | 0.08142 | 0.08142 | 0.08142 | 0.08142 | 0.08142 | 0.08142 | 0.08142 | 0.08142 | 0.08142 | 0.08142 | 0.08142 | 0.08142
F4_Commercial_Restaurant (WA)_New_Food Preparation_Natural Gas_Fryer_E2 | F4 | Commercial | Restaurant (WA) | New | Food Preparation | Natural Gas | Fryer | E2 | Utility - Cost of Equipment | 0.1205 | 0.1205 | 0.1205 | 0.1205 | 0.1205 | 0.1205 | 0.1205 | 0.1205 | 0.1205 | 0.1205 | 0.1205 | 0.1205 | 0.1205 | 0.1205 | 0.1205 | 0.1205 | 0.1205 | 0.1205 | 0.1205 | 0.1205 | 0.1205 | 0.1205 | 0.1205 | 0.1205 | 0.1205 | 0.1205 | 0.1205
F4_Commercial_Restaurant (WA)_New_Food Preparation_Natural Gas_Fryer_E3 | F4 | Commercial | Restaurant (WA) | New | Food Preparation | Natural Gas | Fryer | E3 | Utility - Cost of Equipment | 0 | 0 | 0 | 0 | 0 | 0 | 0 | 0 | 0 | 0 | 0 | 0 | 0 | 0 | 0 | 0 | 0 | 0 | 0 | 0 | 0 | 0 | 0 | 0 | 0 | 0 | 0
F4_Commercial_Restaurant (WA)_New_Food Preparation_Natural Gas_Fryer_E4 | F4 | Commercial | Restaurant (WA) | New | Food Preparation | Natural Gas | Fryer | E4 | Utility - Cost of Equipment | 0 | 0 | 0 | 0 | 0 | 0 | 0 | 0 | 0 | 0 | 0 | 0 | 0 | 0 | 0 | 0 | 0 | 0 | 0 | 0 | 0 | 0 | 0 | 0 | 0 | 0 | 0
F4_Commercial_Restaurant (WA)_New_Food Preparation_Natural Gas_Fryer_E5 | F4 | Commercial | Restaurant (WA) | New | Food Preparation | Natural Gas | Fryer | E5 | Utility - Cost of Equipment | 0 | 0 | 0 | 0 | 0 | 0 | 0 | 0 | 0 | 0 | 0 | 0 | 0 | 0 | 0 | 0 | 0 | 0 | 0 | 0 | 0 | 0 | 0 | 0 | 0 | 0 | 0
F4_Commercial_Restaurant (WA)_New_Food Preparation_Natural Gas_Fryer_E6 | F4 | Commercial | Restaurant (WA) | New | Food Preparation | Natural Gas | Fryer | E6 | Utility - Cost of Equipment | 0 | 0 | 0 | 0 | 0 | 0 | 0 | 0 | 0 | 0 | 0 | 0 | 0 | 0 | 0 | 0 | 0 | 0 | 0 | 0 | 0 | 0 | 0 | 0 | 0 | 0 | 0
F4_Commercial_Restaurant (WA)_New_Food Preparation_Natural Gas_Fryer_E7 | F4 | Commercial | Restaurant (WA) | New | Food Preparation | Natural Gas | Fryer | E7 | Utility - Cost of Equipment | 0 | 0 | 0 | 0 | 0 | 0 | 0 | 0 | 0 | 0 | 0 | 0 | 0 | 0 | 0 | 0 | 0 | 0 | 0 | 0 | 0 | 0 | 0 | 0 | 0 | 0 | 0
F4_Commercial_Restaurant (WA)_New_Food Preparation_Natural Gas_Fryer_E8 | F4 | Commercial | Restaurant (WA) | New | Food Preparation | Natural Gas | Fryer | E8 | Utility - Cost of Equipment | 0 | 0 | 0 | 0 | 0 | 0 | 0 | 0 | 0 | 0 | 0 | 0 | 0 | 0 | 0 | 0 | 0 | 0 | 0 | 0 | 0 | 0 | 0 | 0 | 0 | 0 | 0
F4_Commercial_Restaurant (WA)_New_Food Preparation_Natural Gas_Fryer_E9 | F4 | Commercial | Restaurant (WA) | New | Food Preparation | Natural Gas | Fryer | E9 | Utility - Cost of Equipment | 0 | 0 | 0 | 0 | 0 | 0 | 0 | 0 | 0 | 0 | 0 | 0 | 0 | 0 | 0 | 0 | 0 | 0 | 0 | 0 | 0 | 0 | 0 | 0 | 0 | 0 | 0
F4_Commercial_Restaurant (WA)_New_Food Preparation_Natural Gas_Fryer_E10 | F4 | Commercial | Restaurant (WA) | New | Food Preparation | Natural Gas | Fryer | E10 | Utility - Cost of Equipment | 0 | 0 | 0 | 0 | 0 | 0 | 0 | 0 | 0 | 0 | 0 | 0 | 0 | 0 | 0 | 0 | 0 | 0 | 0 | 0 | 0 | 0 | 0 | 0 | 0 | 0 | 0
F5_Commercial_Restaurant (WA)_New_Food Preparation_Natural Gas_Fryer_E1 | F5 | Commercial | Restaurant (WA) | New | Food Preparation | Natural Gas | Fryer | E1 | Utility - Cost of Operation | 0.18897 | 0.19394 | 0.19951 | 0.20575 | 0.2127 | 0.22092 | 0.22929 | 0.23754 | 0.24547 | 0.25352 | 0.26007 | 0.26625 | 0.27287 | 0.27937 | 0.28528 | 0.29087 | 0.29597 | 0.30103 | 0.3064 | 0.31166 | 0.31707 | 0.32267 | 0.32833 | 0.33417 | 0.3401 | 0.34615 | 0.3523
F5_Commercial_Restaurant (WA)_New_Food Preparation_Natural Gas_Fryer_E2 | F5 | Commercial | Restaurant (WA) | New | Food Preparation | Natural Gas | Fryer | E2 | Utility - Cost of Operation | 0.13034 | 0.13376 | 0.1376 | 0.14191 | 0.1467 | 0.15237 | 0.15814 | 0.16383 | 0.1693 | 0.17485 | 0.17937 | 0.18364 | 0.1882 | 0.19268 | 0.19676 | 0.20061 | 0.20413 | 0.20762 | 0.21132 | 0.21496 | 0.21868 | 0.22255 | 0.22645 | 0.23048 | 0.23457 | 0.23874 | 0.24298
F5_Commercial_Restaurant (WA)_New_Food Preparation_Natural Gas_Fryer_E3 | F5 | Commercial | Restaurant (WA) | New | Food Preparation | Natural Gas | Fryer | E3 | Utility - Cost of Operation | 0 | 0 | 0 | 0 | 0 | 0 | 0 | 0 | 0 | 0 | 0 | 0 | 0 | 0 | 0 | 0 | 0 | 0 | 0 | 0 | 0 | 0 | 0 | 0 | 0 | 0 | 0
F5_Commercial_Restaurant (WA)_New_Food Preparation_Natural Gas_Fryer_E4 | F5 | Commercial | Restaurant (WA) | New | Food Preparation | Natural Gas | Fryer | E4 | Utility - Cost of Operation | 0 | 0 | 0 | 0 | 0 | 0 | 0 | 0 | 0 | 0 | 0 | 0 | 0 | 0 | 0 | 0 | 0 | 0 | 0 | 0 | 0 | 0 | 0 | 0 | 0 | 0 | 0
F5_Commercial_Restaurant (WA)_New_Food Preparation_Natural Gas_Fryer_E5 | F5 | Commercial | Restaurant (WA) | New | Food Preparation | Natural Gas | Fryer | E5 | Utility - Cost of Operation | 0 | 0 | 0 | 0 | 0 | 0 | 0 | 0 | 0 | 0 | 0 | 0 | 0 | 0 | 0 | 0 | 0 | 0 | 0 | 0 | 0 | 0 | 0 | 0 | 0 | 0 | 0
F5_Commercial_Restaurant (WA)_New_Food Preparation_Natural Gas_Fryer_E6 | F5 | Commercial | Restaurant (WA) | New | Food Preparation | Natural Gas | Fryer | E6 | Utility - Cost of Operation | 0 | 0 | 0 | 0 | 0 | 0 | 0 | 0 | 0 | 0 | 0 | 0 | 0 | 0 | 0 | 0 | 0 | 0 | 0 | 0 | 0 | 0 | 0 | 0 | 0 | 0 | 0
F5_Commercial_Restaurant (WA)_New_Food Preparation_Natural Gas_Fryer_E7 | F5 | Commercial | Restaurant (WA) | New | Food Preparation | Natural Gas | Fryer | E7 | Utility - Cost of Operation | 0 | 0 | 0 | 0 | 0 | 0 | 0 | 0 | 0 | 0 | 0 | 0 | 0 | 0 | 0 | 0 | 0 | 0 | 0 | 0 | 0 | 0 | 0 | 0 | 0 | 0 | 0
F5_Commercial_Restaurant (WA)_New_Food Preparation_Natural Gas_Fryer_E8 | F5 | Commercial | Restaurant (WA) | New | Food Preparation | Natural Gas | Fryer | E8 | Utility - Cost of Operation | 0 | 0 | 0 | 0 | 0 | 0 | 0 | 0 | 0 | 0 | 0 | 0 | 0 | 0 | 0 | 0 | 0 | 0 | 0 | 0 | 0 | 0 | 0 | 0 | 0 | 0 | 0
F5_Commercial_Restaurant (WA)_New_Food Preparation_Natural Gas_Fryer_E9 | F5 | Commercial | Restaurant (WA) | New | Food Preparation | Natural Gas | Fryer | E9 | Utility - Cost of Operation | 0 | 0 | 0 | 0 | 0 | 0 | 0 | 0 | 0 | 0 | 0 | 0 | 0 | 0 | 0 | 0 | 0 | 0 | 0 | 0 | 0 | 0 | 0 | 0 | 0 | 0 | 0
F5_Commercial_Restaurant (WA)_New_Food Preparation_Natural Gas_Fryer_E10 | F5 | Commercial | Restaurant (WA) | New | Food Preparation | Natural Gas | Fryer | E10 | Utility - Cost of Operation | 0 | 0 | 0 | 0 | 0 | 0 | 0 | 0 | 0 | 0 | 0 | 0 | 0 | 0 | 0 | 0 | 0 | 0 | 0 | 0 | 0 | 0 | 0 | 0 | 0 | 0 | 0
F6_Commercial_Restaurant (WA)_New_Food Preparation_Natural Gas_Fryer_E1 | F6 | Commercial | Restaurant (WA) | New | Food Preparation | Natural Gas | Fryer | E1 | Utility - Value of Sales | 0.2203 | 0.22472 | 0.22971 | 0.2353 | 0.24154 | 0.24909 | 0.25657 | 0.26365 | 0.27007 | 0.27632 | 0.28279 | 0.28873 | 0.29506 | 0.30121 | 0.30661 | 0.31157 | 0.31591 | 0.32009 | 0.32451 | 0.3287 | 0.33292 | 0.3388 | 0.34475 | 0.35088 | 0.35711 | 0.36345 | 0.36991
F6_Commercial_Restaurant (WA)_New_Food Preparation_Natural Gas_Fryer_E2 | F6 | Commercial | Restaurant (WA) | New | Food Preparation | Natural Gas | Fryer | E2 | Utility - Value of Sales | 0.15194 | 0.15499 | 0.15843 | 0.16229 | 0.16659 | 0.1718 | 0.17696 | 0.18184 | 0.18627 | 0.19058 | 0.19504 | 0.19913 | 0.20351 | 0.20774 | 0.21147 | 0.21489 | 0.21788 | 0.22077 | 0.22382 | 0.22671 | 0.22962 | 0.23367 | 0.23778 | 0.242 | 0.2463 | 0.25068 | 0.25513
F6_Commercial_Restaurant (WA)_New_Food Preparation_Natural Gas_Fryer_E3 | F6 | Commercial | Restaurant (WA) | New | Food Preparation | Natural Gas | Fryer | E3 | Utility - Value of Sales | 0 | 0 | 0 | 0 | 0 | 0 | 0 | 0 | 0 | 0 | 0 | 0 | 0 | 0 | 0 | 0 | 0 | 0 | 0 | 0 | 0 | 0 | 0 | 0 | 0 | 0 | 0
F6_Commercial_Restaurant (WA)_New_Food Preparation_Natural Gas_Fryer_E4 | F6 | Commercial | Restaurant (WA) | New | Food Preparation | Natural Gas | Fryer | E4 | Utility - Value of Sales | 0 | 0 | 0 | 0 | 0 | 0 | 0 | 0 | 0 | 0 | 0 | 0 | 0 | 0 | 0 | 0 | 0 | 0 | 0 | 0 | 0 | 0 | 0 | 0 | 0 | 0 | 0
F6_Commercial_Restaurant (WA)_New_Food Preparation_Natural Gas_Fryer_E5 | F6 | Commercial | Restaurant (WA) | New | Food Preparation | Natural Gas | Fryer | E5 | Utility - Value of Sales | 0 | 0 | 0 | 0 | 0 | 0 | 0 | 0 | 0 | 0 | 0 | 0 | 0 | 0 | 0 | 0 | 0 | 0 | 0 | 0 | 0 | 0 | 0 | 0 | 0 | 0 | 0
F6_Commercial_Restaurant (WA)_New_Food Preparation_Natural Gas_Fryer_E6 | F6 | Commercial | Restaurant (WA) | New | Food Preparation | Natural Gas | Fryer | E6 | Utility - Value of Sales | 0 | 0 | 0 | 0 | 0 | 0 | 0 | 0 | 0 | 0 | 0 | 0 | 0 | 0 | 0 | 0 | 0 | 0 | 0 | 0 | 0 | 0 | 0 | 0 | 0 | 0 | 0
F6_Commercial_Restaurant (WA)_New_Food Preparation_Natural Gas_Fryer_E7 | F6 | Commercial | Restaurant (WA) | New | Food Preparation | Natural Gas | Fryer | E7 | Utility - Value of Sales | 0 | 0 | 0 | 0 | 0 | 0 | 0 | 0 | 0 | 0 | 0 | 0 | 0 | 0 | 0 | 0 | 0 | 0 | 0 | 0 | 0 | 0 | 0 | 0 | 0 | 0 | 0
F6_Commercial_Restaurant (WA)_New_Food Preparation_Natural Gas_Fryer_E8 | F6 | Commercial | Restaurant (WA) | New | Food Preparation | Natural Gas | Fryer | E8 | Utility - Value of Sales | 0 | 0 | 0 | 0 | 0 | 0 | 0 | 0 | 0 | 0 | 0 | 0 | 0 | 0 | 0 | 0 | 0 | 0 | 0 | 0 | 0 | 0 | 0 | 0 | 0 | 0 | 0
F6_Commercial_Restaurant (WA)_New_Food Preparation_Natural Gas_Fryer_E9 | F6 | Commercial | Restaurant (WA) | New | Food Preparation | Natural Gas | Fryer | E9 | Utility - Value of Sales | 0 | 0 | 0 | 0 | 0 | 0 | 0 | 0 | 0 | 0 | 0 | 0 | 0 | 0 | 0 | 0 | 0 | 0 | 0 | 0 | 0 | 0 | 0 | 0 | 0 | 0 | 0
F6_Commercial_Restaurant (WA)_New_Food Preparation_Natural Gas_Fryer_E10 | F6 | Commercial | Restaurant (WA) | New | Food Preparation | Natural Gas | Fryer | E10 | Utility - Value of Sales | 0 | 0 | 0 | 0 | 0 | 0 | 0 | 0 | 0 | 0 | 0 | 0 | 0 | 0 | 0 | 0 | 0 | 0 | 0 | 0 | 0 | 0 | 0 | 0 | 0 | 0 | 0
F1_Commercial_Restaurant (WA)_New_Food Preparation_Natural Gas_Broiler_E1 | F1 | Commercial | Restaurant (WA) | New | Food Preparation | Natural Gas | Broiler | E1 | RVT - Cost of Equipment | 0.08467 | 0.08467 | 0.08467 | 0.08467 | 0.08467 | 0.08467 | 0.08467 | 0.08467 | 0.08467 | 0.08467 | 0.08467 | 0.08467 | 0.08467 | 0.08467 | 0.08467 | 0.08467 | 0.08467 | 0.08467 | 0.08467 | 0.08467 | 0.08467 | 0.08467 | 0.08467 | 0.08467 | 0.08467 | 0.08467 | 0.08467
F1_Commercial_Restaurant (WA)_New_Food Preparation_Natural Gas_Broiler_E2 | F1 | Commercial | Restaurant (WA) | New | Food Preparation | Natural Gas | Broiler | E2 | RVT - Cost of Equipment | 0.11854 | 0.11854 | 0.11854 | 0.11854 | 0.11854 | 0.11854 | 0.11854 | 0.11854 | 0.11854 | 0.11854 | 0.11854 | 0.11854 | 0.11854 | 0.11854 | 0.11854 | 0.11854 | 0.11854 | 0.11854 | 0.11854 | 0.11854 | 0.11854 | 0.11854 | 0.11854 | 0.11854 | 0.11854 | 0.11854 | 0.11854
F1_Commercial_Restaurant (WA)_New_Food Preparation_Natural Gas_Broiler_E3 | F1 | Commercial | Restaurant (WA) | New | Food Preparation | Natural Gas | Broiler | E3 | RVT - Cost of Equipment | 0 | 0 | 0 | 0 | 0 | 0 | 0 | 0 | 0 | 0 | 0 | 0 | 0 | 0 | 0 | 0 | 0 | 0 | 0 | 0 | 0 | 0 | 0 | 0 | 0 | 0 | 0
F1_Commercial_Restaurant (WA)_New_Food Preparation_Natural Gas_Broiler_E4 | F1 | Commercial | Restaurant (WA) | New | Food Preparation | Natural Gas | Broiler | E4 | RVT - Cost of Equipment | 0 | 0 | 0 | 0 | 0 | 0 | 0 | 0 | 0 | 0 | 0 | 0 | 0 | 0 | 0 | 0 | 0 | 0 | 0 | 0 | 0 | 0 | 0 | 0 | 0 | 0 | 0
F1_Commercial_Restaurant (WA)_New_Food Preparation_Natural Gas_Broiler_E5 | F1 | Commercial | Restaurant (WA) | New | Food Preparation | Natural Gas | Broiler | E5 | RVT - Cost of Equipment | 0 | 0 | 0 | 0 | 0 | 0 | 0 | 0 | 0 | 0 | 0 | 0 | 0 | 0 | 0 | 0 | 0 | 0 | 0 | 0 | 0 | 0 | 0 | 0 | 0 | 0 | 0
F1_Commercial_Restaurant (WA)_New_Food Preparation_Natural Gas_Broiler_E6 | F1 | Commercial | Restaurant (WA) | New | Food Preparation | Natural Gas | Broiler | E6 | RVT - Cost of Equipment | 0 | 0 | 0 | 0 | 0 | 0 | 0 | 0 | 0 | 0 | 0 | 0 | 0 | 0 | 0 | 0 | 0 | 0 | 0 | 0 | 0 | 0 | 0 | 0 | 0 | 0 | 0
F1_Commercial_Restaurant (WA)_New_Food Preparation_Natural Gas_Broiler_E7 | F1 | Commercial | Restaurant (WA) | New | Food Preparation | Natural Gas | Broiler | E7 | RVT - Cost of Equipment | 0 | 0 | 0 | 0 | 0 | 0 | 0 | 0 | 0 | 0 | 0 | 0 | 0 | 0 | 0 | 0 | 0 | 0 | 0 | 0 | 0 | 0 | 0 | 0 | 0 | 0 | 0
F1_Commercial_Restaurant (WA)_New_Food Preparation_Natural Gas_Broiler_E8 | F1 | Commercial | Restaurant (WA) | New | Food Preparation | Natural Gas | Broiler | E8 | RVT - Cost of Equipment | 0 | 0 | 0 | 0 | 0 | 0 | 0 | 0 | 0 | 0 | 0 | 0 | 0 | 0 | 0 | 0 | 0 | 0 | 0 | 0 | 0 | 0 | 0 | 0 | 0 | 0 | 0
F1_Commercial_Restaurant (WA)_New_Food Preparation_Natural Gas_Broiler_E9 | F1 | Commercial | Restaurant (WA) | New | Food Preparation | Natural Gas | Broiler | E9 | RVT - Cost of Equipment | 0 | 0 | 0 | 0 | 0 | 0 | 0 | 0 | 0 | 0 | 0 | 0 | 0 | 0 | 0 | 0 | 0 | 0 | 0 | 0 | 0 | 0 | 0 | 0 | 0 | 0 | 0
F1_Commercial_Restaurant (WA)_New_Food Preparation_Natural Gas_Broiler_E10 | F1 | Commercial | Restaurant (WA) | New | Food Preparation | Natural Gas | Broiler | E10 | RVT - Cost of Equipment | 0 | 0 | 0 | 0 | 0 | 0 | 0 | 0 | 0 | 0 | 0 | 0 | 0 | 0 | 0 | 0 | 0 | 0 | 0 | 0 | 0 | 0 | 0 | 0 | 0 | 0 | 0
F2_Commercial_Restaurant (WA)_New_Food Preparation_Natural Gas_Broiler_E1 | F2 | Commercial | Restaurant (WA) | New | Food Preparation | Natural Gas | Broiler | E1 | RVT - Cost of Operation | 0.21824 | 0.22236 | 0.2272 | 0.23284 | 0.23931 | 0.24737 | 0.25546 | 0.26314 | 0.27009 | 0.27683 | 0.28381 | 0.29016 | 0.29686 | 0.3032 | 0.30865 | 0.31356 | 0.31773 | 0.3217 | 0.32593 | 0.32987 | 0.33383 | 0.33973 | 0.34568 | 0.35182 | 0.35807 | 0.36443 | 0.37091
F2_Commercial_Restaurant (WA)_New_Food Preparation_Natural Gas_Broiler_E2 | F2 | Commercial | Restaurant (WA) | New | Food Preparation | Natural Gas | Broiler | E2 | RVT - Cost of Operation | 0.18614 | 0.18966 | 0.19379 | 0.1986 | 0.20411 | 0.21099 | 0.21789 | 0.22444 | 0.23037 | 0.23612 | 0.24207 | 0.24748 | 0.2532 | 0.2586 | 0.26325 | 0.26745 | 0.271 | 0.27439 | 0.27799 | 0.28136 | 0.28473 | 0.28976 | 0.29484 | 0.30008 | 0.30541 | 0.31083 | 0.31635
F2_Commercial_Restaurant (WA)_New_Food Preparation_Natural Gas_Broiler_E3 | F2 | Commercial | Restaurant (WA) | New | Food Preparation | Natural Gas | Broiler | E3 | RVT - Cost of Operation | 0 | 0 | 0 | 0 | 0 | 0 | 0 | 0 | 0 | 0 | 0 | 0 | 0 | 0 | 0 | 0 | 0 | 0 | 0 | 0 | 0 | 0 | 0 | 0 | 0 | 0 | 0
F2_Commercial_Restaurant (WA)_New_Food Preparation_Natural Gas_Broiler_E4 | F2 | Commercial | Restaurant (WA) | New | Food Preparation | Natural Gas | Broiler | E4 | RVT - Cost of Operation | 0 | 0 | 0 | 0 | 0 | 0 | 0 | 0 | 0 | 0 | 0 | 0 | 0 | 0 | 0 | 0 | 0 | 0 | 0 | 0 | 0 | 0 | 0 | 0 | 0 | 0 | 0
F2_Commercial_Restaurant (WA)_New_Food Preparation_Natural Gas_Broiler_E5 | F2 | Commercial | Restaurant (WA) | New | Food Preparation | Natural Gas | Broiler | E5 | RVT - Cost of Operation | 0 | 0 | 0 | 0 | 0 | 0 | 0 | 0 | 0 | 0 | 0 | 0 | 0 | 0 | 0 | 0 | 0 | 0 | 0 | 0 | 0 | 0 | 0 | 0 | 0 | 0 | 0
F2_Commercial_Restaurant (WA)_New_Food Preparation_Natural Gas_Broiler_E6 | F2 | Commercial | Restaurant (WA) | New | Food Preparation | Natural Gas | Broiler | E6 | RVT - Cost of Operation | 0 | 0 | 0 | 0 | 0 | 0 | 0 | 0 | 0 | 0 | 0 | 0 | 0 | 0 | 0 | 0 | 0 | 0 | 0 | 0 | 0 | 0 | 0 | 0 | 0 | 0 | 0
F2_Commercial_Restaurant (WA)_New_Food Preparation_Natural Gas_Broiler_E7 | F2 | Commercial | Restaurant (WA) | New | Food Preparation | Natural Gas | Broiler | E7 | RVT - Cost of Operation | 0 | 0 | 0 | 0 | 0 | 0 | 0 | 0 | 0 | 0 | 0 | 0 | 0 | 0 | 0 | 0 | 0 | 0 | 0 | 0 | 0 | 0 | 0 | 0 | 0 | 0 | 0
F2_Commercial_Restaurant (WA)_New_Food Preparation_Natural Gas_Broiler_E8 | F2 | Commercial | Restaurant (WA) | New | Food Preparation | Natural Gas | Broiler | E8 | RVT - Cost of Operation | 0 | 0 | 0 | 0 | 0 | 0 | 0 | 0 | 0 | 0 | 0 | 0 | 0 | 0 | 0 | 0 | 0 | 0 | 0 | 0 | 0 | 0 | 0 | 0 | 0 | 0 | 0
F2_Commercial_Restaurant (WA)_New_Food Preparation_Natural Gas_Broiler_E9 | F2 | Commercial | Restaurant (WA) | New | Food Preparation | Natural Gas | Broiler | E9 | RVT - Cost of Operation | 0 | 0 | 0 | 0 | 0 | 0 | 0 | 0 | 0 | 0 | 0 | 0 | 0 | 0 | 0 | 0 | 0 | 0 | 0 | 0 | 0 | 0 | 0 | 0 | 0 | 0 | 0
F2_Commercial_Restaurant (WA)_New_Food Preparation_Natural Gas_Broiler_E10 | F2 | Commercial | Restaurant (WA) | New | Food Preparation | Natural Gas | Broiler | E10 | RVT - Cost of Operation | 0 | 0 | 0 | 0 | 0 | 0 | 0 | 0 | 0 | 0 | 0 | 0 | 0 | 0 | 0 | 0 | 0 | 0 | 0 | 0 | 0 | 0 | 0 | 0 | 0 | 0 | 0
F3_Commercial_Restaurant (WA)_New_Food Preparation_Natural Gas_Broiler_E1 | F3 | Commercial | Restaurant (WA) | New | Food Preparation | Natural Gas | Broiler | E1 | System - kBTUs of Consumption | 52.0639 | 52.0639 | 52.0639 | 52.0639 | 52.0639 | 52.0639 | 52.0639 | 52.0639 | 52.0639 | 52.0639 | 52.0639 | 52.0639 | 52.0639 | 52.0639 | 52.0639 | 52.0639 | 52.0639 | 52.0639 | 52.0639 | 52.0639 | 52.0639 | 52.0639 | 52.0639 | 52.0639 | 52.0639 | 52.0639 | 52.0639
F3_Commercial_Restaurant (WA)_New_Food Preparation_Natural Gas_Broiler_E2 | F3 | Commercial | Restaurant (WA) | New | Food Preparation | Natural Gas | Broiler | E2 | System - kBTUs of Consumption | 44.4065 | 44.4065 | 44.4065 | 44.4065 | 44.4065 | 44.4065 | 44.4065 | 44.4065 | 44.4065 | 44.4065 | 44.4065 | 44.4065 | 44.4065 | 44.4065 | 44.4065 | 44.4065 | 44.4065 | 44.4065 | 44.4065 | 44.4065 | 44.4065 | 44.4065 | 44.4065 | 44.4065 | 44.4065 | 44.4065 | 44.4065
F3_Commercial_Restaurant (WA)_New_Food Preparation_Natural Gas_Broiler_E3 | F3 | Commercial | Restaurant (WA) | New | Food Preparation | Natural Gas | Broiler | E3 | System - kBTUs of Consumption | 0 | 0 | 0 | 0 | 0 | 0 | 0 | 0 | 0 | 0 | 0 | 0 | 0 | 0 | 0 | 0 | 0 | 0 | 0 | 0 | 0 | 0 | 0 | 0 | 0 | 0 | 0
F3_Commercial_Restaurant (WA)_New_Food Preparation_Natural Gas_Broiler_E4 | F3 | Commercial | Restaurant (WA) | New | Food Preparation | Natural Gas | Broiler | E4 | System - kBTUs of Consumption | 0 | 0 | 0 | 0 | 0 | 0 | 0 | 0 | 0 | 0 | 0 | 0 | 0 | 0 | 0 | 0 | 0 | 0 | 0 | 0 | 0 | 0 | 0 | 0 | 0 | 0 | 0
F3_Commercial_Restaurant (WA)_New_Food Preparation_Natural Gas_Broiler_E5 | F3 | Commercial | Restaurant (WA) | New | Food Preparation | Natural Gas | Broiler | E5 | System - kBTUs of Consumption | 0 | 0 | 0 | 0 | 0 | 0 | 0 | 0 | 0 | 0 | 0 | 0 | 0 | 0 | 0 | 0 | 0 | 0 | 0 | 0 | 0 | 0 | 0 | 0 | 0 | 0 | 0
F3_Commercial_Restaurant (WA)_New_Food Preparation_Natural Gas_Broiler_E6 | F3 | Commercial | Restaurant (WA) | New | Food Preparation | Natural Gas | Broiler | E6 | System - kBTUs of Consumption | 0 | 0 | 0 | 0 | 0 | 0 | 0 | 0 | 0 | 0 | 0 | 0 | 0 | 0 | 0 | 0 | 0 | 0 | 0 | 0 | 0 | 0 | 0 | 0 | 0 | 0 | 0
F3_Commercial_Restaurant (WA)_New_Food Preparation_Natural Gas_Broiler_E7 | F3 | Commercial | Restaurant (WA) | New | Food Preparation | Natural Gas | Broiler | E7 | System - kBTUs of Consumption | 0 | 0 | 0 | 0 | 0 | 0 | 0 | 0 | 0 | 0 | 0 | 0 | 0 | 0 | 0 | 0 | 0 | 0 | 0 | 0 | 0 | 0 | 0 | 0 | 0 | 0 | 0
F3_Commercial_Restaurant (WA)_New_Food Preparation_Natural Gas_Broiler_E8 | F3 | Commercial | Restaurant (WA) | New | Food Preparation | Natural Gas | Broiler | E8 | System - kBTUs of Consumption | 0 | 0 | 0 | 0 | 0 | 0 | 0 | 0 | 0 | 0 | 0 | 0 | 0 | 0 | 0 | 0 | 0 | 0 | 0 | 0 | 0 | 0 | 0 | 0 | 0 | 0 | 0
F3_Commercial_Restaurant (WA)_New_Food Preparation_Natural Gas_Broiler_E9 | F3 | Commercial | Restaurant (WA) | New | Food Preparation | Natural Gas | Broiler | E9 | System - kBTUs of Consumption | 0 | 0 | 0 | 0 | 0 | 0 | 0 | 0 | 0 | 0 | 0 | 0 | 0 | 0 | 0 | 0 | 0 | 0 | 0 | 0 | 0 | 0 | 0 | 0 | 0 | 0 | 0
F3_Commercial_Restaurant (WA)_New_Food Preparation_Natural Gas_Broiler_E10 | F3 | Commercial | Restaurant (WA) | New | Food Preparation | Natural Gas | Broiler | E10 | System - kBTUs of Consumption | 0 | 0 | 0 | 0 | 0 | 0 | 0 | 0 | 0 | 0 | 0 | 0 | 0 | 0 | 0 | 0 | 0 | 0 | 0 | 0 | 0 | 0 | 0 | 0 | 0 | 0 | 0
F4_Commercial_Restaurant (WA)_New_Food Preparation_Natural Gas_Broiler_E1 | F4 | Commercial | Restaurant (WA) | New | Food Preparation | Natural Gas | Broiler | E1 | Utility - Cost of Equipment | 0.08467 | 0.08467 | 0.08467 | 0.08467 | 0.08467 | 0.08467 | 0.08467 | 0.08467 | 0.08467 | 0.08467 | 0.08467 | 0.08467 | 0.08467 | 0.08467 | 0.08467 | 0.08467 | 0.08467 | 0.08467 | 0.08467 | 0.08467 | 0.08467 | 0.08467 | 0.08467 | 0.08467 | 0.08467 | 0.08467 | 0.08467
F4_Commercial_Restaurant (WA)_New_Food Preparation_Natural Gas_Broiler_E2 | F4 | Commercial | Restaurant (WA) | New | Food Preparation | Natural Gas | Broiler | E2 | Utility - Cost of Equipment | 0.11854 | 0.11854 | 0.11854 | 0.11854 | 0.11854 | 0.11854 | 0.11854 | 0.11854 | 0.11854 | 0.11854 | 0.11854 | 0.11854 | 0.11854 | 0.11854 | 0.11854 | 0.11854 | 0.11854 | 0.11854 | 0.11854 | 0.11854 | 0.11854 | 0.11854 | 0.11854 | 0.11854 | 0.11854 | 0.11854 | 0.11854
F4_Commercial_Restaurant (WA)_New_Food Preparation_Natural Gas_Broiler_E3 | F4 | Commercial | Restaurant (WA) | New | Food Preparation | Natural Gas | Broiler | E3 | Utility - Cost of Equipment | 0 | 0 | 0 | 0 | 0 | 0 | 0 | 0 | 0 | 0 | 0 | 0 | 0 | 0 | 0 | 0 | 0 | 0 | 0 | 0 | 0 | 0 | 0 | 0 | 0 | 0 | 0
F4_Commercial_Restaurant (WA)_New_Food Preparation_Natural Gas_Broiler_E4 | F4 | Commercial | Restaurant (WA) | New | Food Preparation | Natural Gas | Broiler | E4 | Utility - Cost of Equipment | 0 | 0 | 0 | 0 | 0 | 0 | 0 | 0 | 0 | 0 | 0 | 0 | 0 | 0 | 0 | 0 | 0 | 0 | 0 | 0 | 0 | 0 | 0 | 0 | 0 | 0 | 0
F4_Commercial_Restaurant (WA)_New_Food Preparation_Natural Gas_Broiler_E5 | F4 | Commercial | Restaurant (WA) | New | Food Preparation | Natural Gas | Broiler | E5 | Utility - Cost of Equipment | 0 | 0 | 0 | 0 | 0 | 0 | 0 | 0 | 0 | 0 | 0 | 0 | 0 | 0 | 0 | 0 | 0 | 0 | 0 | 0 | 0 | 0 | 0 | 0 | 0 | 0 | 0
F4_Commercial_Restaurant (WA)_New_Food Preparation_Natural Gas_Broiler_E6 | F4 | Commercial | Restaurant (WA) | New | Food Preparation | Natural Gas | Broiler | E6 | Utility - Cost of Equipment | 0 | 0 | 0 | 0 | 0 | 0 | 0 | 0 | 0 | 0 | 0 | 0 | 0 | 0 | 0 | 0 | 0 | 0 | 0 | 0 | 0 | 0 | 0 | 0 | 0 | 0 | 0
F4_Commercial_Restaurant (WA)_New_Food Preparation_Natural Gas_Broiler_E7 | F4 | Commercial | Restaurant (WA) | New | Food Preparation | Natural Gas | Broiler | E7 | Utility - Cost of Equipment | 0 | 0 | 0 | 0 | 0 | 0 | 0 | 0 | 0 | 0 | 0 | 0 | 0 | 0 | 0 | 0 | 0 | 0 | 0 | 0 | 0 | 0 | 0 | 0 | 0 | 0 | 0
F4_Commercial_Restaurant (WA)_New_Food Preparation_Natural Gas_Broiler_E8 | F4 | Commercial | Restaurant (WA) | New | Food Preparation | Natural Gas | Broiler | E8 | Utility - Cost of Equipment | 0 | 0 | 0 | 0 | 0 | 0 | 0 | 0 | 0 | 0 | 0 | 0 | 0 | 0 | 0 | 0 | 0 | 0 | 0 | 0 | 0 | 0 | 0 | 0 | 0 | 0 | 0
F4_Commercial_Restaurant (WA)_New_Food Preparation_Natural Gas_Broiler_E9 | F4 | Commercial | Restaurant (WA) | New | Food Preparation | Natural Gas | Broiler | E9 | Utility - Cost of Equipment | 0 | 0 | 0 | 0 | 0 | 0 | 0 | 0 | 0 | 0 | 0 | 0 | 0 | 0 | 0 | 0 | 0 | 0 | 0 | 0 | 0 | 0 | 0 | 0 | 0 | 0 | 0
F4_Commercial_Restaurant (WA)_New_Food Preparation_Natural Gas_Broiler_E10 | F4 | Commercial | Restaurant (WA) | New | Food Preparation | Natural Gas | Broiler | E10 | Utility - Cost of Equipment | 0 | 0 | 0 | 0 | 0 | 0 | 0 | 0 | 0 | 0 | 0 | 0 | 0 | 0 | 0 | 0 | 0 | 0 | 0 | 0 | 0 | 0 | 0 | 0 | 0 | 0 | 0
F5_Commercial_Restaurant (WA)_New_Food Preparation_Natural Gas_Broiler_E1 | F5 | Commercial | Restaurant (WA) | New | Food Preparation | Natural Gas | Broiler | E1 | Utility - Cost of Operation | 0.1853 | 0.18997 | 0.1955 | 0.20184 | 0.20901 | 0.21773 | 0.22671 | 0.2356 | 0.24416 | 0.25284 | 0.25975 | 0.26622 | 0.27317 | 0.27998 | 0.28606 | 0.29176 | 0.29686 | 0.3019 | 0.30729 | 0.31254 | 0.31794 | 0.32355 | 0.32922 | 0.33507 | 0.34102 | 0.34708 | 0.35324
F5_Commercial_Restaurant (WA)_New_Food Preparation_Natural Gas_Broiler_E2 | F5 | Commercial | Restaurant (WA) | New | Food Preparation | Natural Gas | Broiler | E2 | Utility - Cost of Operation | 0.15804 | 0.16203 | 0.16675 | 0.17215 | 0.17827 | 0.18571 | 0.19337 | 0.20095 | 0.20825 | 0.21566 | 0.22155 | 0.22707 | 0.23299 | 0.2388 | 0.24399 | 0.24885 | 0.2532 | 0.2575 | 0.26209 | 0.26657 | 0.27118 | 0.27596 | 0.2808 | 0.28579 | 0.29086 | 0.29603 | 0.30129
F5_Commercial_Restaurant (WA)_New_Food Preparation_Natural Gas_Broiler_E3 | F5 | Commercial | Restaurant (WA) | New | Food Preparation | Natural Gas | Broiler | E3 | Utility - Cost of Operation | 0 | 0 | 0 | 0 | 0 | 0 | 0 | 0 | 0 | 0 | 0 | 0 | 0 | 0 | 0 | 0 | 0 | 0 | 0 | 0 | 0 | 0 | 0 | 0 | 0 | 0 | 0
F5_Commercial_Restaurant (WA)_New_Food Preparation_Natural Gas_Broiler_E4 | F5 | Commercial | Restaurant (WA) | New | Food Preparation | Natural Gas | Broiler | E4 | Utility - Cost of Operation | 0 | 0 | 0 | 0 | 0 | 0 | 0 | 0 | 0 | 0 | 0 | 0 | 0 | 0 | 0 | 0 | 0 | 0 | 0 | 0 | 0 | 0 | 0 | 0 | 0 | 0 | 0
F5_Commercial_Restaurant (WA)_New_Food Preparation_Natural Gas_Broiler_E5 | F5 | Commercial | Restaurant (WA) | New | Food Preparation | Natural Gas | Broiler | E5 | Utility - Cost of Operation | 0 | 0 | 0 | 0 | 0 | 0 | 0 | 0 | 0 | 0 | 0 | 0 | 0 | 0 | 0 | 0 | 0 | 0 | 0 | 0 | 0 | 0 | 0 | 0 | 0 | 0 | 0
F5_Commercial_Restaurant (WA)_New_Food Preparation_Natural Gas_Broiler_E6 | F5 | Commercial | Restaurant (WA) | New | Food Preparation | Natural Gas | Broiler | E6 | Utility - Cost of Operation | 0 | 0 | 0 | 0 | 0 | 0 | 0 | 0 | 0 | 0 | 0 | 0 | 0 | 0 | 0 | 0 | 0 | 0 | 0 | 0 | 0 | 0 | 0 | 0 | 0 | 0 | 0
F5_Commercial_Restaurant (WA)_New_Food Preparation_Natural Gas_Broiler_E7 | F5 | Commercial | Restaurant (WA) | New | Food Preparation | Natural Gas | Broiler | E7 | Utility - Cost of Operation | 0 | 0 | 0 | 0 | 0 | 0 | 0 | 0 | 0 | 0 | 0 | 0 | 0 | 0 | 0 | 0 | 0 | 0 | 0 | 0 | 0 | 0 | 0 | 0 | 0 | 0 | 0
F5_Commercial_Restaurant (WA)_New_Food Preparation_Natural Gas_Broiler_E8 | F5 | Commercial | Restaurant (WA) | New | Food Preparation | Natural Gas | Broiler | E8 | Utility - Cost of Operation | 0 | 0 | 0 | 0 | 0 | 0 | 0 | 0 | 0 | 0 | 0 | 0 | 0 | 0 | 0 | 0 | 0 | 0 | 0 | 0 | 0 | 0 | 0 | 0 | 0 | 0 | 0
F5_Commercial_Restaurant (WA)_New_Food Preparation_Natural Gas_Broiler_E9 | F5 | Commercial | Restaurant (WA) | New | Food Preparation | Natural Gas | Broiler | E9 | Utility - Cost of Operation | 0 | 0 | 0 | 0 | 0 | 0 | 0 | 0 | 0 | 0 | 0 | 0 | 0 | 0 | 0 | 0 | 0 | 0 | 0 | 0 | 0 | 0 | 0 | 0 | 0 | 0 | 0
F5_Commercial_Restaurant (WA)_New_Food Preparation_Natural Gas_Broiler_E10 | F5 | Commercial | Restaurant (WA) | New | Food Preparation | Natural Gas | Broiler | E10 | Utility - Cost of Operation | 0 | 0 | 0 | 0 | 0 | 0 | 0 | 0 | 0 | 0 | 0 | 0 | 0 | 0 | 0 | 0 | 0 | 0 | 0 | 0 | 0 | 0 | 0 | 0 | 0 | 0 | 0
F6_Commercial_Restaurant (WA)_New_Food Preparation_Natural Gas_Broiler_E1 | F6 | Commercial | Restaurant (WA) | New | Food Preparation | Natural Gas | Broiler | E1 | Utility - Value of Sales | 0.21824 | 0.22236 | 0.2272 | 0.23284 | 0.23931 | 0.24737 | 0.25546 | 0.26314 | 0.27009 | 0.27683 | 0.28381 | 0.29016 | 0.29686 | 0.3032 | 0.30865 | 0.31356 | 0.31773 | 0.3217 | 0.32593 | 0.32987 | 0.33383 | 0.33973 | 0.34568 | 0.35182 | 0.35807 | 0.36443 | 0.37091
F6_Commercial_Restaurant (WA)_New_Food Preparation_Natural Gas_Broiler_E2 | F6 | Commercial | Restaurant (WA) | New | Food Preparation | Natural Gas | Broiler | E2 | Utility - Value of Sales | 0.18614 | 0.18966 | 0.19379 | 0.1986 | 0.20411 | 0.21099 | 0.21789 | 0.22444 | 0.23037 | 0.23612 | 0.24207 | 0.24748 | 0.2532 | 0.2586 | 0.26325 | 0.26745 | 0.271 | 0.27439 | 0.27799 | 0.28136 | 0.28473 | 0.28976 | 0.29484 | 0.30008 | 0.30541 | 0.31083 | 0.31635
F6_Commercial_Restaurant (WA)_New_Food Preparation_Natural Gas_Broiler_E3 | F6 | Commercial | Restaurant (WA) | New | Food Preparation | Natural Gas | Broiler | E3 | Utility - Value of Sales | 0 | 0 | 0 | 0 | 0 | 0 | 0 | 0 | 0 | 0 | 0 | 0 | 0 | 0 | 0 | 0 | 0 | 0 | 0 | 0 | 0 | 0 | 0 | 0 | 0 | 0 | 0
F6_Commercial_Restaurant (WA)_New_Food Preparation_Natural Gas_Broiler_E4 | F6 | Commercial | Restaurant (WA) | New | Food Preparation | Natural Gas | Broiler | E4 | Utility - Value of Sales | 0 | 0 | 0 | 0 | 0 | 0 | 0 | 0 | 0 | 0 | 0 | 0 | 0 | 0 | 0 | 0 | 0 | 0 | 0 | 0 | 0 | 0 | 0 | 0 | 0 | 0 | 0
F6_Commercial_Restaurant (WA)_New_Food Preparation_Natural Gas_Broiler_E5 | F6 | Commercial | Restaurant (WA) | New | Food Preparation | Natural Gas | Broiler | E5 | Utility - Value of Sales | 0 | 0 | 0 | 0 | 0 | 0 | 0 | 0 | 0 | 0 | 0 | 0 | 0 | 0 | 0 | 0 | 0 | 0 | 0 | 0 | 0 | 0 | 0 | 0 | 0 | 0 | 0
F6_Commercial_Restaurant (WA)_New_Food Preparation_Natural Gas_Broiler_E6 | F6 | Commercial | Restaurant (WA) | New | Food Preparation | Natural Gas | Broiler | E6 | Utility - Value of Sales | 0 | 0 | 0 | 0 | 0 | 0 | 0 | 0 | 0 | 0 | 0 | 0 | 0 | 0 | 0 | 0 | 0 | 0 | 0 | 0 | 0 | 0 | 0 | 0 | 0 | 0 | 0
F6_Commercial_Restaurant (WA)_New_Food Preparation_Natural Gas_Broiler_E7 | F6 | Commercial | Restaurant (WA) | New | Food Preparation | Natural Gas | Broiler | E7 | Utility - Value of Sales | 0 | 0 | 0 | 0 | 0 | 0 | 0 | 0 | 0 | 0 | 0 | 0 | 0 | 0 | 0 | 0 | 0 | 0 | 0 | 0 | 0 | 0 | 0 | 0 | 0 | 0 | 0
F6_Commercial_Restaurant (WA)_New_Food Preparation_Natural Gas_Broiler_E8 | F6 | Commercial | Restaurant (WA) | New | Food Preparation | Natural Gas | Broiler | E8 | Utility - Value of Sales | 0 | 0 | 0 | 0 | 0 | 0 | 0 | 0 | 0 | 0 | 0 | 0 | 0 | 0 | 0 | 0 | 0 | 0 | 0 | 0 | 0 | 0 | 0 | 0 | 0 | 0 | 0
F6_Commercial_Restaurant (WA)_New_Food Preparation_Natural Gas_Broiler_E9 | F6 | Commercial | Restaurant (WA) | New | Food Preparation | Natural Gas | Broiler | E9 | Utility - Value of Sales | 0 | 0 | 0 | 0 | 0 | 0 | 0 | 0 | 0 | 0 | 0 | 0 | 0 | 0 | 0 | 0 | 0 | 0 | 0 | 0 | 0 | 0 | 0 | 0 | 0 | 0 | 0
F6_Commercial_Restaurant (WA)_New_Food Preparation_Natural Gas_Broiler_E10 | F6 | Commercial | Restaurant (WA) | New | Food Preparation | Natural Gas | Broiler | E10 | Utility - Value of Sales | 0 | 0 | 0 | 0 | 0 | 0 | 0 | 0 | 0 | 0 | 0 | 0 | 0 | 0 | 0 | 0 | 0 | 0 | 0 | 0 | 0 | 0 | 0 | 0 | 0 | 0 | 0
F1_Commercial_Restaurant (WA)_New_Food Preparation_Natural Gas_Griddle_E1 | F1 | Commercial | Restaurant (WA) | New | Food Preparation | Natural Gas | Griddle | E1 | RVT - Cost of Equipment | 0.1792 | 0.1792 | 0.1792 | 0.1792 | 0.1792 | 0.1792 | 0.1792 | 0.1792 | 0.1792 | 0.1792 | 0.1792 | 0.1792 | 0.1792 | 0.1792 | 0.1792 | 0.1792 | 0.1792 | 0.1792 | 0.1792 | 0.1792 | 0.1792 | 0.1792 | 0.1792 | 0.1792 | 0.1792 | 0.1792 | 0.1792
F1_Commercial_Restaurant (WA)_New_Food Preparation_Natural Gas_Griddle_E2 | F1 | Commercial | Restaurant (WA) | New | Food Preparation | Natural Gas | Griddle | E2 | RVT - Cost of Equipment | 0.19172 | 0.19172 | 0.19172 | 0.19172 | 0.19172 | 0.19172 | 0.19172 | 0.19172 | 0.19172 | 0.19172 | 0.19172 | 0.19172 | 0.19172 | 0.19172 | 0.19172 | 0.19172 | 0.19172 | 0.19172 | 0.19172 | 0.19172 | 0.19172 | 0.19172 | 0.19172 | 0.19172 | 0.19172 | 0.19172 | 0.19172
F1_Commercial_Restaurant (WA)_New_Food Preparation_Natural Gas_Griddle_E3 | F1 | Commercial | Restaurant (WA) | New | Food Preparation | Natural Gas | Griddle | E3 | RVT - Cost of Equipment | 0 | 0 | 0 | 0 | 0 | 0 | 0 | 0 | 0 | 0 | 0 | 0 | 0 | 0 | 0 | 0 | 0 | 0 | 0 | 0 | 0 | 0 | 0 | 0 | 0 | 0 | 0
F1_Commercial_Restaurant (WA)_New_Food Preparation_Natural Gas_Griddle_E4 | F1 | Commercial | Restaurant (WA) | New | Food Preparation | Natural Gas | Griddle | E4 | RVT - Cost of Equipment | 0 | 0 | 0 | 0 | 0 | 0 | 0 | 0 | 0 | 0 | 0 | 0 | 0 | 0 | 0 | 0 | 0 | 0 | 0 | 0 | 0 | 0 | 0 | 0 | 0 | 0 | 0
F1_Commercial_Restaurant (WA)_New_Food Preparation_Natural Gas_Griddle_E5 | F1 | Commercial | Restaurant (WA) | New | Food Preparation | Natural Gas | Griddle | E5 | RVT - Cost of Equipment | 0 | 0 | 0 | 0 | 0 | 0 | 0 | 0 | 0 | 0 | 0 | 0 | 0 | 0 | 0 | 0 | 0 | 0 | 0 | 0 | 0 | 0 | 0 | 0 | 0 | 0 | 0
F1_Commercial_Restaurant (WA)_New_Food Preparation_Natural Gas_Griddle_E6 | F1 | Commercial | Restaurant (WA) | New | Food Preparation | Natural Gas | Griddle | E6 | RVT - Cost of Equipment | 0 | 0 | 0 | 0 | 0 | 0 | 0 | 0 | 0 | 0 | 0 | 0 | 0 | 0 | 0 | 0 | 0 | 0 | 0 | 0 | 0 | 0 | 0 | 0 | 0 | 0 | 0
F1_Commercial_Restaurant (WA)_New_Food Preparation_Natural Gas_Griddle_E7 | F1 | Commercial | Restaurant (WA) | New | Food Preparation | Natural Gas | Griddle | E7 | RVT - Cost of Equipment | 0 | 0 | 0 | 0 | 0 | 0 | 0 | 0 | 0 | 0 | 0 | 0 | 0 | 0 | 0 | 0 | 0 | 0 | 0 | 0 | 0 | 0 | 0 | 0 | 0 | 0 | 0
F1_Commercial_Restaurant (WA)_New_Food Preparation_Natural Gas_Griddle_E8 | F1 | Commercial | Restaurant (WA) | New | Food Preparation | Natural Gas | Griddle | E8 | RVT - Cost of Equipment | 0 | 0 | 0 | 0 | 0 | 0 | 0 | 0 | 0 | 0 | 0 | 0 | 0 | 0 | 0 | 0 | 0 | 0 | 0 | 0 | 0 | 0 | 0 | 0 | 0 | 0 | 0
F1_Commercial_Restaurant (WA)_New_Food Preparation_Natural Gas_Griddle_E9 | F1 | Commercial | Restaurant (WA) | New | Food Preparation | Natural Gas | Griddle | E9 | RVT - Cost of Equipment | 0 | 0 | 0 | 0 | 0 | 0 | 0 | 0 | 0 | 0 | 0 | 0 | 0 | 0 | 0 | 0 | 0 | 0 | 0 | 0 | 0 | 0 | 0 | 0 | 0 | 0 | 0
F1_Commercial_Restaurant (WA)_New_Food Preparation_Natural Gas_Griddle_E10 | F1 | Commercial | Restaurant (WA) | New | Food Preparation | Natural Gas | Griddle | E10 | RVT - Cost of Equipment | 0 | 0 | 0 | 0 | 0 | 0 | 0 | 0 | 0 | 0 | 0 | 0 | 0 | 0 | 0 | 0 | 0 | 0 | 0 | 0 | 0 | 0 | 0 | 0 | 0 | 0 | 0
F2_Commercial_Restaurant (WA)_New_Food Preparation_Natural Gas_Griddle_E1 | F2 | Commercial | Restaurant (WA) | New | Food Preparation | Natural Gas | Griddle | E1 | RVT - Cost of Operation | 0.15167 | 0.15454 | 0.1579 | 0.16182 | 0.16631 | 0.17192 | 0.17754 | 0.18287 | 0.1877 | 0.19239 | 0.19724 | 0.20165 | 0.20631 | 0.21071 | 0.2145 | 0.21792 | 0.22081 | 0.22357 | 0.22651 | 0.22925 | 0.232 | 0.2361 | 0.24023 | 0.2445 | 0.24885 | 0.25327 | 0.25777
F2_Commercial_Restaurant (WA)_New_Food Preparation_Natural Gas_Griddle_E2 | F2 | Commercial | Restaurant (WA) | New | Food Preparation | Natural Gas | Griddle | E2 | RVT - Cost of Operation | 0.13312 | 0.13564 | 0.13859 | 0.14203 | 0.14597 | 0.15089 | 0.15583 | 0.16051 | 0.16475 | 0.16886 | 0.17312 | 0.17699 | 0.18108 | 0.18494 | 0.18827 | 0.19127 | 0.19381 | 0.19623 | 0.19881 | 0.20122 | 0.20363 | 0.20722 | 0.21086 | 0.2146 | 0.21841 | 0.22229 | 0.22624
F2_Commercial_Restaurant (WA)_New_Food Preparation_Natural Gas_Griddle_E3 | F2 | Commercial | Restaurant (WA) | New | Food Preparation | Natural Gas | Griddle | E3 | RVT - Cost of Operation | 0 | 0 | 0 | 0 | 0 | 0 | 0 | 0 | 0 | 0 | 0 | 0 | 0 | 0 | 0 | 0 | 0 | 0 | 0 | 0 | 0 | 0 | 0 | 0 | 0 | 0 | 0
F2_Commercial_Restaurant (WA)_New_Food Preparation_Natural Gas_Griddle_E4 | F2 | Commercial | Restaurant (WA) | New | Food Preparation | Natural Gas | Griddle | E4 | RVT - Cost of Operation | 0 | 0 | 0 | 0 | 0 | 0 | 0 | 0 | 0 | 0 | 0 | 0 | 0 | 0 | 0 | 0 | 0 | 0 | 0 | 0 | 0 | 0 | 0 | 0 | 0 | 0 | 0
F2_Commercial_Restaurant (WA)_New_Food Preparation_Natural Gas_Griddle_E5 | F2 | Commercial | Restaurant (WA) | New | Food Preparation | Natural Gas | Griddle | E5 | RVT - Cost of Operation | 0 | 0 | 0 | 0 | 0 | 0 | 0 | 0 | 0 | 0 | 0 | 0 | 0 | 0 | 0 | 0 | 0 | 0 | 0 | 0 | 0 | 0 | 0 | 0 | 0 | 0 | 0
F2_Commercial_Restaurant (WA)_New_Food Preparation_Natural Gas_Griddle_E6 | F2 | Commercial | Restaurant (WA) | New | Food Preparation | Natural Gas | Griddle | E6 | RVT - Cost of Operation | 0 | 0 | 0 | 0 | 0 | 0 | 0 | 0 | 0 | 0 | 0 | 0 | 0 | 0 | 0 | 0 | 0 | 0 | 0 | 0 | 0 | 0 | 0 | 0 | 0 | 0 | 0
F2_Commercial_Restaurant (WA)_New_Food Preparation_Natural Gas_Griddle_E7 | F2 | Commercial | Restaurant (WA) | New | Food Preparation | Natural Gas | Griddle | E7 | RVT - Cost of Operation | 0 | 0 | 0 | 0 | 0 | 0 | 0 | 0 | 0 | 0 | 0 | 0 | 0 | 0 | 0 | 0 | 0 | 0 | 0 | 0 | 0 | 0 | 0 | 0 | 0 | 0 | 0
F2_Commercial_Restaurant (WA)_New_Food Preparation_Natural Gas_Griddle_E8 | F2 | Commercial | Restaurant (WA) | New | Food Preparation | Natural Gas | Griddle | E8 | RVT - Cost of Operation | 0 | 0 | 0 | 0 | 0 | 0 | 0 | 0 | 0 | 0 | 0 | 0 | 0 | 0 | 0 | 0 | 0 | 0 | 0 | 0 | 0 | 0 | 0 | 0 | 0 | 0 | 0
F2_Commercial_Restaurant (WA)_New_Food Preparation_Natural Gas_Griddle_E9 | F2 | Commercial | Restaurant (WA) | New | Food Preparation | Natural Gas | Griddle | E9 | RVT - Cost of Operation | 0 | 0 | 0 | 0 | 0 | 0 | 0 | 0 | 0 | 0 | 0 | 0 | 0 | 0 | 0 | 0 | 0 | 0 | 0 | 0 | 0 | 0 | 0 | 0 | 0 | 0 | 0
F2_Commercial_Restaurant (WA)_New_Food Preparation_Natural Gas_Griddle_E10 | F2 | Commercial | Restaurant (WA) | New | Food Preparation | Natural Gas | Griddle | E10 | RVT - Cost of Operation | 0 | 0 | 0 | 0 | 0 | 0 | 0 | 0 | 0 | 0 | 0 | 0 | 0 | 0 | 0 | 0 | 0 | 0 | 0 | 0 | 0 | 0 | 0 | 0 | 0 | 0 | 0
F3_Commercial_Restaurant (WA)_New_Food Preparation_Natural Gas_Griddle_E1 | F3 | Commercial | Restaurant (WA) | New | Food Preparation | Natural Gas | Griddle | E1 | System - kBTUs of Consumption | 36.1826 | 36.1826 | 36.1826 | 36.1826 | 36.1826 | 36.1826 | 36.1826 | 36.1826 | 36.1826 | 36.1826 | 36.1826 | 36.1826 | 36.1826 | 36.1826 | 36.1826 | 36.1826 | 36.1826 | 36.1826 | 36.1826 | 36.1826 | 36.1826 | 36.1826 | 36.1826 | 36.1826 | 36.1826 | 36.1826 | 36.1826
F3_Commercial_Restaurant (WA)_New_Food Preparation_Natural Gas_Griddle_E2 | F3 | Commercial | Restaurant (WA) | New | Food Preparation | Natural Gas | Griddle | E2 | System - kBTUs of Consumption | 31.7578 | 31.7578 | 31.7578 | 31.7578 | 31.7578 | 31.7578 | 31.7578 | 31.7578 | 31.7578 | 31.7578 | 31.7578 | 31.7578 | 31.7578 | 31.7578 | 31.7578 | 31.7578 | 31.7578 | 31.7578 | 31.7578 | 31.7578 | 31.7578 | 31.7578 | 31.7578 | 31.7578 | 31.7578 | 31.7578 | 31.7578
F3_Commercial_Restaurant (WA)_New_Food Preparation_Natural Gas_Griddle_E3 | F3 | Commercial | Restaurant (WA) | New | Food Preparation | Natural Gas | Griddle | E3 | System - kBTUs of Consumption | 0 | 0 | 0 | 0 | 0 | 0 | 0 | 0 | 0 | 0 | 0 | 0 | 0 | 0 | 0 | 0 | 0 | 0 | 0 | 0 | 0 | 0 | 0 | 0 | 0 | 0 | 0
F3_Commercial_Restaurant (WA)_New_Food Preparation_Natural Gas_Griddle_E4 | F3 | Commercial | Restaurant (WA) | New | Food Preparation | Natural Gas | Griddle | E4 | System - kBTUs of Consumption | 0 | 0 | 0 | 0 | 0 | 0 | 0 | 0 | 0 | 0 | 0 | 0 | 0 | 0 | 0 | 0 | 0 | 0 | 0 | 0 | 0 | 0 | 0 | 0 | 0 | 0 | 0
F3_Commercial_Restaurant (WA)_New_Food Preparation_Natural Gas_Griddle_E5 | F3 | Commercial | Restaurant (WA) | New | Food Preparation | Natural Gas | Griddle | E5 | System - kBTUs of Consumption | 0 | 0 | 0 | 0 | 0 | 0 | 0 | 0 | 0 | 0 | 0 | 0 | 0 | 0 | 0 | 0 | 0 | 0 | 0 | 0 | 0 | 0 | 0 | 0 | 0 | 0 | 0
F3_Commercial_Restaurant (WA)_New_Food Preparation_Natural Gas_Griddle_E6 | F3 | Commercial | Restaurant (WA) | New | Food Preparation | Natural Gas | Griddle | E6 | System - kBTUs of Consumption | 0 | 0 | 0 | 0 | 0 | 0 | 0 | 0 | 0 | 0 | 0 | 0 | 0 | 0 | 0 | 0 | 0 | 0 | 0 | 0 | 0 | 0 | 0 | 0 | 0 | 0 | 0
F3_Commercial_Restaurant (WA)_New_Food Preparation_Natural Gas_Griddle_E7 | F3 | Commercial | Restaurant (WA) | New | Food Preparation | Natural Gas | Griddle | E7 | System - kBTUs of Consumption | 0 | 0 | 0 | 0 | 0 | 0 | 0 | 0 | 0 | 0 | 0 | 0 | 0 | 0 | 0 | 0 | 0 | 0 | 0 | 0 | 0 | 0 | 0 | 0 | 0 | 0 | 0
F3_Commercial_Restaurant (WA)_New_Food Preparation_Natural Gas_Griddle_E8 | F3 | Commercial | Restaurant (WA) | New | Food Preparation | Natural Gas | Griddle | E8 | System - kBTUs of Consumption | 0 | 0 | 0 | 0 | 0 | 0 | 0 | 0 | 0 | 0 | 0 | 0 | 0 | 0 | 0 | 0 | 0 | 0 | 0 | 0 | 0 | 0 | 0 | 0 | 0 | 0 | 0
F3_Commercial_Restaurant (WA)_New_Food Preparation_Natural Gas_Griddle_E9 | F3 | Commercial | Restaurant (WA) | New | Food Preparation | Natural Gas | Griddle | E9 | System - kBTUs of Consumption | 0 | 0 | 0 | 0 | 0 | 0 | 0 | 0 | 0 | 0 | 0 | 0 | 0 | 0 | 0 | 0 | 0 | 0 | 0 | 0 | 0 | 0 | 0 | 0 | 0 | 0 | 0
F3_Commercial_Restaurant (WA)_New_Food Preparation_Natural Gas_Griddle_E10 | F3 | Commercial | Restaurant (WA) | New | Food Preparation | Natural Gas | Griddle | E10 | System - kBTUs of Consumption | 0 | 0 | 0 | 0 | 0 | 0 | 0 | 0 | 0 | 0 | 0 | 0 | 0 | 0 | 0 | 0 | 0 | 0 | 0 | 0 | 0 | 0 | 0 | 0 | 0 | 0 | 0
F4_Commercial_Restaurant (WA)_New_Food Preparation_Natural Gas_Griddle_E1 | F4 | Commercial | Restaurant (WA) | New | Food Preparation | Natural Gas | Griddle | E1 | Utility - Cost of Equipment | 0.1792 | 0.1792 | 0.1792 | 0.1792 | 0.1792 | 0.1792 | 0.1792 | 0.1792 | 0.1792 | 0.1792 | 0.1792 | 0.1792 | 0.1792 | 0.1792 | 0.1792 | 0.1792 | 0.1792 | 0.1792 | 0.1792 | 0.1792 | 0.1792 | 0.1792 | 0.1792 | 0.1792 | 0.1792 | 0.1792 | 0.1792
F4_Commercial_Restaurant (WA)_New_Food Preparation_Natural Gas_Griddle_E2 | F4 | Commercial | Restaurant (WA) | New | Food Preparation | Natural Gas | Griddle | E2 | Utility - Cost of Equipment | 0.19172 | 0.19172 | 0.19172 | 0.19172 | 0.19172 | 0.19172 | 0.19172 | 0.19172 | 0.19172 | 0.19172 | 0.19172 | 0.19172 | 0.19172 | 0.19172 | 0.19172 | 0.19172 | 0.19172 | 0.19172 | 0.19172 | 0.19172 | 0.19172 | 0.19172 | 0.19172 | 0.19172 | 0.19172 | 0.19172 | 0.19172
F4_Commercial_Restaurant (WA)_New_Food Preparation_Natural Gas_Griddle_E3 | F4 | Commercial | Restaurant (WA) | New | Food Preparation | Natural Gas | Griddle | E3 | Utility - Cost of Equipment | 0 | 0 | 0 | 0 | 0 | 0 | 0 | 0 | 0 | 0 | 0 | 0 | 0 | 0 | 0 | 0 | 0 | 0 | 0 | 0 | 0 | 0 | 0 | 0 | 0 | 0 | 0
F4_Commercial_Restaurant (WA)_New_Food Preparation_Natural Gas_Griddle_E4 | F4 | Commercial | Restaurant (WA) | New | Food Preparation | Natural Gas | Griddle | E4 | Utility - Cost of Equipment | 0 | 0 | 0 | 0 | 0 | 0 | 0 | 0 | 0 | 0 | 0 | 0 | 0 | 0 | 0 | 0 | 0 | 0 | 0 | 0 | 0 | 0 | 0 | 0 | 0 | 0 | 0
F4_Commercial_Restaurant (WA)_New_Food Preparation_Natural Gas_Griddle_E5 | F4 | Commercial | Restaurant (WA) | New | Food Preparation | Natural Gas | Griddle | E5 | Utility - Cost of Equipment | 0 | 0 | 0 | 0 | 0 | 0 | 0 | 0 | 0 | 0 | 0 | 0 | 0 | 0 | 0 | 0 | 0 | 0 | 0 | 0 | 0 | 0 | 0 | 0 | 0 | 0 | 0
F4_Commercial_Restaurant (WA)_New_Food Preparation_Natural Gas_Griddle_E6 | F4 | Commercial | Restaurant (WA) | New | Food Preparation | Natural Gas | Griddle | E6 | Utility - Cost of Equipment | 0 | 0 | 0 | 0 | 0 | 0 | 0 | 0 | 0 | 0 | 0 | 0 | 0 | 0 | 0 | 0 | 0 | 0 | 0 | 0 | 0 | 0 | 0 | 0 | 0 | 0 | 0
F4_Commercial_Restaurant (WA)_New_Food Preparation_Natural Gas_Griddle_E7 | F4 | Commercial | Restaurant (WA) | New | Food Preparation | Natural Gas | Griddle | E7 | Utility - Cost of Equipment | 0 | 0 | 0 | 0 | 0 | 0 | 0 | 0 | 0 | 0 | 0 | 0 | 0 | 0 | 0 | 0 | 0 | 0 | 0 | 0 | 0 | 0 | 0 | 0 | 0 | 0 | 0
F4_Commercial_Restaurant (WA)_New_Food Preparation_Natural Gas_Griddle_E8 | F4 | Commercial | Restaurant (WA) | New | Food Preparation | Natural Gas | Griddle | E8 | Utility - Cost of Equipment | 0 | 0 | 0 | 0 | 0 | 0 | 0 | 0 | 0 | 0 | 0 | 0 | 0 | 0 | 0 | 0 | 0 | 0 | 0 | 0 | 0 | 0 | 0 | 0 | 0 | 0 | 0
F4_Commercial_Restaurant (WA)_New_Food Preparation_Natural Gas_Griddle_E9 | F4 | Commercial | Restaurant (WA) | New | Food Preparation | Natural Gas | Griddle | E9 | Utility - Cost of Equipment | 0 | 0 | 0 | 0 | 0 | 0 | 0 | 0 | 0 | 0 | 0 | 0 | 0 | 0 | 0 | 0 | 0 | 0 | 0 | 0 | 0 | 0 | 0 | 0 | 0 | 0 | 0
F4_Commercial_Restaurant (WA)_New_Food Preparation_Natural Gas_Griddle_E10 | F4 | Commercial | Restaurant (WA) | New | Food Preparation | Natural Gas | Griddle | E10 | Utility - Cost of Equipment | 0 | 0 | 0 | 0 | 0 | 0 | 0 | 0 | 0 | 0 | 0 | 0 | 0 | 0 | 0 | 0 | 0 | 0 | 0 | 0 | 0 | 0 | 0 | 0 | 0 | 0 | 0
F5_Commercial_Restaurant (WA)_New_Food Preparation_Natural Gas_Griddle_E1 | F5 | Commercial | Restaurant (WA) | New | Food Preparation | Natural Gas | Griddle | E1 | Utility - Cost of Operation | 0.12877 | 0.13202 | 0.13586 | 0.14027 | 0.14525 | 0.15132 | 0.15756 | 0.16374 | 0.16969 | 0.17572 | 0.18052 | 0.18501 | 0.18985 | 0.19457 | 0.1988 | 0.20276 | 0.20631 | 0.20981 | 0.21355 | 0.21721 | 0.22096 | 0.22485 | 0.22879 | 0.23286 | 0.237 | 0.24121 | 0.24549
F5_Commercial_Restaurant (WA)_New_Food Preparation_Natural Gas_Griddle_E2 | F5 | Commercial | Restaurant (WA) | New | Food Preparation | Natural Gas | Griddle | E2 | Utility - Cost of Operation | 0.11303 | 0.11587 | 0.11925 | 0.12312 | 0.12749 | 0.13281 | 0.13829 | 0.14371 | 0.14893 | 0.15423 | 0.15844 | 0.16239 | 0.16663 | 0.17078 | 0.17449 | 0.17796 | 0.18108 | 0.18415 | 0.18744 | 0.19064 | 0.19393 | 0.19736 | 0.20082 | 0.20438 | 0.20801 | 0.21171 | 0.21547
F5_Commercial_Restaurant (WA)_New_Food Preparation_Natural Gas_Griddle_E3 | F5 | Commercial | Restaurant (WA) | New | Food Preparation | Natural Gas | Griddle | E3 | Utility - Cost of Operation | 0 | 0 | 0 | 0 | 0 | 0 | 0 | 0 | 0 | 0 | 0 | 0 | 0 | 0 | 0 | 0 | 0 | 0 | 0 | 0 | 0 | 0 | 0 | 0 | 0 | 0 | 0
F5_Commercial_Restaurant (WA)_New_Food Preparation_Natural Gas_Griddle_E4 | F5 | Commercial | Restaurant (WA) | New | Food Preparation | Natural Gas | Griddle | E4 | Utility - Cost of Operation | 0 | 0 | 0 | 0 | 0 | 0 | 0 | 0 | 0 | 0 | 0 | 0 | 0 | 0 | 0 | 0 | 0 | 0 | 0 | 0 | 0 | 0 | 0 | 0 | 0 | 0 | 0
F5_Commercial_Restaurant (WA)_New_Food Preparation_Natural Gas_Griddle_E5 | F5 | Commercial | Restaurant (WA) | New | Food Preparation | Natural Gas | Griddle | E5 | Utility - Cost of Operation | 0 | 0 | 0 | 0 | 0 | 0 | 0 | 0 | 0 | 0 | 0 | 0 | 0 | 0 | 0 | 0 | 0 | 0 | 0 | 0 | 0 | 0 | 0 | 0 | 0 | 0 | 0
F5_Commercial_Restaurant (WA)_New_Food Preparation_Natural Gas_Griddle_E6 | F5 | Commercial | Restaurant (WA) | New | Food Preparation | Natural Gas | Griddle | E6 | Utility - Cost of Operation | 0 | 0 | 0 | 0 | 0 | 0 | 0 | 0 | 0 | 0 | 0 | 0 | 0 | 0 | 0 | 0 | 0 | 0 | 0 | 0 | 0 | 0 | 0 | 0 | 0 | 0 | 0
F5_Commercial_Restaurant (WA)_New_Food Preparation_Natural Gas_Griddle_E7 | F5 | Commercial | Restaurant (WA) | New | Food Preparation | Natural Gas | Griddle | E7 | Utility - Cost of Operation | 0 | 0 | 0 | 0 | 0 | 0 | 0 | 0 | 0 | 0 | 0 | 0 | 0 | 0 | 0 | 0 | 0 | 0 | 0 | 0 | 0 | 0 | 0 | 0 | 0 | 0 | 0
F5_Commercial_Restaurant (WA)_New_Food Preparation_Natural Gas_Griddle_E8 | F5 | Commercial | Restaurant (WA) | New | Food Preparation | Natural Gas | Griddle | E8 | Utility - Cost of Operation | 0 | 0 | 0 | 0 | 0 | 0 | 0 | 0 | 0 | 0 | 0 | 0 | 0 | 0 | 0 | 0 | 0 | 0 | 0 | 0 | 0 | 0 | 0 | 0 | 0 | 0 | 0
F5_Commercial_Restaurant (WA)_New_Food Preparation_Natural Gas_Griddle_E9 | F5 | Commercial | Restaurant (WA) | New | Food Preparation | Natural Gas | Griddle | E9 | Utility - Cost of Operation | 0 | 0 | 0 | 0 | 0 | 0 | 0 | 0 | 0 | 0 | 0 | 0 | 0 | 0 | 0 | 0 | 0 | 0 | 0 | 0 | 0 | 0 | 0 | 0 | 0 | 0 | 0
F5_Commercial_Restaurant (WA)_New_Food Preparation_Natural Gas_Griddle_E10 | F5 | Commercial | Restaurant (WA) | New | Food Preparation | Natural Gas | Griddle | E10 | Utility - Cost of Operation | 0 | 0 | 0 | 0 | 0 | 0 | 0 | 0 | 0 | 0 | 0 | 0 | 0 | 0 | 0 | 0 | 0 | 0 | 0 | 0 | 0 | 0 | 0 | 0 | 0 | 0 | 0
F6_Commercial_Restaurant (WA)_New_Food Preparation_Natural Gas_Griddle_E1 | F6 | Commercial | Restaurant (WA) | New | Food Preparation | Natural Gas | Griddle | E1 | Utility - Value of Sales | 0.15167 | 0.15454 | 0.1579 | 0.16182 | 0.16631 | 0.17192 | 0.17754 | 0.18287 | 0.1877 | 0.19239 | 0.19724 | 0.20165 | 0.20631 | 0.21071 | 0.2145 | 0.21792 | 0.22081 | 0.22357 | 0.22651 | 0.22925 | 0.232 | 0.2361 | 0.24023 | 0.2445 | 0.24885 | 0.25327 | 0.25777
F6_Commercial_Restaurant (WA)_New_Food Preparation_Natural Gas_Griddle_E2 | F6 | Commercial | Restaurant (WA) | New | Food Preparation | Natural Gas | Griddle | E2 | Utility - Value of Sales | 0.13312 | 0.13564 | 0.13859 | 0.14203 | 0.14597 | 0.15089 | 0.15583 | 0.16051 | 0.16475 | 0.16886 | 0.17312 | 0.17699 | 0.18108 | 0.18494 | 0.18827 | 0.19127 | 0.19381 | 0.19623 | 0.19881 | 0.20122 | 0.20363 | 0.20722 | 0.21086 | 0.2146 | 0.21841 | 0.22229 | 0.22624
F6_Commercial_Restaurant (WA)_New_Food Preparation_Natural Gas_Griddle_E3 | F6 | Commercial | Restaurant (WA) | New | Food Preparation | Natural Gas | Griddle | E3 | Utility - Value of Sales | 0 | 0 | 0 | 0 | 0 | 0 | 0 | 0 | 0 | 0 | 0 | 0 | 0 | 0 | 0 | 0 | 0 | 0 | 0 | 0 | 0 | 0 | 0 | 0 | 0 | 0 | 0
F6_Commercial_Restaurant (WA)_New_Food Preparation_Natural Gas_Griddle_E4 | F6 | Commercial | Restaurant (WA) | New | Food Preparation | Natural Gas | Griddle | E4 | Utility - Value of Sales | 0 | 0 | 0 | 0 | 0 | 0 | 0 | 0 | 0 | 0 | 0 | 0 | 0 | 0 | 0 | 0 | 0 | 0 | 0 | 0 | 0 | 0 | 0 | 0 | 0 | 0 | 0
F6_Commercial_Restaurant (WA)_New_Food Preparation_Natural Gas_Griddle_E5 | F6 | Commercial | Restaurant (WA) | New | Food Preparation | Natural Gas | Griddle | E5 | Utility - Value of Sales | 0 | 0 | 0 | 0 | 0 | 0 | 0 | 0 | 0 | 0 | 0 | 0 | 0 | 0 | 0 | 0 | 0 | 0 | 0 | 0 | 0 | 0 | 0 | 0 | 0 | 0 | 0
F6_Commercial_Restaurant (WA)_New_Food Preparation_Natural Gas_Griddle_E6 | F6 | Commercial | Restaurant (WA) | New | Food Preparation | Natural Gas | Griddle | E6 | Utility - Value of Sales | 0 | 0 | 0 | 0 | 0 | 0 | 0 | 0 | 0 | 0 | 0 | 0 | 0 | 0 | 0 | 0 | 0 | 0 | 0 | 0 | 0 | 0 | 0 | 0 | 0 | 0 | 0
F6_Commercial_Restaurant (WA)_New_Food Preparation_Natural Gas_Griddle_E7 | F6 | Commercial | Restaurant (WA) | New | Food Preparation | Natural Gas | Griddle | E7 | Utility - Value of Sales | 0 | 0 | 0 | 0 | 0 | 0 | 0 | 0 | 0 | 0 | 0 | 0 | 0 | 0 | 0 | 0 | 0 | 0 | 0 | 0 | 0 | 0 | 0 | 0 | 0 | 0 | 0
F6_Commercial_Restaurant (WA)_New_Food Preparation_Natural Gas_Griddle_E8 | F6 | Commercial | Restaurant (WA) | New | Food Preparation | Natural Gas | Griddle | E8 | Utility - Value of Sales | 0 | 0 | 0 | 0 | 0 | 0 | 0 | 0 | 0 | 0 | 0 | 0 | 0 | 0 | 0 | 0 | 0 | 0 | 0 | 0 | 0 | 0 | 0 | 0 | 0 | 0 | 0
F6_Commercial_Restaurant (WA)_New_Food Preparation_Natural Gas_Griddle_E9 | F6 | Commercial | Restaurant (WA) | New | Food Preparation | Natural Gas | Griddle | E9 | Utility - Value of Sales | 0 | 0 | 0 | 0 | 0 | 0 | 0 | 0 | 0 | 0 | 0 | 0 | 0 | 0 | 0 | 0 | 0 | 0 | 0 | 0 | 0 | 0 | 0 | 0 | 0 | 0 | 0
F6_Commercial_Restaurant (WA)_New_Food Preparation_Natural Gas_Griddle_E10 | F6 | Commercial | Restaurant (WA) | New | Food Preparation | Natural Gas | Griddle | E10 | Utility - Value of Sales | 0 | 0 | 0 | 0 | 0 | 0 | 0 | 0 | 0 | 0 | 0 | 0 | 0 | 0 | 0 | 0 | 0 | 0 | 0 | 0 | 0 | 0 | 0 | 0 | 0 | 0 | 0
F1_Commercial_Restaurant (WA)_New_Food Preparation_Natural Gas_Range_E1 | F1 | Commercial | Restaurant (WA) | New | Food Preparation | Natural Gas | Range | E1 | RVT - Cost of Equipment | 0.19357 | 0.19357 | 0.19357 | 0.19357 | 0.19357 | 0.19357 | 0.19357 | 0.19357 | 0.19357 | 0.19357 | 0.19357 | 0.19357 | 0.19357 | 0.19357 | 0.19357 | 0.19357 | 0.19357 | 0.19357 | 0.19357 | 0.19357 | 0.19357 | 0.19357 | 0.19357 | 0.19357 | 0.19357 | 0.19357 | 0.19357
F1_Commercial_Restaurant (WA)_New_Food Preparation_Natural Gas_Range_E2 | F1 | Commercial | Restaurant (WA) | New | Food Preparation | Natural Gas | Range | E2 | RVT - Cost of Equipment | 0.21078 | 0.21078 | 0.21078 | 0.21078 | 0.21078 | 0.21078 | 0.21078 | 0.21078 | 0.21078 | 0.21078 | 0.21078 | 0.21078 | 0.21078 | 0.21078 | 0.21078 | 0.21078 | 0.21078 | 0.21078 | 0.21078 | 0.21078 | 0.21078 | 0.21078 | 0.21078 | 0.21078 | 0.21078 | 0.21078 | 0.21078
F1_Commercial_Restaurant (WA)_New_Food Preparation_Natural Gas_Range_E3 | F1 | Commercial | Restaurant (WA) | New | Food Preparation | Natural Gas | Range | E3 | RVT - Cost of Equipment | 0 | 0 | 0 | 0 | 0 | 0 | 0 | 0 | 0 | 0 | 0 | 0 | 0 | 0 | 0 | 0 | 0 | 0 | 0 | 0 | 0 | 0 | 0 | 0 | 0 | 0 | 0
F1_Commercial_Restaurant (WA)_New_Food Preparation_Natural Gas_Range_E4 | F1 | Commercial | Restaurant (WA) | New | Food Preparation | Natural Gas | Range | E4 | RVT - Cost of Equipment | 0 | 0 | 0 | 0 | 0 | 0 | 0 | 0 | 0 | 0 | 0 | 0 | 0 | 0 | 0 | 0 | 0 | 0 | 0 | 0 | 0 | 0 | 0 | 0 | 0 | 0 | 0
F1_Commercial_Restaurant (WA)_New_Food Preparation_Natural Gas_Range_E5 | F1 | Commercial | Restaurant (WA) | New | Food Preparation | Natural Gas | Range | E5 | RVT - Cost of Equipment | 0 | 0 | 0 | 0 | 0 | 0 | 0 | 0 | 0 | 0 | 0 | 0 | 0 | 0 | 0 | 0 | 0 | 0 | 0 | 0 | 0 | 0 | 0 | 0 | 0 | 0 | 0
F1_Commercial_Restaurant (WA)_New_Food Preparation_Natural Gas_Range_E6 | F1 | Commercial | Restaurant (WA) | New | Food Preparation | Natural Gas | Range | E6 | RVT - Cost of Equipment | 0 | 0 | 0 | 0 | 0 | 0 | 0 | 0 | 0 | 0 | 0 | 0 | 0 | 0 | 0 | 0 | 0 | 0 | 0 | 0 | 0 | 0 | 0 | 0 | 0 | 0 | 0
F1_Commercial_Restaurant (WA)_New_Food Preparation_Natural Gas_Range_E7 | F1 | Commercial | Restaurant (WA) | New | Food Preparation | Natural Gas | Range | E7 | RVT - Cost of Equipment | 0 | 0 | 0 | 0 | 0 | 0 | 0 | 0 | 0 | 0 | 0 | 0 | 0 | 0 | 0 | 0 | 0 | 0 | 0 | 0 | 0 | 0 | 0 | 0 | 0 | 0 | 0
F1_Commercial_Restaurant (WA)_New_Food Preparation_Natural Gas_Range_E8 | F1 | Commercial | Restaurant (WA) | New | Food Preparation | Natural Gas | Range | E8 | RVT - Cost of Equipment | 0 | 0 | 0 | 0 | 0 | 0 | 0 | 0 | 0 | 0 | 0 | 0 | 0 | 0 | 0 | 0 | 0 | 0 | 0 | 0 | 0 | 0 | 0 | 0 | 0 | 0 | 0
F1_Commercial_Restaurant (WA)_New_Food Preparation_Natural Gas_Range_E9 | F1 | Commercial | Restaurant (WA) | New | Food Preparation | Natural Gas | Range | E9 | RVT - Cost of Equipment | 0 | 0 | 0 | 0 | 0 | 0 | 0 | 0 | 0 | 0 | 0 | 0 | 0 | 0 | 0 | 0 | 0 | 0 | 0 | 0 | 0 | 0 | 0 | 0 | 0 | 0 | 0
F1_Commercial_Restaurant (WA)_New_Food Preparation_Natural Gas_Range_E10 | F1 | Commercial | Restaurant (WA) | New | Food Preparation | Natural Gas | Range | E10 | RVT - Cost of Equipment | 0 | 0 | 0 | 0 | 0 | 0 | 0 | 0 | 0 | 0 | 0 | 0 | 0 | 0 | 0 | 0 | 0 | 0 | 0 | 0 | 0 | 0 | 0 | 0 | 0 | 0 | 0
F2_Commercial_Restaurant (WA)_New_Food Preparation_Natural Gas_Range_E1 | F2 | Commercial | Restaurant (WA) | New | Food Preparation | Natural Gas | Range | E1 | RVT - Cost of Operation | 0.20176 | 0.20512 | 0.20921 | 0.21419 | 0.2201 | 0.22793 | 0.23595 | 0.24371 | 0.25086 | 0.25772 | 0.26477 | 0.27106 | 0.27763 | 0.2837 | 0.28881 | 0.29334 | 0.29706 | 0.30056 | 0.30432 | 0.30776 | 0.31121 | 0.3167 | 0.32223 | 0.32796 | 0.33379 | 0.33972 | 0.34575
F2_Commercial_Restaurant (WA)_New_Food Preparation_Natural Gas_Range_E2 | F2 | Commercial | Restaurant (WA) | New | Food Preparation | Natural Gas | Range | E2 | RVT - Cost of Operation | 0.10088 | 0.10256 | 0.10461 | 0.10709 | 0.11005 | 0.11396 | 0.11797 | 0.12186 | 0.12543 | 0.12886 | 0.13238 | 0.13553 | 0.13881 | 0.14185 | 0.14441 | 0.14667 | 0.14853 | 0.15028 | 0.15216 | 0.15388 | 0.1556 | 0.15835 | 0.16112 | 0.16398 | 0.16689 | 0.16986 | 0.17288
F2_Commercial_Restaurant (WA)_New_Food Preparation_Natural Gas_Range_E3 | F2 | Commercial | Restaurant (WA) | New | Food Preparation | Natural Gas | Range | E3 | RVT - Cost of Operation | 0 | 0 | 0 | 0 | 0 | 0 | 0 | 0 | 0 | 0 | 0 | 0 | 0 | 0 | 0 | 0 | 0 | 0 | 0 | 0 | 0 | 0 | 0 | 0 | 0 | 0 | 0
F2_Commercial_Restaurant (WA)_New_Food Preparation_Natural Gas_Range_E4 | F2 | Commercial | Restaurant (WA) | New | Food Preparation | Natural Gas | Range | E4 | RVT - Cost of Operation | 0 | 0 | 0 | 0 | 0 | 0 | 0 | 0 | 0 | 0 | 0 | 0 | 0 | 0 | 0 | 0 | 0 | 0 | 0 | 0 | 0 | 0 | 0 | 0 | 0 | 0 | 0
F2_Commercial_Restaurant (WA)_New_Food Preparation_Natural Gas_Range_E5 | F2 | Commercial | Restaurant (WA) | New | Food Preparation | Natural Gas | Range | E5 | RVT - Cost of Operation | 0 | 0 | 0 | 0 | 0 | 0 | 0 | 0 | 0 | 0 | 0 | 0 | 0 | 0 | 0 | 0 | 0 | 0 | 0 | 0 | 0 | 0 | 0 | 0 | 0 | 0 | 0
F2_Commercial_Restaurant (WA)_New_Food Preparation_Natural Gas_Range_E6 | F2 | Commercial | Restaurant (WA) | New | Food Preparation | Natural Gas | Range | E6 | RVT - Cost of Operation | 0 | 0 | 0 | 0 | 0 | 0 | 0 | 0 | 0 | 0 | 0 | 0 | 0 | 0 | 0 | 0 | 0 | 0 | 0 | 0 | 0 | 0 | 0 | 0 | 0 | 0 | 0
F2_Commercial_Restaurant (WA)_New_Food Preparation_Natural Gas_Range_E7 | F2 | Commercial | Restaurant (WA) | New | Food Preparation | Natural Gas | Range | E7 | RVT - Cost of Operation | 0 | 0 | 0 | 0 | 0 | 0 | 0 | 0 | 0 | 0 | 0 | 0 | 0 | 0 | 0 | 0 | 0 | 0 | 0 | 0 | 0 | 0 | 0 | 0 | 0 | 0 | 0
F2_Commercial_Restaurant (WA)_New_Food Preparation_Natural Gas_Range_E8 | F2 | Commercial | Restaurant (WA) | New | Food Preparation | Natural Gas | Range | E8 | RVT - Cost of Operation | 0 | 0 | 0 | 0 | 0 | 0 | 0 | 0 | 0 | 0 | 0 | 0 | 0 | 0 | 0 | 0 | 0 | 0 | 0 | 0 | 0 | 0 | 0 | 0 | 0 | 0 | 0
F2_Commercial_Restaurant (WA)_New_Food Preparation_Natural Gas_Range_E9 | F2 | Commercial | Restaurant (WA) | New | Food Preparation | Natural Gas | Range | E9 | RVT - Cost of Operation | 0 | 0 | 0 | 0 | 0 | 0 | 0 | 0 | 0 | 0 | 0 | 0 | 0 | 0 | 0 | 0 | 0 | 0 | 0 | 0 | 0 | 0 | 0 | 0 | 0 | 0 | 0
F2_Commercial_Restaurant (WA)_New_Food Preparation_Natural Gas_Range_E10 | F2 | Commercial | Restaurant (WA) | New | Food Preparation | Natural Gas | Range | E10 | RVT - Cost of Operation | 0 | 0 | 0 | 0 | 0 | 0 | 0 | 0 | 0 | 0 | 0 | 0 | 0 | 0 | 0 | 0 | 0 | 0 | 0 | 0 | 0 | 0 | 0 | 0 | 0 | 0 | 0
F3_Commercial_Restaurant (WA)_New_Food Preparation_Natural Gas_Range_E1 | F3 | Commercial | Restaurant (WA) | New | Food Preparation | Natural Gas | Range | E1 | System - kBTUs of Consumption | 48.9048 | 48.9048 | 48.9048 | 48.9048 | 48.9048 | 48.9048 | 48.9048 | 48.9048 | 48.9048 | 48.9048 | 48.9048 | 48.9048 | 48.9048 | 48.9048 | 48.9048 | 48.9048 | 48.9048 | 48.9048 | 48.9048 | 48.9048 | 48.9048 | 48.9048 | 48.9048 | 48.9048 | 48.9048 | 48.9048 | 48.9048
F3_Commercial_Restaurant (WA)_New_Food Preparation_Natural Gas_Range_E2 | F3 | Commercial | Restaurant (WA) | New | Food Preparation | Natural Gas | Range | E2 | System - kBTUs of Consumption | 24.4524 | 24.4524 | 24.4524 | 24.4524 | 24.4524 | 24.4524 | 24.4524 | 24.4524 | 24.4524 | 24.4524 | 24.4524 | 24.4524 | 24.4524 | 24.4524 | 24.4524 | 24.4524 | 24.4524 | 24.4524 | 24.4524 | 24.4524 | 24.4524 | 24.4524 | 24.4524 | 24.4524 | 24.4524 | 24.4524 | 24.4524
F3_Commercial_Restaurant (WA)_New_Food Preparation_Natural Gas_Range_E3 | F3 | Commercial | Restaurant (WA) | New | Food Preparation | Natural Gas | Range | E3 | System - kBTUs of Consumption | 0 | 0 | 0 | 0 | 0 | 0 | 0 | 0 | 0 | 0 | 0 | 0 | 0 | 0 | 0 | 0 | 0 | 0 | 0 | 0 | 0 | 0 | 0 | 0 | 0 | 0 | 0
F3_Commercial_Restaurant (WA)_New_Food Preparation_Natural Gas_Range_E4 | F3 | Commercial | Restaurant (WA) | New | Food Preparation | Natural Gas | Range | E4 | System - kBTUs of Consumption | 0 | 0 | 0 | 0 | 0 | 0 | 0 | 0 | 0 | 0 | 0 | 0 | 0 | 0 | 0 | 0 | 0 | 0 | 0 | 0 | 0 | 0 | 0 | 0 | 0 | 0 | 0
F3_Commercial_Restaurant (WA)_New_Food Preparation_Natural Gas_Range_E5 | F3 | Commercial | Restaurant (WA) | New | Food Preparation | Natural Gas | Range | E5 | System - kBTUs of Consumption | 0 | 0 | 0 | 0 | 0 | 0 | 0 | 0 | 0 | 0 | 0 | 0 | 0 | 0 | 0 | 0 | 0 | 0 | 0 | 0 | 0 | 0 | 0 | 0 | 0 | 0 | 0
F3_Commercial_Restaurant (WA)_New_Food Preparation_Natural Gas_Range_E6 | F3 | Commercial | Restaurant (WA) | New | Food Preparation | Natural Gas | Range | E6 | System - kBTUs of Consumption | 0 | 0 | 0 | 0 | 0 | 0 | 0 | 0 | 0 | 0 | 0 | 0 | 0 | 0 | 0 | 0 | 0 | 0 | 0 | 0 | 0 | 0 | 0 | 0 | 0 | 0 | 0
F3_Commercial_Restaurant (WA)_New_Food Preparation_Natural Gas_Range_E7 | F3 | Commercial | Restaurant (WA) | New | Food Preparation | Natural Gas | Range | E7 | System - kBTUs of Consumption | 0 | 0 | 0 | 0 | 0 | 0 | 0 | 0 | 0 | 0 | 0 | 0 | 0 | 0 | 0 | 0 | 0 | 0 | 0 | 0 | 0 | 0 | 0 | 0 | 0 | 0 | 0
F3_Commercial_Restaurant (WA)_New_Food Preparation_Natural Gas_Range_E8 | F3 | Commercial | Restaurant (WA) | New | Food Preparation | Natural Gas | Range | E8 | System - kBTUs of Consumption | 0 | 0 | 0 | 0 | 0 | 0 | 0 | 0 | 0 | 0 | 0 | 0 | 0 | 0 | 0 | 0 | 0 | 0 | 0 | 0 | 0 | 0 | 0 | 0 | 0 | 0 | 0
F3_Commercial_Restaurant (WA)_New_Food Preparation_Natural Gas_Range_E9 | F3 | Commercial | Restaurant (WA) | New | Food Preparation | Natural Gas | Range | E9 | System - kBTUs of Consumption | 0 | 0 | 0 | 0 | 0 | 0 | 0 | 0 | 0 | 0 | 0 | 0 | 0 | 0 | 0 | 0 | 0 | 0 | 0 | 0 | 0 | 0 | 0 | 0 | 0 | 0 | 0
F3_Commercial_Restaurant (WA)_New_Food Preparation_Natural Gas_Range_E10 | F3 | Commercial | Restaurant (WA) | New | Food Preparation | Natural Gas | Range | E10 | System - kBTUs of Consumption | 0 | 0 | 0 | 0 | 0 | 0 | 0 | 0 | 0 | 0 | 0 | 0 | 0 | 0 | 0 | 0 | 0 | 0 | 0 | 0 | 0 | 0 | 0 | 0 | 0 | 0 | 0
F4_Commercial_Restaurant (WA)_New_Food Preparation_Natural Gas_Range_E1 | F4 | Commercial | Restaurant (WA) | New | Food Preparation | Natural Gas | Range | E1 | Utility - Cost of Equipment | 0.19357 | 0.19357 | 0.19357 | 0.19357 | 0.19357 | 0.19357 | 0.19357 | 0.19357 | 0.19357 | 0.19357 | 0.19357 | 0.19357 | 0.19357 | 0.19357 | 0.19357 | 0.19357 | 0.19357 | 0.19357 | 0.19357 | 0.19357 | 0.19357 | 0.19357 | 0.19357 | 0.19357 | 0.19357 | 0.19357 | 0.19357
F4_Commercial_Restaurant (WA)_New_Food Preparation_Natural Gas_Range_E2 | F4 | Commercial | Restaurant (WA) | New | Food Preparation | Natural Gas | Range | E2 | Utility - Cost of Equipment | 0.21078 | 0.21078 | 0.21078 | 0.21078 | 0.21078 | 0.21078 | 0.21078 | 0.21078 | 0.21078 | 0.21078 | 0.21078 | 0.21078 | 0.21078 | 0.21078 | 0.21078 | 0.21078 | 0.21078 | 0.21078 | 0.21078 | 0.21078 | 0.21078 | 0.21078 | 0.21078 | 0.21078 | 0.21078 | 0.21078 | 0.21078
F4_Commercial_Restaurant (WA)_New_Food Preparation_Natural Gas_Range_E3 | F4 | Commercial | Restaurant (WA) | New | Food Preparation | Natural Gas | Range | E3 | Utility - Cost of Equipment | 0 | 0 | 0 | 0 | 0 | 0 | 0 | 0 | 0 | 0 | 0 | 0 | 0 | 0 | 0 | 0 | 0 | 0 | 0 | 0 | 0 | 0 | 0 | 0 | 0 | 0 | 0
F4_Commercial_Restaurant (WA)_New_Food Preparation_Natural Gas_Range_E4 | F4 | Commercial | Restaurant (WA) | New | Food Preparation | Natural Gas | Range | E4 | Utility - Cost of Equipment | 0 | 0 | 0 | 0 | 0 | 0 | 0 | 0 | 0 | 0 | 0 | 0 | 0 | 0 | 0 | 0 | 0 | 0 | 0 | 0 | 0 | 0 | 0 | 0 | 0 | 0 | 0
F4_Commercial_Restaurant (WA)_New_Food Preparation_Natural Gas_Range_E5 | F4 | Commercial | Restaurant (WA) | New | Food Preparation | Natural Gas | Range | E5 | Utility - Cost of Equipment | 0 | 0 | 0 | 0 | 0 | 0 | 0 | 0 | 0 | 0 | 0 | 0 | 0 | 0 | 0 | 0 | 0 | 0 | 0 | 0 | 0 | 0 | 0 | 0 | 0 | 0 | 0
F4_Commercial_Restaurant (WA)_New_Food Preparation_Natural Gas_Range_E6 | F4 | Commercial | Restaurant (WA) | New | Food Preparation | Natural Gas | Range | E6 | Utility - Cost of Equipment | 0 | 0 | 0 | 0 | 0 | 0 | 0 | 0 | 0 | 0 | 0 | 0 | 0 | 0 | 0 | 0 | 0 | 0 | 0 | 0 | 0 | 0 | 0 | 0 | 0 | 0 | 0
F4_Commercial_Restaurant (WA)_New_Food Preparation_Natural Gas_Range_E7 | F4 | Commercial | Restaurant (WA) | New | Food Preparation | Natural Gas | Range | E7 | Utility - Cost of Equipment | 0 | 0 | 0 | 0 | 0 | 0 | 0 | 0 | 0 | 0 | 0 | 0 | 0 | 0 | 0 | 0 | 0 | 0 | 0 | 0 | 0 | 0 | 0 | 0 | 0 | 0 | 0
F4_Commercial_Restaurant (WA)_New_Food Preparation_Natural Gas_Range_E8 | F4 | Commercial | Restaurant (WA) | New | Food Preparation | Natural Gas | Range | E8 | Utility - Cost of Equipment | 0 | 0 | 0 | 0 | 0 | 0 | 0 | 0 | 0 | 0 | 0 | 0 | 0 | 0 | 0 | 0 | 0 | 0 | 0 | 0 | 0 | 0 | 0 | 0 | 0 | 0 | 0
F4_Commercial_Restaurant (WA)_New_Food Preparation_Natural Gas_Range_E9 | F4 | Commercial | Restaurant (WA) | New | Food Preparation | Natural Gas | Range | E9 | Utility - Cost of Equipment | 0 | 0 | 0 | 0 | 0 | 0 | 0 | 0 | 0 | 0 | 0 | 0 | 0 | 0 | 0 | 0 | 0 | 0 | 0 | 0 | 0 | 0 | 0 | 0 | 0 | 0 | 0
F4_Commercial_Restaurant (WA)_New_Food Preparation_Natural Gas_Range_E10 | F4 | Commercial | Restaurant (WA) | New | Food Preparation | Natural Gas | Range | E10 | Utility - Cost of Equipment | 0 | 0 | 0 | 0 | 0 | 0 | 0 | 0 | 0 | 0 | 0 | 0 | 0 | 0 | 0 | 0 | 0 | 0 | 0 | 0 | 0 | 0 | 0 | 0 | 0 | 0 | 0
F5_Commercial_Restaurant (WA)_New_Food Preparation_Natural Gas_Range_E1 | F5 | Commercial | Restaurant (WA) | New | Food Preparation | Natural Gas | Range | E1 | Utility - Cost of Operation | 0.16961 | 0.17352 | 0.17845 | 0.18426 | 0.19101 | 0.19953 | 0.20841 | 0.21726 | 0.2258 | 0.23445 | 0.2412 | 0.24748 | 0.25426 | 0.26086 | 0.26667 | 0.27206 | 0.27681 | 0.28148 | 0.28651 | 0.29138 | 0.29639 | 0.30161 | 0.30689 | 0.31234 | 0.31789 | 0.32354 | 0.32929
F5_Commercial_Restaurant (WA)_New_Food Preparation_Natural Gas_Range_E2 | F5 | Commercial | Restaurant (WA) | New | Food Preparation | Natural Gas | Range | E2 | Utility - Cost of Operation | 0.084803 | 0.086761 | 0.089223 | 0.092129 | 0.095507 | 0.099767 | 0.10421 | 0.10863 | 0.1129 | 0.11722 | 0.1206 | 0.12374 | 0.12713 | 0.13043 | 0.13334 | 0.13603 | 0.13841 | 0.14074 | 0.14325 | 0.14569 | 0.14819 | 0.15081 | 0.15345 | 0.15617 | 0.15895 | 0.16177 | 0.16464
F5_Commercial_Restaurant (WA)_New_Food Preparation_Natural Gas_Range_E3 | F5 | Commercial | Restaurant (WA) | New | Food Preparation | Natural Gas | Range | E3 | Utility - Cost of Operation | 0 | 0 | 0 | 0 | 0 | 0 | 0 | 0 | 0 | 0 | 0 | 0 | 0 | 0 | 0 | 0 | 0 | 0 | 0 | 0 | 0 | 0 | 0 | 0 | 0 | 0 | 0
F5_Commercial_Restaurant (WA)_New_Food Preparation_Natural Gas_Range_E4 | F5 | Commercial | Restaurant (WA) | New | Food Preparation | Natural Gas | Range | E4 | Utility - Cost of Operation | 0 | 0 | 0 | 0 | 0 | 0 | 0 | 0 | 0 | 0 | 0 | 0 | 0 | 0 | 0 | 0 | 0 | 0 | 0 | 0 | 0 | 0 | 0 | 0 | 0 | 0 | 0
F5_Commercial_Restaurant (WA)_New_Food Preparation_Natural Gas_Range_E5 | F5 | Commercial | Restaurant (WA) | New | Food Preparation | Natural Gas | Range | E5 | Utility - Cost of Operation | 0 | 0 | 0 | 0 | 0 | 0 | 0 | 0 | 0 | 0 | 0 | 0 | 0 | 0 | 0 | 0 | 0 | 0 | 0 | 0 | 0 | 0 | 0 | 0 | 0 | 0 | 0
F5_Commercial_Restaurant (WA)_New_Food Preparation_Natural Gas_Range_E6 | F5 | Commercial | Restaurant (WA) | New | Food Preparation | Natural Gas | Range | E6 | Utility - Cost of Operation | 0 | 0 | 0 | 0 | 0 | 0 | 0 | 0 | 0 | 0 | 0 | 0 | 0 | 0 | 0 | 0 | 0 | 0 | 0 | 0 | 0 | 0 | 0 | 0 | 0 | 0 | 0
F5_Commercial_Restaurant (WA)_New_Food Preparation_Natural Gas_Range_E7 | F5 | Commercial | Restaurant (WA) | New | Food Preparation | Natural Gas | Range | E7 | Utility - Cost of Operation | 0 | 0 | 0 | 0 | 0 | 0 | 0 | 0 | 0 | 0 | 0 | 0 | 0 | 0 | 0 | 0 | 0 | 0 | 0 | 0 | 0 | 0 | 0 | 0 | 0 | 0 | 0
F5_Commercial_Restaurant (WA)_New_Food Preparation_Natural Gas_Range_E8 | F5 | Commercial | Restaurant (WA) | New | Food Preparation | Natural Gas | Range | E8 | Utility - Cost of Operation | 0 | 0 | 0 | 0 | 0 | 0 | 0 | 0 | 0 | 0 | 0 | 0 | 0 | 0 | 0 | 0 | 0 | 0 | 0 | 0 | 0 | 0 | 0 | 0 | 0 | 0 | 0
F5_Commercial_Restaurant (WA)_New_Food Preparation_Natural Gas_Range_E9 | F5 | Commercial | Restaurant (WA) | New | Food Preparation | Natural Gas | Range | E9 | Utility - Cost of Operation | 0 | 0 | 0 | 0 | 0 | 0 | 0 | 0 | 0 | 0 | 0 | 0 | 0 | 0 | 0 | 0 | 0 | 0 | 0 | 0 | 0 | 0 | 0 | 0 | 0 | 0 | 0
F5_Commercial_Restaurant (WA)_New_Food Preparation_Natural Gas_Range_E10 | F5 | Commercial | Restaurant (WA) | New | Food Preparation | Natural Gas | Range | E10 | Utility - Cost of Operation | 0 | 0 | 0 | 0 | 0 | 0 | 0 | 0 | 0 | 0 | 0 | 0 | 0 | 0 | 0 | 0 | 0 | 0 | 0 | 0 | 0 | 0 | 0 | 0 | 0 | 0 | 0
F6_Commercial_Restaurant (WA)_New_Food Preparation_Natural Gas_Range_E1 | F6 | Commercial | Restaurant (WA) | New | Food Preparation | Natural Gas | Range | E1 | Utility - Value of Sales | 0.20176 | 0.20512 | 0.20921 | 0.21419 | 0.2201 | 0.22793 | 0.23595 | 0.24371 | 0.25086 | 0.25772 | 0.26477 | 0.27106 | 0.27763 | 0.2837 | 0.28881 | 0.29334 | 0.29706 | 0.30056 | 0.30432 | 0.30776 | 0.31121 | 0.3167 | 0.32223 | 0.32796 | 0.33379 | 0.33972 | 0.34575
F6_Commercial_Restaurant (WA)_New_Food Preparation_Natural Gas_Range_E2 | F6 | Commercial | Restaurant (WA) | New | Food Preparation | Natural Gas | Range | E2 | Utility - Value of Sales | 0.10088 | 0.10256 | 0.10461 | 0.10709 | 0.11005 | 0.11396 | 0.11797 | 0.12186 | 0.12543 | 0.12886 | 0.13238 | 0.13553 | 0.13881 | 0.14185 | 0.14441 | 0.14667 | 0.14853 | 0.15028 | 0.15216 | 0.15388 | 0.1556 | 0.15835 | 0.16112 | 0.16398 | 0.16689 | 0.16986 | 0.17288
F6_Commercial_Restaurant (WA)_New_Food Preparation_Natural Gas_Range_E3 | F6 | Commercial | Restaurant (WA) | New | Food Preparation | Natural Gas | Range | E3 | Utility - Value of Sales | 0 | 0 | 0 | 0 | 0 | 0 | 0 | 0 | 0 | 0 | 0 | 0 | 0 | 0 | 0 | 0 | 0 | 0 | 0 | 0 | 0 | 0 | 0 | 0 | 0 | 0 | 0
F6_Commercial_Restaurant (WA)_New_Food Preparation_Natural Gas_Range_E4 | F6 | Commercial | Restaurant (WA) | New | Food Preparation | Natural Gas | Range | E4 | Utility - Value of Sales | 0 | 0 | 0 | 0 | 0 | 0 | 0 | 0 | 0 | 0 | 0 | 0 | 0 | 0 | 0 | 0 | 0 | 0 | 0 | 0 | 0 | 0 | 0 | 0 | 0 | 0 | 0
F6_Commercial_Restaurant (WA)_New_Food Preparation_Natural Gas_Range_E5 | F6 | Commercial | Restaurant (WA) | New | Food Preparation | Natural Gas | Range | E5 | Utility - Value of Sales | 0 | 0 | 0 | 0 | 0 | 0 | 0 | 0 | 0 | 0 | 0 | 0 | 0 | 0 | 0 | 0 | 0 | 0 | 0 | 0 | 0 | 0 | 0 | 0 | 0 | 0 | 0
F6_Commercial_Restaurant (WA)_New_Food Preparation_Natural Gas_Range_E6 | F6 | Commercial | Restaurant (WA) | New | Food Preparation | Natural Gas | Range | E6 | Utility - Value of Sales | 0 | 0 | 0 | 0 | 0 | 0 | 0 | 0 | 0 | 0 | 0 | 0 | 0 | 0 | 0 | 0 | 0 | 0 | 0 | 0 | 0 | 0 | 0 | 0 | 0 | 0 | 0
F6_Commercial_Restaurant (WA)_New_Food Preparation_Natural Gas_Range_E7 | F6 | Commercial | Restaurant (WA) | New | Food Preparation | Natural Gas | Range | E7 | Utility - Value of Sales | 0 | 0 | 0 | 0 | 0 | 0 | 0 | 0 | 0 | 0 | 0 | 0 | 0 | 0 | 0 | 0 | 0 | 0 | 0 | 0 | 0 | 0 | 0 | 0 | 0 | 0 | 0
F6_Commercial_Restaurant (WA)_New_Food Preparation_Natural Gas_Range_E8 | F6 | Commercial | Restaurant (WA) | New | Food Preparation | Natural Gas | Range | E8 | Utility - Value of Sales | 0 | 0 | 0 | 0 | 0 | 0 | 0 | 0 | 0 | 0 | 0 | 0 | 0 | 0 | 0 | 0 | 0 | 0 | 0 | 0 | 0 | 0 | 0 | 0 | 0 | 0 | 0
F6_Commercial_Restaurant (WA)_New_Food Preparation_Natural Gas_Range_E9 | F6 | Commercial | Restaurant (WA) | New | Food Preparation | Natural Gas | Range | E9 | Utility - Value of Sales | 0 | 0 | 0 | 0 | 0 | 0 | 0 | 0 | 0 | 0 | 0 | 0 | 0 | 0 | 0 | 0 | 0 | 0 | 0 | 0 | 0 | 0 | 0 | 0 | 0 | 0 | 0
F6_Commercial_Restaurant (WA)_New_Food Preparation_Natural Gas_Range_E10 | F6 | Commercial | Restaurant (WA) | New | Food Preparation | Natural Gas | Range | E10 | Utility - Value of Sales | 0 | 0 | 0 | 0 | 0 | 0 | 0 | 0 | 0 | 0 | 0 | 0 | 0 | 0 | 0 | 0 | 0 | 0 | 0 | 0 | 0 | 0 | 0 | 0 | 0 | 0 | 0
F1_Commercial_Restaurant (WA)_New_Food Preparation_Natural Gas_Steamer_E1 | F1 | Commercial | Restaurant (WA) | New | Food Preparation | Natural Gas | Steamer | E1 | RVT - Cost of Equipment | 0.053771 | 0.053771 | 0.053771 | 0.053771 | 0.053771 | 0.053771 | 0.053771 | 0.053771 | 0.053771 | 0.053771 | 0.053771 | 0.053771 | 0.053771 | 0.053771 | 0.053771 | 0.053771 | 0.053771 | 0.053771 | 0.053771 | 0.053771 | 0.053771 | 0.053771 | 0.053771 | 0.053771 | 0.053771 | 0.053771 | 0.053771
F1_Commercial_Restaurant (WA)_New_Food Preparation_Natural Gas_Steamer_E2 | F1 | Commercial | Restaurant (WA) | New | Food Preparation | Natural Gas | Steamer | E2 | RVT - Cost of Equipment | 0.057776 | 0.057776 | 0.057776 | 0.057776 | 0.057776 | 0.057776 | 0.057776 | 0.057776 | 0.057776 | 0.057776 | 0.057776 | 0.057776 | 0.057776 | 0.057776 | 0.057776 | 0.057776 | 0.057776 | 0.057776 | 0.057776 | 0.057776 | 0.057776 | 0.057776 | 0.057776 | 0.057776 | 0.057776 | 0.057776 | 0.057776
F1_Commercial_Restaurant (WA)_New_Food Preparation_Natural Gas_Steamer_E3 | F1 | Commercial | Restaurant (WA) | New | Food Preparation | Natural Gas | Steamer | E3 | RVT - Cost of Equipment | 0 | 0 | 0 | 0 | 0 | 0 | 0 | 0 | 0 | 0 | 0 | 0 | 0 | 0 | 0 | 0 | 0 | 0 | 0 | 0 | 0 | 0 | 0 | 0 | 0 | 0 | 0
F1_Commercial_Restaurant (WA)_New_Food Preparation_Natural Gas_Steamer_E4 | F1 | Commercial | Restaurant (WA) | New | Food Preparation | Natural Gas | Steamer | E4 | RVT - Cost of Equipment | 0 | 0 | 0 | 0 | 0 | 0 | 0 | 0 | 0 | 0 | 0 | 0 | 0 | 0 | 0 | 0 | 0 | 0 | 0 | 0 | 0 | 0 | 0 | 0 | 0 | 0 | 0
F1_Commercial_Restaurant (WA)_New_Food Preparation_Natural Gas_Steamer_E5 | F1 | Commercial | Restaurant (WA) | New | Food Preparation | Natural Gas | Steamer | E5 | RVT - Cost of Equipment | 0 | 0 | 0 | 0 | 0 | 0 | 0 | 0 | 0 | 0 | 0 | 0 | 0 | 0 | 0 | 0 | 0 | 0 | 0 | 0 | 0 | 0 | 0 | 0 | 0 | 0 | 0
F1_Commercial_Restaurant (WA)_New_Food Preparation_Natural Gas_Steamer_E6 | F1 | Commercial | Restaurant (WA) | New | Food Preparation | Natural Gas | Steamer | E6 | RVT - Cost of Equipment | 0 | 0 | 0 | 0 | 0 | 0 | 0 | 0 | 0 | 0 | 0 | 0 | 0 | 0 | 0 | 0 | 0 | 0 | 0 | 0 | 0 | 0 | 0 | 0 | 0 | 0 | 0
F1_Commercial_Restaurant (WA)_New_Food Preparation_Natural Gas_Steamer_E7 | F1 | Commercial | Restaurant (WA) | New | Food Preparation | Natural Gas | Steamer | E7 | RVT - Cost of Equipment | 0 | 0 | 0 | 0 | 0 | 0 | 0 | 0 | 0 | 0 | 0 | 0 | 0 | 0 | 0 | 0 | 0 | 0 | 0 | 0 | 0 | 0 | 0 | 0 | 0 | 0 | 0
F1_Commercial_Restaurant (WA)_New_Food Preparation_Natural Gas_Steamer_E8 | F1 | Commercial | Restaurant (WA) | New | Food Preparation | Natural Gas | Steamer | E8 | RVT - Cost of Equipment | 0 | 0 | 0 | 0 | 0 | 0 | 0 | 0 | 0 | 0 | 0 | 0 | 0 | 0 | 0 | 0 | 0 | 0 | 0 | 0 | 0 | 0 | 0 | 0 | 0 | 0 | 0
F1_Commercial_Restaurant (WA)_New_Food Preparation_Natural Gas_Steamer_E9 | F1 | Commercial | Restaurant (WA) | New | Food Preparation | Natural Gas | Steamer | E9 | RVT - Cost of Equipment | 0 | 0 | 0 | 0 | 0 | 0 | 0 | 0 | 0 | 0 | 0 | 0 | 0 | 0 | 0 | 0 | 0 | 0 | 0 | 0 | 0 | 0 | 0 | 0 | 0 | 0 | 0
F1_Commercial_Restaurant (WA)_New_Food Preparation_Natural Gas_Steamer_E10 | F1 | Commercial | Restaurant (WA) | New | Food Preparation | Natural Gas | Steamer | E10 | RVT - Cost of Equipment | 0 | 0 | 0 | 0 | 0 | 0 | 0 | 0 | 0 | 0 | 0 | 0 | 0 | 0 | 0 | 0 | 0 | 0 | 0 | 0 | 0 | 0 | 0 | 0 | 0 | 0 | 0
F2_Commercial_Restaurant (WA)_New_Food Preparation_Natural Gas_Steamer_E1 | F2 | Commercial | Restaurant (WA) | New | Food Preparation | Natural Gas | Steamer | E1 | RVT - Cost of Operation | 0.281 | 0.28631 | 0.29254 | 0.29981 | 0.30813 | 0.31851 | 0.32893 | 0.33882 | 0.34777 | 0.35645 | 0.36544 | 0.37361 | 0.38223 | 0.39039 | 0.39741 | 0.40374 | 0.4091 | 0.41422 | 0.41966 | 0.42474 | 0.42984 | 0.43743 | 0.44509 | 0.453 | 0.46105 | 0.46924 | 0.47758
F2_Commercial_Restaurant (WA)_New_Food Preparation_Natural Gas_Steamer_E2 | F2 | Commercial | Restaurant (WA) | New | Food Preparation | Natural Gas | Steamer | E2 | RVT - Cost of Operation | 0.053018 | 0.05402 | 0.055195 | 0.056566 | 0.058136 | 0.060095 | 0.06206 | 0.063926 | 0.065615 | 0.067252 | 0.068948 | 0.07049 | 0.072117 | 0.073657 | 0.074981 | 0.076176 | 0.077187 | 0.078153 | 0.079179 | 0.080138 | 0.0811 | 0.082531 | 0.083977 | 0.085469 | 0.086988 | 0.088533 | 0.090106
F2_Commercial_Restaurant (WA)_New_Food Preparation_Natural Gas_Steamer_E3 | F2 | Commercial | Restaurant (WA) | New | Food Preparation | Natural Gas | Steamer | E3 | RVT - Cost of Operation | 0 | 0 | 0 | 0 | 0 | 0 | 0 | 0 | 0 | 0 | 0 | 0 | 0 | 0 | 0 | 0 | 0 | 0 | 0 | 0 | 0 | 0 | 0 | 0 | 0 | 0 | 0
F2_Commercial_Restaurant (WA)_New_Food Preparation_Natural Gas_Steamer_E4 | F2 | Commercial | Restaurant (WA) | New | Food Preparation | Natural Gas | Steamer | E4 | RVT - Cost of Operation | 0 | 0 | 0 | 0 | 0 | 0 | 0 | 0 | 0 | 0 | 0 | 0 | 0 | 0 | 0 | 0 | 0 | 0 | 0 | 0 | 0 | 0 | 0 | 0 | 0 | 0 | 0
F2_Commercial_Restaurant (WA)_New_Food Preparation_Natural Gas_Steamer_E5 | F2 | Commercial | Restaurant (WA) | New | Food Preparation | Natural Gas | Steamer | E5 | RVT - Cost of Operation | 0 | 0 | 0 | 0 | 0 | 0 | 0 | 0 | 0 | 0 | 0 | 0 | 0 | 0 | 0 | 0 | 0 | 0 | 0 | 0 | 0 | 0 | 0 | 0 | 0 | 0 | 0
F2_Commercial_Restaurant (WA)_New_Food Preparation_Natural Gas_Steamer_E6 | F2 | Commercial | Restaurant (WA) | New | Food Preparation | Natural Gas | Steamer | E6 | RVT - Cost of Operation | 0 | 0 | 0 | 0 | 0 | 0 | 0 | 0 | 0 | 0 | 0 | 0 | 0 | 0 | 0 | 0 | 0 | 0 | 0 | 0 | 0 | 0 | 0 | 0 | 0 | 0 | 0
F2_Commercial_Restaurant (WA)_New_Food Preparation_Natural Gas_Steamer_E7 | F2 | Commercial | Restaurant (WA) | New | Food Preparation | Natural Gas | Steamer | E7 | RVT - Cost of Operation | 0 | 0 | 0 | 0 | 0 | 0 | 0 | 0 | 0 | 0 | 0 | 0 | 0 | 0 | 0 | 0 | 0 | 0 | 0 | 0 | 0 | 0 | 0 | 0 | 0 | 0 | 0
F2_Commercial_Restaurant (WA)_New_Food Preparation_Natural Gas_Steamer_E8 | F2 | Commercial | Restaurant (WA) | New | Food Preparation | Natural Gas | Steamer | E8 | RVT - Cost of Operation | 0 | 0 | 0 | 0 | 0 | 0 | 0 | 0 | 0 | 0 | 0 | 0 | 0 | 0 | 0 | 0 | 0 | 0 | 0 | 0 | 0 | 0 | 0 | 0 | 0 | 0 | 0
F2_Commercial_Restaurant (WA)_New_Food Preparation_Natural Gas_Steamer_E9 | F2 | Commercial | Restaurant (WA) | New | Food Preparation | Natural Gas | Steamer | E9 | RVT - Cost of Operation | 0 | 0 | 0 | 0 | 0 | 0 | 0 | 0 | 0 | 0 | 0 | 0 | 0 | 0 | 0 | 0 | 0 | 0 | 0 | 0 | 0 | 0 | 0 | 0 | 0 | 0 | 0
F2_Commercial_Restaurant (WA)_New_Food Preparation_Natural Gas_Steamer_E10 | F2 | Commercial | Restaurant (WA) | New | Food Preparation | Natural Gas | Steamer | E10 | RVT - Cost of Operation | 0 | 0 | 0 | 0 | 0 | 0 | 0 | 0 | 0 | 0 | 0 | 0 | 0 | 0 | 0 | 0 | 0 | 0 | 0 | 0 | 0 | 0 | 0 | 0 | 0 | 0 | 0
F3_Commercial_Restaurant (WA)_New_Food Preparation_Natural Gas_Steamer_E1 | F3 | Commercial | Restaurant (WA) | New | Food Preparation | Natural Gas | Steamer | E1 | System - kBTUs of Consumption | 67.037 | 67.037 | 67.037 | 67.037 | 67.037 | 67.037 | 67.037 | 67.037 | 67.037 | 67.037 | 67.037 | 67.037 | 67.037 | 67.037 | 67.037 | 67.037 | 67.037 | 67.037 | 67.037 | 67.037 | 67.037 | 67.037 | 67.037 | 67.037 | 67.037 | 67.037 | 67.037
F3_Commercial_Restaurant (WA)_New_Food Preparation_Natural Gas_Steamer_E2 | F3 | Commercial | Restaurant (WA) | New | Food Preparation | Natural Gas | Steamer | E2 | System - kBTUs of Consumption | 12.6481 | 12.6481 | 12.6481 | 12.6481 | 12.6481 | 12.6481 | 12.6481 | 12.6481 | 12.6481 | 12.6481 | 12.6481 | 12.6481 | 12.6481 | 12.6481 | 12.6481 | 12.6481 | 12.6481 | 12.6481 | 12.6481 | 12.6481 | 12.6481 | 12.6481 | 12.6481 | 12.6481 | 12.6481 | 12.6481 | 12.6481
F3_Commercial_Restaurant (WA)_New_Food Preparation_Natural Gas_Steamer_E3 | F3 | Commercial | Restaurant (WA) | New | Food Preparation | Natural Gas | Steamer | E3 | System - kBTUs of Consumption | 0 | 0 | 0 | 0 | 0 | 0 | 0 | 0 | 0 | 0 | 0 | 0 | 0 | 0 | 0 | 0 | 0 | 0 | 0 | 0 | 0 | 0 | 0 | 0 | 0 | 0 | 0
F3_Commercial_Restaurant (WA)_New_Food Preparation_Natural Gas_Steamer_E4 | F3 | Commercial | Restaurant (WA) | New | Food Preparation | Natural Gas | Steamer | E4 | System - kBTUs of Consumption | 0 | 0 | 0 | 0 | 0 | 0 | 0 | 0 | 0 | 0 | 0 | 0 | 0 | 0 | 0 | 0 | 0 | 0 | 0 | 0 | 0 | 0 | 0 | 0 | 0 | 0 | 0
F3_Commercial_Restaurant (WA)_New_Food Preparation_Natural Gas_Steamer_E5 | F3 | Commercial | Restaurant (WA) | New | Food Preparation | Natural Gas | Steamer | E5 | System - kBTUs of Consumption | 0 | 0 | 0 | 0 | 0 | 0 | 0 | 0 | 0 | 0 | 0 | 0 | 0 | 0 | 0 | 0 | 0 | 0 | 0 | 0 | 0 | 0 | 0 | 0 | 0 | 0 | 0
F3_Commercial_Restaurant (WA)_New_Food Preparation_Natural Gas_Steamer_E6 | F3 | Commercial | Restaurant (WA) | New | Food Preparation | Natural Gas | Steamer | E6 | System - kBTUs of Consumption | 0 | 0 | 0 | 0 | 0 | 0 | 0 | 0 | 0 | 0 | 0 | 0 | 0 | 0 | 0 | 0 | 0 | 0 | 0 | 0 | 0 | 0 | 0 | 0 | 0 | 0 | 0
F3_Commercial_Restaurant (WA)_New_Food Preparation_Natural Gas_Steamer_E7 | F3 | Commercial | Restaurant (WA) | New | Food Preparation | Natural Gas | Steamer | E7 | System - kBTUs of Consumption | 0 | 0 | 0 | 0 | 0 | 0 | 0 | 0 | 0 | 0 | 0 | 0 | 0 | 0 | 0 | 0 | 0 | 0 | 0 | 0 | 0 | 0 | 0 | 0 | 0 | 0 | 0
F3_Commercial_Restaurant (WA)_New_Food Preparation_Natural Gas_Steamer_E8 | F3 | Commercial | Restaurant (WA) | New | Food Preparation | Natural Gas | Steamer | E8 | System - kBTUs of Consumption | 0 | 0 | 0 | 0 | 0 | 0 | 0 | 0 | 0 | 0 | 0 | 0 | 0 | 0 | 0 | 0 | 0 | 0 | 0 | 0 | 0 | 0 | 0 | 0 | 0 | 0 | 0
F3_Commercial_Restaurant (WA)_New_Food Preparation_Natural Gas_Steamer_E9 | F3 | Commercial | Restaurant (WA) | New | Food Preparation | Natural Gas | Steamer | E9 | System - kBTUs of Consumption | 0 | 0 | 0 | 0 | 0 | 0 | 0 | 0 | 0 | 0 | 0 | 0 | 0 | 0 | 0 | 0 | 0 | 0 | 0 | 0 | 0 | 0 | 0 | 0 | 0 | 0 | 0
F3_Commercial_Restaurant (WA)_New_Food Preparation_Natural Gas_Steamer_E10 | F3 | Commercial | Restaurant (WA) | New | Food Preparation | Natural Gas | Steamer | E10 | System - kBTUs of Consumption | 0 | 0 | 0 | 0 | 0 | 0 | 0 | 0 | 0 | 0 | 0 | 0 | 0 | 0 | 0 | 0 | 0 | 0 | 0 | 0 | 0 | 0 | 0 | 0 | 0 | 0 | 0
F4_Commercial_Restaurant (WA)_New_Food Preparation_Natural Gas_Steamer_E1 | F4 | Commercial | Restaurant (WA) | New | Food Preparation | Natural Gas | Steamer | E1 | Utility - Cost of Equipment | 0.053771 | 0.053771 | 0.053771 | 0.053771 | 0.053771 | 0.053771 | 0.053771 | 0.053771 | 0.053771 | 0.053771 | 0.053771 | 0.053771 | 0.053771 | 0.053771 | 0.053771 | 0.053771 | 0.053771 | 0.053771 | 0.053771 | 0.053771 | 0.053771 | 0.053771 | 0.053771 | 0.053771 | 0.053771 | 0.053771 | 0.053771
F4_Commercial_Restaurant (WA)_New_Food Preparation_Natural Gas_Steamer_E2 | F4 | Commercial | Restaurant (WA) | New | Food Preparation | Natural Gas | Steamer | E2 | Utility - Cost of Equipment | 0.057776 | 0.057776 | 0.057776 | 0.057776 | 0.057776 | 0.057776 | 0.057776 | 0.057776 | 0.057776 | 0.057776 | 0.057776 | 0.057776 | 0.057776 | 0.057776 | 0.057776 | 0.057776 | 0.057776 | 0.057776 | 0.057776 | 0.057776 | 0.057776 | 0.057776 | 0.057776 | 0.057776 | 0.057776 | 0.057776 | 0.057776
F4_Commercial_Restaurant (WA)_New_Food Preparation_Natural Gas_Steamer_E3 | F4 | Commercial | Restaurant (WA) | New | Food Preparation | Natural Gas | Steamer | E3 | Utility - Cost of Equipment | 0 | 0 | 0 | 0 | 0 | 0 | 0 | 0 | 0 | 0 | 0 | 0 | 0 | 0 | 0 | 0 | 0 | 0 | 0 | 0 | 0 | 0 | 0 | 0 | 0 | 0 | 0
F4_Commercial_Restaurant (WA)_New_Food Preparation_Natural Gas_Steamer_E4 | F4 | Commercial | Restaurant (WA) | New | Food Preparation | Natural Gas | Steamer | E4 | Utility - Cost of Equipment | 0 | 0 | 0 | 0 | 0 | 0 | 0 | 0 | 0 | 0 | 0 | 0 | 0 | 0 | 0 | 0 | 0 | 0 | 0 | 0 | 0 | 0 | 0 | 0 | 0 | 0 | 0
F4_Commercial_Restaurant (WA)_New_Food Preparation_Natural Gas_Steamer_E5 | F4 | Commercial | Restaurant (WA) | New | Food Preparation | Natural Gas | Steamer | E5 | Utility - Cost of Equipment | 0 | 0 | 0 | 0 | 0 | 0 | 0 | 0 | 0 | 0 | 0 | 0 | 0 | 0 | 0 | 0 | 0 | 0 | 0 | 0 | 0 | 0 | 0 | 0 | 0 | 0 | 0
F4_Commercial_Restaurant (WA)_New_Food Preparation_Natural Gas_Steamer_E6 | F4 | Commercial | Restaurant (WA) | New | Food Preparation | Natural Gas | Steamer | E6 | Utility - Cost of Equipment | 0 | 0 | 0 | 0 | 0 | 0 | 0 | 0 | 0 | 0 | 0 | 0 | 0 | 0 | 0 | 0 | 0 | 0 | 0 | 0 | 0 | 0 | 0 | 0 | 0 | 0 | 0
F4_Commercial_Restaurant (WA)_New_Food Preparation_Natural Gas_Steamer_E7 | F4 | Commercial | Restaurant (WA) | New | Food Preparation | Natural Gas | Steamer | E7 | Utility - Cost of Equipment | 0 | 0 | 0 | 0 | 0 | 0 | 0 | 0 | 0 | 0 | 0 | 0 | 0 | 0 | 0 | 0 | 0 | 0 | 0 | 0 | 0 | 0 | 0 | 0 | 0 | 0 | 0
F4_Commercial_Restaurant (WA)_New_Food Preparation_Natural Gas_Steamer_E8 | F4 | Commercial | Restaurant (WA) | New | Food Preparation | Natural Gas | Steamer | E8 | Utility - Cost of Equipment | 0 | 0 | 0 | 0 | 0 | 0 | 0 | 0 | 0 | 0 | 0 | 0 | 0 | 0 | 0 | 0 | 0 | 0 | 0 | 0 | 0 | 0 | 0 | 0 | 0 | 0 | 0
F4_Commercial_Restaurant (WA)_New_Food Preparation_Natural Gas_Steamer_E9 | F4 | Commercial | Restaurant (WA) | New | Food Preparation | Natural Gas | Steamer | E9 | Utility - Cost of Equipment | 0 | 0 | 0 | 0 | 0 | 0 | 0 | 0 | 0 | 0 | 0 | 0 | 0 | 0 | 0 | 0 | 0 | 0 | 0 | 0 | 0 | 0 | 0 | 0 | 0 | 0 | 0
F4_Commercial_Restaurant (WA)_New_Food Preparation_Natural Gas_Steamer_E10 | F4 | Commercial | Restaurant (WA) | New | Food Preparation | Natural Gas | Steamer | E10 | Utility - Cost of Equipment | 0 | 0 | 0 | 0 | 0 | 0 | 0 | 0 | 0 | 0 | 0 | 0 | 0 | 0 | 0 | 0 | 0 | 0 | 0 | 0 | 0 | 0 | 0 | 0 | 0 | 0 | 0
F5_Commercial_Restaurant (WA)_New_Food Preparation_Natural Gas_Steamer_E1 | F5 | Commercial | Restaurant (WA) | New | Food Preparation | Natural Gas | Steamer | E1 | Utility - Cost of Operation | 0.23859 | 0.2446 | 0.25172 | 0.25989 | 0.26912 | 0.28035 | 0.29191 | 0.30336 | 0.31438 | 0.32556 | 0.33445 | 0.34278 | 0.35173 | 0.3605 | 0.36833 | 0.37566 | 0.38224 | 0.38873 | 0.39566 | 0.40242 | 0.40937 | 0.4166 | 0.4239 | 0.43143 | 0.43909 | 0.44689 | 0.45483
F5_Commercial_Restaurant (WA)_New_Food Preparation_Natural Gas_Steamer_E2 | F5 | Commercial | Restaurant (WA) | New | Food Preparation | Natural Gas | Steamer | E2 | Utility - Cost of Operation | 0.045015 | 0.046149 | 0.047493 | 0.049034 | 0.050775 | 0.052895 | 0.055076 | 0.057236 | 0.059316 | 0.061425 | 0.063102 | 0.064674 | 0.066363 | 0.068016 | 0.069494 | 0.070878 | 0.072118 | 0.073343 | 0.074651 | 0.075927 | 0.077238 | 0.078601 | 0.079978 | 0.081399 | 0.082845 | 0.084317 | 0.085815
F5_Commercial_Restaurant (WA)_New_Food Preparation_Natural Gas_Steamer_E3 | F5 | Commercial | Restaurant (WA) | New | Food Preparation | Natural Gas | Steamer | E3 | Utility - Cost of Operation | 0 | 0 | 0 | 0 | 0 | 0 | 0 | 0 | 0 | 0 | 0 | 0 | 0 | 0 | 0 | 0 | 0 | 0 | 0 | 0 | 0 | 0 | 0 | 0 | 0 | 0 | 0
F5_Commercial_Restaurant (WA)_New_Food Preparation_Natural Gas_Steamer_E4 | F5 | Commercial | Restaurant (WA) | New | Food Preparation | Natural Gas | Steamer | E4 | Utility - Cost of Operation | 0 | 0 | 0 | 0 | 0 | 0 | 0 | 0 | 0 | 0 | 0 | 0 | 0 | 0 | 0 | 0 | 0 | 0 | 0 | 0 | 0 | 0 | 0 | 0 | 0 | 0 | 0
F5_Commercial_Restaurant (WA)_New_Food Preparation_Natural Gas_Steamer_E5 | F5 | Commercial | Restaurant (WA) | New | Food Preparation | Natural Gas | Steamer | E5 | Utility - Cost of Operation | 0 | 0 | 0 | 0 | 0 | 0 | 0 | 0 | 0 | 0 | 0 | 0 | 0 | 0 | 0 | 0 | 0 | 0 | 0 | 0 | 0 | 0 | 0 | 0 | 0 | 0 | 0
F5_Commercial_Restaurant (WA)_New_Food Preparation_Natural Gas_Steamer_E6 | F5 | Commercial | Restaurant (WA) | New | Food Preparation | Natural Gas | Steamer | E6 | Utility - Cost of Operation | 0 | 0 | 0 | 0 | 0 | 0 | 0 | 0 | 0 | 0 | 0 | 0 | 0 | 0 | 0 | 0 | 0 | 0 | 0 | 0 | 0 | 0 | 0 | 0 | 0 | 0 | 0
F5_Commercial_Restaurant (WA)_New_Food Preparation_Natural Gas_Steamer_E7 | F5 | Commercial | Restaurant (WA) | New | Food Preparation | Natural Gas | Steamer | E7 | Utility - Cost of Operation | 0 | 0 | 0 | 0 | 0 | 0 | 0 | 0 | 0 | 0 | 0 | 0 | 0 | 0 | 0 | 0 | 0 | 0 | 0 | 0 | 0 | 0 | 0 | 0 | 0 | 0 | 0
F5_Commercial_Restaurant (WA)_New_Food Preparation_Natural Gas_Steamer_E8 | F5 | Commercial | Restaurant (WA) | New | Food Preparation | Natural Gas | Steamer | E8 | Utility - Cost of Operation | 0 | 0 | 0 | 0 | 0 | 0 | 0 | 0 | 0 | 0 | 0 | 0 | 0 | 0 | 0 | 0 | 0 | 0 | 0 | 0 | 0 | 0 | 0 | 0 | 0 | 0 | 0
F5_Commercial_Restaurant (WA)_New_Food Preparation_Natural Gas_Steamer_E9 | F5 | Commercial | Restaurant (WA) | New | Food Preparation | Natural Gas | Steamer | E9 | Utility - Cost of Operation | 0 | 0 | 0 | 0 | 0 | 0 | 0 | 0 | 0 | 0 | 0 | 0 | 0 | 0 | 0 | 0 | 0 | 0 | 0 | 0 | 0 | 0 | 0 | 0 | 0 | 0 | 0
F5_Commercial_Restaurant (WA)_New_Food Preparation_Natural Gas_Steamer_E10 | F5 | Commercial | Restaurant (WA) | New | Food Preparation | Natural Gas | Steamer | E10 | Utility - Cost of Operation | 0 | 0 | 0 | 0 | 0 | 0 | 0 | 0 | 0 | 0 | 0 | 0 | 0 | 0 | 0 | 0 | 0 | 0 | 0 | 0 | 0 | 0 | 0 | 0 | 0 | 0 | 0
F6_Commercial_Restaurant (WA)_New_Food Preparation_Natural Gas_Steamer_E1 | F6 | Commercial | Restaurant (WA) | New | Food Preparation | Natural Gas | Steamer | E1 | Utility - Value of Sales | 0.281 | 0.28631 | 0.29254 | 0.29981 | 0.30813 | 0.31851 | 0.32893 | 0.33882 | 0.34777 | 0.35645 | 0.36544 | 0.37361 | 0.38223 | 0.39039 | 0.39741 | 0.40374 | 0.4091 | 0.41422 | 0.41966 | 0.42474 | 0.42984 | 0.43743 | 0.44509 | 0.453 | 0.46105 | 0.46924 | 0.47758
F6_Commercial_Restaurant (WA)_New_Food Preparation_Natural Gas_Steamer_E2 | F6 | Commercial | Restaurant (WA) | New | Food Preparation | Natural Gas | Steamer | E2 | Utility - Value of Sales | 0.053018 | 0.05402 | 0.055195 | 0.056566 | 0.058136 | 0.060095 | 0.06206 | 0.063926 | 0.065615 | 0.067252 | 0.068948 | 0.07049 | 0.072117 | 0.073657 | 0.074981 | 0.076176 | 0.077187 | 0.078153 | 0.079179 | 0.080138 | 0.0811 | 0.082531 | 0.083977 | 0.085469 | 0.086988 | 0.088533 | 0.090106
F6_Commercial_Restaurant (WA)_New_Food Preparation_Natural Gas_Steamer_E3 | F6 | Commercial | Restaurant (WA) | New | Food Preparation | Natural Gas | Steamer | E3 | Utility - Value of Sales | 0 | 0 | 0 | 0 | 0 | 0 | 0 | 0 | 0 | 0 | 0 | 0 | 0 | 0 | 0 | 0 | 0 | 0 | 0 | 0 | 0 | 0 | 0 | 0 | 0 | 0 | 0
F6_Commercial_Restaurant (WA)_New_Food Preparation_Natural Gas_Steamer_E4 | F6 | Commercial | Restaurant (WA) | New | Food Preparation | Natural Gas | Steamer | E4 | Utility - Value of Sales | 0 | 0 | 0 | 0 | 0 | 0 | 0 | 0 | 0 | 0 | 0 | 0 | 0 | 0 | 0 | 0 | 0 | 0 | 0 | 0 | 0 | 0 | 0 | 0 | 0 | 0 | 0
F6_Commercial_Restaurant (WA)_New_Food Preparation_Natural Gas_Steamer_E5 | F6 | Commercial | Restaurant (WA) | New | Food Preparation | Natural Gas | Steamer | E5 | Utility - Value of Sales | 0 | 0 | 0 | 0 | 0 | 0 | 0 | 0 | 0 | 0 | 0 | 0 | 0 | 0 | 0 | 0 | 0 | 0 | 0 | 0 | 0 | 0 | 0 | 0 | 0 | 0 | 0
F6_Commercial_Restaurant (WA)_New_Food Preparation_Natural Gas_Steamer_E6 | F6 | Commercial | Restaurant (WA) | New | Food Preparation | Natural Gas | Steamer | E6 | Utility - Value of Sales | 0 | 0 | 0 | 0 | 0 | 0 | 0 | 0 | 0 | 0 | 0 | 0 | 0 | 0 | 0 | 0 | 0 | 0 | 0 | 0 | 0 | 0 | 0 | 0 | 0 | 0 | 0
F6_Commercial_Restaurant (WA)_New_Food Preparation_Natural Gas_Steamer_E7 | F6 | Commercial | Restaurant (WA) | New | Food Preparation | Natural Gas | Steamer | E7 | Utility - Value of Sales | 0 | 0 | 0 | 0 | 0 | 0 | 0 | 0 | 0 | 0 | 0 | 0 | 0 | 0 | 0 | 0 | 0 | 0 | 0 | 0 | 0 | 0 | 0 | 0 | 0 | 0 | 0
F6_Commercial_Restaurant (WA)_New_Food Preparation_Natural Gas_Steamer_E8 | F6 | Commercial | Restaurant (WA) | New | Food Preparation | Natural Gas | Steamer | E8 | Utility - Value of Sales | 0 | 0 | 0 | 0 | 0 | 0 | 0 | 0 | 0 | 0 | 0 | 0 | 0 | 0 | 0 | 0 | 0 | 0 | 0 | 0 | 0 | 0 | 0 | 0 | 0 | 0 | 0
F6_Commercial_Restaurant (WA)_New_Food Preparation_Natural Gas_Steamer_E9 | F6 | Commercial | Restaurant (WA) | New | Food Preparation | Natural Gas | Steamer | E9 | Utility - Value of Sales | 0 | 0 | 0 | 0 | 0 | 0 | 0 | 0 | 0 | 0 | 0 | 0 | 0 | 0 | 0 | 0 | 0 | 0 | 0 | 0 | 0 | 0 | 0 | 0 | 0 | 0 | 0
F6_Commercial_Restaurant (WA)_New_Food Preparation_Natural Gas_Steamer_E10 | F6 | Commercial | Restaurant (WA) | New | Food Preparation | Natural Gas | Steamer | E10 | Utility - Value of Sales | 0 | 0 | 0 | 0 | 0 | 0 | 0 | 0 | 0 | 0 | 0 | 0 | 0 | 0 | 0 | 0 | 0 | 0 | 0 | 0 | 0 | 0 | 0 | 0 | 0 | 0 | 0
F1_Commercial_Restaurant (WA)_New_Food Preparation_Natural Gas_Food Prep Other_E1 | F1 | Commercial | Restaurant (WA) | New | Food Preparation | Natural Gas | Food Prep Other | E1 | RVT - Cost of Equipment | 5.0875e-05 | 5.0875e-05 | 5.0875e-05 | 5.0875e-05 | 5.0875e-05 | 5.0875e-05 | 5.0875e-05 | 5.0875e-05 | 5.0875e-05 | 5.0875e-05 | 5.0875e-05 | 5.0875e-05 | 5.0875e-05 | 5.0875e-05 | 5.0875e-05 | 5.0875e-05 | 5.0875e-05 | 5.0875e-05 | 5.0875e-05 | 5.0875e-05 | 5.0875e-05 | 5.0875e-05 | 5.0875e-05 | 5.0875e-05 | 5.0875e-05 | 5.0875e-05 | 5.0875e-05
F1_Commercial_Restaurant (WA)_New_Food Preparation_Natural Gas_Food Prep Other_E2 | F1 | Commercial | Restaurant (WA) | New | Food Preparation | Natural Gas | Food Prep Other | E2 | RVT - Cost of Equipment | 5.0926e-05 | 5.0926e-05 | 5.0926e-05 | 5.0926e-05 | 5.0926e-05 | 5.0926e-05 | 5.0926e-05 | 5.0926e-05 | 5.0926e-05 | 5.0926e-05 | 5.0926e-05 | 5.0926e-05 | 5.0926e-05 | 5.0926e-05 | 5.0926e-05 | 5.0926e-05 | 5.0926e-05 | 5.0926e-05 | 5.0926e-05 | 5.0926e-05 | 5.0926e-05 | 5.0926e-05 | 5.0926e-05 | 5.0926e-05 | 5.0926e-05 | 5.0926e-05 | 5.0926e-05
F1_Commercial_Restaurant (WA)_New_Food Preparation_Natural Gas_Food Prep Other_E3 | F1 | Commercial | Restaurant (WA) | New | Food Preparation | Natural Gas | Food Prep Other | E3 | RVT - Cost of Equipment | 0 | 0 | 0 | 0 | 0 | 0 | 0 | 0 | 0 | 0 | 0 | 0 | 0 | 0 | 0 | 0 | 0 | 0 | 0 | 0 | 0 | 0 | 0 | 0 | 0 | 0 | 0
F1_Commercial_Restaurant (WA)_New_Food Preparation_Natural Gas_Food Prep Other_E4 | F1 | Commercial | Restaurant (WA) | New | Food Preparation | Natural Gas | Food Prep Other | E4 | RVT - Cost of Equipment | 0 | 0 | 0 | 0 | 0 | 0 | 0 | 0 | 0 | 0 | 0 | 0 | 0 | 0 | 0 | 0 | 0 | 0 | 0 | 0 | 0 | 0 | 0 | 0 | 0 | 0 | 0
F1_Commercial_Restaurant (WA)_New_Food Preparation_Natural Gas_Food Prep Other_E5 | F1 | Commercial | Restaurant (WA) | New | Food Preparation | Natural Gas | Food Prep Other | E5 | RVT - Cost of Equipment | 0 | 0 | 0 | 0 | 0 | 0 | 0 | 0 | 0 | 0 | 0 | 0 | 0 | 0 | 0 | 0 | 0 | 0 | 0 | 0 | 0 | 0 | 0 | 0 | 0 | 0 | 0
F1_Commercial_Restaurant (WA)_New_Food Preparation_Natural Gas_Food Prep Other_E6 | F1 | Commercial | Restaurant (WA) | New | Food Preparation | Natural Gas | Food Prep Other | E6 | RVT - Cost of Equipment | 0 | 0 | 0 | 0 | 0 | 0 | 0 | 0 | 0 | 0 | 0 | 0 | 0 | 0 | 0 | 0 | 0 | 0 | 0 | 0 | 0 | 0 | 0 | 0 | 0 | 0 | 0
F1_Commercial_Restaurant (WA)_New_Food Preparation_Natural Gas_Food Prep Other_E7 | F1 | Commercial | Restaurant (WA) | New | Food Preparation | Natural Gas | Food Prep Other | E7 | RVT - Cost of Equipment | 0 | 0 | 0 | 0 | 0 | 0 | 0 | 0 | 0 | 0 | 0 | 0 | 0 | 0 | 0 | 0 | 0 | 0 | 0 | 0 | 0 | 0 | 0 | 0 | 0 | 0 | 0
F1_Commercial_Restaurant (WA)_New_Food Preparation_Natural Gas_Food Prep Other_E8 | F1 | Commercial | Restaurant (WA) | New | Food Preparation | Natural Gas | Food Prep Other | E8 | RVT - Cost of Equipment | 0 | 0 | 0 | 0 | 0 | 0 | 0 | 0 | 0 | 0 | 0 | 0 | 0 | 0 | 0 | 0 | 0 | 0 | 0 | 0 | 0 | 0 | 0 | 0 | 0 | 0 | 0
F1_Commercial_Restaurant (WA)_New_Food Preparation_Natural Gas_Food Prep Other_E9 | F1 | Commercial | Restaurant (WA) | New | Food Preparation | Natural Gas | Food Prep Other | E9 | RVT - Cost of Equipment | 0 | 0 | 0 | 0 | 0 | 0 | 0 | 0 | 0 | 0 | 0 | 0 | 0 | 0 | 0 | 0 | 0 | 0 | 0 | 0 | 0 | 0 | 0 | 0 | 0 | 0 | 0
F1_Commercial_Restaurant (WA)_New_Food Preparation_Natural Gas_Food Prep Other_E10 | F1 | Commercial | Restaurant (WA) | New | Food Preparation | Natural Gas | Food Prep Other | E10 | RVT - Cost of Equipment | 0 | 0 | 0 | 0 | 0 | 0 | 0 | 0 | 0 | 0 | 0 | 0 | 0 | 0 | 0 | 0 | 0 | 0 | 0 | 0 | 0 | 0 | 0 | 0 | 0 | 0 | 0
F2_Commercial_Restaurant (WA)_New_Food Preparation_Natural Gas_Food Prep Other_E1 | F2 | Commercial | Restaurant (WA) | New | Food Preparation | Natural Gas | Food Prep Other | E1 | RVT - Cost of Operation | 0.059362 | 0.06035 | 0.061554 | 0.063018 | 0.064759 | 0.06706 | 0.069421 | 0.071705 | 0.073807 | 0.075826 | 0.0779 | 0.079752 | 0.081684 | 0.08347 | 0.084974 | 0.086307 | 0.0874 | 0.088431 | 0.089536 | 0.09055 | 0.091564 | 0.093179 | 0.094808 | 0.096493 | 0.098207 | 0.099952 | 0.10173
F2_Commercial_Restaurant (WA)_New_Food Preparation_Natural Gas_Food Prep Other_E2 | F2 | Commercial | Restaurant (WA) | New | Food Preparation | Natural Gas | Food Prep Other | E2 | RVT - Cost of Operation | 0.059362 | 0.06035 | 0.061554 | 0.063017 | 0.064759 | 0.06706 | 0.069421 | 0.071704 | 0.073807 | 0.075825 | 0.077899 | 0.079752 | 0.081684 | 0.08347 | 0.084974 | 0.086307 | 0.0874 | 0.08843 | 0.089535 | 0.090549 | 0.091564 | 0.093178 | 0.094808 | 0.096492 | 0.098206 | 0.099951 | 0.10173
F2_Commercial_Restaurant (WA)_New_Food Preparation_Natural Gas_Food Prep Other_E3 | F2 | Commercial | Restaurant (WA) | New | Food Preparation | Natural Gas | Food Prep Other | E3 | RVT - Cost of Operation | 0 | 0 | 0 | 0 | 0 | 0 | 0 | 0 | 0 | 0 | 0 | 0 | 0 | 0 | 0 | 0 | 0 | 0 | 0 | 0 | 0 | 0 | 0 | 0 | 0 | 0 | 0
F2_Commercial_Restaurant (WA)_New_Food Preparation_Natural Gas_Food Prep Other_E4 | F2 | Commercial | Restaurant (WA) | New | Food Preparation | Natural Gas | Food Prep Other | E4 | RVT - Cost of Operation | 0 | 0 | 0 | 0 | 0 | 0 | 0 | 0 | 0 | 0 | 0 | 0 | 0 | 0 | 0 | 0 | 0 | 0 | 0 | 0 | 0 | 0 | 0 | 0 | 0 | 0 | 0
F2_Commercial_Restaurant (WA)_New_Food Preparation_Natural Gas_Food Prep Other_E5 | F2 | Commercial | Restaurant (WA) | New | Food Preparation | Natural Gas | Food Prep Other | E5 | RVT - Cost of Operation | 0 | 0 | 0 | 0 | 0 | 0 | 0 | 0 | 0 | 0 | 0 | 0 | 0 | 0 | 0 | 0 | 0 | 0 | 0 | 0 | 0 | 0 | 0 | 0 | 0 | 0 | 0
F2_Commercial_Restaurant (WA)_New_Food Preparation_Natural Gas_Food Prep Other_E6 | F2 | Commercial | Restaurant (WA) | New | Food Preparation | Natural Gas | Food Prep Other | E6 | RVT - Cost of Operation | 0 | 0 | 0 | 0 | 0 | 0 | 0 | 0 | 0 | 0 | 0 | 0 | 0 | 0 | 0 | 0 | 0 | 0 | 0 | 0 | 0 | 0 | 0 | 0 | 0 | 0 | 0
F2_Commercial_Restaurant (WA)_New_Food Preparation_Natural Gas_Food Prep Other_E7 | F2 | Commercial | Restaurant (WA) | New | Food Preparation | Natural Gas | Food Prep Other | E7 | RVT - Cost of Operation | 0 | 0 | 0 | 0 | 0 | 0 | 0 | 0 | 0 | 0 | 0 | 0 | 0 | 0 | 0 | 0 | 0 | 0 | 0 | 0 | 0 | 0 | 0 | 0 | 0 | 0 | 0
F2_Commercial_Restaurant (WA)_New_Food Preparation_Natural Gas_Food Prep Other_E8 | F2 | Commercial | Restaurant (WA) | New | Food Preparation | Natural Gas | Food Prep Other | E8 | RVT - Cost of Operation | 0 | 0 | 0 | 0 | 0 | 0 | 0 | 0 | 0 | 0 | 0 | 0 | 0 | 0 | 0 | 0 | 0 | 0 | 0 | 0 | 0 | 0 | 0 | 0 | 0 | 0 | 0
F2_Commercial_Restaurant (WA)_New_Food Preparation_Natural Gas_Food Prep Other_E9 | F2 | Commercial | Restaurant (WA) | New | Food Preparation | Natural Gas | Food Prep Other | E9 | RVT - Cost of Operation | 0 | 0 | 0 | 0 | 0 | 0 | 0 | 0 | 0 | 0 | 0 | 0 | 0 | 0 | 0 | 0 | 0 | 0 | 0 | 0 | 0 | 0 | 0 | 0 | 0 | 0 | 0
F2_Commercial_Restaurant (WA)_New_Food Preparation_Natural Gas_Food Prep Other_E10 | F2 | Commercial | Restaurant (WA) | New | Food Preparation | Natural Gas | Food Prep Other | E10 | RVT - Cost of Operation | 0 | 0 | 0 | 0 | 0 | 0 | 0 | 0 | 0 | 0 | 0 | 0 | 0 | 0 | 0 | 0 | 0 | 0 | 0 | 0 | 0 | 0 | 0 | 0 | 0 | 0 | 0
F3_Commercial_Restaurant (WA)_New_Food Preparation_Natural Gas_Food Prep Other_E1 | F3 | Commercial | Restaurant (WA) | New | Food Preparation | Natural Gas | Food Prep Other | E1 | System - kBTUs of Consumption | 14.3888 | 14.3888 | 14.3888 | 14.3888 | 14.3888 | 14.3888 | 14.3888 | 14.3888 | 14.3888 | 14.3888 | 14.3888 | 14.3888 | 14.3888 | 14.3888 | 14.3888 | 14.3888 | 14.3888 | 14.3888 | 14.3888 | 14.3888 | 14.3888 | 14.3888 | 14.3888 | 14.3888 | 14.3888 | 14.3888 | 14.3888
F3_Commercial_Restaurant (WA)_New_Food Preparation_Natural Gas_Food Prep Other_E2 | F3 | Commercial | Restaurant (WA) | New | Food Preparation | Natural Gas | Food Prep Other | E2 | System - kBTUs of Consumption | 14.3887 | 14.3887 | 14.3887 | 14.3887 | 14.3887 | 14.3887 | 14.3887 | 14.3887 | 14.3887 | 14.3887 | 14.3887 | 14.3887 | 14.3887 | 14.3887 | 14.3887 | 14.3887 | 14.3887 | 14.3887 | 14.3887 | 14.3887 | 14.3887 | 14.3887 | 14.3887 | 14.3887 | 14.3887 | 14.3887 | 14.3887
F3_Commercial_Restaurant (WA)_New_Food Preparation_Natural Gas_Food Prep Other_E3 | F3 | Commercial | Restaurant (WA) | New | Food Preparation | Natural Gas | Food Prep Other | E3 | System - kBTUs of Consumption | 0 | 0 | 0 | 0 | 0 | 0 | 0 | 0 | 0 | 0 | 0 | 0 | 0 | 0 | 0 | 0 | 0 | 0 | 0 | 0 | 0 | 0 | 0 | 0 | 0 | 0 | 0
F3_Commercial_Restaurant (WA)_New_Food Preparation_Natural Gas_Food Prep Other_E4 | F3 | Commercial | Restaurant (WA) | New | Food Preparation | Natural Gas | Food Prep Other | E4 | System - kBTUs of Consumption | 0 | 0 | 0 | 0 | 0 | 0 | 0 | 0 | 0 | 0 | 0 | 0 | 0 | 0 | 0 | 0 | 0 | 0 | 0 | 0 | 0 | 0 | 0 | 0 | 0 | 0 | 0
F3_Commercial_Restaurant (WA)_New_Food Preparation_Natural Gas_Food Prep Other_E5 | F3 | Commercial | Restaurant (WA) | New | Food Preparation | Natural Gas | Food Prep Other | E5 | System - kBTUs of Consumption | 0 | 0 | 0 | 0 | 0 | 0 | 0 | 0 | 0 | 0 | 0 | 0 | 0 | 0 | 0 | 0 | 0 | 0 | 0 | 0 | 0 | 0 | 0 | 0 | 0 | 0 | 0
F3_Commercial_Restaurant (WA)_New_Food Preparation_Natural Gas_Food Prep Other_E6 | F3 | Commercial | Restaurant (WA) | New | Food Preparation | Natural Gas | Food Prep Other | E6 | System - kBTUs of Consumption | 0 | 0 | 0 | 0 | 0 | 0 | 0 | 0 | 0 | 0 | 0 | 0 | 0 | 0 | 0 | 0 | 0 | 0 | 0 | 0 | 0 | 0 | 0 | 0 | 0 | 0 | 0
F3_Commercial_Restaurant (WA)_New_Food Preparation_Natural Gas_Food Prep Other_E7 | F3 | Commercial | Restaurant (WA) | New | Food Preparation | Natural Gas | Food Prep Other | E7 | System - kBTUs of Consumption | 0 | 0 | 0 | 0 | 0 | 0 | 0 | 0 | 0 | 0 | 0 | 0 | 0 | 0 | 0 | 0 | 0 | 0 | 0 | 0 | 0 | 0 | 0 | 0 | 0 | 0 | 0
F3_Commercial_Restaurant (WA)_New_Food Preparation_Natural Gas_Food Prep Other_E8 | F3 | Commercial | Restaurant (WA) | New | Food Preparation | Natural Gas | Food Prep Other | E8 | System - kBTUs of Consumption | 0 | 0 | 0 | 0 | 0 | 0 | 0 | 0 | 0 | 0 | 0 | 0 | 0 | 0 | 0 | 0 | 0 | 0 | 0 | 0 | 0 | 0 | 0 | 0 | 0 | 0 | 0
F3_Commercial_Restaurant (WA)_New_Food Preparation_Natural Gas_Food Prep Other_E9 | F3 | Commercial | Restaurant (WA) | New | Food Preparation | Natural Gas | Food Prep Other | E9 | System - kBTUs of Consumption | 0 | 0 | 0 | 0 | 0 | 0 | 0 | 0 | 0 | 0 | 0 | 0 | 0 | 0 | 0 | 0 | 0 | 0 | 0 | 0 | 0 | 0 | 0 | 0 | 0 | 0 | 0
F3_Commercial_Restaurant (WA)_New_Food Preparation_Natural Gas_Food Prep Other_E10 | F3 | Commercial | Restaurant (WA) | New | Food Preparation | Natural Gas | Food Prep Other | E10 | System - kBTUs of Consumption | 0 | 0 | 0 | 0 | 0 | 0 | 0 | 0 | 0 | 0 | 0 | 0 | 0 | 0 | 0 | 0 | 0 | 0 | 0 | 0 | 0 | 0 | 0 | 0 | 0 | 0 | 0
F4_Commercial_Restaurant (WA)_New_Food Preparation_Natural Gas_Food Prep Other_E1 | F4 | Commercial | Restaurant (WA) | New | Food Preparation | Natural Gas | Food Prep Other | E1 | Utility - Cost of Equipment | 5.0875e-05 | 5.0875e-05 | 5.0875e-05 | 5.0875e-05 | 5.0875e-05 | 5.0875e-05 | 5.0875e-05 | 5.0875e-05 | 5.0875e-05 | 5.0875e-05 | 5.0875e-05 | 5.0875e-05 | 5.0875e-05 | 5.0875e-05 | 5.0875e-05 | 5.0875e-05 | 5.0875e-05 | 5.0875e-05 | 5.0875e-05 | 5.0875e-05 | 5.0875e-05 | 5.0875e-05 | 5.0875e-05 | 5.0875e-05 | 5.0875e-05 | 5.0875e-05 | 5.0875e-05
F4_Commercial_Restaurant (WA)_New_Food Preparation_Natural Gas_Food Prep Other_E2 | F4 | Commercial | Restaurant (WA) | New | Food Preparation | Natural Gas | Food Prep Other | E2 | Utility - Cost of Equipment | 5.0926e-05 | 5.0926e-05 | 5.0926e-05 | 5.0926e-05 | 5.0926e-05 | 5.0926e-05 | 5.0926e-05 | 5.0926e-05 | 5.0926e-05 | 5.0926e-05 | 5.0926e-05 | 5.0926e-05 | 5.0926e-05 | 5.0926e-05 | 5.0926e-05 | 5.0926e-05 | 5.0926e-05 | 5.0926e-05 | 5.0926e-05 | 5.0926e-05 | 5.0926e-05 | 5.0926e-05 | 5.0926e-05 | 5.0926e-05 | 5.0926e-05 | 5.0926e-05 | 5.0926e-05
F4_Commercial_Restaurant (WA)_New_Food Preparation_Natural Gas_Food Prep Other_E3 | F4 | Commercial | Restaurant (WA) | New | Food Preparation | Natural Gas | Food Prep Other | E3 | Utility - Cost of Equipment | 0 | 0 | 0 | 0 | 0 | 0 | 0 | 0 | 0 | 0 | 0 | 0 | 0 | 0 | 0 | 0 | 0 | 0 | 0 | 0 | 0 | 0 | 0 | 0 | 0 | 0 | 0
F4_Commercial_Restaurant (WA)_New_Food Preparation_Natural Gas_Food Prep Other_E4 | F4 | Commercial | Restaurant (WA) | New | Food Preparation | Natural Gas | Food Prep Other | E4 | Utility - Cost of Equipment | 0 | 0 | 0 | 0 | 0 | 0 | 0 | 0 | 0 | 0 | 0 | 0 | 0 | 0 | 0 | 0 | 0 | 0 | 0 | 0 | 0 | 0 | 0 | 0 | 0 | 0 | 0
F4_Commercial_Restaurant (WA)_New_Food Preparation_Natural Gas_Food Prep Other_E5 | F4 | Commercial | Restaurant (WA) | New | Food Preparation | Natural Gas | Food Prep Other | E5 | Utility - Cost of Equipment | 0 | 0 | 0 | 0 | 0 | 0 | 0 | 0 | 0 | 0 | 0 | 0 | 0 | 0 | 0 | 0 | 0 | 0 | 0 | 0 | 0 | 0 | 0 | 0 | 0 | 0 | 0
F4_Commercial_Restaurant (WA)_New_Food Preparation_Natural Gas_Food Prep Other_E6 | F4 | Commercial | Restaurant (WA) | New | Food Preparation | Natural Gas | Food Prep Other | E6 | Utility - Cost of Equipment | 0 | 0 | 0 | 0 | 0 | 0 | 0 | 0 | 0 | 0 | 0 | 0 | 0 | 0 | 0 | 0 | 0 | 0 | 0 | 0 | 0 | 0 | 0 | 0 | 0 | 0 | 0
F4_Commercial_Restaurant (WA)_New_Food Preparation_Natural Gas_Food Prep Other_E7 | F4 | Commercial | Restaurant (WA) | New | Food Preparation | Natural Gas | Food Prep Other | E7 | Utility - Cost of Equipment | 0 | 0 | 0 | 0 | 0 | 0 | 0 | 0 | 0 | 0 | 0 | 0 | 0 | 0 | 0 | 0 | 0 | 0 | 0 | 0 | 0 | 0 | 0 | 0 | 0 | 0 | 0
F4_Commercial_Restaurant (WA)_New_Food Preparation_Natural Gas_Food Prep Other_E8 | F4 | Commercial | Restaurant (WA) | New | Food Preparation | Natural Gas | Food Prep Other | E8 | Utility - Cost of Equipment | 0 | 0 | 0 | 0 | 0 | 0 | 0 | 0 | 0 | 0 | 0 | 0 | 0 | 0 | 0 | 0 | 0 | 0 | 0 | 0 | 0 | 0 | 0 | 0 | 0 | 0 | 0
F4_Commercial_Restaurant (WA)_New_Food Preparation_Natural Gas_Food Prep Other_E9 | F4 | Commercial | Restaurant (WA) | New | Food Preparation | Natural Gas | Food Prep Other | E9 | Utility - Cost of Equipment | 0 | 0 | 0 | 0 | 0 | 0 | 0 | 0 | 0 | 0 | 0 | 0 | 0 | 0 | 0 | 0 | 0 | 0 | 0 | 0 | 0 | 0 | 0 | 0 | 0 | 0 | 0
F4_Commercial_Restaurant (WA)_New_Food Preparation_Natural Gas_Food Prep Other_E10 | F4 | Commercial | Restaurant (WA) | New | Food Preparation | Natural Gas | Food Prep Other | E10 | Utility - Cost of Equipment | 0 | 0 | 0 | 0 | 0 | 0 | 0 | 0 | 0 | 0 | 0 | 0 | 0 | 0 | 0 | 0 | 0 | 0 | 0 | 0 | 0 | 0 | 0 | 0 | 0 | 0 | 0
F5_Commercial_Restaurant (WA)_New_Food Preparation_Natural Gas_Food Prep Other_E1 | F5 | Commercial | Restaurant (WA) | New | Food Preparation | Natural Gas | Food Prep Other | E1 | Utility - Cost of Operation | 0.049902 | 0.051054 | 0.052503 | 0.054212 | 0.0562 | 0.058707 | 0.061319 | 0.063923 | 0.066434 | 0.06898 | 0.070967 | 0.072815 | 0.074808 | 0.076749 | 0.078461 | 0.080047 | 0.081445 | 0.082819 | 0.084297 | 0.08573 | 0.087204 | 0.088741 | 0.090294 | 0.091898 | 0.09353 | 0.095192 | 0.096883
F5_Commercial_Restaurant (WA)_New_Food Preparation_Natural Gas_Food Prep Other_E2 | F5 | Commercial | Restaurant (WA) | New | Food Preparation | Natural Gas | Food Prep Other | E2 | Utility - Cost of Operation | 0.049901 | 0.051053 | 0.052503 | 0.054212 | 0.0562 | 0.058707 | 0.061318 | 0.063922 | 0.066433 | 0.068979 | 0.070966 | 0.072815 | 0.074808 | 0.076749 | 0.078461 | 0.080046 | 0.081444 | 0.082818 | 0.084296 | 0.085729 | 0.087203 | 0.088741 | 0.090293 | 0.091897 | 0.09353 | 0.095191 | 0.096883
F5_Commercial_Restaurant (WA)_New_Food Preparation_Natural Gas_Food Prep Other_E3 | F5 | Commercial | Restaurant (WA) | New | Food Preparation | Natural Gas | Food Prep Other | E3 | Utility - Cost of Operation | 0 | 0 | 0 | 0 | 0 | 0 | 0 | 0 | 0 | 0 | 0 | 0 | 0 | 0 | 0 | 0 | 0 | 0 | 0 | 0 | 0 | 0 | 0 | 0 | 0 | 0 | 0
F5_Commercial_Restaurant (WA)_New_Food Preparation_Natural Gas_Food Prep Other_E4 | F5 | Commercial | Restaurant (WA) | New | Food Preparation | Natural Gas | Food Prep Other | E4 | Utility - Cost of Operation | 0 | 0 | 0 | 0 | 0 | 0 | 0 | 0 | 0 | 0 | 0 | 0 | 0 | 0 | 0 | 0 | 0 | 0 | 0 | 0 | 0 | 0 | 0 | 0 | 0 | 0 | 0
F5_Commercial_Restaurant (WA)_New_Food Preparation_Natural Gas_Food Prep Other_E5 | F5 | Commercial | Restaurant (WA) | New | Food Preparation | Natural Gas | Food Prep Other | E5 | Utility - Cost of Operation | 0 | 0 | 0 | 0 | 0 | 0 | 0 | 0 | 0 | 0 | 0 | 0 | 0 | 0 | 0 | 0 | 0 | 0 | 0 | 0 | 0 | 0 | 0 | 0 | 0 | 0 | 0
F5_Commercial_Restaurant (WA)_New_Food Preparation_Natural Gas_Food Prep Other_E6 | F5 | Commercial | Restaurant (WA) | New | Food Preparation | Natural Gas | Food Prep Other | E6 | Utility - Cost of Operation | 0 | 0 | 0 | 0 | 0 | 0 | 0 | 0 | 0 | 0 | 0 | 0 | 0 | 0 | 0 | 0 | 0 | 0 | 0 | 0 | 0 | 0 | 0 | 0 | 0 | 0 | 0
F5_Commercial_Restaurant (WA)_New_Food Preparation_Natural Gas_Food Prep Other_E7 | F5 | Commercial | Restaurant (WA) | New | Food Preparation | Natural Gas | Food Prep Other | E7 | Utility - Cost of Operation | 0 | 0 | 0 | 0 | 0 | 0 | 0 | 0 | 0 | 0 | 0 | 0 | 0 | 0 | 0 | 0 | 0 | 0 | 0 | 0 | 0 | 0 | 0 | 0 | 0 | 0 | 0
F5_Commercial_Restaurant (WA)_New_Food Preparation_Natural Gas_Food Prep Other_E8 | F5 | Commercial | Restaurant (WA) | New | Food Preparation | Natural Gas | Food Prep Other | E8 | Utility - Cost of Operation | 0 | 0 | 0 | 0 | 0 | 0 | 0 | 0 | 0 | 0 | 0 | 0 | 0 | 0 | 0 | 0 | 0 | 0 | 0 | 0 | 0 | 0 | 0 | 0 | 0 | 0 | 0
F5_Commercial_Restaurant (WA)_New_Food Preparation_Natural Gas_Food Prep Other_E9 | F5 | Commercial | Restaurant (WA) | New | Food Preparation | Natural Gas | Food Prep Other | E9 | Utility - Cost of Operation | 0 | 0 | 0 | 0 | 0 | 0 | 0 | 0 | 0 | 0 | 0 | 0 | 0 | 0 | 0 | 0 | 0 | 0 | 0 | 0 | 0 | 0 | 0 | 0 | 0 | 0 | 0
F5_Commercial_Restaurant (WA)_New_Food Preparation_Natural Gas_Food Prep Other_E10 | F5 | Commercial | Restaurant (WA) | New | Food Preparation | Natural Gas | Food Prep Other | E10 | Utility - Cost of Operation | 0 | 0 | 0 | 0 | 0 | 0 | 0 | 0 | 0 | 0 | 0 | 0 | 0 | 0 | 0 | 0 | 0 | 0 | 0 | 0 | 0 | 0 | 0 | 0 | 0 | 0 | 0
F6_Commercial_Restaurant (WA)_New_Food Preparation_Natural Gas_Food Prep Other_E1 | F6 | Commercial | Restaurant (WA) | New | Food Preparation | Natural Gas | Food Prep Other | E1 | Utility - Value of Sales | 0.059362 | 0.06035 | 0.061554 | 0.063018 | 0.064759 | 0.06706 | 0.069421 | 0.071705 | 0.073807 | 0.075826 | 0.0779 | 0.079752 | 0.081684 | 0.08347 | 0.084974 | 0.086307 | 0.0874 | 0.088431 | 0.089536 | 0.09055 | 0.091564 | 0.093179 | 0.094808 | 0.096493 | 0.098207 | 0.099952 | 0.10173
F6_Commercial_Restaurant (WA)_New_Food Preparation_Natural Gas_Food Prep Other_E2 | F6 | Commercial | Restaurant (WA) | New | Food Preparation | Natural Gas | Food Prep Other | E2 | Utility - Value of Sales | 0.059362 | 0.06035 | 0.061554 | 0.063017 | 0.064759 | 0.06706 | 0.069421 | 0.071704 | 0.073807 | 0.075825 | 0.077899 | 0.079752 | 0.081684 | 0.08347 | 0.084974 | 0.086307 | 0.0874 | 0.08843 | 0.089535 | 0.090549 | 0.091564 | 0.093178 | 0.094808 | 0.096492 | 0.098206 | 0.099951 | 0.10173
F6_Commercial_Restaurant (WA)_New_Food Preparation_Natural Gas_Food Prep Other_E3 | F6 | Commercial | Restaurant (WA) | New | Food Preparation | Natural Gas | Food Prep Other | E3 | Utility - Value of Sales | 0 | 0 | 0 | 0 | 0 | 0 | 0 | 0 | 0 | 0 | 0 | 0 | 0 | 0 | 0 | 0 | 0 | 0 | 0 | 0 | 0 | 0 | 0 | 0 | 0 | 0 | 0
F6_Commercial_Restaurant (WA)_New_Food Preparation_Natural Gas_Food Prep Other_E4 | F6 | Commercial | Restaurant (WA) | New | Food Preparation | Natural Gas | Food Prep Other | E4 | Utility - Value of Sales | 0 | 0 | 0 | 0 | 0 | 0 | 0 | 0 | 0 | 0 | 0 | 0 | 0 | 0 | 0 | 0 | 0 | 0 | 0 | 0 | 0 | 0 | 0 | 0 | 0 | 0 | 0
F6_Commercial_Restaurant (WA)_New_Food Preparation_Natural Gas_Food Prep Other_E5 | F6 | Commercial | Restaurant (WA) | New | Food Preparation | Natural Gas | Food Prep Other | E5 | Utility - Value of Sales | 0 | 0 | 0 | 0 | 0 | 0 | 0 | 0 | 0 | 0 | 0 | 0 | 0 | 0 | 0 | 0 | 0 | 0 | 0 | 0 | 0 | 0 | 0 | 0 | 0 | 0 | 0
F6_Commercial_Restaurant (WA)_New_Food Preparation_Natural Gas_Food Prep Other_E6 | F6 | Commercial | Restaurant (WA) | New | Food Preparation | Natural Gas | Food Prep Other | E6 | Utility - Value of Sales | 0 | 0 | 0 | 0 | 0 | 0 | 0 | 0 | 0 | 0 | 0 | 0 | 0 | 0 | 0 | 0 | 0 | 0 | 0 | 0 | 0 | 0 | 0 | 0 | 0 | 0 | 0
F6_Commercial_Restaurant (WA)_New_Food Preparation_Natural Gas_Food Prep Other_E7 | F6 | Commercial | Restaurant (WA) | New | Food Preparation | Natural Gas | Food Prep Other | E7 | Utility - Value of Sales | 0 | 0 | 0 | 0 | 0 | 0 | 0 | 0 | 0 | 0 | 0 | 0 | 0 | 0 | 0 | 0 | 0 | 0 | 0 | 0 | 0 | 0 | 0 | 0 | 0 | 0 | 0
F6_Commercial_Restaurant (WA)_New_Food Preparation_Natural Gas_Food Prep Other_E8 | F6 | Commercial | Restaurant (WA) | New | Food Preparation | Natural Gas | Food Prep Other | E8 | Utility - Value of Sales | 0 | 0 | 0 | 0 | 0 | 0 | 0 | 0 | 0 | 0 | 0 | 0 | 0 | 0 | 0 | 0 | 0 | 0 | 0 | 0 | 0 | 0 | 0 | 0 | 0 | 0 | 0
F6_Commercial_Restaurant (WA)_New_Food Preparation_Natural Gas_Food Prep Other_E9 | F6 | Commercial | Restaurant (WA) | New | Food Preparation | Natural Gas | Food Prep Other | E9 | Utility - Value of Sales | 0 | 0 | 0 | 0 | 0 | 0 | 0 | 0 | 0 | 0 | 0 | 0 | 0 | 0 | 0 | 0 | 0 | 0 | 0 | 0 | 0 | 0 | 0 | 0 | 0 | 0 | 0
F6_Commercial_Restaurant (WA)_New_Food Preparation_Natural Gas_Food Prep Other_E10 | F6 | Commercial | Restaurant (WA) | New | Food Preparation | Natural Gas | Food Prep Other | E10 | Utility - Value of Sales | 0 | 0 | 0 | 0 | 0 | 0 | 0 | 0 | 0 | 0 | 0 | 0 | 0 | 0 | 0 | 0 | 0 | 0 | 0 | 0 | 0 | 0 | 0 | 0 | 0 | 0 | 0
F1_Commercial_Restaurant (WA)_New_Miscellaneous_Natural Gas_Pool Heater_E1 | F1 | Commercial | Restaurant (WA) | New | Miscellaneous | Natural Gas | Pool Heater | E1 | RVT - Cost of Equipment | 0.0026828 | 0.0026828 | 0.0026828 | 0.0026828 | 0.0026828 | 0.0026828 | 0.0026828 | 0.0026828 | 0.0026828 | 0.0026828 | 0.0026828 | 0.0026828 | 0.0026828 | 0.0026828 | 0.0026828 | 0.0026828 | 0.0026828 | 0.0026828 | 0.0026828 | 0.0026828 | 0.0026828 | 0.0026828 | 0.0026828 | 0.0026828 | 0.0026828 | 0.0026828 | 0.0026828
F1_Commercial_Restaurant (WA)_New_Miscellaneous_Natural Gas_Pool Heater_E2 | F1 | Commercial | Restaurant (WA) | New | Miscellaneous | Natural Gas | Pool Heater | E2 | RVT - Cost of Equipment | 0.0043927 | 0.0043927 | 0.0043927 | 0.0043927 | 0.0043927 | 0.0043927 | 0.0043927 | 0.0043927 | 0.0043927 | 0.0043927 | 0.0043927 | 0.0043927 | 0.0043927 | 0.0043927 | 0.0043927 | 0.0043927 | 0.0043927 | 0.0043927 | 0.0043927 | 0.0043927 | 0.0043927 | 0.0043927 | 0.0043927 | 0.0043927 | 0.0043927 | 0.0043927 | 0.0043927
F1_Commercial_Restaurant (WA)_New_Miscellaneous_Natural Gas_Pool Heater_E3 | F1 | Commercial | Restaurant (WA) | New | Miscellaneous | Natural Gas | Pool Heater | E3 | RVT - Cost of Equipment | 0 | 0 | 0 | 0 | 0 | 0 | 0 | 0 | 0 | 0 | 0 | 0 | 0 | 0 | 0 | 0 | 0 | 0 | 0 | 0 | 0 | 0 | 0 | 0 | 0 | 0 | 0
F1_Commercial_Restaurant (WA)_New_Miscellaneous_Natural Gas_Pool Heater_E4 | F1 | Commercial | Restaurant (WA) | New | Miscellaneous | Natural Gas | Pool Heater | E4 | RVT - Cost of Equipment | 0 | 0 | 0 | 0 | 0 | 0 | 0 | 0 | 0 | 0 | 0 | 0 | 0 | 0 | 0 | 0 | 0 | 0 | 0 | 0 | 0 | 0 | 0 | 0 | 0 | 0 | 0
F1_Commercial_Restaurant (WA)_New_Miscellaneous_Natural Gas_Pool Heater_E5 | F1 | Commercial | Restaurant (WA) | New | Miscellaneous | Natural Gas | Pool Heater | E5 | RVT - Cost of Equipment | 0 | 0 | 0 | 0 | 0 | 0 | 0 | 0 | 0 | 0 | 0 | 0 | 0 | 0 | 0 | 0 | 0 | 0 | 0 | 0 | 0 | 0 | 0 | 0 | 0 | 0 | 0
F1_Commercial_Restaurant (WA)_New_Miscellaneous_Natural Gas_Pool Heater_E6 | F1 | Commercial | Restaurant (WA) | New | Miscellaneous | Natural Gas | Pool Heater | E6 | RVT - Cost of Equipment | 0 | 0 | 0 | 0 | 0 | 0 | 0 | 0 | 0 | 0 | 0 | 0 | 0 | 0 | 0 | 0 | 0 | 0 | 0 | 0 | 0 | 0 | 0 | 0 | 0 | 0 | 0
F1_Commercial_Restaurant (WA)_New_Miscellaneous_Natural Gas_Pool Heater_E7 | F1 | Commercial | Restaurant (WA) | New | Miscellaneous | Natural Gas | Pool Heater | E7 | RVT - Cost of Equipment | 0 | 0 | 0 | 0 | 0 | 0 | 0 | 0 | 0 | 0 | 0 | 0 | 0 | 0 | 0 | 0 | 0 | 0 | 0 | 0 | 0 | 0 | 0 | 0 | 0 | 0 | 0
F1_Commercial_Restaurant (WA)_New_Miscellaneous_Natural Gas_Pool Heater_E8 | F1 | Commercial | Restaurant (WA) | New | Miscellaneous | Natural Gas | Pool Heater | E8 | RVT - Cost of Equipment | 0 | 0 | 0 | 0 | 0 | 0 | 0 | 0 | 0 | 0 | 0 | 0 | 0 | 0 | 0 | 0 | 0 | 0 | 0 | 0 | 0 | 0 | 0 | 0 | 0 | 0 | 0
F1_Commercial_Restaurant (WA)_New_Miscellaneous_Natural Gas_Pool Heater_E9 | F1 | Commercial | Restaurant (WA) | New | Miscellaneous | Natural Gas | Pool Heater | E9 | RVT - Cost of Equipment | 0 | 0 | 0 | 0 | 0 | 0 | 0 | 0 | 0 | 0 | 0 | 0 | 0 | 0 | 0 | 0 | 0 | 0 | 0 | 0 | 0 | 0 | 0 | 0 | 0 | 0 | 0
F1_Commercial_Restaurant (WA)_New_Miscellaneous_Natural Gas_Pool Heater_E10 | F1 | Commercial | Restaurant (WA) | New | Miscellaneous | Natural Gas | Pool Heater | E10 | RVT - Cost of Equipment | 0 | 0 | 0 | 0 | 0 | 0 | 0 | 0 | 0 | 0 | 0 | 0 | 0 | 0 | 0 | 0 | 0 | 0 | 0 | 0 | 0 | 0 | 0 | 0 | 0 | 0 | 0
F2_Commercial_Restaurant (WA)_New_Miscellaneous_Natural Gas_Pool Heater_E1 | F2 | Commercial | Restaurant (WA) | New | Miscellaneous | Natural Gas | Pool Heater | E1 | RVT - Cost of Operation | 0.0040313 | 0.0040618 | 0.0041171 | 0.0042004 | 0.0043098 | 0.0044691 | 0.0046299 | 0.0047841 | 0.0049232 | 0.0050695 | 0.0052372 | 0.0053946 | 0.0055725 | 0.0057371 | 0.0058657 | 0.0059701 | 0.0060403 | 0.0060938 | 0.006154 | 0.0062033 | 0.0062516 | 0.0063614 | 0.0064717 | 0.0065867 | 0.0067037 | 0.0068228 | 0.006944
F2_Commercial_Restaurant (WA)_New_Miscellaneous_Natural Gas_Pool Heater_E2 | F2 | Commercial | Restaurant (WA) | New | Miscellaneous | Natural Gas | Pool Heater | E2 | RVT - Cost of Operation | 0.0034266 | 0.0034526 | 0.0034995 | 0.0035703 | 0.0036633 | 0.0037987 | 0.0039354 | 0.0040665 | 0.0041847 | 0.0043091 | 0.0044516 | 0.0045854 | 0.0047366 | 0.0048765 | 0.0049858 | 0.0050746 | 0.0051343 | 0.0051797 | 0.0052309 | 0.0052728 | 0.0053139 | 0.0054072 | 0.005501 | 0.0055987 | 0.0056982 | 0.0057994 | 0.0059024
F2_Commercial_Restaurant (WA)_New_Miscellaneous_Natural Gas_Pool Heater_E3 | F2 | Commercial | Restaurant (WA) | New | Miscellaneous | Natural Gas | Pool Heater | E3 | RVT - Cost of Operation | 0 | 0 | 0 | 0 | 0 | 0 | 0 | 0 | 0 | 0 | 0 | 0 | 0 | 0 | 0 | 0 | 0 | 0 | 0 | 0 | 0 | 0 | 0 | 0 | 0 | 0 | 0
F2_Commercial_Restaurant (WA)_New_Miscellaneous_Natural Gas_Pool Heater_E4 | F2 | Commercial | Restaurant (WA) | New | Miscellaneous | Natural Gas | Pool Heater | E4 | RVT - Cost of Operation | 0 | 0 | 0 | 0 | 0 | 0 | 0 | 0 | 0 | 0 | 0 | 0 | 0 | 0 | 0 | 0 | 0 | 0 | 0 | 0 | 0 | 0 | 0 | 0 | 0 | 0 | 0
F2_Commercial_Restaurant (WA)_New_Miscellaneous_Natural Gas_Pool Heater_E5 | F2 | Commercial | Restaurant (WA) | New | Miscellaneous | Natural Gas | Pool Heater | E5 | RVT - Cost of Operation | 0 | 0 | 0 | 0 | 0 | 0 | 0 | 0 | 0 | 0 | 0 | 0 | 0 | 0 | 0 | 0 | 0 | 0 | 0 | 0 | 0 | 0 | 0 | 0 | 0 | 0 | 0
F2_Commercial_Restaurant (WA)_New_Miscellaneous_Natural Gas_Pool Heater_E6 | F2 | Commercial | Restaurant (WA) | New | Miscellaneous | Natural Gas | Pool Heater | E6 | RVT - Cost of Operation | 0 | 0 | 0 | 0 | 0 | 0 | 0 | 0 | 0 | 0 | 0 | 0 | 0 | 0 | 0 | 0 | 0 | 0 | 0 | 0 | 0 | 0 | 0 | 0 | 0 | 0 | 0
F2_Commercial_Restaurant (WA)_New_Miscellaneous_Natural Gas_Pool Heater_E7 | F2 | Commercial | Restaurant (WA) | New | Miscellaneous | Natural Gas | Pool Heater | E7 | RVT - Cost of Operation | 0 | 0 | 0 | 0 | 0 | 0 | 0 | 0 | 0 | 0 | 0 | 0 | 0 | 0 | 0 | 0 | 0 | 0 | 0 | 0 | 0 | 0 | 0 | 0 | 0 | 0 | 0
F2_Commercial_Restaurant (WA)_New_Miscellaneous_Natural Gas_Pool Heater_E8 | F2 | Commercial | Restaurant (WA) | New | Miscellaneous | Natural Gas | Pool Heater | E8 | RVT - Cost of Operation | 0 | 0 | 0 | 0 | 0 | 0 | 0 | 0 | 0 | 0 | 0 | 0 | 0 | 0 | 0 | 0 | 0 | 0 | 0 | 0 | 0 | 0 | 0 | 0 | 0 | 0 | 0
F2_Commercial_Restaurant (WA)_New_Miscellaneous_Natural Gas_Pool Heater_E9 | F2 | Commercial | Restaurant (WA) | New | Miscellaneous | Natural Gas | Pool Heater | E9 | RVT - Cost of Operation | 0 | 0 | 0 | 0 | 0 | 0 | 0 | 0 | 0 | 0 | 0 | 0 | 0 | 0 | 0 | 0 | 0 | 0 | 0 | 0 | 0 | 0 | 0 | 0 | 0 | 0 | 0
F2_Commercial_Restaurant (WA)_New_Miscellaneous_Natural Gas_Pool Heater_E10 | F2 | Commercial | Restaurant (WA) | New | Miscellaneous | Natural Gas | Pool Heater | E10 | RVT - Cost of Operation | 0 | 0 | 0 | 0 | 0 | 0 | 0 | 0 | 0 | 0 | 0 | 0 | 0 | 0 | 0 | 0 | 0 | 0 | 0 | 0 | 0 | 0 | 0 | 0 | 0 | 0 | 0
F3_Commercial_Restaurant (WA)_New_Miscellaneous_Natural Gas_Pool Heater_E1 | F3 | Commercial | Restaurant (WA) | New | Miscellaneous | Natural Gas | Pool Heater | E1 | System - kBTUs of Consumption | 1.0152 | 1.0152 | 1.0152 | 1.0152 | 1.0152 | 1.0152 | 1.0152 | 1.0152 | 1.0152 | 1.0152 | 1.0152 | 1.0152 | 1.0152 | 1.0152 | 1.0152 | 1.0152 | 1.0152 | 1.0152 | 1.0152 | 1.0152 | 1.0152 | 1.0152 | 1.0152 | 1.0152 | 1.0152 | 1.0152 | 1.0152
F3_Commercial_Restaurant (WA)_New_Miscellaneous_Natural Gas_Pool Heater_E2 | F3 | Commercial | Restaurant (WA) | New | Miscellaneous | Natural Gas | Pool Heater | E2 | System - kBTUs of Consumption | 0.86294 | 0.86294 | 0.86294 | 0.86294 | 0.86294 | 0.86294 | 0.86294 | 0.86294 | 0.86294 | 0.86294 | 0.86294 | 0.86294 | 0.86294 | 0.86294 | 0.86294 | 0.86294 | 0.86294 | 0.86294 | 0.86294 | 0.86294 | 0.86294 | 0.86294 | 0.86294 | 0.86294 | 0.86294 | 0.86294 | 0.86294
F3_Commercial_Restaurant (WA)_New_Miscellaneous_Natural Gas_Pool Heater_E3 | F3 | Commercial | Restaurant (WA) | New | Miscellaneous | Natural Gas | Pool Heater | E3 | System - kBTUs of Consumption | 0 | 0 | 0 | 0 | 0 | 0 | 0 | 0 | 0 | 0 | 0 | 0 | 0 | 0 | 0 | 0 | 0 | 0 | 0 | 0 | 0 | 0 | 0 | 0 | 0 | 0 | 0
F3_Commercial_Restaurant (WA)_New_Miscellaneous_Natural Gas_Pool Heater_E4 | F3 | Commercial | Restaurant (WA) | New | Miscellaneous | Natural Gas | Pool Heater | E4 | System - kBTUs of Consumption | 0 | 0 | 0 | 0 | 0 | 0 | 0 | 0 | 0 | 0 | 0 | 0 | 0 | 0 | 0 | 0 | 0 | 0 | 0 | 0 | 0 | 0 | 0 | 0 | 0 | 0 | 0
F3_Commercial_Restaurant (WA)_New_Miscellaneous_Natural Gas_Pool Heater_E5 | F3 | Commercial | Restaurant (WA) | New | Miscellaneous | Natural Gas | Pool Heater | E5 | System - kBTUs of Consumption | 0 | 0 | 0 | 0 | 0 | 0 | 0 | 0 | 0 | 0 | 0 | 0 | 0 | 0 | 0 | 0 | 0 | 0 | 0 | 0 | 0 | 0 | 0 | 0 | 0 | 0 | 0
F3_Commercial_Restaurant (WA)_New_Miscellaneous_Natural Gas_Pool Heater_E6 | F3 | Commercial | Restaurant (WA) | New | Miscellaneous | Natural Gas | Pool Heater | E6 | System - kBTUs of Consumption | 0 | 0 | 0 | 0 | 0 | 0 | 0 | 0 | 0 | 0 | 0 | 0 | 0 | 0 | 0 | 0 | 0 | 0 | 0 | 0 | 0 | 0 | 0 | 0 | 0 | 0 | 0
F3_Commercial_Restaurant (WA)_New_Miscellaneous_Natural Gas_Pool Heater_E7 | F3 | Commercial | Restaurant (WA) | New | Miscellaneous | Natural Gas | Pool Heater | E7 | System - kBTUs of Consumption | 0 | 0 | 0 | 0 | 0 | 0 | 0 | 0 | 0 | 0 | 0 | 0 | 0 | 0 | 0 | 0 | 0 | 0 | 0 | 0 | 0 | 0 | 0 | 0 | 0 | 0 | 0
F3_Commercial_Restaurant (WA)_New_Miscellaneous_Natural Gas_Pool Heater_E8 | F3 | Commercial | Restaurant (WA) | New | Miscellaneous | Natural Gas | Pool Heater | E8 | System - kBTUs of Consumption | 0 | 0 | 0 | 0 | 0 | 0 | 0 | 0 | 0 | 0 | 0 | 0 | 0 | 0 | 0 | 0 | 0 | 0 | 0 | 0 | 0 | 0 | 0 | 0 | 0 | 0 | 0
F3_Commercial_Restaurant (WA)_New_Miscellaneous_Natural Gas_Pool Heater_E9 | F3 | Commercial | Restaurant (WA) | New | Miscellaneous | Natural Gas | Pool Heater | E9 | System - kBTUs of Consumption | 0 | 0 | 0 | 0 | 0 | 0 | 0 | 0 | 0 | 0 | 0 | 0 | 0 | 0 | 0 | 0 | 0 | 0 | 0 | 0 | 0 | 0 | 0 | 0 | 0 | 0 | 0
F3_Commercial_Restaurant (WA)_New_Miscellaneous_Natural Gas_Pool Heater_E10 | F3 | Commercial | Restaurant (WA) | New | Miscellaneous | Natural Gas | Pool Heater | E10 | System - kBTUs of Consumption | 0 | 0 | 0 | 0 | 0 | 0 | 0 | 0 | 0 | 0 | 0 | 0 | 0 | 0 | 0 | 0 | 0 | 0 | 0 | 0 | 0 | 0 | 0 | 0 | 0 | 0 | 0
F4_Commercial_Restaurant (WA)_New_Miscellaneous_Natural Gas_Pool Heater_E1 | F4 | Commercial | Restaurant (WA) | New | Miscellaneous | Natural Gas | Pool Heater | E1 | Utility - Cost of Equipment | 0.0026828 | 0.0026828 | 0.0026828 | 0.0026828 | 0.0026828 | 0.0026828 | 0.0026828 | 0.0026828 | 0.0026828 | 0.0026828 | 0.0026828 | 0.0026828 | 0.0026828 | 0.0026828 | 0.0026828 | 0.0026828 | 0.0026828 | 0.0026828 | 0.0026828 | 0.0026828 | 0.0026828 | 0.0026828 | 0.0026828 | 0.0026828 | 0.0026828 | 0.0026828 | 0.0026828
F4_Commercial_Restaurant (WA)_New_Miscellaneous_Natural Gas_Pool Heater_E2 | F4 | Commercial | Restaurant (WA) | New | Miscellaneous | Natural Gas | Pool Heater | E2 | Utility - Cost of Equipment | 0.0043927 | 0.0043927 | 0.0043927 | 0.0043927 | 0.0043927 | 0.0043927 | 0.0043927 | 0.0043927 | 0.0043927 | 0.0043927 | 0.0043927 | 0.0043927 | 0.0043927 | 0.0043927 | 0.0043927 | 0.0043927 | 0.0043927 | 0.0043927 | 0.0043927 | 0.0043927 | 0.0043927 | 0.0043927 | 0.0043927 | 0.0043927 | 0.0043927 | 0.0043927 | 0.0043927
F4_Commercial_Restaurant (WA)_New_Miscellaneous_Natural Gas_Pool Heater_E3 | F4 | Commercial | Restaurant (WA) | New | Miscellaneous | Natural Gas | Pool Heater | E3 | Utility - Cost of Equipment | 0 | 0 | 0 | 0 | 0 | 0 | 0 | 0 | 0 | 0 | 0 | 0 | 0 | 0 | 0 | 0 | 0 | 0 | 0 | 0 | 0 | 0 | 0 | 0 | 0 | 0 | 0
F4_Commercial_Restaurant (WA)_New_Miscellaneous_Natural Gas_Pool Heater_E4 | F4 | Commercial | Restaurant (WA) | New | Miscellaneous | Natural Gas | Pool Heater | E4 | Utility - Cost of Equipment | 0 | 0 | 0 | 0 | 0 | 0 | 0 | 0 | 0 | 0 | 0 | 0 | 0 | 0 | 0 | 0 | 0 | 0 | 0 | 0 | 0 | 0 | 0 | 0 | 0 | 0 | 0
F4_Commercial_Restaurant (WA)_New_Miscellaneous_Natural Gas_Pool Heater_E5 | F4 | Commercial | Restaurant (WA) | New | Miscellaneous | Natural Gas | Pool Heater | E5 | Utility - Cost of Equipment | 0 | 0 | 0 | 0 | 0 | 0 | 0 | 0 | 0 | 0 | 0 | 0 | 0 | 0 | 0 | 0 | 0 | 0 | 0 | 0 | 0 | 0 | 0 | 0 | 0 | 0 | 0
F4_Commercial_Restaurant (WA)_New_Miscellaneous_Natural Gas_Pool Heater_E6 | F4 | Commercial | Restaurant (WA) | New | Miscellaneous | Natural Gas | Pool Heater | E6 | Utility - Cost of Equipment | 0 | 0 | 0 | 0 | 0 | 0 | 0 | 0 | 0 | 0 | 0 | 0 | 0 | 0 | 0 | 0 | 0 | 0 | 0 | 0 | 0 | 0 | 0 | 0 | 0 | 0 | 0
F4_Commercial_Restaurant (WA)_New_Miscellaneous_Natural Gas_Pool Heater_E7 | F4 | Commercial | Restaurant (WA) | New | Miscellaneous | Natural Gas | Pool Heater | E7 | Utility - Cost of Equipment | 0 | 0 | 0 | 0 | 0 | 0 | 0 | 0 | 0 | 0 | 0 | 0 | 0 | 0 | 0 | 0 | 0 | 0 | 0 | 0 | 0 | 0 | 0 | 0 | 0 | 0 | 0
F4_Commercial_Restaurant (WA)_New_Miscellaneous_Natural Gas_Pool Heater_E8 | F4 | Commercial | Restaurant (WA) | New | Miscellaneous | Natural Gas | Pool Heater | E8 | Utility - Cost of Equipment | 0 | 0 | 0 | 0 | 0 | 0 | 0 | 0 | 0 | 0 | 0 | 0 | 0 | 0 | 0 | 0 | 0 | 0 | 0 | 0 | 0 | 0 | 0 | 0 | 0 | 0 | 0
F4_Commercial_Restaurant (WA)_New_Miscellaneous_Natural Gas_Pool Heater_E9 | F4 | Commercial | Restaurant (WA) | New | Miscellaneous | Natural Gas | Pool Heater | E9 | Utility - Cost of Equipment | 0 | 0 | 0 | 0 | 0 | 0 | 0 | 0 | 0 | 0 | 0 | 0 | 0 | 0 | 0 | 0 | 0 | 0 | 0 | 0 | 0 | 0 | 0 | 0 | 0 | 0 | 0
F4_Commercial_Restaurant (WA)_New_Miscellaneous_Natural Gas_Pool Heater_E10 | F4 | Commercial | Restaurant (WA) | New | Miscellaneous | Natural Gas | Pool Heater | E10 | Utility - Cost of Equipment | 0 | 0 | 0 | 0 | 0 | 0 | 0 | 0 | 0 | 0 | 0 | 0 | 0 | 0 | 0 | 0 | 0 | 0 | 0 | 0 | 0 | 0 | 0 | 0 | 0 | 0 | 0
F5_Commercial_Restaurant (WA)_New_Miscellaneous_Natural Gas_Pool Heater_E1 | F5 | Commercial | Restaurant (WA) | New | Miscellaneous | Natural Gas | Pool Heater | E1 | Utility - Cost of Operation | 0.0033594 | 0.0033849 | 0.0034397 | 0.0035283 | 0.0036504 | 0.0038279 | 0.0040225 | 0.0042176 | 0.0044066 | 0.0046086 | 0.0047611 | 0.0049042 | 0.0050659 | 0.005222 | 0.0053527 | 0.00547 | 0.0055659 | 0.0056578 | 0.0057594 | 0.005855 | 0.0059539 | 0.0060585 | 0.0061636 | 0.0062731 | 0.0063845 | 0.0064979 | 0.0066134
F5_Commercial_Restaurant (WA)_New_Miscellaneous_Natural Gas_Pool Heater_E2 | F5 | Commercial | Restaurant (WA) | New | Miscellaneous | Natural Gas | Pool Heater | E2 | Utility - Cost of Operation | 0.0028555 | 0.0028771 | 0.0029237 | 0.002999 | 0.0031029 | 0.0032537 | 0.0034191 | 0.003585 | 0.0037456 | 0.0039173 | 0.0040469 | 0.0041685 | 0.004306 | 0.0044387 | 0.0045498 | 0.0046495 | 0.004731 | 0.0048091 | 0.0048955 | 0.0049767 | 0.0050608 | 0.0051497 | 0.005239 | 0.0053321 | 0.0054268 | 0.0055232 | 0.0056214
F5_Commercial_Restaurant (WA)_New_Miscellaneous_Natural Gas_Pool Heater_E3 | F5 | Commercial | Restaurant (WA) | New | Miscellaneous | Natural Gas | Pool Heater | E3 | Utility - Cost of Operation | 0 | 0 | 0 | 0 | 0 | 0 | 0 | 0 | 0 | 0 | 0 | 0 | 0 | 0 | 0 | 0 | 0 | 0 | 0 | 0 | 0 | 0 | 0 | 0 | 0 | 0 | 0
F5_Commercial_Restaurant (WA)_New_Miscellaneous_Natural Gas_Pool Heater_E4 | F5 | Commercial | Restaurant (WA) | New | Miscellaneous | Natural Gas | Pool Heater | E4 | Utility - Cost of Operation | 0 | 0 | 0 | 0 | 0 | 0 | 0 | 0 | 0 | 0 | 0 | 0 | 0 | 0 | 0 | 0 | 0 | 0 | 0 | 0 | 0 | 0 | 0 | 0 | 0 | 0 | 0
F5_Commercial_Restaurant (WA)_New_Miscellaneous_Natural Gas_Pool Heater_E5 | F5 | Commercial | Restaurant (WA) | New | Miscellaneous | Natural Gas | Pool Heater | E5 | Utility - Cost of Operation | 0 | 0 | 0 | 0 | 0 | 0 | 0 | 0 | 0 | 0 | 0 | 0 | 0 | 0 | 0 | 0 | 0 | 0 | 0 | 0 | 0 | 0 | 0 | 0 | 0 | 0 | 0
F5_Commercial_Restaurant (WA)_New_Miscellaneous_Natural Gas_Pool Heater_E6 | F5 | Commercial | Restaurant (WA) | New | Miscellaneous | Natural Gas | Pool Heater | E6 | Utility - Cost of Operation | 0 | 0 | 0 | 0 | 0 | 0 | 0 | 0 | 0 | 0 | 0 | 0 | 0 | 0 | 0 | 0 | 0 | 0 | 0 | 0 | 0 | 0 | 0 | 0 | 0 | 0 | 0
F5_Commercial_Restaurant (WA)_New_Miscellaneous_Natural Gas_Pool Heater_E7 | F5 | Commercial | Restaurant (WA) | New | Miscellaneous | Natural Gas | Pool Heater | E7 | Utility - Cost of Operation | 0 | 0 | 0 | 0 | 0 | 0 | 0 | 0 | 0 | 0 | 0 | 0 | 0 | 0 | 0 | 0 | 0 | 0 | 0 | 0 | 0 | 0 | 0 | 0 | 0 | 0 | 0
F5_Commercial_Restaurant (WA)_New_Miscellaneous_Natural Gas_Pool Heater_E8 | F5 | Commercial | Restaurant (WA) | New | Miscellaneous | Natural Gas | Pool Heater | E8 | Utility - Cost of Operation | 0 | 0 | 0 | 0 | 0 | 0 | 0 | 0 | 0 | 0 | 0 | 0 | 0 | 0 | 0 | 0 | 0 | 0 | 0 | 0 | 0 | 0 | 0 | 0 | 0 | 0 | 0
F5_Commercial_Restaurant (WA)_New_Miscellaneous_Natural Gas_Pool Heater_E9 | F5 | Commercial | Restaurant (WA) | New | Miscellaneous | Natural Gas | Pool Heater | E9 | Utility - Cost of Operation | 0 | 0 | 0 | 0 | 0 | 0 | 0 | 0 | 0 | 0 | 0 | 0 | 0 | 0 | 0 | 0 | 0 | 0 | 0 | 0 | 0 | 0 | 0 | 0 | 0 | 0 | 0
F5_Commercial_Restaurant (WA)_New_Miscellaneous_Natural Gas_Pool Heater_E10 | F5 | Commercial | Restaurant (WA) | New | Miscellaneous | Natural Gas | Pool Heater | E10 | Utility - Cost of Operation | 0 | 0 | 0 | 0 | 0 | 0 | 0 | 0 | 0 | 0 | 0 | 0 | 0 | 0 | 0 | 0 | 0 | 0 | 0 | 0 | 0 | 0 | 0 | 0 | 0 | 0 | 0
F6_Commercial_Restaurant (WA)_New_Miscellaneous_Natural Gas_Pool Heater_E1 | F6 | Commercial | Restaurant (WA) | New | Miscellaneous | Natural Gas | Pool Heater | E1 | Utility - Value of Sales | 0.0040313 | 0.0040618 | 0.0041171 | 0.0042004 | 0.0043098 | 0.0044691 | 0.0046299 | 0.0047841 | 0.0049232 | 0.0050695 | 0.0052372 | 0.0053946 | 0.0055725 | 0.0057371 | 0.0058657 | 0.0059701 | 0.0060403 | 0.0060938 | 0.006154 | 0.0062033 | 0.0062516 | 0.0063614 | 0.0064717 | 0.0065867 | 0.0067037 | 0.0068228 | 0.006944
F6_Commercial_Restaurant (WA)_New_Miscellaneous_Natural Gas_Pool Heater_E2 | F6 | Commercial | Restaurant (WA) | New | Miscellaneous | Natural Gas | Pool Heater | E2 | Utility - Value of Sales | 0.0034266 | 0.0034526 | 0.0034995 | 0.0035703 | 0.0036633 | 0.0037987 | 0.0039354 | 0.0040665 | 0.0041847 | 0.0043091 | 0.0044516 | 0.0045854 | 0.0047366 | 0.0048765 | 0.0049858 | 0.0050746 | 0.0051343 | 0.0051797 | 0.0052309 | 0.0052728 | 0.0053139 | 0.0054072 | 0.005501 | 0.0055987 | 0.0056982 | 0.0057994 | 0.0059024
F6_Commercial_Restaurant (WA)_New_Miscellaneous_Natural Gas_Pool Heater_E3 | F6 | Commercial | Restaurant (WA) | New | Miscellaneous | Natural Gas | Pool Heater | E3 | Utility - Value of Sales | 0 | 0 | 0 | 0 | 0 | 0 | 0 | 0 | 0 | 0 | 0 | 0 | 0 | 0 | 0 | 0 | 0 | 0 | 0 | 0 | 0 | 0 | 0 | 0 | 0 | 0 | 0
F6_Commercial_Restaurant (WA)_New_Miscellaneous_Natural Gas_Pool Heater_E4 | F6 | Commercial | Restaurant (WA) | New | Miscellaneous | Natural Gas | Pool Heater | E4 | Utility - Value of Sales | 0 | 0 | 0 | 0 | 0 | 0 | 0 | 0 | 0 | 0 | 0 | 0 | 0 | 0 | 0 | 0 | 0 | 0 | 0 | 0 | 0 | 0 | 0 | 0 | 0 | 0 | 0
F6_Commercial_Restaurant (WA)_New_Miscellaneous_Natural Gas_Pool Heater_E5 | F6 | Commercial | Restaurant (WA) | New | Miscellaneous | Natural Gas | Pool Heater | E5 | Utility - Value of Sales | 0 | 0 | 0 | 0 | 0 | 0 | 0 | 0 | 0 | 0 | 0 | 0 | 0 | 0 | 0 | 0 | 0 | 0 | 0 | 0 | 0 | 0 | 0 | 0 | 0 | 0 | 0
F6_Commercial_Restaurant (WA)_New_Miscellaneous_Natural Gas_Pool Heater_E6 | F6 | Commercial | Restaurant (WA) | New | Miscellaneous | Natural Gas | Pool Heater | E6 | Utility - Value of Sales | 0 | 0 | 0 | 0 | 0 | 0 | 0 | 0 | 0 | 0 | 0 | 0 | 0 | 0 | 0 | 0 | 0 | 0 | 0 | 0 | 0 | 0 | 0 | 0 | 0 | 0 | 0
F6_Commercial_Restaurant (WA)_New_Miscellaneous_Natural Gas_Pool Heater_E7 | F6 | Commercial | Restaurant (WA) | New | Miscellaneous | Natural Gas | Pool Heater | E7 | Utility - Value of Sales | 0 | 0 | 0 | 0 | 0 | 0 | 0 | 0 | 0 | 0 | 0 | 0 | 0 | 0 | 0 | 0 | 0 | 0 | 0 | 0 | 0 | 0 | 0 | 0 | 0 | 0 | 0
F6_Commercial_Restaurant (WA)_New_Miscellaneous_Natural Gas_Pool Heater_E8 | F6 | Commercial | Restaurant (WA) | New | Miscellaneous | Natural Gas | Pool Heater | E8 | Utility - Value of Sales | 0 | 0 | 0 | 0 | 0 | 0 | 0 | 0 | 0 | 0 | 0 | 0 | 0 | 0 | 0 | 0 | 0 | 0 | 0 | 0 | 0 | 0 | 0 | 0 | 0 | 0 | 0
F6_Commercial_Restaurant (WA)_New_Miscellaneous_Natural Gas_Pool Heater_E9 | F6 | Commercial | Restaurant (WA) | New | Miscellaneous | Natural Gas | Pool Heater | E9 | Utility - Value of Sales | 0 | 0 | 0 | 0 | 0 | 0 | 0 | 0 | 0 | 0 | 0 | 0 | 0 | 0 | 0 | 0 | 0 | 0 | 0 | 0 | 0 | 0 | 0 | 0 | 0 | 0 | 0
F6_Commercial_Restaurant (WA)_New_Miscellaneous_Natural Gas_Pool Heater_E10 | F6 | Commercial | Restaurant (WA) | New | Miscellaneous | Natural Gas | Pool Heater | E10 | Utility - Value of Sales | 0 | 0 | 0 | 0 | 0 | 0 | 0 | 0 | 0 | 0 | 0 | 0 | 0 | 0 | 0 | 0 | 0 | 0 | 0 | 0 | 0 | 0 | 0 | 0 | 0 | 0 | 0
F1_Commercial_Restaurant (WA)_New_Miscellaneous_Natural Gas_Miscellaneous_E1 | F1 | Commercial | Restaurant (WA) | New | Miscellaneous | Natural Gas | Miscellaneous | E1 | RVT - Cost of Equipment | 0.24753 | 0.24753 | 0.24753 | 0.24753 | 0.24753 | 0.24753 | 0.24753 | 0.24753 | 0.24753 | 0.24753 | 0.24753 | 0.24753 | 0.24753 | 0.24753 | 0.24753 | 0.24753 | 0.24753 | 0.24753 | 0.24753 | 0.24753 | 0.24753 | 0.24753 | 0.24753 | 0.24753 | 0.24753 | 0.24753 | 0.24753
F1_Commercial_Restaurant (WA)_New_Miscellaneous_Natural Gas_Miscellaneous_E2 | F1 | Commercial | Restaurant (WA) | New | Miscellaneous | Natural Gas | Miscellaneous | E2 | RVT - Cost of Equipment | 0 | 0 | 0 | 0 | 0 | 0 | 0 | 0 | 0 | 0 | 0 | 0 | 0 | 0 | 0 | 0 | 0 | 0 | 0 | 0 | 0 | 0 | 0 | 0 | 0 | 0 | 0
F1_Commercial_Restaurant (WA)_New_Miscellaneous_Natural Gas_Miscellaneous_E3 | F1 | Commercial | Restaurant (WA) | New | Miscellaneous | Natural Gas | Miscellaneous | E3 | RVT - Cost of Equipment | 0 | 0 | 0 | 0 | 0 | 0 | 0 | 0 | 0 | 0 | 0 | 0 | 0 | 0 | 0 | 0 | 0 | 0 | 0 | 0 | 0 | 0 | 0 | 0 | 0 | 0 | 0
F1_Commercial_Restaurant (WA)_New_Miscellaneous_Natural Gas_Miscellaneous_E4 | F1 | Commercial | Restaurant (WA) | New | Miscellaneous | Natural Gas | Miscellaneous | E4 | RVT - Cost of Equipment | 0 | 0 | 0 | 0 | 0 | 0 | 0 | 0 | 0 | 0 | 0 | 0 | 0 | 0 | 0 | 0 | 0 | 0 | 0 | 0 | 0 | 0 | 0 | 0 | 0 | 0 | 0
F1_Commercial_Restaurant (WA)_New_Miscellaneous_Natural Gas_Miscellaneous_E5 | F1 | Commercial | Restaurant (WA) | New | Miscellaneous | Natural Gas | Miscellaneous | E5 | RVT - Cost of Equipment | 0 | 0 | 0 | 0 | 0 | 0 | 0 | 0 | 0 | 0 | 0 | 0 | 0 | 0 | 0 | 0 | 0 | 0 | 0 | 0 | 0 | 0 | 0 | 0 | 0 | 0 | 0
F1_Commercial_Restaurant (WA)_New_Miscellaneous_Natural Gas_Miscellaneous_E6 | F1 | Commercial | Restaurant (WA) | New | Miscellaneous | Natural Gas | Miscellaneous | E6 | RVT - Cost of Equipment | 0 | 0 | 0 | 0 | 0 | 0 | 0 | 0 | 0 | 0 | 0 | 0 | 0 | 0 | 0 | 0 | 0 | 0 | 0 | 0 | 0 | 0 | 0 | 0 | 0 | 0 | 0
F1_Commercial_Restaurant (WA)_New_Miscellaneous_Natural Gas_Miscellaneous_E7 | F1 | Commercial | Restaurant (WA) | New | Miscellaneous | Natural Gas | Miscellaneous | E7 | RVT - Cost of Equipment | 0 | 0 | 0 | 0 | 0 | 0 | 0 | 0 | 0 | 0 | 0 | 0 | 0 | 0 | 0 | 0 | 0 | 0 | 0 | 0 | 0 | 0 | 0 | 0 | 0 | 0 | 0
F1_Commercial_Restaurant (WA)_New_Miscellaneous_Natural Gas_Miscellaneous_E8 | F1 | Commercial | Restaurant (WA) | New | Miscellaneous | Natural Gas | Miscellaneous | E8 | RVT - Cost of Equipment | 0 | 0 | 0 | 0 | 0 | 0 | 0 | 0 | 0 | 0 | 0 | 0 | 0 | 0 | 0 | 0 | 0 | 0 | 0 | 0 | 0 | 0 | 0 | 0 | 0 | 0 | 0
F1_Commercial_Restaurant (WA)_New_Miscellaneous_Natural Gas_Miscellaneous_E9 | F1 | Commercial | Restaurant (WA) | New | Miscellaneous | Natural Gas | Miscellaneous | E9 | RVT - Cost of Equipment | 0 | 0 | 0 | 0 | 0 | 0 | 0 | 0 | 0 | 0 | 0 | 0 | 0 | 0 | 0 | 0 | 0 | 0 | 0 | 0 | 0 | 0 | 0 | 0 | 0 | 0 | 0
F1_Commercial_Restaurant (WA)_New_Miscellaneous_Natural Gas_Miscellaneous_E10 | F1 | Commercial | Restaurant (WA) | New | Miscellaneous | Natural Gas | Miscellaneous | E10 | RVT - Cost of Equipment | 0 | 0 | 0 | 0 | 0 | 0 | 0 | 0 | 0 | 0 | 0 | 0 | 0 | 0 | 0 | 0 | 0 | 0 | 0 | 0 | 0 | 0 | 0 | 0 | 0 | 0 | 0
F2_Commercial_Restaurant (WA)_New_Miscellaneous_Natural Gas_Miscellaneous_E1 | F2 | Commercial | Restaurant (WA) | New | Miscellaneous | Natural Gas | Miscellaneous | E1 | RVT - Cost of Operation | 0.015386 | 0.015485 | 0.015649 | 0.015905 | 0.016282 | 0.016903 | 0.017541 | 0.018138 | 0.018659 | 0.0192 | 0.01982 | 0.020403 | 0.021097 | 0.021762 | 0.022291 | 0.02272 | 0.023009 | 0.023241 | 0.023472 | 0.023621 | 0.023764 | 0.02418 | 0.024597 | 0.025034 | 0.025479 | 0.025932 | 0.026393
F2_Commercial_Restaurant (WA)_New_Miscellaneous_Natural Gas_Miscellaneous_E2 | F2 | Commercial | Restaurant (WA) | New | Miscellaneous | Natural Gas | Miscellaneous | E2 | RVT - Cost of Operation | 0 | 0 | 0 | 0 | 0 | 0 | 0 | 0 | 0 | 0 | 0 | 0 | 0 | 0 | 0 | 0 | 0 | 0 | 0 | 0 | 0 | 0 | 0 | 0 | 0 | 0 | 0
F2_Commercial_Restaurant (WA)_New_Miscellaneous_Natural Gas_Miscellaneous_E3 | F2 | Commercial | Restaurant (WA) | New | Miscellaneous | Natural Gas | Miscellaneous | E3 | RVT - Cost of Operation | 0 | 0 | 0 | 0 | 0 | 0 | 0 | 0 | 0 | 0 | 0 | 0 | 0 | 0 | 0 | 0 | 0 | 0 | 0 | 0 | 0 | 0 | 0 | 0 | 0 | 0 | 0
F2_Commercial_Restaurant (WA)_New_Miscellaneous_Natural Gas_Miscellaneous_E4 | F2 | Commercial | Restaurant (WA) | New | Miscellaneous | Natural Gas | Miscellaneous | E4 | RVT - Cost of Operation | 0 | 0 | 0 | 0 | 0 | 0 | 0 | 0 | 0 | 0 | 0 | 0 | 0 | 0 | 0 | 0 | 0 | 0 | 0 | 0 | 0 | 0 | 0 | 0 | 0 | 0 | 0
F2_Commercial_Restaurant (WA)_New_Miscellaneous_Natural Gas_Miscellaneous_E5 | F2 | Commercial | Restaurant (WA) | New | Miscellaneous | Natural Gas | Miscellaneous | E5 | RVT - Cost of Operation | 0 | 0 | 0 | 0 | 0 | 0 | 0 | 0 | 0 | 0 | 0 | 0 | 0 | 0 | 0 | 0 | 0 | 0 | 0 | 0 | 0 | 0 | 0 | 0 | 0 | 0 | 0
F2_Commercial_Restaurant (WA)_New_Miscellaneous_Natural Gas_Miscellaneous_E6 | F2 | Commercial | Restaurant (WA) | New | Miscellaneous | Natural Gas | Miscellaneous | E6 | RVT - Cost of Operation | 0 | 0 | 0 | 0 | 0 | 0 | 0 | 0 | 0 | 0 | 0 | 0 | 0 | 0 | 0 | 0 | 0 | 0 | 0 | 0 | 0 | 0 | 0 | 0 | 0 | 0 | 0
F2_Commercial_Restaurant (WA)_New_Miscellaneous_Natural Gas_Miscellaneous_E7 | F2 | Commercial | Restaurant (WA) | New | Miscellaneous | Natural Gas | Miscellaneous | E7 | RVT - Cost of Operation | 0 | 0 | 0 | 0 | 0 | 0 | 0 | 0 | 0 | 0 | 0 | 0 | 0 | 0 | 0 | 0 | 0 | 0 | 0 | 0 | 0 | 0 | 0 | 0 | 0 | 0 | 0
F2_Commercial_Restaurant (WA)_New_Miscellaneous_Natural Gas_Miscellaneous_E8 | F2 | Commercial | Restaurant (WA) | New | Miscellaneous | Natural Gas | Miscellaneous | E8 | RVT - Cost of Operation | 0 | 0 | 0 | 0 | 0 | 0 | 0 | 0 | 0 | 0 | 0 | 0 | 0 | 0 | 0 | 0 | 0 | 0 | 0 | 0 | 0 | 0 | 0 | 0 | 0 | 0 | 0
F2_Commercial_Restaurant (WA)_New_Miscellaneous_Natural Gas_Miscellaneous_E9 | F2 | Commercial | Restaurant (WA) | New | Miscellaneous | Natural Gas | Miscellaneous | E9 | RVT - Cost of Operation | 0 | 0 | 0 | 0 | 0 | 0 | 0 | 0 | 0 | 0 | 0 | 0 | 0 | 0 | 0 | 0 | 0 | 0 | 0 | 0 | 0 | 0 | 0 | 0 | 0 | 0 | 0
F2_Commercial_Restaurant (WA)_New_Miscellaneous_Natural Gas_Miscellaneous_E10 | F2 | Commercial | Restaurant (WA) | New | Miscellaneous | Natural Gas | Miscellaneous | E10 | RVT - Cost of Operation | 0 | 0 | 0 | 0 | 0 | 0 | 0 | 0 | 0 | 0 | 0 | 0 | 0 | 0 | 0 | 0 | 0 | 0 | 0 | 0 | 0 | 0 | 0 | 0 | 0 | 0 | 0
F3_Commercial_Restaurant (WA)_New_Miscellaneous_Natural Gas_Miscellaneous_E1 | F3 | Commercial | Restaurant (WA) | New | Miscellaneous | Natural Gas | Miscellaneous | E1 | System - kBTUs of Consumption | 3.93 | 3.93 | 3.93 | 3.93 | 3.93 | 3.93 | 3.93 | 3.93 | 3.93 | 3.93 | 3.93 | 3.93 | 3.93 | 3.93 | 3.93 | 3.93 | 3.93 | 3.93 | 3.93 | 3.93 | 3.93 | 3.93 | 3.93 | 3.93 | 3.93 | 3.93 | 3.93
F3_Commercial_Restaurant (WA)_New_Miscellaneous_Natural Gas_Miscellaneous_E2 | F3 | Commercial | Restaurant (WA) | New | Miscellaneous | Natural Gas | Miscellaneous | E2 | System - kBTUs of Consumption | 0 | 0 | 0 | 0 | 0 | 0 | 0 | 0 | 0 | 0 | 0 | 0 | 0 | 0 | 0 | 0 | 0 | 0 | 0 | 0 | 0 | 0 | 0 | 0 | 0 | 0 | 0
F3_Commercial_Restaurant (WA)_New_Miscellaneous_Natural Gas_Miscellaneous_E3 | F3 | Commercial | Restaurant (WA) | New | Miscellaneous | Natural Gas | Miscellaneous | E3 | System - kBTUs of Consumption | 0 | 0 | 0 | 0 | 0 | 0 | 0 | 0 | 0 | 0 | 0 | 0 | 0 | 0 | 0 | 0 | 0 | 0 | 0 | 0 | 0 | 0 | 0 | 0 | 0 | 0 | 0
F3_Commercial_Restaurant (WA)_New_Miscellaneous_Natural Gas_Miscellaneous_E4 | F3 | Commercial | Restaurant (WA) | New | Miscellaneous | Natural Gas | Miscellaneous | E4 | System - kBTUs of Consumption | 0 | 0 | 0 | 0 | 0 | 0 | 0 | 0 | 0 | 0 | 0 | 0 | 0 | 0 | 0 | 0 | 0 | 0 | 0 | 0 | 0 | 0 | 0 | 0 | 0 | 0 | 0
F3_Commercial_Restaurant (WA)_New_Miscellaneous_Natural Gas_Miscellaneous_E5 | F3 | Commercial | Restaurant (WA) | New | Miscellaneous | Natural Gas | Miscellaneous | E5 | System - kBTUs of Consumption | 0 | 0 | 0 | 0 | 0 | 0 | 0 | 0 | 0 | 0 | 0 | 0 | 0 | 0 | 0 | 0 | 0 | 0 | 0 | 0 | 0 | 0 | 0 | 0 | 0 | 0 | 0
F3_Commercial_Restaurant (WA)_New_Miscellaneous_Natural Gas_Miscellaneous_E6 | F3 | Commercial | Restaurant (WA) | New | Miscellaneous | Natural Gas | Miscellaneous | E6 | System - kBTUs of Consumption | 0 | 0 | 0 | 0 | 0 | 0 | 0 | 0 | 0 | 0 | 0 | 0 | 0 | 0 | 0 | 0 | 0 | 0 | 0 | 0 | 0 | 0 | 0 | 0 | 0 | 0 | 0
F3_Commercial_Restaurant (WA)_New_Miscellaneous_Natural Gas_Miscellaneous_E7 | F3 | Commercial | Restaurant (WA) | New | Miscellaneous | Natural Gas | Miscellaneous | E7 | System - kBTUs of Consumption | 0 | 0 | 0 | 0 | 0 | 0 | 0 | 0 | 0 | 0 | 0 | 0 | 0 | 0 | 0 | 0 | 0 | 0 | 0 | 0 | 0 | 0 | 0 | 0 | 0 | 0 | 0
F3_Commercial_Restaurant (WA)_New_Miscellaneous_Natural Gas_Miscellaneous_E8 | F3 | Commercial | Restaurant (WA) | New | Miscellaneous | Natural Gas | Miscellaneous | E8 | System - kBTUs of Consumption | 0 | 0 | 0 | 0 | 0 | 0 | 0 | 0 | 0 | 0 | 0 | 0 | 0 | 0 | 0 | 0 | 0 | 0 | 0 | 0 | 0 | 0 | 0 | 0 | 0 | 0 | 0
F3_Commercial_Restaurant (WA)_New_Miscellaneous_Natural Gas_Miscellaneous_E9 | F3 | Commercial | Restaurant (WA) | New | Miscellaneous | Natural Gas | Miscellaneous | E9 | System - kBTUs of Consumption | 0 | 0 | 0 | 0 | 0 | 0 | 0 | 0 | 0 | 0 | 0 | 0 | 0 | 0 | 0 | 0 | 0 | 0 | 0 | 0 | 0 | 0 | 0 | 0 | 0 | 0 | 0
F3_Commercial_Restaurant (WA)_New_Miscellaneous_Natural Gas_Miscellaneous_E10 | F3 | Commercial | Restaurant (WA) | New | Miscellaneous | Natural Gas | Miscellaneous | E10 | System - kBTUs of Consumption | 0 | 0 | 0 | 0 | 0 | 0 | 0 | 0 | 0 | 0 | 0 | 0 | 0 | 0 | 0 | 0 | 0 | 0 | 0 | 0 | 0 | 0 | 0 | 0 | 0 | 0 | 0
F4_Commercial_Restaurant (WA)_New_Miscellaneous_Natural Gas_Miscellaneous_E1 | F4 | Commercial | Restaurant (WA) | New | Miscellaneous | Natural Gas | Miscellaneous | E1 | Utility - Cost of Equipment | 0.24753 | 0.24753 | 0.24753 | 0.24753 | 0.24753 | 0.24753 | 0.24753 | 0.24753 | 0.24753 | 0.24753 | 0.24753 | 0.24753 | 0.24753 | 0.24753 | 0.24753 | 0.24753 | 0.24753 | 0.24753 | 0.24753 | 0.24753 | 0.24753 | 0.24753 | 0.24753 | 0.24753 | 0.24753 | 0.24753 | 0.24753
F4_Commercial_Restaurant (WA)_New_Miscellaneous_Natural Gas_Miscellaneous_E2 | F4 | Commercial | Restaurant (WA) | New | Miscellaneous | Natural Gas | Miscellaneous | E2 | Utility - Cost of Equipment | 0 | 0 | 0 | 0 | 0 | 0 | 0 | 0 | 0 | 0 | 0 | 0 | 0 | 0 | 0 | 0 | 0 | 0 | 0 | 0 | 0 | 0 | 0 | 0 | 0 | 0 | 0
F4_Commercial_Restaurant (WA)_New_Miscellaneous_Natural Gas_Miscellaneous_E3 | F4 | Commercial | Restaurant (WA) | New | Miscellaneous | Natural Gas | Miscellaneous | E3 | Utility - Cost of Equipment | 0 | 0 | 0 | 0 | 0 | 0 | 0 | 0 | 0 | 0 | 0 | 0 | 0 | 0 | 0 | 0 | 0 | 0 | 0 | 0 | 0 | 0 | 0 | 0 | 0 | 0 | 0
F4_Commercial_Restaurant (WA)_New_Miscellaneous_Natural Gas_Miscellaneous_E4 | F4 | Commercial | Restaurant (WA) | New | Miscellaneous | Natural Gas | Miscellaneous | E4 | Utility - Cost of Equipment | 0 | 0 | 0 | 0 | 0 | 0 | 0 | 0 | 0 | 0 | 0 | 0 | 0 | 0 | 0 | 0 | 0 | 0 | 0 | 0 | 0 | 0 | 0 | 0 | 0 | 0 | 0
F4_Commercial_Restaurant (WA)_New_Miscellaneous_Natural Gas_Miscellaneous_E5 | F4 | Commercial | Restaurant (WA) | New | Miscellaneous | Natural Gas | Miscellaneous | E5 | Utility - Cost of Equipment | 0 | 0 | 0 | 0 | 0 | 0 | 0 | 0 | 0 | 0 | 0 | 0 | 0 | 0 | 0 | 0 | 0 | 0 | 0 | 0 | 0 | 0 | 0 | 0 | 0 | 0 | 0
F4_Commercial_Restaurant (WA)_New_Miscellaneous_Natural Gas_Miscellaneous_E6 | F4 | Commercial | Restaurant (WA) | New | Miscellaneous | Natural Gas | Miscellaneous | E6 | Utility - Cost of Equipment | 0 | 0 | 0 | 0 | 0 | 0 | 0 | 0 | 0 | 0 | 0 | 0 | 0 | 0 | 0 | 0 | 0 | 0 | 0 | 0 | 0 | 0 | 0 | 0 | 0 | 0 | 0
F4_Commercial_Restaurant (WA)_New_Miscellaneous_Natural Gas_Miscellaneous_E7 | F4 | Commercial | Restaurant (WA) | New | Miscellaneous | Natural Gas | Miscellaneous | E7 | Utility - Cost of Equipment | 0 | 0 | 0 | 0 | 0 | 0 | 0 | 0 | 0 | 0 | 0 | 0 | 0 | 0 | 0 | 0 | 0 | 0 | 0 | 0 | 0 | 0 | 0 | 0 | 0 | 0 | 0
F4_Commercial_Restaurant (WA)_New_Miscellaneous_Natural Gas_Miscellaneous_E8 | F4 | Commercial | Restaurant (WA) | New | Miscellaneous | Natural Gas | Miscellaneous | E8 | Utility - Cost of Equipment | 0 | 0 | 0 | 0 | 0 | 0 | 0 | 0 | 0 | 0 | 0 | 0 | 0 | 0 | 0 | 0 | 0 | 0 | 0 | 0 | 0 | 0 | 0 | 0 | 0 | 0 | 0
F4_Commercial_Restaurant (WA)_New_Miscellaneous_Natural Gas_Miscellaneous_E9 | F4 | Commercial | Restaurant (WA) | New | Miscellaneous | Natural Gas | Miscellaneous | E9 | Utility - Cost of Equipment | 0 | 0 | 0 | 0 | 0 | 0 | 0 | 0 | 0 | 0 | 0 | 0 | 0 | 0 | 0 | 0 | 0 | 0 | 0 | 0 | 0 | 0 | 0 | 0 | 0 | 0 | 0
F4_Commercial_Restaurant (WA)_New_Miscellaneous_Natural Gas_Miscellaneous_E10 | F4 | Commercial | Restaurant (WA) | New | Miscellaneous | Natural Gas | Miscellaneous | E10 | Utility - Cost of Equipment | 0 | 0 | 0 | 0 | 0 | 0 | 0 | 0 | 0 | 0 | 0 | 0 | 0 | 0 | 0 | 0 | 0 | 0 | 0 | 0 | 0 | 0 | 0 | 0 | 0 | 0 | 0
F5_Commercial_Restaurant (WA)_New_Miscellaneous_Natural Gas_Miscellaneous_E1 | F5 | Commercial | Restaurant (WA) | New | Miscellaneous | Natural Gas | Miscellaneous | E1 | Utility - Cost of Operation | 0.012822 | 0.012904 | 0.013069 | 0.013344 | 0.013758 | 0.014419 | 0.015146 | 0.015897 | 0.016652 | 0.017455 | 0.018018 | 0.018548 | 0.019179 | 0.019804 | 0.02033 | 0.020792 | 0.021157 | 0.021507 | 0.021897 | 0.022258 | 0.022632 | 0.023028 | 0.023426 | 0.023842 | 0.024266 | 0.024697 | 0.025136
F5_Commercial_Restaurant (WA)_New_Miscellaneous_Natural Gas_Miscellaneous_E2 | F5 | Commercial | Restaurant (WA) | New | Miscellaneous | Natural Gas | Miscellaneous | E2 | Utility - Cost of Operation | 0 | 0 | 0 | 0 | 0 | 0 | 0 | 0 | 0 | 0 | 0 | 0 | 0 | 0 | 0 | 0 | 0 | 0 | 0 | 0 | 0 | 0 | 0 | 0 | 0 | 0 | 0
F5_Commercial_Restaurant (WA)_New_Miscellaneous_Natural Gas_Miscellaneous_E3 | F5 | Commercial | Restaurant (WA) | New | Miscellaneous | Natural Gas | Miscellaneous | E3 | Utility - Cost of Operation | 0 | 0 | 0 | 0 | 0 | 0 | 0 | 0 | 0 | 0 | 0 | 0 | 0 | 0 | 0 | 0 | 0 | 0 | 0 | 0 | 0 | 0 | 0 | 0 | 0 | 0 | 0
F5_Commercial_Restaurant (WA)_New_Miscellaneous_Natural Gas_Miscellaneous_E4 | F5 | Commercial | Restaurant (WA) | New | Miscellaneous | Natural Gas | Miscellaneous | E4 | Utility - Cost of Operation | 0 | 0 | 0 | 0 | 0 | 0 | 0 | 0 | 0 | 0 | 0 | 0 | 0 | 0 | 0 | 0 | 0 | 0 | 0 | 0 | 0 | 0 | 0 | 0 | 0 | 0 | 0
F5_Commercial_Restaurant (WA)_New_Miscellaneous_Natural Gas_Miscellaneous_E5 | F5 | Commercial | Restaurant (WA) | New | Miscellaneous | Natural Gas | Miscellaneous | E5 | Utility - Cost of Operation | 0 | 0 | 0 | 0 | 0 | 0 | 0 | 0 | 0 | 0 | 0 | 0 | 0 | 0 | 0 | 0 | 0 | 0 | 0 | 0 | 0 | 0 | 0 | 0 | 0 | 0 | 0
F5_Commercial_Restaurant (WA)_New_Miscellaneous_Natural Gas_Miscellaneous_E6 | F5 | Commercial | Restaurant (WA) | New | Miscellaneous | Natural Gas | Miscellaneous | E6 | Utility - Cost of Operation | 0 | 0 | 0 | 0 | 0 | 0 | 0 | 0 | 0 | 0 | 0 | 0 | 0 | 0 | 0 | 0 | 0 | 0 | 0 | 0 | 0 | 0 | 0 | 0 | 0 | 0 | 0
F5_Commercial_Restaurant (WA)_New_Miscellaneous_Natural Gas_Miscellaneous_E7 | F5 | Commercial | Restaurant (WA) | New | Miscellaneous | Natural Gas | Miscellaneous | E7 | Utility - Cost of Operation | 0 | 0 | 0 | 0 | 0 | 0 | 0 | 0 | 0 | 0 | 0 | 0 | 0 | 0 | 0 | 0 | 0 | 0 | 0 | 0 | 0 | 0 | 0 | 0 | 0 | 0 | 0
F5_Commercial_Restaurant (WA)_New_Miscellaneous_Natural Gas_Miscellaneous_E8 | F5 | Commercial | Restaurant (WA) | New | Miscellaneous | Natural Gas | Miscellaneous | E8 | Utility - Cost of Operation | 0 | 0 | 0 | 0 | 0 | 0 | 0 | 0 | 0 | 0 | 0 | 0 | 0 | 0 | 0 | 0 | 0 | 0 | 0 | 0 | 0 | 0 | 0 | 0 | 0 | 0 | 0
F5_Commercial_Restaurant (WA)_New_Miscellaneous_Natural Gas_Miscellaneous_E9 | F5 | Commercial | Restaurant (WA) | New | Miscellaneous | Natural Gas | Miscellaneous | E9 | Utility - Cost of Operation | 0 | 0 | 0 | 0 | 0 | 0 | 0 | 0 | 0 | 0 | 0 | 0 | 0 | 0 | 0 | 0 | 0 | 0 | 0 | 0 | 0 | 0 | 0 | 0 | 0 | 0 | 0
F5_Commercial_Restaurant (WA)_New_Miscellaneous_Natural Gas_Miscellaneous_E10 | F5 | Commercial | Restaurant (WA) | New | Miscellaneous | Natural Gas | Miscellaneous | E10 | Utility - Cost of Operation | 0 | 0 | 0 | 0 | 0 | 0 | 0 | 0 | 0 | 0 | 0 | 0 | 0 | 0 | 0 | 0 | 0 | 0 | 0 | 0 | 0 | 0 | 0 | 0 | 0 | 0 | 0
F6_Commercial_Restaurant (WA)_New_Miscellaneous_Natural Gas_Miscellaneous_E1 | F6 | Commercial | Restaurant (WA) | New | Miscellaneous | Natural Gas | Miscellaneous | E1 | Utility - Value of Sales | 0.015386 | 0.015485 | 0.015649 | 0.015905 | 0.016282 | 0.016903 | 0.017541 | 0.018138 | 0.018659 | 0.0192 | 0.01982 | 0.020403 | 0.021097 | 0.021762 | 0.022291 | 0.02272 | 0.023009 | 0.023241 | 0.023472 | 0.023621 | 0.023764 | 0.02418 | 0.024597 | 0.025034 | 0.025479 | 0.025932 | 0.026393
F6_Commercial_Restaurant (WA)_New_Miscellaneous_Natural Gas_Miscellaneous_E2 | F6 | Commercial | Restaurant (WA) | New | Miscellaneous | Natural Gas | Miscellaneous | E2 | Utility - Value of Sales | 0 | 0 | 0 | 0 | 0 | 0 | 0 | 0 | 0 | 0 | 0 | 0 | 0 | 0 | 0 | 0 | 0 | 0 | 0 | 0 | 0 | 0 | 0 | 0 | 0 | 0 | 0
F6_Commercial_Restaurant (WA)_New_Miscellaneous_Natural Gas_Miscellaneous_E3 | F6 | Commercial | Restaurant (WA) | New | Miscellaneous | Natural Gas | Miscellaneous | E3 | Utility - Value of Sales | 0 | 0 | 0 | 0 | 0 | 0 | 0 | 0 | 0 | 0 | 0 | 0 | 0 | 0 | 0 | 0 | 0 | 0 | 0 | 0 | 0 | 0 | 0 | 0 | 0 | 0 | 0
F6_Commercial_Restaurant (WA)_New_Miscellaneous_Natural Gas_Miscellaneous_E4 | F6 | Commercial | Restaurant (WA) | New | Miscellaneous | Natural Gas | Miscellaneous | E4 | Utility - Value of Sales | 0 | 0 | 0 | 0 | 0 | 0 | 0 | 0 | 0 | 0 | 0 | 0 | 0 | 0 | 0 | 0 | 0 | 0 | 0 | 0 | 0 | 0 | 0 | 0 | 0 | 0 | 0
F6_Commercial_Restaurant (WA)_New_Miscellaneous_Natural Gas_Miscellaneous_E5 | F6 | Commercial | Restaurant (WA) | New | Miscellaneous | Natural Gas | Miscellaneous | E5 | Utility - Value of Sales | 0 | 0 | 0 | 0 | 0 | 0 | 0 | 0 | 0 | 0 | 0 | 0 | 0 | 0 | 0 | 0 | 0 | 0 | 0 | 0 | 0 | 0 | 0 | 0 | 0 | 0 | 0
F6_Commercial_Restaurant (WA)_New_Miscellaneous_Natural Gas_Miscellaneous_E6 | F6 | Commercial | Restaurant (WA) | New | Miscellaneous | Natural Gas | Miscellaneous | E6 | Utility - Value of Sales | 0 | 0 | 0 | 0 | 0 | 0 | 0 | 0 | 0 | 0 | 0 | 0 | 0 | 0 | 0 | 0 | 0 | 0 | 0 | 0 | 0 | 0 | 0 | 0 | 0 | 0 | 0
F6_Commercial_Restaurant (WA)_New_Miscellaneous_Natural Gas_Miscellaneous_E7 | F6 | Commercial | Restaurant (WA) | New | Miscellaneous | Natural Gas | Miscellaneous | E7 | Utility - Value of Sales | 0 | 0 | 0 | 0 | 0 | 0 | 0 | 0 | 0 | 0 | 0 | 0 | 0 | 0 | 0 | 0 | 0 | 0 | 0 | 0 | 0 | 0 | 0 | 0 | 0 | 0 | 0
F6_Commercial_Restaurant (WA)_New_Miscellaneous_Natural Gas_Miscellaneous_E8 | F6 | Commercial | Restaurant (WA) | New | Miscellaneous | Natural Gas | Miscellaneous | E8 | Utility - Value of Sales | 0 | 0 | 0 | 0 | 0 | 0 | 0 | 0 | 0 | 0 | 0 | 0 | 0 | 0 | 0 | 0 | 0 | 0 | 0 | 0 | 0 | 0 | 0 | 0 | 0 | 0 | 0
F6_Commercial_Restaurant (WA)_New_Miscellaneous_Natural Gas_Miscellaneous_E9 | F6 | Commercial | Restaurant (WA) | New | Miscellaneous | Natural Gas | Miscellaneous | E9 | Utility - Value of Sales | 0 | 0 | 0 | 0 | 0 | 0 | 0 | 0 | 0 | 0 | 0 | 0 | 0 | 0 | 0 | 0 | 0 | 0 | 0 | 0 | 0 | 0 | 0 | 0 | 0 | 0 | 0
F6_Commercial_Restaurant (WA)_New_Miscellaneous_Natural Gas_Miscellaneous_E10 | F6 | Commercial | Restaurant (WA) | New | Miscellaneous | Natural Gas | Miscellaneous | E10 | Utility - Value of Sales | 0 | 0 | 0 | 0 | 0 | 0 | 0 | 0 | 0 | 0 | 0 | 0 | 0 | 0 | 0 | 0 | 0 | 0 | 0 | 0 | 0 | 0 | 0 | 0 | 0 | 0 | 0
F1_Commercial_Retail (WA)_Existing_Space Heating_Natural Gas_Furnace_E1 | F1 | Commercial | Retail (WA) | Existing | Space Heating | Natural Gas | Furnace | E1 | RVT - Cost of Equipment | 0.090135 | 0.090135 | 0.090135 | 0.090135 | 0.090135 | 0.090135 | 0.090135 | 0.090135 | 0.090135 | 0.090135 | 0.090135 | 0.090135 | 0.090135 | 0.090135 | 0.090135 | 0.090135 | 0.090135 | 0.090135 | 0.090135 | 0.090135 | 0.090135 | 0.090135 | 0.090135 | 0.090135 | 0.090135 | 0.090135 | 0.090135
F1_Commercial_Retail (WA)_Existing_Space Heating_Natural Gas_Furnace_E2 | F1 | Commercial | Retail (WA) | Existing | Space Heating | Natural Gas | Furnace | E2 | RVT - Cost of Equipment | 0.18219 | 0.18219 | 0.18219 | 0.18219 | 0.18219 | 0.18219 | 0.18219 | 0.18219 | 0.18219 | 0.18219 | 0.18219 | 0.18219 | 0.18219 | 0.18219 | 0.18219 | 0.18219 | 0.18219 | 0.18219 | 0.18219 | 0.18219 | 0.18219 | 0.18219 | 0.18219 | 0.18219 | 0.18219 | 0.18219 | 0.18219
F1_Commercial_Retail (WA)_Existing_Space Heating_Natural Gas_Furnace_E3 | F1 | Commercial | Retail (WA) | Existing | Space Heating | Natural Gas | Furnace | E3 | RVT - Cost of Equipment | 0.11075 | 0.11075 | 0.11075 | 0.11075 | 0.11075 | 0.11075 | 0.11075 | 0.11075 | 0.11075 | 0.11075 | 0.11075 | 0.11075 | 0.11075 | 0.11075 | 0.11075 | 0.11075 | 0.11075 | 0.11075 | 0.11075 | 0.11075 | 0.11075 | 0.11075 | 0.11075 | 0.11075 | 0.11075 | 0.11075 | 0.11075
F1_Commercial_Retail (WA)_Existing_Space Heating_Natural Gas_Furnace_E4 | F1 | Commercial | Retail (WA) | Existing | Space Heating | Natural Gas | Furnace | E4 | RVT - Cost of Equipment | 0 | 0 | 0 | 0 | 0 | 0 | 0 | 0 | 0 | 0 | 0 | 0 | 0 | 0 | 0 | 0 | 0 | 0 | 0 | 0 | 0 | 0 | 0 | 0 | 0 | 0 | 0
F1_Commercial_Retail (WA)_Existing_Space Heating_Natural Gas_Furnace_E5 | F1 | Commercial | Retail (WA) | Existing | Space Heating | Natural Gas | Furnace | E5 | RVT - Cost of Equipment | 0 | 0 | 0 | 0 | 0 | 0 | 0 | 0 | 0 | 0 | 0 | 0 | 0 | 0 | 0 | 0 | 0 | 0 | 0 | 0 | 0 | 0 | 0 | 0 | 0 | 0 | 0
F1_Commercial_Retail (WA)_Existing_Space Heating_Natural Gas_Furnace_E6 | F1 | Commercial | Retail (WA) | Existing | Space Heating | Natural Gas | Furnace | E6 | RVT - Cost of Equipment | 0 | 0 | 0 | 0 | 0 | 0 | 0 | 0 | 0 | 0 | 0 | 0 | 0 | 0 | 0 | 0 | 0 | 0 | 0 | 0 | 0 | 0 | 0 | 0 | 0 | 0 | 0
F1_Commercial_Retail (WA)_Existing_Space Heating_Natural Gas_Furnace_E7 | F1 | Commercial | Retail (WA) | Existing | Space Heating | Natural Gas | Furnace | E7 | RVT - Cost of Equipment | 0 | 0 | 0 | 0 | 0 | 0 | 0 | 0 | 0 | 0 | 0 | 0 | 0 | 0 | 0 | 0 | 0 | 0 | 0 | 0 | 0 | 0 | 0 | 0 | 0 | 0 | 0
F1_Commercial_Retail (WA)_Existing_Space Heating_Natural Gas_Furnace_E8 | F1 | Commercial | Retail (WA) | Existing | Space Heating | Natural Gas | Furnace | E8 | RVT - Cost of Equipment | 0 | 0 | 0 | 0 | 0 | 0 | 0 | 0 | 0 | 0 | 0 | 0 | 0 | 0 | 0 | 0 | 0 | 0 | 0 | 0 | 0 | 0 | 0 | 0 | 0 | 0 | 0
F1_Commercial_Retail (WA)_Existing_Space Heating_Natural Gas_Furnace_E9 | F1 | Commercial | Retail (WA) | Existing | Space Heating | Natural Gas | Furnace | E9 | RVT - Cost of Equipment | 0 | 0 | 0 | 0 | 0 | 0 | 0 | 0 | 0 | 0 | 0 | 0 | 0 | 0 | 0 | 0 | 0 | 0 | 0 | 0 | 0 | 0 | 0 | 0 | 0 | 0 | 0
F1_Commercial_Retail (WA)_Existing_Space Heating_Natural Gas_Furnace_E10 | F1 | Commercial | Retail (WA) | Existing | Space Heating | Natural Gas | Furnace | E10 | RVT - Cost of Equipment | 0 | 0 | 0 | 0 | 0 | 0 | 0 | 0 | 0 | 0 | 0 | 0 | 0 | 0 | 0 | 0 | 0 | 0 | 0 | 0 | 0 | 0 | 0 | 0 | 0 | 0 | 0
F2_Commercial_Retail (WA)_Existing_Space Heating_Natural Gas_Furnace_E1 | F2 | Commercial | Retail (WA) | Existing | Space Heating | Natural Gas | Furnace | E1 | RVT - Cost of Operation | 0.18577 | 0.18731 | 0.18988 | 0.19285 | 0.19626 | 0.2018 | 0.20729 | 0.21304 | 0.21809 | 0.22298 | 0.22853 | 0.23337 | 0.23877 | 0.24433 | 0.24928 | 0.25402 | 0.25821 | 0.26248 | 0.26691 | 0.27139 | 0.27587 | 0.28189 | 0.28902 | 0.29516 | 0.30142 | 0.30782 | 0.31435
F2_Commercial_Retail (WA)_Existing_Space Heating_Natural Gas_Furnace_E2 | F2 | Commercial | Retail (WA) | Existing | Space Heating | Natural Gas | Furnace | E2 | RVT - Cost of Operation | 0.16512 | 0.1665 | 0.16878 | 0.17142 | 0.17444 | 0.17937 | 0.18425 | 0.18936 | 0.19385 | 0.1982 | 0.20313 | 0.20744 | 0.21223 | 0.21717 | 0.22157 | 0.22579 | 0.22951 | 0.23331 | 0.23724 | 0.24123 | 0.24521 | 0.25056 | 0.2569 | 0.26235 | 0.26792 | 0.27361 | 0.27942
F2_Commercial_Retail (WA)_Existing_Space Heating_Natural Gas_Furnace_E3 | F2 | Commercial | Retail (WA) | Existing | Space Heating | Natural Gas | Furnace | E3 | RVT - Cost of Operation | 0.1548 | 0.15609 | 0.15823 | 0.1607 | 0.16354 | 0.16815 | 0.17273 | 0.17752 | 0.18173 | 0.18581 | 0.19043 | 0.19447 | 0.19897 | 0.2036 | 0.20772 | 0.21168 | 0.21516 | 0.21872 | 0.22241 | 0.22614 | 0.22988 | 0.23489 | 0.24084 | 0.24595 | 0.25117 | 0.2565 | 0.26195
F2_Commercial_Retail (WA)_Existing_Space Heating_Natural Gas_Furnace_E4 | F2 | Commercial | Retail (WA) | Existing | Space Heating | Natural Gas | Furnace | E4 | RVT - Cost of Operation | 0 | 0 | 0 | 0 | 0 | 0 | 0 | 0 | 0 | 0 | 0 | 0 | 0 | 0 | 0 | 0 | 0 | 0 | 0 | 0 | 0 | 0 | 0 | 0 | 0 | 0 | 0
F2_Commercial_Retail (WA)_Existing_Space Heating_Natural Gas_Furnace_E5 | F2 | Commercial | Retail (WA) | Existing | Space Heating | Natural Gas | Furnace | E5 | RVT - Cost of Operation | 0 | 0 | 0 | 0 | 0 | 0 | 0 | 0 | 0 | 0 | 0 | 0 | 0 | 0 | 0 | 0 | 0 | 0 | 0 | 0 | 0 | 0 | 0 | 0 | 0 | 0 | 0
F2_Commercial_Retail (WA)_Existing_Space Heating_Natural Gas_Furnace_E6 | F2 | Commercial | Retail (WA) | Existing | Space Heating | Natural Gas | Furnace | E6 | RVT - Cost of Operation | 0 | 0 | 0 | 0 | 0 | 0 | 0 | 0 | 0 | 0 | 0 | 0 | 0 | 0 | 0 | 0 | 0 | 0 | 0 | 0 | 0 | 0 | 0 | 0 | 0 | 0 | 0
F2_Commercial_Retail (WA)_Existing_Space Heating_Natural Gas_Furnace_E7 | F2 | Commercial | Retail (WA) | Existing | Space Heating | Natural Gas | Furnace | E7 | RVT - Cost of Operation | 0 | 0 | 0 | 0 | 0 | 0 | 0 | 0 | 0 | 0 | 0 | 0 | 0 | 0 | 0 | 0 | 0 | 0 | 0 | 0 | 0 | 0 | 0 | 0 | 0 | 0 | 0
F2_Commercial_Retail (WA)_Existing_Space Heating_Natural Gas_Furnace_E8 | F2 | Commercial | Retail (WA) | Existing | Space Heating | Natural Gas | Furnace | E8 | RVT - Cost of Operation | 0 | 0 | 0 | 0 | 0 | 0 | 0 | 0 | 0 | 0 | 0 | 0 | 0 | 0 | 0 | 0 | 0 | 0 | 0 | 0 | 0 | 0 | 0 | 0 | 0 | 0 | 0
F2_Commercial_Retail (WA)_Existing_Space Heating_Natural Gas_Furnace_E9 | F2 | Commercial | Retail (WA) | Existing | Space Heating | Natural Gas | Furnace | E9 | RVT - Cost of Operation | 0 | 0 | 0 | 0 | 0 | 0 | 0 | 0 | 0 | 0 | 0 | 0 | 0 | 0 | 0 | 0 | 0 | 0 | 0 | 0 | 0 | 0 | 0 | 0 | 0 | 0 | 0
F2_Commercial_Retail (WA)_Existing_Space Heating_Natural Gas_Furnace_E10 | F2 | Commercial | Retail (WA) | Existing | Space Heating | Natural Gas | Furnace | E10 | RVT - Cost of Operation | 0 | 0 | 0 | 0 | 0 | 0 | 0 | 0 | 0 | 0 | 0 | 0 | 0 | 0 | 0 | 0 | 0 | 0 | 0 | 0 | 0 | 0 | 0 | 0 | 0 | 0 | 0
F3_Commercial_Retail (WA)_Existing_Space Heating_Natural Gas_Furnace_E1 | F3 | Commercial | Retail (WA) | Existing | Space Heating | Natural Gas | Furnace | E1 | System - kBTUs of Consumption | 40.8814 | 40.7787 | 40.7787 | 40.7787 | 40.7787 | 40.7787 | 40.7787 | 40.7787 | 40.7787 | 40.7787 | 40.7787 | 40.7787 | 40.7787 | 40.7787 | 40.7787 | 40.7787 | 40.7787 | 40.7787 | 40.7787 | 40.7787 | 40.7787 | 40.7787 | 40.7787 | 40.7787 | 40.7787 | 40.7787 | 40.7787
F3_Commercial_Retail (WA)_Existing_Space Heating_Natural Gas_Furnace_E2 | F3 | Commercial | Retail (WA) | Existing | Space Heating | Natural Gas | Furnace | E2 | System - kBTUs of Consumption | 36.3378 | 36.2466 | 36.2466 | 36.2466 | 36.2466 | 36.2466 | 36.2466 | 36.2466 | 36.2466 | 36.2466 | 36.2466 | 36.2466 | 36.2466 | 36.2466 | 36.2466 | 36.2466 | 36.2466 | 36.2466 | 36.2466 | 36.2466 | 36.2466 | 36.2466 | 36.2466 | 36.2466 | 36.2466 | 36.2466 | 36.2466
F3_Commercial_Retail (WA)_Existing_Space Heating_Natural Gas_Furnace_E3 | F3 | Commercial | Retail (WA) | Existing | Space Heating | Natural Gas | Furnace | E3 | System - kBTUs of Consumption | 34.066 | 33.9805 | 33.9805 | 33.9805 | 33.9805 | 33.9805 | 33.9805 | 33.9805 | 33.9805 | 33.9805 | 33.9805 | 33.9805 | 33.9805 | 33.9805 | 33.9805 | 33.9805 | 33.9805 | 33.9805 | 33.9805 | 33.9805 | 33.9805 | 33.9805 | 33.9805 | 33.9805 | 33.9805 | 33.9805 | 33.9805
F3_Commercial_Retail (WA)_Existing_Space Heating_Natural Gas_Furnace_E4 | F3 | Commercial | Retail (WA) | Existing | Space Heating | Natural Gas | Furnace | E4 | System - kBTUs of Consumption | 0 | 0 | 0 | 0 | 0 | 0 | 0 | 0 | 0 | 0 | 0 | 0 | 0 | 0 | 0 | 0 | 0 | 0 | 0 | 0 | 0 | 0 | 0 | 0 | 0 | 0 | 0
F3_Commercial_Retail (WA)_Existing_Space Heating_Natural Gas_Furnace_E5 | F3 | Commercial | Retail (WA) | Existing | Space Heating | Natural Gas | Furnace | E5 | System - kBTUs of Consumption | 0 | 0 | 0 | 0 | 0 | 0 | 0 | 0 | 0 | 0 | 0 | 0 | 0 | 0 | 0 | 0 | 0 | 0 | 0 | 0 | 0 | 0 | 0 | 0 | 0 | 0 | 0
F3_Commercial_Retail (WA)_Existing_Space Heating_Natural Gas_Furnace_E6 | F3 | Commercial | Retail (WA) | Existing | Space Heating | Natural Gas | Furnace | E6 | System - kBTUs of Consumption | 0 | 0 | 0 | 0 | 0 | 0 | 0 | 0 | 0 | 0 | 0 | 0 | 0 | 0 | 0 | 0 | 0 | 0 | 0 | 0 | 0 | 0 | 0 | 0 | 0 | 0 | 0
F3_Commercial_Retail (WA)_Existing_Space Heating_Natural Gas_Furnace_E7 | F3 | Commercial | Retail (WA) | Existing | Space Heating | Natural Gas | Furnace | E7 | System - kBTUs of Consumption | 0 | 0 | 0 | 0 | 0 | 0 | 0 | 0 | 0 | 0 | 0 | 0 | 0 | 0 | 0 | 0 | 0 | 0 | 0 | 0 | 0 | 0 | 0 | 0 | 0 | 0 | 0
F3_Commercial_Retail (WA)_Existing_Space Heating_Natural Gas_Furnace_E8 | F3 | Commercial | Retail (WA) | Existing | Space Heating | Natural Gas | Furnace | E8 | System - kBTUs of Consumption | 0 | 0 | 0 | 0 | 0 | 0 | 0 | 0 | 0 | 0 | 0 | 0 | 0 | 0 | 0 | 0 | 0 | 0 | 0 | 0 | 0 | 0 | 0 | 0 | 0 | 0 | 0
F3_Commercial_Retail (WA)_Existing_Space Heating_Natural Gas_Furnace_E9 | F3 | Commercial | Retail (WA) | Existing | Space Heating | Natural Gas | Furnace | E9 | System - kBTUs of Consumption | 0 | 0 | 0 | 0 | 0 | 0 | 0 | 0 | 0 | 0 | 0 | 0 | 0 | 0 | 0 | 0 | 0 | 0 | 0 | 0 | 0 | 0 | 0 | 0 | 0 | 0 | 0
F3_Commercial_Retail (WA)_Existing_Space Heating_Natural Gas_Furnace_E10 | F3 | Commercial | Retail (WA) | Existing | Space Heating | Natural Gas | Furnace | E10 | System - kBTUs of Consumption | 0 | 0 | 0 | 0 | 0 | 0 | 0 | 0 | 0 | 0 | 0 | 0 | 0 | 0 | 0 | 0 | 0 | 0 | 0 | 0 | 0 | 0 | 0 | 0 | 0 | 0 | 0
F4_Commercial_Retail (WA)_Existing_Space Heating_Natural Gas_Furnace_E1 | F4 | Commercial | Retail (WA) | Existing | Space Heating | Natural Gas | Furnace | E1 | Utility - Cost of Equipment | 0.090135 | 0.090135 | 0.090135 | 0.090135 | 0.090135 | 0.090135 | 0.090135 | 0.090135 | 0.090135 | 0.090135 | 0.090135 | 0.090135 | 0.090135 | 0.090135 | 0.090135 | 0.090135 | 0.090135 | 0.090135 | 0.090135 | 0.090135 | 0.090135 | 0.090135 | 0.090135 | 0.090135 | 0.090135 | 0.090135 | 0.090135
F4_Commercial_Retail (WA)_Existing_Space Heating_Natural Gas_Furnace_E2 | F4 | Commercial | Retail (WA) | Existing | Space Heating | Natural Gas | Furnace | E2 | Utility - Cost of Equipment | 0.18219 | 0.18219 | 0.18219 | 0.18219 | 0.18219 | 0.18219 | 0.18219 | 0.18219 | 0.18219 | 0.18219 | 0.18219 | 0.18219 | 0.18219 | 0.18219 | 0.18219 | 0.18219 | 0.18219 | 0.18219 | 0.18219 | 0.18219 | 0.18219 | 0.18219 | 0.18219 | 0.18219 | 0.18219 | 0.18219 | 0.18219
F4_Commercial_Retail (WA)_Existing_Space Heating_Natural Gas_Furnace_E3 | F4 | Commercial | Retail (WA) | Existing | Space Heating | Natural Gas | Furnace | E3 | Utility - Cost of Equipment | 0.11075 | 0.11075 | 0.11075 | 0.11075 | 0.11075 | 0.11075 | 0.11075 | 0.11075 | 0.11075 | 0.11075 | 0.11075 | 0.11075 | 0.11075 | 0.11075 | 0.11075 | 0.11075 | 0.11075 | 0.11075 | 0.11075 | 0.11075 | 0.11075 | 0.11075 | 0.11075 | 0.11075 | 0.11075 | 0.11075 | 0.11075
F4_Commercial_Retail (WA)_Existing_Space Heating_Natural Gas_Furnace_E4 | F4 | Commercial | Retail (WA) | Existing | Space Heating | Natural Gas | Furnace | E4 | Utility - Cost of Equipment | 0 | 0 | 0 | 0 | 0 | 0 | 0 | 0 | 0 | 0 | 0 | 0 | 0 | 0 | 0 | 0 | 0 | 0 | 0 | 0 | 0 | 0 | 0 | 0 | 0 | 0 | 0
F4_Commercial_Retail (WA)_Existing_Space Heating_Natural Gas_Furnace_E5 | F4 | Commercial | Retail (WA) | Existing | Space Heating | Natural Gas | Furnace | E5 | Utility - Cost of Equipment | 0 | 0 | 0 | 0 | 0 | 0 | 0 | 0 | 0 | 0 | 0 | 0 | 0 | 0 | 0 | 0 | 0 | 0 | 0 | 0 | 0 | 0 | 0 | 0 | 0 | 0 | 0
F4_Commercial_Retail (WA)_Existing_Space Heating_Natural Gas_Furnace_E6 | F4 | Commercial | Retail (WA) | Existing | Space Heating | Natural Gas | Furnace | E6 | Utility - Cost of Equipment | 0 | 0 | 0 | 0 | 0 | 0 | 0 | 0 | 0 | 0 | 0 | 0 | 0 | 0 | 0 | 0 | 0 | 0 | 0 | 0 | 0 | 0 | 0 | 0 | 0 | 0 | 0
F4_Commercial_Retail (WA)_Existing_Space Heating_Natural Gas_Furnace_E7 | F4 | Commercial | Retail (WA) | Existing | Space Heating | Natural Gas | Furnace | E7 | Utility - Cost of Equipment | 0 | 0 | 0 | 0 | 0 | 0 | 0 | 0 | 0 | 0 | 0 | 0 | 0 | 0 | 0 | 0 | 0 | 0 | 0 | 0 | 0 | 0 | 0 | 0 | 0 | 0 | 0
F4_Commercial_Retail (WA)_Existing_Space Heating_Natural Gas_Furnace_E8 | F4 | Commercial | Retail (WA) | Existing | Space Heating | Natural Gas | Furnace | E8 | Utility - Cost of Equipment | 0 | 0 | 0 | 0 | 0 | 0 | 0 | 0 | 0 | 0 | 0 | 0 | 0 | 0 | 0 | 0 | 0 | 0 | 0 | 0 | 0 | 0 | 0 | 0 | 0 | 0 | 0
F4_Commercial_Retail (WA)_Existing_Space Heating_Natural Gas_Furnace_E9 | F4 | Commercial | Retail (WA) | Existing | Space Heating | Natural Gas | Furnace | E9 | Utility - Cost of Equipment | 0 | 0 | 0 | 0 | 0 | 0 | 0 | 0 | 0 | 0 | 0 | 0 | 0 | 0 | 0 | 0 | 0 | 0 | 0 | 0 | 0 | 0 | 0 | 0 | 0 | 0 | 0
F4_Commercial_Retail (WA)_Existing_Space Heating_Natural Gas_Furnace_E10 | F4 | Commercial | Retail (WA) | Existing | Space Heating | Natural Gas | Furnace | E10 | Utility - Cost of Equipment | 0 | 0 | 0 | 0 | 0 | 0 | 0 | 0 | 0 | 0 | 0 | 0 | 0 | 0 | 0 | 0 | 0 | 0 | 0 | 0 | 0 | 0 | 0 | 0 | 0 | 0 | 0
F5_Commercial_Retail (WA)_Existing_Space Heating_Natural Gas_Furnace_E1 | F5 | Commercial | Retail (WA) | Existing | Space Heating | Natural Gas | Furnace | E1 | Utility - Cost of Operation | 0.15915 | 0.16147 | 0.16475 | 0.16849 | 0.17273 | 0.17891 | 0.18522 | 0.19191 | 0.19821 | 0.2046 | 0.21019 | 0.21524 | 0.22085 | 0.22666 | 0.23199 | 0.2372 | 0.24197 | 0.2469 | 0.25205 | 0.25734 | 0.26274 | 0.26846 | 0.27526 | 0.2811 | 0.28707 | 0.29316 | 0.29938
F5_Commercial_Retail (WA)_Existing_Space Heating_Natural Gas_Furnace_E2 | F5 | Commercial | Retail (WA) | Existing | Space Heating | Natural Gas | Furnace | E2 | Utility - Cost of Operation | 0.14146 | 0.14352 | 0.14644 | 0.14976 | 0.15354 | 0.15903 | 0.16463 | 0.17058 | 0.17618 | 0.18186 | 0.18683 | 0.19132 | 0.1963 | 0.20147 | 0.2062 | 0.21083 | 0.21508 | 0.21946 | 0.22404 | 0.22874 | 0.23354 | 0.23863 | 0.24467 | 0.24986 | 0.25516 | 0.26058 | 0.26611
F5_Commercial_Retail (WA)_Existing_Space Heating_Natural Gas_Furnace_E3 | F5 | Commercial | Retail (WA) | Existing | Space Heating | Natural Gas | Furnace | E3 | Utility - Cost of Operation | 0.13262 | 0.13455 | 0.13728 | 0.1404 | 0.14394 | 0.14908 | 0.15434 | 0.15992 | 0.16517 | 0.17049 | 0.17515 | 0.17936 | 0.18403 | 0.18887 | 0.19331 | 0.19765 | 0.20163 | 0.20574 | 0.21003 | 0.21444 | 0.21893 | 0.22371 | 0.22937 | 0.23424 | 0.23921 | 0.24429 | 0.24947
F5_Commercial_Retail (WA)_Existing_Space Heating_Natural Gas_Furnace_E4 | F5 | Commercial | Retail (WA) | Existing | Space Heating | Natural Gas | Furnace | E4 | Utility - Cost of Operation | 0 | 0 | 0 | 0 | 0 | 0 | 0 | 0 | 0 | 0 | 0 | 0 | 0 | 0 | 0 | 0 | 0 | 0 | 0 | 0 | 0 | 0 | 0 | 0 | 0 | 0 | 0
F5_Commercial_Retail (WA)_Existing_Space Heating_Natural Gas_Furnace_E5 | F5 | Commercial | Retail (WA) | Existing | Space Heating | Natural Gas | Furnace | E5 | Utility - Cost of Operation | 0 | 0 | 0 | 0 | 0 | 0 | 0 | 0 | 0 | 0 | 0 | 0 | 0 | 0 | 0 | 0 | 0 | 0 | 0 | 0 | 0 | 0 | 0 | 0 | 0 | 0 | 0
F5_Commercial_Retail (WA)_Existing_Space Heating_Natural Gas_Furnace_E6 | F5 | Commercial | Retail (WA) | Existing | Space Heating | Natural Gas | Furnace | E6 | Utility - Cost of Operation | 0 | 0 | 0 | 0 | 0 | 0 | 0 | 0 | 0 | 0 | 0 | 0 | 0 | 0 | 0 | 0 | 0 | 0 | 0 | 0 | 0 | 0 | 0 | 0 | 0 | 0 | 0
F5_Commercial_Retail (WA)_Existing_Space Heating_Natural Gas_Furnace_E7 | F5 | Commercial | Retail (WA) | Existing | Space Heating | Natural Gas | Furnace | E7 | Utility - Cost of Operation | 0 | 0 | 0 | 0 | 0 | 0 | 0 | 0 | 0 | 0 | 0 | 0 | 0 | 0 | 0 | 0 | 0 | 0 | 0 | 0 | 0 | 0 | 0 | 0 | 0 | 0 | 0
F5_Commercial_Retail (WA)_Existing_Space Heating_Natural Gas_Furnace_E8 | F5 | Commercial | Retail (WA) | Existing | Space Heating | Natural Gas | Furnace | E8 | Utility - Cost of Operation | 0 | 0 | 0 | 0 | 0 | 0 | 0 | 0 | 0 | 0 | 0 | 0 | 0 | 0 | 0 | 0 | 0 | 0 | 0 | 0 | 0 | 0 | 0 | 0 | 0 | 0 | 0
F5_Commercial_Retail (WA)_Existing_Space Heating_Natural Gas_Furnace_E9 | F5 | Commercial | Retail (WA) | Existing | Space Heating | Natural Gas | Furnace | E9 | Utility - Cost of Operation | 0 | 0 | 0 | 0 | 0 | 0 | 0 | 0 | 0 | 0 | 0 | 0 | 0 | 0 | 0 | 0 | 0 | 0 | 0 | 0 | 0 | 0 | 0 | 0 | 0 | 0 | 0
F5_Commercial_Retail (WA)_Existing_Space Heating_Natural Gas_Furnace_E10 | F5 | Commercial | Retail (WA) | Existing | Space Heating | Natural Gas | Furnace | E10 | Utility - Cost of Operation | 0 | 0 | 0 | 0 | 0 | 0 | 0 | 0 | 0 | 0 | 0 | 0 | 0 | 0 | 0 | 0 | 0 | 0 | 0 | 0 | 0 | 0 | 0 | 0 | 0 | 0 | 0
F6_Commercial_Retail (WA)_Existing_Space Heating_Natural Gas_Furnace_E1 | F6 | Commercial | Retail (WA) | Existing | Space Heating | Natural Gas | Furnace | E1 | Utility - Value of Sales | 0.18577 | 0.18731 | 0.18988 | 0.19285 | 0.19626 | 0.2018 | 0.20729 | 0.21304 | 0.21809 | 0.22298 | 0.22853 | 0.23337 | 0.23877 | 0.24433 | 0.24928 | 0.25402 | 0.25821 | 0.26248 | 0.26691 | 0.27139 | 0.27587 | 0.28189 | 0.28902 | 0.29516 | 0.30142 | 0.30782 | 0.31435
F6_Commercial_Retail (WA)_Existing_Space Heating_Natural Gas_Furnace_E2 | F6 | Commercial | Retail (WA) | Existing | Space Heating | Natural Gas | Furnace | E2 | Utility - Value of Sales | 0.16512 | 0.1665 | 0.16878 | 0.17142 | 0.17444 | 0.17937 | 0.18425 | 0.18936 | 0.19385 | 0.1982 | 0.20313 | 0.20744 | 0.21223 | 0.21717 | 0.22157 | 0.22579 | 0.22951 | 0.23331 | 0.23724 | 0.24123 | 0.24521 | 0.25056 | 0.2569 | 0.26235 | 0.26792 | 0.27361 | 0.27942
F6_Commercial_Retail (WA)_Existing_Space Heating_Natural Gas_Furnace_E3 | F6 | Commercial | Retail (WA) | Existing | Space Heating | Natural Gas | Furnace | E3 | Utility - Value of Sales | 0.1548 | 0.15609 | 0.15823 | 0.1607 | 0.16354 | 0.16815 | 0.17273 | 0.17752 | 0.18173 | 0.18581 | 0.19043 | 0.19447 | 0.19897 | 0.2036 | 0.20772 | 0.21168 | 0.21516 | 0.21872 | 0.22241 | 0.22614 | 0.22988 | 0.23489 | 0.24084 | 0.24595 | 0.25117 | 0.2565 | 0.26195
F6_Commercial_Retail (WA)_Existing_Space Heating_Natural Gas_Furnace_E4 | F6 | Commercial | Retail (WA) | Existing | Space Heating | Natural Gas | Furnace | E4 | Utility - Value of Sales | 0 | 0 | 0 | 0 | 0 | 0 | 0 | 0 | 0 | 0 | 0 | 0 | 0 | 0 | 0 | 0 | 0 | 0 | 0 | 0 | 0 | 0 | 0 | 0 | 0 | 0 | 0
F6_Commercial_Retail (WA)_Existing_Space Heating_Natural Gas_Furnace_E5 | F6 | Commercial | Retail (WA) | Existing | Space Heating | Natural Gas | Furnace | E5 | Utility - Value of Sales | 0 | 0 | 0 | 0 | 0 | 0 | 0 | 0 | 0 | 0 | 0 | 0 | 0 | 0 | 0 | 0 | 0 | 0 | 0 | 0 | 0 | 0 | 0 | 0 | 0 | 0 | 0
F6_Commercial_Retail (WA)_Existing_Space Heating_Natural Gas_Furnace_E6 | F6 | Commercial | Retail (WA) | Existing | Space Heating | Natural Gas | Furnace | E6 | Utility - Value of Sales | 0 | 0 | 0 | 0 | 0 | 0 | 0 | 0 | 0 | 0 | 0 | 0 | 0 | 0 | 0 | 0 | 0 | 0 | 0 | 0 | 0 | 0 | 0 | 0 | 0 | 0 | 0
F6_Commercial_Retail (WA)_Existing_Space Heating_Natural Gas_Furnace_E7 | F6 | Commercial | Retail (WA) | Existing | Space Heating | Natural Gas | Furnace | E7 | Utility - Value of Sales | 0 | 0 | 0 | 0 | 0 | 0 | 0 | 0 | 0 | 0 | 0 | 0 | 0 | 0 | 0 | 0 | 0 | 0 | 0 | 0 | 0 | 0 | 0 | 0 | 0 | 0 | 0
F6_Commercial_Retail (WA)_Existing_Space Heating_Natural Gas_Furnace_E8 | F6 | Commercial | Retail (WA) | Existing | Space Heating | Natural Gas | Furnace | E8 | Utility - Value of Sales | 0 | 0 | 0 | 0 | 0 | 0 | 0 | 0 | 0 | 0 | 0 | 0 | 0 | 0 | 0 | 0 | 0 | 0 | 0 | 0 | 0 | 0 | 0 | 0 | 0 | 0 | 0
F6_Commercial_Retail (WA)_Existing_Space Heating_Natural Gas_Furnace_E9 | F6 | Commercial | Retail (WA) | Existing | Space Heating | Natural Gas | Furnace | E9 | Utility - Value of Sales | 0 | 0 | 0 | 0 | 0 | 0 | 0 | 0 | 0 | 0 | 0 | 0 | 0 | 0 | 0 | 0 | 0 | 0 | 0 | 0 | 0 | 0 | 0 | 0 | 0 | 0 | 0
F6_Commercial_Retail (WA)_Existing_Space Heating_Natural Gas_Furnace_E10 | F6 | Commercial | Retail (WA) | Existing | Space Heating | Natural Gas | Furnace | E10 | Utility - Value of Sales | 0 | 0 | 0 | 0 | 0 | 0 | 0 | 0 | 0 | 0 | 0 | 0 | 0 | 0 | 0 | 0 | 0 | 0 | 0 | 0 | 0 | 0 | 0 | 0 | 0 | 0 | 0
F1_Commercial_Retail (WA)_Existing_Space Heating_Natural Gas_Boiler_E1 | F1 | Commercial | Retail (WA) | Existing | Space Heating | Natural Gas | Boiler | E1 | RVT - Cost of Equipment | 0.16911 | 0.16911 | 0.16911 | 0.16911 | 0.16911 | 0.16911 | 0.16911 | 0.16911 | 0.16911 | 0.16911 | 0.16911 | 0.16911 | 0.16911 | 0.16911 | 0.16911 | 0.16911 | 0.16911 | 0.16911 | 0.16911 | 0.16911 | 0.16911 | 0.16911 | 0.16911 | 0.16911 | 0.16911 | 0.16911 | 0.16911
F1_Commercial_Retail (WA)_Existing_Space Heating_Natural Gas_Boiler_E2 | F1 | Commercial | Retail (WA) | Existing | Space Heating | Natural Gas | Boiler | E2 | RVT - Cost of Equipment | 0.1762 | 0.1762 | 0.1762 | 0.1762 | 0.1762 | 0.1762 | 0.1762 | 0.1762 | 0.1762 | 0.1762 | 0.1762 | 0.1762 | 0.1762 | 0.1762 | 0.1762 | 0.1762 | 0.1762 | 0.1762 | 0.1762 | 0.1762 | 0.1762 | 0.1762 | 0.1762 | 0.1762 | 0.1762 | 0.1762 | 0.1762
F1_Commercial_Retail (WA)_Existing_Space Heating_Natural Gas_Boiler_E3 | F1 | Commercial | Retail (WA) | Existing | Space Heating | Natural Gas | Boiler | E3 | RVT - Cost of Equipment | 0.16449 | 0.16449 | 0.16449 | 0.16449 | 0.16449 | 0.16449 | 0.16449 | 0.16449 | 0.16449 | 0.16449 | 0.16449 | 0.16449 | 0.16449 | 0.16449 | 0.16449 | 0.16449 | 0.16449 | 0.16449 | 0.16449 | 0.16449 | 0.16449 | 0.16449 | 0.16449 | 0.16449 | 0.16449 | 0.16449 | 0.16449
F1_Commercial_Retail (WA)_Existing_Space Heating_Natural Gas_Boiler_E4 | F1 | Commercial | Retail (WA) | Existing | Space Heating | Natural Gas | Boiler | E4 | RVT - Cost of Equipment | 1.3565 | 1.3565 | 1.3565 | 1.3565 | 1.3565 | 1.3565 | 1.3565 | 1.3565 | 1.3565 | 1.3565 | 1.3565 | 1.3565 | 1.3565 | 1.3565 | 1.3565 | 1.3565 | 1.3565 | 1.3565 | 1.3565 | 1.3565 | 1.3565 | 1.3565 | 1.3565 | 1.3565 | 1.3565 | 1.3565 | 1.3565
F1_Commercial_Retail (WA)_Existing_Space Heating_Natural Gas_Boiler_E5 | F1 | Commercial | Retail (WA) | Existing | Space Heating | Natural Gas | Boiler | E5 | RVT - Cost of Equipment | 0 | 0 | 0 | 0 | 0 | 0 | 0 | 0 | 0 | 0 | 0 | 0 | 0 | 0 | 0 | 0 | 0 | 0 | 0 | 0 | 0 | 0 | 0 | 0 | 0 | 0 | 0
F1_Commercial_Retail (WA)_Existing_Space Heating_Natural Gas_Boiler_E6 | F1 | Commercial | Retail (WA) | Existing | Space Heating | Natural Gas | Boiler | E6 | RVT - Cost of Equipment | 0 | 0 | 0 | 0 | 0 | 0 | 0 | 0 | 0 | 0 | 0 | 0 | 0 | 0 | 0 | 0 | 0 | 0 | 0 | 0 | 0 | 0 | 0 | 0 | 0 | 0 | 0
F1_Commercial_Retail (WA)_Existing_Space Heating_Natural Gas_Boiler_E7 | F1 | Commercial | Retail (WA) | Existing | Space Heating | Natural Gas | Boiler | E7 | RVT - Cost of Equipment | 0 | 0 | 0 | 0 | 0 | 0 | 0 | 0 | 0 | 0 | 0 | 0 | 0 | 0 | 0 | 0 | 0 | 0 | 0 | 0 | 0 | 0 | 0 | 0 | 0 | 0 | 0
F1_Commercial_Retail (WA)_Existing_Space Heating_Natural Gas_Boiler_E8 | F1 | Commercial | Retail (WA) | Existing | Space Heating | Natural Gas | Boiler | E8 | RVT - Cost of Equipment | 0 | 0 | 0 | 0 | 0 | 0 | 0 | 0 | 0 | 0 | 0 | 0 | 0 | 0 | 0 | 0 | 0 | 0 | 0 | 0 | 0 | 0 | 0 | 0 | 0 | 0 | 0
F1_Commercial_Retail (WA)_Existing_Space Heating_Natural Gas_Boiler_E9 | F1 | Commercial | Retail (WA) | Existing | Space Heating | Natural Gas | Boiler | E9 | RVT - Cost of Equipment | 0 | 0 | 0 | 0 | 0 | 0 | 0 | 0 | 0 | 0 | 0 | 0 | 0 | 0 | 0 | 0 | 0 | 0 | 0 | 0 | 0 | 0 | 0 | 0 | 0 | 0 | 0
F1_Commercial_Retail (WA)_Existing_Space Heating_Natural Gas_Boiler_E10 | F1 | Commercial | Retail (WA) | Existing | Space Heating | Natural Gas | Boiler | E10 | RVT - Cost of Equipment | 0 | 0 | 0 | 0 | 0 | 0 | 0 | 0 | 0 | 0 | 0 | 0 | 0 | 0 | 0 | 0 | 0 | 0 | 0 | 0 | 0 | 0 | 0 | 0 | 0 | 0 | 0
F2_Commercial_Retail (WA)_Existing_Space Heating_Natural Gas_Boiler_E1 | F2 | Commercial | Retail (WA) | Existing | Space Heating | Natural Gas | Boiler | E1 | RVT - Cost of Operation | 0.71126 | 0.71983 | 0.73115 | 0.7435 | 0.75698 | 0.776 | 0.79504 | 0.81496 | 0.83331 | 0.85152 | 0.87167 | 0.8903 | 0.91047 | 0.93104 | 0.95019 | 0.96898 | 0.98646 | 1.0043 | 1.0227 | 1.0414 | 1.0602 | 1.083 | 1.1087 | 1.1317 | 1.155 | 1.1728 | 1.1888
F2_Commercial_Retail (WA)_Existing_Space Heating_Natural Gas_Boiler_E2 | F2 | Commercial | Retail (WA) | Existing | Space Heating | Natural Gas | Boiler | E2 | RVT - Cost of Operation | 0.66942 | 0.67748 | 0.68813 | 0.69976 | 0.71244 | 0.73034 | 0.74827 | 0.76701 | 0.78429 | 0.80143 | 0.82039 | 0.83792 | 0.8569 | 0.87627 | 0.89429 | 0.91197 | 0.92843 | 0.94522 | 0.96254 | 0.98012 | 0.99786 | 1.0193 | 1.0434 | 1.0651 | 1.087 | 1.1038 | 1.1189
F2_Commercial_Retail (WA)_Existing_Space Heating_Natural Gas_Boiler_E3 | F2 | Commercial | Retail (WA) | Existing | Space Heating | Natural Gas | Boiler | E3 | RVT - Cost of Operation | 0.5866 | 0.59367 | 0.60301 | 0.6132 | 0.62431 | 0.64 | 0.6557 | 0.67213 | 0.68726 | 0.70228 | 0.7189 | 0.73427 | 0.7509 | 0.76787 | 0.78366 | 0.79915 | 0.81357 | 0.82829 | 0.84347 | 0.85887 | 0.87442 | 0.89321 | 0.91436 | 0.93337 | 0.95257 | 0.96724 | 0.98045
F2_Commercial_Retail (WA)_Existing_Space Heating_Natural Gas_Boiler_E4 | F2 | Commercial | Retail (WA) | Existing | Space Heating | Natural Gas | Boiler | E4 | RVT - Cost of Operation | 0.3706 | 0.37368 | 0.3788 | 0.38473 | 0.39152 | 0.40257 | 0.41353 | 0.425 | 0.43506 | 0.44483 | 0.4559 | 0.46557 | 0.47633 | 0.48742 | 0.49729 | 0.50676 | 0.51511 | 0.52363 | 0.53246 | 0.5414 | 0.55035 | 0.56235 | 0.57658 | 0.58882 | 0.60131 | 0.61408 | 0.62711
F2_Commercial_Retail (WA)_Existing_Space Heating_Natural Gas_Boiler_E5 | F2 | Commercial | Retail (WA) | Existing | Space Heating | Natural Gas | Boiler | E5 | RVT - Cost of Operation | 0 | 0 | 0 | 0 | 0 | 0 | 0 | 0 | 0 | 0 | 0 | 0 | 0 | 0 | 0 | 0 | 0 | 0 | 0 | 0 | 0 | 0 | 0 | 0 | 0 | 0 | 0
F2_Commercial_Retail (WA)_Existing_Space Heating_Natural Gas_Boiler_E6 | F2 | Commercial | Retail (WA) | Existing | Space Heating | Natural Gas | Boiler | E6 | RVT - Cost of Operation | 0 | 0 | 0 | 0 | 0 | 0 | 0 | 0 | 0 | 0 | 0 | 0 | 0 | 0 | 0 | 0 | 0 | 0 | 0 | 0 | 0 | 0 | 0 | 0 | 0 | 0 | 0
F2_Commercial_Retail (WA)_Existing_Space Heating_Natural Gas_Boiler_E7 | F2 | Commercial | Retail (WA) | Existing | Space Heating | Natural Gas | Boiler | E7 | RVT - Cost of Operation | 0 | 0 | 0 | 0 | 0 | 0 | 0 | 0 | 0 | 0 | 0 | 0 | 0 | 0 | 0 | 0 | 0 | 0 | 0 | 0 | 0 | 0 | 0 | 0 | 0 | 0 | 0
F2_Commercial_Retail (WA)_Existing_Space Heating_Natural Gas_Boiler_E8 | F2 | Commercial | Retail (WA) | Existing | Space Heating | Natural Gas | Boiler | E8 | RVT - Cost of Operation | 0 | 0 | 0 | 0 | 0 | 0 | 0 | 0 | 0 | 0 | 0 | 0 | 0 | 0 | 0 | 0 | 0 | 0 | 0 | 0 | 0 | 0 | 0 | 0 | 0 | 0 | 0
F2_Commercial_Retail (WA)_Existing_Space Heating_Natural Gas_Boiler_E9 | F2 | Commercial | Retail (WA) | Existing | Space Heating | Natural Gas | Boiler | E9 | RVT - Cost of Operation | 0 | 0 | 0 | 0 | 0 | 0 | 0 | 0 | 0 | 0 | 0 | 0 | 0 | 0 | 0 | 0 | 0 | 0 | 0 | 0 | 0 | 0 | 0 | 0 | 0 | 0 | 0
F2_Commercial_Retail (WA)_Existing_Space Heating_Natural Gas_Boiler_E10 | F2 | Commercial | Retail (WA) | Existing | Space Heating | Natural Gas | Boiler | E10 | RVT - Cost of Operation | 0 | 0 | 0 | 0 | 0 | 0 | 0 | 0 | 0 | 0 | 0 | 0 | 0 | 0 | 0 | 0 | 0 | 0 | 0 | 0 | 0 | 0 | 0 | 0 | 0 | 0 | 0
F3_Commercial_Retail (WA)_Existing_Space Heating_Natural Gas_Boiler_E1 | F3 | Commercial | Retail (WA) | Existing | Space Heating | Natural Gas | Boiler | E1 | System - kBTUs of Consumption | 139.9545 | 139.7753 | 139.7753 | 139.7753 | 139.7753 | 139.7753 | 139.7753 | 139.7753 | 139.7753 | 139.7753 | 139.7753 | 139.7753 | 139.7753 | 139.7753 | 139.7753 | 139.7753 | 139.7753 | 139.7753 | 139.7753 | 139.7753 | 139.7753 | 139.7753 | 139.7753 | 139.7753 | 139.7753 | 138.0497 | 135.8927
F3_Commercial_Retail (WA)_Existing_Space Heating_Natural Gas_Boiler_E2 | F3 | Commercial | Retail (WA) | Existing | Space Heating | Natural Gas | Boiler | E2 | System - kBTUs of Consumption | 131.721 | 131.5523 | 131.5523 | 131.5523 | 131.5523 | 131.5523 | 131.5523 | 131.5523 | 131.5523 | 131.5523 | 131.5523 | 131.5523 | 131.5523 | 131.5523 | 131.5523 | 131.5523 | 131.5523 | 131.5523 | 131.5523 | 131.5523 | 131.5523 | 131.5523 | 131.5523 | 131.5523 | 131.5523 | 129.9282 | 127.8981
F3_Commercial_Retail (WA)_Existing_Space Heating_Natural Gas_Boiler_E3 | F3 | Commercial | Retail (WA) | Existing | Space Heating | Natural Gas | Boiler | E3 | System - kBTUs of Consumption | 115.4261 | 115.2783 | 115.2783 | 115.2783 | 115.2783 | 115.2783 | 115.2783 | 115.2783 | 115.2783 | 115.2783 | 115.2783 | 115.2783 | 115.2783 | 115.2783 | 115.2783 | 115.2783 | 115.2783 | 115.2783 | 115.2783 | 115.2783 | 115.2783 | 115.2783 | 115.2783 | 115.2783 | 115.2783 | 113.8551 | 112.0761
F3_Commercial_Retail (WA)_Existing_Space Heating_Natural Gas_Boiler_E4 | F3 | Commercial | Retail (WA) | Existing | Space Heating | Natural Gas | Boiler | E4 | System - kBTUs of Consumption | 81.5555 | 81.3507 | 81.3507 | 81.3507 | 81.3507 | 81.3507 | 81.3507 | 81.3507 | 81.3507 | 81.3507 | 81.3507 | 81.3507 | 81.3507 | 81.3507 | 81.3507 | 81.3507 | 81.3507 | 81.3507 | 81.3507 | 81.3507 | 81.3507 | 81.3507 | 81.3507 | 81.3507 | 81.3507 | 81.3507 | 81.3507
F3_Commercial_Retail (WA)_Existing_Space Heating_Natural Gas_Boiler_E5 | F3 | Commercial | Retail (WA) | Existing | Space Heating | Natural Gas | Boiler | E5 | System - kBTUs of Consumption | 0 | 0 | 0 | 0 | 0 | 0 | 0 | 0 | 0 | 0 | 0 | 0 | 0 | 0 | 0 | 0 | 0 | 0 | 0 | 0 | 0 | 0 | 0 | 0 | 0 | 0 | 0
F3_Commercial_Retail (WA)_Existing_Space Heating_Natural Gas_Boiler_E6 | F3 | Commercial | Retail (WA) | Existing | Space Heating | Natural Gas | Boiler | E6 | System - kBTUs of Consumption | 0 | 0 | 0 | 0 | 0 | 0 | 0 | 0 | 0 | 0 | 0 | 0 | 0 | 0 | 0 | 0 | 0 | 0 | 0 | 0 | 0 | 0 | 0 | 0 | 0 | 0 | 0
F3_Commercial_Retail (WA)_Existing_Space Heating_Natural Gas_Boiler_E7 | F3 | Commercial | Retail (WA) | Existing | Space Heating | Natural Gas | Boiler | E7 | System - kBTUs of Consumption | 0 | 0 | 0 | 0 | 0 | 0 | 0 | 0 | 0 | 0 | 0 | 0 | 0 | 0 | 0 | 0 | 0 | 0 | 0 | 0 | 0 | 0 | 0 | 0 | 0 | 0 | 0
F3_Commercial_Retail (WA)_Existing_Space Heating_Natural Gas_Boiler_E8 | F3 | Commercial | Retail (WA) | Existing | Space Heating | Natural Gas | Boiler | E8 | System - kBTUs of Consumption | 0 | 0 | 0 | 0 | 0 | 0 | 0 | 0 | 0 | 0 | 0 | 0 | 0 | 0 | 0 | 0 | 0 | 0 | 0 | 0 | 0 | 0 | 0 | 0 | 0 | 0 | 0
F3_Commercial_Retail (WA)_Existing_Space Heating_Natural Gas_Boiler_E9 | F3 | Commercial | Retail (WA) | Existing | Space Heating | Natural Gas | Boiler | E9 | System - kBTUs of Consumption | 0 | 0 | 0 | 0 | 0 | 0 | 0 | 0 | 0 | 0 | 0 | 0 | 0 | 0 | 0 | 0 | 0 | 0 | 0 | 0 | 0 | 0 | 0 | 0 | 0 | 0 | 0
F3_Commercial_Retail (WA)_Existing_Space Heating_Natural Gas_Boiler_E10 | F3 | Commercial | Retail (WA) | Existing | Space Heating | Natural Gas | Boiler | E10 | System - kBTUs of Consumption | 0 | 0 | 0 | 0 | 0 | 0 | 0 | 0 | 0 | 0 | 0 | 0 | 0 | 0 | 0 | 0 | 0 | 0 | 0 | 0 | 0 | 0 | 0 | 0 | 0 | 0 | 0
F4_Commercial_Retail (WA)_Existing_Space Heating_Natural Gas_Boiler_E1 | F4 | Commercial | Retail (WA) | Existing | Space Heating | Natural Gas | Boiler | E1 | Utility - Cost of Equipment | 0.16911 | 0.16911 | 0.16911 | 0.16911 | 0.16911 | 0.16911 | 0.16911 | 0.16911 | 0.16911 | 0.16911 | 0.16911 | 0.16911 | 0.16911 | 0.16911 | 0.16911 | 0.16911 | 0.16911 | 0.16911 | 0.16911 | 0.16911 | 0.16911 | 0.16911 | 0.16911 | 0.16911 | 0.16911 | 0.16911 | 0.16911
F4_Commercial_Retail (WA)_Existing_Space Heating_Natural Gas_Boiler_E2 | F4 | Commercial | Retail (WA) | Existing | Space Heating | Natural Gas | Boiler | E2 | Utility - Cost of Equipment | 0.1762 | 0.1762 | 0.1762 | 0.1762 | 0.1762 | 0.1762 | 0.1762 | 0.1762 | 0.1762 | 0.1762 | 0.1762 | 0.1762 | 0.1762 | 0.1762 | 0.1762 | 0.1762 | 0.1762 | 0.1762 | 0.1762 | 0.1762 | 0.1762 | 0.1762 | 0.1762 | 0.1762 | 0.1762 | 0.1762 | 0.1762
F4_Commercial_Retail (WA)_Existing_Space Heating_Natural Gas_Boiler_E3 | F4 | Commercial | Retail (WA) | Existing | Space Heating | Natural Gas | Boiler | E3 | Utility - Cost of Equipment | 0.16449 | 0.16449 | 0.16449 | 0.16449 | 0.16449 | 0.16449 | 0.16449 | 0.16449 | 0.16449 | 0.16449 | 0.16449 | 0.16449 | 0.16449 | 0.16449 | 0.16449 | 0.16449 | 0.16449 | 0.16449 | 0.16449 | 0.16449 | 0.16449 | 0.16449 | 0.16449 | 0.16449 | 0.16449 | 0.16449 | 0.16449
F4_Commercial_Retail (WA)_Existing_Space Heating_Natural Gas_Boiler_E4 | F4 | Commercial | Retail (WA) | Existing | Space Heating | Natural Gas | Boiler | E4 | Utility - Cost of Equipment | 1.3565 | 1.3565 | 1.3565 | 1.3565 | 1.3565 | 1.3565 | 1.3565 | 1.3565 | 1.3565 | 1.3565 | 1.3565 | 1.3565 | 1.3565 | 1.3565 | 1.3565 | 1.3565 | 1.3565 | 1.3565 | 1.3565 | 1.3565 | 1.3565 | 1.3565 | 1.3565 | 1.3565 | 1.3565 | 1.3565 | 1.3565
F4_Commercial_Retail (WA)_Existing_Space Heating_Natural Gas_Boiler_E5 | F4 | Commercial | Retail (WA) | Existing | Space Heating | Natural Gas | Boiler | E5 | Utility - Cost of Equipment | 0 | 0 | 0 | 0 | 0 | 0 | 0 | 0 | 0 | 0 | 0 | 0 | 0 | 0 | 0 | 0 | 0 | 0 | 0 | 0 | 0 | 0 | 0 | 0 | 0 | 0 | 0
F4_Commercial_Retail (WA)_Existing_Space Heating_Natural Gas_Boiler_E6 | F4 | Commercial | Retail (WA) | Existing | Space Heating | Natural Gas | Boiler | E6 | Utility - Cost of Equipment | 0 | 0 | 0 | 0 | 0 | 0 | 0 | 0 | 0 | 0 | 0 | 0 | 0 | 0 | 0 | 0 | 0 | 0 | 0 | 0 | 0 | 0 | 0 | 0 | 0 | 0 | 0
F4_Commercial_Retail (WA)_Existing_Space Heating_Natural Gas_Boiler_E7 | F4 | Commercial | Retail (WA) | Existing | Space Heating | Natural Gas | Boiler | E7 | Utility - Cost of Equipment | 0 | 0 | 0 | 0 | 0 | 0 | 0 | 0 | 0 | 0 | 0 | 0 | 0 | 0 | 0 | 0 | 0 | 0 | 0 | 0 | 0 | 0 | 0 | 0 | 0 | 0 | 0
F4_Commercial_Retail (WA)_Existing_Space Heating_Natural Gas_Boiler_E8 | F4 | Commercial | Retail (WA) | Existing | Space Heating | Natural Gas | Boiler | E8 | Utility - Cost of Equipment | 0 | 0 | 0 | 0 | 0 | 0 | 0 | 0 | 0 | 0 | 0 | 0 | 0 | 0 | 0 | 0 | 0 | 0 | 0 | 0 | 0 | 0 | 0 | 0 | 0 | 0 | 0
F4_Commercial_Retail (WA)_Existing_Space Heating_Natural Gas_Boiler_E9 | F4 | Commercial | Retail (WA) | Existing | Space Heating | Natural Gas | Boiler | E9 | Utility - Cost of Equipment | 0 | 0 | 0 | 0 | 0 | 0 | 0 | 0 | 0 | 0 | 0 | 0 | 0 | 0 | 0 | 0 | 0 | 0 | 0 | 0 | 0 | 0 | 0 | 0 | 0 | 0 | 0
F4_Commercial_Retail (WA)_Existing_Space Heating_Natural Gas_Boiler_E10 | F4 | Commercial | Retail (WA) | Existing | Space Heating | Natural Gas | Boiler | E10 | Utility - Cost of Equipment | 0 | 0 | 0 | 0 | 0 | 0 | 0 | 0 | 0 | 0 | 0 | 0 | 0 | 0 | 0 | 0 | 0 | 0 | 0 | 0 | 0 | 0 | 0 | 0 | 0 | 0 | 0
F5_Commercial_Retail (WA)_Existing_Space Heating_Natural Gas_Boiler_E1 | F5 | Commercial | Retail (WA) | Existing | Space Heating | Natural Gas | Boiler | E1 | Utility - Cost of Operation | 0.6274 | 0.63834 | 0.65187 | 0.66658 | 0.68255 | 0.70351 | 0.72487 | 0.74737 | 0.76901 | 0.79101 | 0.81111 | 0.82997 | 0.85037 | 0.8713 | 0.8911 | 0.91075 | 0.92941 | 0.94861 | 0.96852 | 0.98893 | 1.0097 | 1.0315 | 1.0559 | 1.0778 | 1.1 | 1.1169 | 1.1322
F5_Commercial_Retail (WA)_Existing_Space Heating_Natural Gas_Boiler_E2 | F5 | Commercial | Retail (WA) | Existing | Space Heating | Natural Gas | Boiler | E2 | Utility - Cost of Operation | 0.59049 | 0.60079 | 0.61352 | 0.62737 | 0.6424 | 0.66212 | 0.68223 | 0.7034 | 0.72377 | 0.74447 | 0.76339 | 0.78114 | 0.80034 | 0.82004 | 0.83868 | 0.85717 | 0.87473 | 0.8928 | 0.91154 | 0.93075 | 0.95034 | 0.97077 | 0.99376 | 1.0144 | 1.0353 | 1.0512 | 1.0656
F5_Commercial_Retail (WA)_Existing_Space Heating_Natural Gas_Boiler_E3 | F5 | Commercial | Retail (WA) | Existing | Space Heating | Natural Gas | Boiler | E3 | Utility - Cost of Operation | 0.51744 | 0.52647 | 0.53763 | 0.54976 | 0.56293 | 0.58021 | 0.59783 | 0.61639 | 0.63423 | 0.65237 | 0.66895 | 0.68451 | 0.70133 | 0.7186 | 0.73493 | 0.75113 | 0.76652 | 0.78235 | 0.79878 | 0.81561 | 0.83278 | 0.85068 | 0.87082 | 0.88892 | 0.90721 | 0.92118 | 0.93376
F5_Commercial_Retail (WA)_Existing_Space Heating_Natural Gas_Boiler_E4 | F5 | Commercial | Retail (WA) | Existing | Space Heating | Natural Gas | Boiler | E4 | Utility - Cost of Operation | 0.3175 | 0.32211 | 0.32866 | 0.33612 | 0.34459 | 0.35692 | 0.3695 | 0.38285 | 0.39541 | 0.40815 | 0.41931 | 0.42938 | 0.44057 | 0.45217 | 0.46279 | 0.47319 | 0.48271 | 0.49254 | 0.50282 | 0.51338 | 0.52414 | 0.53557 | 0.54912 | 0.56078 | 0.57268 | 0.58484 | 0.59725
F5_Commercial_Retail (WA)_Existing_Space Heating_Natural Gas_Boiler_E5 | F5 | Commercial | Retail (WA) | Existing | Space Heating | Natural Gas | Boiler | E5 | Utility - Cost of Operation | 0 | 0 | 0 | 0 | 0 | 0 | 0 | 0 | 0 | 0 | 0 | 0 | 0 | 0 | 0 | 0 | 0 | 0 | 0 | 0 | 0 | 0 | 0 | 0 | 0 | 0 | 0
F5_Commercial_Retail (WA)_Existing_Space Heating_Natural Gas_Boiler_E6 | F5 | Commercial | Retail (WA) | Existing | Space Heating | Natural Gas | Boiler | E6 | Utility - Cost of Operation | 0 | 0 | 0 | 0 | 0 | 0 | 0 | 0 | 0 | 0 | 0 | 0 | 0 | 0 | 0 | 0 | 0 | 0 | 0 | 0 | 0 | 0 | 0 | 0 | 0 | 0 | 0
F5_Commercial_Retail (WA)_Existing_Space Heating_Natural Gas_Boiler_E7 | F5 | Commercial | Retail (WA) | Existing | Space Heating | Natural Gas | Boiler | E7 | Utility - Cost of Operation | 0 | 0 | 0 | 0 | 0 | 0 | 0 | 0 | 0 | 0 | 0 | 0 | 0 | 0 | 0 | 0 | 0 | 0 | 0 | 0 | 0 | 0 | 0 | 0 | 0 | 0 | 0
F5_Commercial_Retail (WA)_Existing_Space Heating_Natural Gas_Boiler_E8 | F5 | Commercial | Retail (WA) | Existing | Space Heating | Natural Gas | Boiler | E8 | Utility - Cost of Operation | 0 | 0 | 0 | 0 | 0 | 0 | 0 | 0 | 0 | 0 | 0 | 0 | 0 | 0 | 0 | 0 | 0 | 0 | 0 | 0 | 0 | 0 | 0 | 0 | 0 | 0 | 0
F5_Commercial_Retail (WA)_Existing_Space Heating_Natural Gas_Boiler_E9 | F5 | Commercial | Retail (WA) | Existing | Space Heating | Natural Gas | Boiler | E9 | Utility - Cost of Operation | 0 | 0 | 0 | 0 | 0 | 0 | 0 | 0 | 0 | 0 | 0 | 0 | 0 | 0 | 0 | 0 | 0 | 0 | 0 | 0 | 0 | 0 | 0 | 0 | 0 | 0 | 0
F5_Commercial_Retail (WA)_Existing_Space Heating_Natural Gas_Boiler_E10 | F5 | Commercial | Retail (WA) | Existing | Space Heating | Natural Gas | Boiler | E10 | Utility - Cost of Operation | 0 | 0 | 0 | 0 | 0 | 0 | 0 | 0 | 0 | 0 | 0 | 0 | 0 | 0 | 0 | 0 | 0 | 0 | 0 | 0 | 0 | 0 | 0 | 0 | 0 | 0 | 0
F6_Commercial_Retail (WA)_Existing_Space Heating_Natural Gas_Boiler_E1 | F6 | Commercial | Retail (WA) | Existing | Space Heating | Natural Gas | Boiler | E1 | Utility - Value of Sales | 0.71126 | 0.71983 | 0.73115 | 0.7435 | 0.75698 | 0.776 | 0.79504 | 0.81496 | 0.83331 | 0.85152 | 0.87167 | 0.8903 | 0.91047 | 0.93104 | 0.95019 | 0.96898 | 0.98646 | 1.0043 | 1.0227 | 1.0414 | 1.0602 | 1.083 | 1.1087 | 1.1317 | 1.155 | 1.1728 | 1.1888
F6_Commercial_Retail (WA)_Existing_Space Heating_Natural Gas_Boiler_E2 | F6 | Commercial | Retail (WA) | Existing | Space Heating | Natural Gas | Boiler | E2 | Utility - Value of Sales | 0.66942 | 0.67748 | 0.68813 | 0.69976 | 0.71244 | 0.73034 | 0.74827 | 0.76701 | 0.78429 | 0.80143 | 0.82039 | 0.83792 | 0.8569 | 0.87627 | 0.89429 | 0.91197 | 0.92843 | 0.94522 | 0.96254 | 0.98012 | 0.99786 | 1.0193 | 1.0434 | 1.0651 | 1.087 | 1.1038 | 1.1189
F6_Commercial_Retail (WA)_Existing_Space Heating_Natural Gas_Boiler_E3 | F6 | Commercial | Retail (WA) | Existing | Space Heating | Natural Gas | Boiler | E3 | Utility - Value of Sales | 0.5866 | 0.59367 | 0.60301 | 0.6132 | 0.62431 | 0.64 | 0.6557 | 0.67213 | 0.68726 | 0.70228 | 0.7189 | 0.73427 | 0.7509 | 0.76787 | 0.78366 | 0.79915 | 0.81357 | 0.82829 | 0.84347 | 0.85887 | 0.87442 | 0.89321 | 0.91436 | 0.93337 | 0.95257 | 0.96724 | 0.98045
F6_Commercial_Retail (WA)_Existing_Space Heating_Natural Gas_Boiler_E4 | F6 | Commercial | Retail (WA) | Existing | Space Heating | Natural Gas | Boiler | E4 | Utility - Value of Sales | 0.3706 | 0.37368 | 0.3788 | 0.38473 | 0.39152 | 0.40257 | 0.41353 | 0.425 | 0.43506 | 0.44483 | 0.4559 | 0.46557 | 0.47633 | 0.48742 | 0.49729 | 0.50676 | 0.51511 | 0.52363 | 0.53246 | 0.5414 | 0.55035 | 0.56235 | 0.57658 | 0.58882 | 0.60131 | 0.61408 | 0.62711
F6_Commercial_Retail (WA)_Existing_Space Heating_Natural Gas_Boiler_E5 | F6 | Commercial | Retail (WA) | Existing | Space Heating | Natural Gas | Boiler | E5 | Utility - Value of Sales | 0 | 0 | 0 | 0 | 0 | 0 | 0 | 0 | 0 | 0 | 0 | 0 | 0 | 0 | 0 | 0 | 0 | 0 | 0 | 0 | 0 | 0 | 0 | 0 | 0 | 0 | 0
F6_Commercial_Retail (WA)_Existing_Space Heating_Natural Gas_Boiler_E6 | F6 | Commercial | Retail (WA) | Existing | Space Heating | Natural Gas | Boiler | E6 | Utility - Value of Sales | 0 | 0 | 0 | 0 | 0 | 0 | 0 | 0 | 0 | 0 | 0 | 0 | 0 | 0 | 0 | 0 | 0 | 0 | 0 | 0 | 0 | 0 | 0 | 0 | 0 | 0 | 0
F6_Commercial_Retail (WA)_Existing_Space Heating_Natural Gas_Boiler_E7 | F6 | Commercial | Retail (WA) | Existing | Space Heating | Natural Gas | Boiler | E7 | Utility - Value of Sales | 0 | 0 | 0 | 0 | 0 | 0 | 0 | 0 | 0 | 0 | 0 | 0 | 0 | 0 | 0 | 0 | 0 | 0 | 0 | 0 | 0 | 0 | 0 | 0 | 0 | 0 | 0
F6_Commercial_Retail (WA)_Existing_Space Heating_Natural Gas_Boiler_E8 | F6 | Commercial | Retail (WA) | Existing | Space Heating | Natural Gas | Boiler | E8 | Utility - Value of Sales | 0 | 0 | 0 | 0 | 0 | 0 | 0 | 0 | 0 | 0 | 0 | 0 | 0 | 0 | 0 | 0 | 0 | 0 | 0 | 0 | 0 | 0 | 0 | 0 | 0 | 0 | 0
F6_Commercial_Retail (WA)_Existing_Space Heating_Natural Gas_Boiler_E9 | F6 | Commercial | Retail (WA) | Existing | Space Heating | Natural Gas | Boiler | E9 | Utility - Value of Sales | 0 | 0 | 0 | 0 | 0 | 0 | 0 | 0 | 0 | 0 | 0 | 0 | 0 | 0 | 0 | 0 | 0 | 0 | 0 | 0 | 0 | 0 | 0 | 0 | 0 | 0 | 0
F6_Commercial_Retail (WA)_Existing_Space Heating_Natural Gas_Boiler_E10 | F6 | Commercial | Retail (WA) | Existing | Space Heating | Natural Gas | Boiler | E10 | Utility - Value of Sales | 0 | 0 | 0 | 0 | 0 | 0 | 0 | 0 | 0 | 0 | 0 | 0 | 0 | 0 | 0 | 0 | 0 | 0 | 0 | 0 | 0 | 0 | 0 | 0 | 0 | 0 | 0
F1_Commercial_Retail (WA)_Existing_Space Heating_Natural Gas_Unit Heater_E1 | F1 | Commercial | Retail (WA) | Existing | Space Heating | Natural Gas | Unit Heater | E1 | RVT - Cost of Equipment | 0.0009015 | 0.0009015 | 0.0009015 | 0.0009015 | 0.0009015 | 0.0009015 | 0.0009015 | 0.0009015 | 0.0009015 | 0.0009015 | 0.0009015 | 0.0009015 | 0.0009015 | 0.0009015 | 0.0009015 | 0.0009015 | 0.0009015 | 0.0009015 | 0.0009015 | 0.0009015 | 0.0009015 | 0.0009015 | 0.0009015 | 0.0009015 | 0.0009015 | 0.0009015 | 0.0009015
F1_Commercial_Retail (WA)_Existing_Space Heating_Natural Gas_Unit Heater_E2 | F1 | Commercial | Retail (WA) | Existing | Space Heating | Natural Gas | Unit Heater | E2 | RVT - Cost of Equipment | 0.0019771 | 0.0019771 | 0.0019771 | 0.0019771 | 0.0019771 | 0.0019771 | 0.0019771 | 0.0019771 | 0.0019771 | 0.0019771 | 0.0019771 | 0.0019771 | 0.0019771 | 0.0019771 | 0.0019771 | 0.0019771 | 0.0019771 | 0.0019771 | 0.0019771 | 0.0019771 | 0.0019771 | 0.0019771 | 0.0019771 | 0.0019771 | 0.0019771 | 0.0019771 | 0.0019771
F1_Commercial_Retail (WA)_Existing_Space Heating_Natural Gas_Unit Heater_E3 | F1 | Commercial | Retail (WA) | Existing | Space Heating | Natural Gas | Unit Heater | E3 | RVT - Cost of Equipment | 0.0012538 | 0.0012538 | 0.0012538 | 0.0012538 | 0.0012538 | 0.0012538 | 0.0012538 | 0.0012538 | 0.0012538 | 0.0012538 | 0.0012538 | 0.0012538 | 0.0012538 | 0.0012538 | 0.0012538 | 0.0012538 | 0.0012538 | 0.0012538 | 0.0012538 | 0.0012538 | 0.0012538 | 0.0012538 | 0.0012538 | 0.0012538 | 0.0012538 | 0.0012538 | 0.0012538
F1_Commercial_Retail (WA)_Existing_Space Heating_Natural Gas_Unit Heater_E4 | F1 | Commercial | Retail (WA) | Existing | Space Heating | Natural Gas | Unit Heater | E4 | RVT - Cost of Equipment | 0 | 0 | 0 | 0 | 0 | 0 | 0 | 0 | 0 | 0 | 0 | 0 | 0 | 0 | 0 | 0 | 0 | 0 | 0 | 0 | 0 | 0 | 0 | 0 | 0 | 0 | 0
F1_Commercial_Retail (WA)_Existing_Space Heating_Natural Gas_Unit Heater_E5 | F1 | Commercial | Retail (WA) | Existing | Space Heating | Natural Gas | Unit Heater | E5 | RVT - Cost of Equipment | 0 | 0 | 0 | 0 | 0 | 0 | 0 | 0 | 0 | 0 | 0 | 0 | 0 | 0 | 0 | 0 | 0 | 0 | 0 | 0 | 0 | 0 | 0 | 0 | 0 | 0 | 0
F1_Commercial_Retail (WA)_Existing_Space Heating_Natural Gas_Unit Heater_E6 | F1 | Commercial | Retail (WA) | Existing | Space Heating | Natural Gas | Unit Heater | E6 | RVT - Cost of Equipment | 0 | 0 | 0 | 0 | 0 | 0 | 0 | 0 | 0 | 0 | 0 | 0 | 0 | 0 | 0 | 0 | 0 | 0 | 0 | 0 | 0 | 0 | 0 | 0 | 0 | 0 | 0
F1_Commercial_Retail (WA)_Existing_Space Heating_Natural Gas_Unit Heater_E7 | F1 | Commercial | Retail (WA) | Existing | Space Heating | Natural Gas | Unit Heater | E7 | RVT - Cost of Equipment | 0 | 0 | 0 | 0 | 0 | 0 | 0 | 0 | 0 | 0 | 0 | 0 | 0 | 0 | 0 | 0 | 0 | 0 | 0 | 0 | 0 | 0 | 0 | 0 | 0 | 0 | 0
F1_Commercial_Retail (WA)_Existing_Space Heating_Natural Gas_Unit Heater_E8 | F1 | Commercial | Retail (WA) | Existing | Space Heating | Natural Gas | Unit Heater | E8 | RVT - Cost of Equipment | 0 | 0 | 0 | 0 | 0 | 0 | 0 | 0 | 0 | 0 | 0 | 0 | 0 | 0 | 0 | 0 | 0 | 0 | 0 | 0 | 0 | 0 | 0 | 0 | 0 | 0 | 0
F1_Commercial_Retail (WA)_Existing_Space Heating_Natural Gas_Unit Heater_E9 | F1 | Commercial | Retail (WA) | Existing | Space Heating | Natural Gas | Unit Heater | E9 | RVT - Cost of Equipment | 0 | 0 | 0 | 0 | 0 | 0 | 0 | 0 | 0 | 0 | 0 | 0 | 0 | 0 | 0 | 0 | 0 | 0 | 0 | 0 | 0 | 0 | 0 | 0 | 0 | 0 | 0
F1_Commercial_Retail (WA)_Existing_Space Heating_Natural Gas_Unit Heater_E10 | F1 | Commercial | Retail (WA) | Existing | Space Heating | Natural Gas | Unit Heater | E10 | RVT - Cost of Equipment | 0 | 0 | 0 | 0 | 0 | 0 | 0 | 0 | 0 | 0 | 0 | 0 | 0 | 0 | 0 | 0 | 0 | 0 | 0 | 0 | 0 | 0 | 0 | 0 | 0 | 0 | 0
F2_Commercial_Retail (WA)_Existing_Space Heating_Natural Gas_Unit Heater_E1 | F2 | Commercial | Retail (WA) | Existing | Space Heating | Natural Gas | Unit Heater | E1 | RVT - Cost of Operation | 0.11049 | 0.11166 | 0.11332 | 0.11516 | 0.11718 | 0.12024 | 0.12327 | 0.12645 | 0.12933 | 0.13218 | 0.13538 | 0.13828 | 0.14146 | 0.1447 | 0.14766 | 0.15053 | 0.15313 | 0.15578 | 0.15853 | 0.16131 | 0.16411 | 0.16767 | 0.1718 | 0.17544 | 0.17917 | 0.18297 | 0.18685
F2_Commercial_Retail (WA)_Existing_Space Heating_Natural Gas_Unit Heater_E2 | F2 | Commercial | Retail (WA) | Existing | Space Heating | Natural Gas | Unit Heater | E2 | RVT - Cost of Operation | 0.098277 | 0.099311 | 0.10079 | 0.10243 | 0.10422 | 0.10694 | 0.10964 | 0.11246 | 0.11503 | 0.11756 | 0.12041 | 0.12299 | 0.12582 | 0.1287 | 0.13133 | 0.13388 | 0.1362 | 0.13856 | 0.141 | 0.14348 | 0.14596 | 0.14913 | 0.1528 | 0.15604 | 0.15936 | 0.16274 | 0.16619
F2_Commercial_Retail (WA)_Existing_Space Heating_Natural Gas_Unit Heater_E3 | F2 | Commercial | Retail (WA) | Existing | Space Heating | Natural Gas | Unit Heater | E3 | RVT - Cost of Operation | 0.0939 | 0.09468 | 0.095978 | 0.097479 | 0.099199 | 0.102 | 0.10478 | 0.10768 | 0.11023 | 0.11271 | 0.11551 | 0.11796 | 0.12069 | 0.1235 | 0.126 | 0.1284 | 0.13051 | 0.13267 | 0.13491 | 0.13718 | 0.13944 | 0.14248 | 0.14609 | 0.14919 | 0.15236 | 0.15559 | 0.15889
F2_Commercial_Retail (WA)_Existing_Space Heating_Natural Gas_Unit Heater_E4 | F2 | Commercial | Retail (WA) | Existing | Space Heating | Natural Gas | Unit Heater | E4 | RVT - Cost of Operation | 0 | 0 | 0 | 0 | 0 | 0 | 0 | 0 | 0 | 0 | 0 | 0 | 0 | 0 | 0 | 0 | 0 | 0 | 0 | 0 | 0 | 0 | 0 | 0 | 0 | 0 | 0
F2_Commercial_Retail (WA)_Existing_Space Heating_Natural Gas_Unit Heater_E5 | F2 | Commercial | Retail (WA) | Existing | Space Heating | Natural Gas | Unit Heater | E5 | RVT - Cost of Operation | 0 | 0 | 0 | 0 | 0 | 0 | 0 | 0 | 0 | 0 | 0 | 0 | 0 | 0 | 0 | 0 | 0 | 0 | 0 | 0 | 0 | 0 | 0 | 0 | 0 | 0 | 0
F2_Commercial_Retail (WA)_Existing_Space Heating_Natural Gas_Unit Heater_E6 | F2 | Commercial | Retail (WA) | Existing | Space Heating | Natural Gas | Unit Heater | E6 | RVT - Cost of Operation | 0 | 0 | 0 | 0 | 0 | 0 | 0 | 0 | 0 | 0 | 0 | 0 | 0 | 0 | 0 | 0 | 0 | 0 | 0 | 0 | 0 | 0 | 0 | 0 | 0 | 0 | 0
F2_Commercial_Retail (WA)_Existing_Space Heating_Natural Gas_Unit Heater_E7 | F2 | Commercial | Retail (WA) | Existing | Space Heating | Natural Gas | Unit Heater | E7 | RVT - Cost of Operation | 0 | 0 | 0 | 0 | 0 | 0 | 0 | 0 | 0 | 0 | 0 | 0 | 0 | 0 | 0 | 0 | 0 | 0 | 0 | 0 | 0 | 0 | 0 | 0 | 0 | 0 | 0
F2_Commercial_Retail (WA)_Existing_Space Heating_Natural Gas_Unit Heater_E8 | F2 | Commercial | Retail (WA) | Existing | Space Heating | Natural Gas | Unit Heater | E8 | RVT - Cost of Operation | 0 | 0 | 0 | 0 | 0 | 0 | 0 | 0 | 0 | 0 | 0 | 0 | 0 | 0 | 0 | 0 | 0 | 0 | 0 | 0 | 0 | 0 | 0 | 0 | 0 | 0 | 0
F2_Commercial_Retail (WA)_Existing_Space Heating_Natural Gas_Unit Heater_E9 | F2 | Commercial | Retail (WA) | Existing | Space Heating | Natural Gas | Unit Heater | E9 | RVT - Cost of Operation | 0 | 0 | 0 | 0 | 0 | 0 | 0 | 0 | 0 | 0 | 0 | 0 | 0 | 0 | 0 | 0 | 0 | 0 | 0 | 0 | 0 | 0 | 0 | 0 | 0 | 0 | 0
F2_Commercial_Retail (WA)_Existing_Space Heating_Natural Gas_Unit Heater_E10 | F2 | Commercial | Retail (WA) | Existing | Space Heating | Natural Gas | Unit Heater | E10 | RVT - Cost of Operation | 0 | 0 | 0 | 0 | 0 | 0 | 0 | 0 | 0 | 0 | 0 | 0 | 0 | 0 | 0 | 0 | 0 | 0 | 0 | 0 | 0 | 0 | 0 | 0 | 0 | 0 | 0
F3_Commercial_Retail (WA)_Existing_Space Heating_Natural Gas_Unit Heater_E1 | F3 | Commercial | Retail (WA) | Existing | Space Heating | Natural Gas | Unit Heater | E1 | System - kBTUs of Consumption | 23.3446 | 23.3006 | 23.3006 | 23.3006 | 23.3006 | 23.3006 | 23.3006 | 23.3006 | 23.3006 | 23.3006 | 23.3006 | 23.3006 | 23.3006 | 23.3006 | 23.3006 | 23.3006 | 23.3006 | 23.3006 | 23.3006 | 23.3006 | 23.3006 | 23.3006 | 23.3006 | 23.3006 | 23.3006 | 23.3006 | 23.3006
F3_Commercial_Retail (WA)_Existing_Space Heating_Natural Gas_Unit Heater_E2 | F3 | Commercial | Retail (WA) | Existing | Space Heating | Natural Gas | Unit Heater | E2 | System - kBTUs of Consumption | 20.7632 | 20.7241 | 20.7241 | 20.7241 | 20.7241 | 20.7241 | 20.7241 | 20.7241 | 20.7241 | 20.7241 | 20.7241 | 20.7241 | 20.7241 | 20.7241 | 20.7241 | 20.7241 | 20.7241 | 20.7241 | 20.7241 | 20.7241 | 20.7241 | 20.7241 | 20.7241 | 20.7241 | 20.7241 | 20.7241 | 20.7241
F3_Commercial_Retail (WA)_Existing_Space Heating_Natural Gas_Unit Heater_E3 | F3 | Commercial | Retail (WA) | Existing | Space Heating | Natural Gas | Unit Heater | E3 | System - kBTUs of Consumption | 20.6639 | 20.6121 | 20.6121 | 20.6121 | 20.6121 | 20.6121 | 20.6121 | 20.6121 | 20.6121 | 20.6121 | 20.6121 | 20.6121 | 20.6121 | 20.6121 | 20.6121 | 20.6121 | 20.6121 | 20.6121 | 20.6121 | 20.6121 | 20.6121 | 20.6121 | 20.6121 | 20.6121 | 20.6121 | 20.6121 | 20.6121
F3_Commercial_Retail (WA)_Existing_Space Heating_Natural Gas_Unit Heater_E4 | F3 | Commercial | Retail (WA) | Existing | Space Heating | Natural Gas | Unit Heater | E4 | System - kBTUs of Consumption | 0 | 0 | 0 | 0 | 0 | 0 | 0 | 0 | 0 | 0 | 0 | 0 | 0 | 0 | 0 | 0 | 0 | 0 | 0 | 0 | 0 | 0 | 0 | 0 | 0 | 0 | 0
F3_Commercial_Retail (WA)_Existing_Space Heating_Natural Gas_Unit Heater_E5 | F3 | Commercial | Retail (WA) | Existing | Space Heating | Natural Gas | Unit Heater | E5 | System - kBTUs of Consumption | 0 | 0 | 0 | 0 | 0 | 0 | 0 | 0 | 0 | 0 | 0 | 0 | 0 | 0 | 0 | 0 | 0 | 0 | 0 | 0 | 0 | 0 | 0 | 0 | 0 | 0 | 0
F3_Commercial_Retail (WA)_Existing_Space Heating_Natural Gas_Unit Heater_E6 | F3 | Commercial | Retail (WA) | Existing | Space Heating | Natural Gas | Unit Heater | E6 | System - kBTUs of Consumption | 0 | 0 | 0 | 0 | 0 | 0 | 0 | 0 | 0 | 0 | 0 | 0 | 0 | 0 | 0 | 0 | 0 | 0 | 0 | 0 | 0 | 0 | 0 | 0 | 0 | 0 | 0
F3_Commercial_Retail (WA)_Existing_Space Heating_Natural Gas_Unit Heater_E7 | F3 | Commercial | Retail (WA) | Existing | Space Heating | Natural Gas | Unit Heater | E7 | System - kBTUs of Consumption | 0 | 0 | 0 | 0 | 0 | 0 | 0 | 0 | 0 | 0 | 0 | 0 | 0 | 0 | 0 | 0 | 0 | 0 | 0 | 0 | 0 | 0 | 0 | 0 | 0 | 0 | 0
F3_Commercial_Retail (WA)_Existing_Space Heating_Natural Gas_Unit Heater_E8 | F3 | Commercial | Retail (WA) | Existing | Space Heating | Natural Gas | Unit Heater | E8 | System - kBTUs of Consumption | 0 | 0 | 0 | 0 | 0 | 0 | 0 | 0 | 0 | 0 | 0 | 0 | 0 | 0 | 0 | 0 | 0 | 0 | 0 | 0 | 0 | 0 | 0 | 0 | 0 | 0 | 0
F3_Commercial_Retail (WA)_Existing_Space Heating_Natural Gas_Unit Heater_E9 | F3 | Commercial | Retail (WA) | Existing | Space Heating | Natural Gas | Unit Heater | E9 | System - kBTUs of Consumption | 0 | 0 | 0 | 0 | 0 | 0 | 0 | 0 | 0 | 0 | 0 | 0 | 0 | 0 | 0 | 0 | 0 | 0 | 0 | 0 | 0 | 0 | 0 | 0 | 0 | 0 | 0
F3_Commercial_Retail (WA)_Existing_Space Heating_Natural Gas_Unit Heater_E10 | F3 | Commercial | Retail (WA) | Existing | Space Heating | Natural Gas | Unit Heater | E10 | System - kBTUs of Consumption | 0 | 0 | 0 | 0 | 0 | 0 | 0 | 0 | 0 | 0 | 0 | 0 | 0 | 0 | 0 | 0 | 0 | 0 | 0 | 0 | 0 | 0 | 0 | 0 | 0 | 0 | 0
F4_Commercial_Retail (WA)_Existing_Space Heating_Natural Gas_Unit Heater_E1 | F4 | Commercial | Retail (WA) | Existing | Space Heating | Natural Gas | Unit Heater | E1 | Utility - Cost of Equipment | 0.0009015 | 0.0009015 | 0.0009015 | 0.0009015 | 0.0009015 | 0.0009015 | 0.0009015 | 0.0009015 | 0.0009015 | 0.0009015 | 0.0009015 | 0.0009015 | 0.0009015 | 0.0009015 | 0.0009015 | 0.0009015 | 0.0009015 | 0.0009015 | 0.0009015 | 0.0009015 | 0.0009015 | 0.0009015 | 0.0009015 | 0.0009015 | 0.0009015 | 0.0009015 | 0.0009015
F4_Commercial_Retail (WA)_Existing_Space Heating_Natural Gas_Unit Heater_E2 | F4 | Commercial | Retail (WA) | Existing | Space Heating | Natural Gas | Unit Heater | E2 | Utility - Cost of Equipment | 0.0019771 | 0.0019771 | 0.0019771 | 0.0019771 | 0.0019771 | 0.0019771 | 0.0019771 | 0.0019771 | 0.0019771 | 0.0019771 | 0.0019771 | 0.0019771 | 0.0019771 | 0.0019771 | 0.0019771 | 0.0019771 | 0.0019771 | 0.0019771 | 0.0019771 | 0.0019771 | 0.0019771 | 0.0019771 | 0.0019771 | 0.0019771 | 0.0019771 | 0.0019771 | 0.0019771
F4_Commercial_Retail (WA)_Existing_Space Heating_Natural Gas_Unit Heater_E3 | F4 | Commercial | Retail (WA) | Existing | Space Heating | Natural Gas | Unit Heater | E3 | Utility - Cost of Equipment | 0.0012538 | 0.0012538 | 0.0012538 | 0.0012538 | 0.0012538 | 0.0012538 | 0.0012538 | 0.0012538 | 0.0012538 | 0.0012538 | 0.0012538 | 0.0012538 | 0.0012538 | 0.0012538 | 0.0012538 | 0.0012538 | 0.0012538 | 0.0012538 | 0.0012538 | 0.0012538 | 0.0012538 | 0.0012538 | 0.0012538 | 0.0012538 | 0.0012538 | 0.0012538 | 0.0012538
F4_Commercial_Retail (WA)_Existing_Space Heating_Natural Gas_Unit Heater_E4 | F4 | Commercial | Retail (WA) | Existing | Space Heating | Natural Gas | Unit Heater | E4 | Utility - Cost of Equipment | 0 | 0 | 0 | 0 | 0 | 0 | 0 | 0 | 0 | 0 | 0 | 0 | 0 | 0 | 0 | 0 | 0 | 0 | 0 | 0 | 0 | 0 | 0 | 0 | 0 | 0 | 0
F4_Commercial_Retail (WA)_Existing_Space Heating_Natural Gas_Unit Heater_E5 | F4 | Commercial | Retail (WA) | Existing | Space Heating | Natural Gas | Unit Heater | E5 | Utility - Cost of Equipment | 0 | 0 | 0 | 0 | 0 | 0 | 0 | 0 | 0 | 0 | 0 | 0 | 0 | 0 | 0 | 0 | 0 | 0 | 0 | 0 | 0 | 0 | 0 | 0 | 0 | 0 | 0
F4_Commercial_Retail (WA)_Existing_Space Heating_Natural Gas_Unit Heater_E6 | F4 | Commercial | Retail (WA) | Existing | Space Heating | Natural Gas | Unit Heater | E6 | Utility - Cost of Equipment | 0 | 0 | 0 | 0 | 0 | 0 | 0 | 0 | 0 | 0 | 0 | 0 | 0 | 0 | 0 | 0 | 0 | 0 | 0 | 0 | 0 | 0 | 0 | 0 | 0 | 0 | 0
F4_Commercial_Retail (WA)_Existing_Space Heating_Natural Gas_Unit Heater_E7 | F4 | Commercial | Retail (WA) | Existing | Space Heating | Natural Gas | Unit Heater | E7 | Utility - Cost of Equipment | 0 | 0 | 0 | 0 | 0 | 0 | 0 | 0 | 0 | 0 | 0 | 0 | 0 | 0 | 0 | 0 | 0 | 0 | 0 | 0 | 0 | 0 | 0 | 0 | 0 | 0 | 0
F4_Commercial_Retail (WA)_Existing_Space Heating_Natural Gas_Unit Heater_E8 | F4 | Commercial | Retail (WA) | Existing | Space Heating | Natural Gas | Unit Heater | E8 | Utility - Cost of Equipment | 0 | 0 | 0 | 0 | 0 | 0 | 0 | 0 | 0 | 0 | 0 | 0 | 0 | 0 | 0 | 0 | 0 | 0 | 0 | 0 | 0 | 0 | 0 | 0 | 0 | 0 | 0
F4_Commercial_Retail (WA)_Existing_Space Heating_Natural Gas_Unit Heater_E9 | F4 | Commercial | Retail (WA) | Existing | Space Heating | Natural Gas | Unit Heater | E9 | Utility - Cost of Equipment | 0 | 0 | 0 | 0 | 0 | 0 | 0 | 0 | 0 | 0 | 0 | 0 | 0 | 0 | 0 | 0 | 0 | 0 | 0 | 0 | 0 | 0 | 0 | 0 | 0 | 0 | 0
F4_Commercial_Retail (WA)_Existing_Space Heating_Natural Gas_Unit Heater_E10 | F4 | Commercial | Retail (WA) | Existing | Space Heating | Natural Gas | Unit Heater | E10 | Utility - Cost of Equipment | 0 | 0 | 0 | 0 | 0 | 0 | 0 | 0 | 0 | 0 | 0 | 0 | 0 | 0 | 0 | 0 | 0 | 0 | 0 | 0 | 0 | 0 | 0 | 0 | 0 | 0 | 0
F5_Commercial_Retail (WA)_Existing_Space Heating_Natural Gas_Unit Heater_E1 | F5 | Commercial | Retail (WA) | Existing | Space Heating | Natural Gas | Unit Heater | E1 | Utility - Cost of Operation | 0.095855 | 0.09743 | 0.099486 | 0.10175 | 0.10425 | 0.10769 | 0.11119 | 0.1149 | 0.11845 | 0.12205 | 0.12528 | 0.12825 | 0.13151 | 0.13485 | 0.13797 | 0.14104 | 0.1439 | 0.14685 | 0.14993 | 0.15308 | 0.1563 | 0.15969 | 0.16362 | 0.16709 | 0.17064 | 0.17426 | 0.17796
F5_Commercial_Retail (WA)_Existing_Space Heating_Natural Gas_Unit Heater_E2 | F5 | Commercial | Retail (WA) | Existing | Space Heating | Natural Gas | Unit Heater | E2 | Utility - Cost of Operation | 0.085255 | 0.086657 | 0.088485 | 0.090501 | 0.092721 | 0.095779 | 0.098894 | 0.10219 | 0.10535 | 0.10855 | 0.11142 | 0.11407 | 0.11697 | 0.11994 | 0.12271 | 0.12544 | 0.12799 | 0.13061 | 0.13335 | 0.13615 | 0.13901 | 0.14203 | 0.14552 | 0.14861 | 0.15177 | 0.15499 | 0.15828
F5_Commercial_Retail (WA)_Existing_Space Heating_Natural Gas_Unit Heater_E3 | F5 | Commercial | Retail (WA) | Existing | Space Heating | Natural Gas | Unit Heater | E3 | Utility - Cost of Operation | 0.080445 | 0.081614 | 0.083272 | 0.085164 | 0.08731 | 0.090433 | 0.09362 | 0.097003 | 0.10019 | 0.10342 | 0.10624 | 0.10879 | 0.11163 | 0.11457 | 0.11726 | 0.11989 | 0.12231 | 0.1248 | 0.1274 | 0.13008 | 0.1328 | 0.1357 | 0.13913 | 0.14209 | 0.1451 | 0.14818 | 0.15133
F5_Commercial_Retail (WA)_Existing_Space Heating_Natural Gas_Unit Heater_E4 | F5 | Commercial | Retail (WA) | Existing | Space Heating | Natural Gas | Unit Heater | E4 | Utility - Cost of Operation | 0 | 0 | 0 | 0 | 0 | 0 | 0 | 0 | 0 | 0 | 0 | 0 | 0 | 0 | 0 | 0 | 0 | 0 | 0 | 0 | 0 | 0 | 0 | 0 | 0 | 0 | 0
F5_Commercial_Retail (WA)_Existing_Space Heating_Natural Gas_Unit Heater_E5 | F5 | Commercial | Retail (WA) | Existing | Space Heating | Natural Gas | Unit Heater | E5 | Utility - Cost of Operation | 0 | 0 | 0 | 0 | 0 | 0 | 0 | 0 | 0 | 0 | 0 | 0 | 0 | 0 | 0 | 0 | 0 | 0 | 0 | 0 | 0 | 0 | 0 | 0 | 0 | 0 | 0
F5_Commercial_Retail (WA)_Existing_Space Heating_Natural Gas_Unit Heater_E6 | F5 | Commercial | Retail (WA) | Existing | Space Heating | Natural Gas | Unit Heater | E6 | Utility - Cost of Operation | 0 | 0 | 0 | 0 | 0 | 0 | 0 | 0 | 0 | 0 | 0 | 0 | 0 | 0 | 0 | 0 | 0 | 0 | 0 | 0 | 0 | 0 | 0 | 0 | 0 | 0 | 0
F5_Commercial_Retail (WA)_Existing_Space Heating_Natural Gas_Unit Heater_E7 | F5 | Commercial | Retail (WA) | Existing | Space Heating | Natural Gas | Unit Heater | E7 | Utility - Cost of Operation | 0 | 0 | 0 | 0 | 0 | 0 | 0 | 0 | 0 | 0 | 0 | 0 | 0 | 0 | 0 | 0 | 0 | 0 | 0 | 0 | 0 | 0 | 0 | 0 | 0 | 0 | 0
F5_Commercial_Retail (WA)_Existing_Space Heating_Natural Gas_Unit Heater_E8 | F5 | Commercial | Retail (WA) | Existing | Space Heating | Natural Gas | Unit Heater | E8 | Utility - Cost of Operation | 0 | 0 | 0 | 0 | 0 | 0 | 0 | 0 | 0 | 0 | 0 | 0 | 0 | 0 | 0 | 0 | 0 | 0 | 0 | 0 | 0 | 0 | 0 | 0 | 0 | 0 | 0
F5_Commercial_Retail (WA)_Existing_Space Heating_Natural Gas_Unit Heater_E9 | F5 | Commercial | Retail (WA) | Existing | Space Heating | Natural Gas | Unit Heater | E9 | Utility - Cost of Operation | 0 | 0 | 0 | 0 | 0 | 0 | 0 | 0 | 0 | 0 | 0 | 0 | 0 | 0 | 0 | 0 | 0 | 0 | 0 | 0 | 0 | 0 | 0 | 0 | 0 | 0 | 0
F5_Commercial_Retail (WA)_Existing_Space Heating_Natural Gas_Unit Heater_E10 | F5 | Commercial | Retail (WA) | Existing | Space Heating | Natural Gas | Unit Heater | E10 | Utility - Cost of Operation | 0 | 0 | 0 | 0 | 0 | 0 | 0 | 0 | 0 | 0 | 0 | 0 | 0 | 0 | 0 | 0 | 0 | 0 | 0 | 0 | 0 | 0 | 0 | 0 | 0 | 0 | 0
F6_Commercial_Retail (WA)_Existing_Space Heating_Natural Gas_Unit Heater_E1 | F6 | Commercial | Retail (WA) | Existing | Space Heating | Natural Gas | Unit Heater | E1 | Utility - Value of Sales | 0.11049 | 0.11166 | 0.11332 | 0.11516 | 0.11718 | 0.12024 | 0.12327 | 0.12645 | 0.12933 | 0.13218 | 0.13538 | 0.13828 | 0.14146 | 0.1447 | 0.14766 | 0.15053 | 0.15313 | 0.15578 | 0.15853 | 0.16131 | 0.16411 | 0.16767 | 0.1718 | 0.17544 | 0.17917 | 0.18297 | 0.18685
F6_Commercial_Retail (WA)_Existing_Space Heating_Natural Gas_Unit Heater_E2 | F6 | Commercial | Retail (WA) | Existing | Space Heating | Natural Gas | Unit Heater | E2 | Utility - Value of Sales | 0.098277 | 0.099311 | 0.10079 | 0.10243 | 0.10422 | 0.10694 | 0.10964 | 0.11246 | 0.11503 | 0.11756 | 0.12041 | 0.12299 | 0.12582 | 0.1287 | 0.13133 | 0.13388 | 0.1362 | 0.13856 | 0.141 | 0.14348 | 0.14596 | 0.14913 | 0.1528 | 0.15604 | 0.15936 | 0.16274 | 0.16619
F6_Commercial_Retail (WA)_Existing_Space Heating_Natural Gas_Unit Heater_E3 | F6 | Commercial | Retail (WA) | Existing | Space Heating | Natural Gas | Unit Heater | E3 | Utility - Value of Sales | 0.0939 | 0.09468 | 0.095978 | 0.097479 | 0.099199 | 0.102 | 0.10478 | 0.10768 | 0.11023 | 0.11271 | 0.11551 | 0.11796 | 0.12069 | 0.1235 | 0.126 | 0.1284 | 0.13051 | 0.13267 | 0.13491 | 0.13718 | 0.13944 | 0.14248 | 0.14609 | 0.14919 | 0.15236 | 0.15559 | 0.15889
F6_Commercial_Retail (WA)_Existing_Space Heating_Natural Gas_Unit Heater_E4 | F6 | Commercial | Retail (WA) | Existing | Space Heating | Natural Gas | Unit Heater | E4 | Utility - Value of Sales | 0 | 0 | 0 | 0 | 0 | 0 | 0 | 0 | 0 | 0 | 0 | 0 | 0 | 0 | 0 | 0 | 0 | 0 | 0 | 0 | 0 | 0 | 0 | 0 | 0 | 0 | 0
F6_Commercial_Retail (WA)_Existing_Space Heating_Natural Gas_Unit Heater_E5 | F6 | Commercial | Retail (WA) | Existing | Space Heating | Natural Gas | Unit Heater | E5 | Utility - Value of Sales | 0 | 0 | 0 | 0 | 0 | 0 | 0 | 0 | 0 | 0 | 0 | 0 | 0 | 0 | 0 | 0 | 0 | 0 | 0 | 0 | 0 | 0 | 0 | 0 | 0 | 0 | 0
F6_Commercial_Retail (WA)_Existing_Space Heating_Natural Gas_Unit Heater_E6 | F6 | Commercial | Retail (WA) | Existing | Space Heating | Natural Gas | Unit Heater | E6 | Utility - Value of Sales | 0 | 0 | 0 | 0 | 0 | 0 | 0 | 0 | 0 | 0 | 0 | 0 | 0 | 0 | 0 | 0 | 0 | 0 | 0 | 0 | 0 | 0 | 0 | 0 | 0 | 0 | 0
F6_Commercial_Retail (WA)_Existing_Space Heating_Natural Gas_Unit Heater_E7 | F6 | Commercial | Retail (WA) | Existing | Space Heating | Natural Gas | Unit Heater | E7 | Utility - Value of Sales | 0 | 0 | 0 | 0 | 0 | 0 | 0 | 0 | 0 | 0 | 0 | 0 | 0 | 0 | 0 | 0 | 0 | 0 | 0 | 0 | 0 | 0 | 0 | 0 | 0 | 0 | 0
F6_Commercial_Retail (WA)_Existing_Space Heating_Natural Gas_Unit Heater_E8 | F6 | Commercial | Retail (WA) | Existing | Space Heating | Natural Gas | Unit Heater | E8 | Utility - Value of Sales | 0 | 0 | 0 | 0 | 0 | 0 | 0 | 0 | 0 | 0 | 0 | 0 | 0 | 0 | 0 | 0 | 0 | 0 | 0 | 0 | 0 | 0 | 0 | 0 | 0 | 0 | 0
F6_Commercial_Retail (WA)_Existing_Space Heating_Natural Gas_Unit Heater_E9 | F6 | Commercial | Retail (WA) | Existing | Space Heating | Natural Gas | Unit Heater | E9 | Utility - Value of Sales | 0 | 0 | 0 | 0 | 0 | 0 | 0 | 0 | 0 | 0 | 0 | 0 | 0 | 0 | 0 | 0 | 0 | 0 | 0 | 0 | 0 | 0 | 0 | 0 | 0 | 0 | 0
F6_Commercial_Retail (WA)_Existing_Space Heating_Natural Gas_Unit Heater_E10 | F6 | Commercial | Retail (WA) | Existing | Space Heating | Natural Gas | Unit Heater | E10 | Utility - Value of Sales | 0 | 0 | 0 | 0 | 0 | 0 | 0 | 0 | 0 | 0 | 0 | 0 | 0 | 0 | 0 | 0 | 0 | 0 | 0 | 0 | 0 | 0 | 0 | 0 | 0 | 0 | 0
F1_Commercial_Retail (WA)_Existing_Water Heating_Natural Gas_Water Heater_E1 | F1 | Commercial | Retail (WA) | Existing | Water Heating | Natural Gas | Water Heater | E1 | RVT - Cost of Equipment | 0.013889 | 0.013889 | 0.013889 | 0.013889 | 0.013889 | 0.013889 | 0.013889 | 0.013889 | 0.013889 | 0.013889 | 0.013889 | 0.013889 | 0.013889 | 0.013889 | 0.013889 | 0.013889 | 0.013889 | 0.013889 | 0.013889 | 0.013889 | 0.013889 | 0.013889 | 0.013889 | 0.013889 | 0.013889 | 0.013889 | 0.013889
F1_Commercial_Retail (WA)_Existing_Water Heating_Natural Gas_Water Heater_E2 | F1 | Commercial | Retail (WA) | Existing | Water Heating | Natural Gas | Water Heater | E2 | RVT - Cost of Equipment | 0.016666 | 0.016666 | 0.016666 | 0.016666 | 0.016666 | 0.016666 | 0.016666 | 0.016666 | 0.016666 | 0.016666 | 0.016666 | 0.016666 | 0.016666 | 0.016666 | 0.016666 | 0.016666 | 0.016666 | 0.016666 | 0.016666 | 0.016666 | 0.016666 | 0.016666 | 0.016666 | 0.016666 | 0.016666 | 0.016666 | 0.016666
F1_Commercial_Retail (WA)_Existing_Water Heating_Natural Gas_Water Heater_E3 | F1 | Commercial | Retail (WA) | Existing | Water Heating | Natural Gas | Water Heater | E3 | RVT - Cost of Equipment | 0.020488 | 0.020488 | 0.020488 | 0.020488 | 0.020488 | 0.020488 | 0.020488 | 0.020488 | 0.020488 | 0.020488 | 0.020488 | 0.020488 | 0.020488 | 0.020488 | 0.020488 | 0.020488 | 0.020488 | 0.020488 | 0.020488 | 0.020488 | 0.020488 | 0.020488 | 0.020488 | 0.020488 | 0.020488 | 0.020488 | 0.020488
F1_Commercial_Retail (WA)_Existing_Water Heating_Natural Gas_Water Heater_E4 | F1 | Commercial | Retail (WA) | Existing | Water Heating | Natural Gas | Water Heater | E4 | RVT - Cost of Equipment | 0.02065 | 0.02065 | 0.02065 | 0.02065 | 0.02065 | 0.02065 | 0.02065 | 0.02065 | 0.02065 | 0.02065 | 0.02065 | 0.02065 | 0.02065 | 0.02065 | 0.02065 | 0.02065 | 0.02065 | 0.02065 | 0.02065 | 0.02065 | 0.02065 | 0.02065 | 0.02065 | 0.02065 | 0.02065 | 0.02065 | 0.02065
F1_Commercial_Retail (WA)_Existing_Water Heating_Natural Gas_Water Heater_E5 | F1 | Commercial | Retail (WA) | Existing | Water Heating | Natural Gas | Water Heater | E5 | RVT - Cost of Equipment | 0.044574 | 0.044574 | 0.044574 | 0.044574 | 0.044574 | 0.044574 | 0.044574 | 0.044574 | 0.044574 | 0.044574 | 0.044574 | 0.044574 | 0.044574 | 0.044574 | 0.044574 | 0.044574 | 0.044574 | 0.044574 | 0.044574 | 0.044574 | 0.044574 | 0.044574 | 0.044574 | 0.044574 | 0.044574 | 0.044574 | 0.044574
F1_Commercial_Retail (WA)_Existing_Water Heating_Natural Gas_Water Heater_E6 | F1 | Commercial | Retail (WA) | Existing | Water Heating | Natural Gas | Water Heater | E6 | RVT - Cost of Equipment | 0 | 0 | 0 | 0 | 0 | 0 | 0 | 0 | 0 | 0 | 0 | 0 | 0 | 0 | 0 | 0 | 0 | 0 | 0 | 0 | 0 | 0 | 0 | 0 | 0 | 0 | 0
F1_Commercial_Retail (WA)_Existing_Water Heating_Natural Gas_Water Heater_E7 | F1 | Commercial | Retail (WA) | Existing | Water Heating | Natural Gas | Water Heater | E7 | RVT - Cost of Equipment | 0 | 0 | 0 | 0 | 0 | 0 | 0 | 0 | 0 | 0 | 0 | 0 | 0 | 0 | 0 | 0 | 0 | 0 | 0 | 0 | 0 | 0 | 0 | 0 | 0 | 0 | 0
F1_Commercial_Retail (WA)_Existing_Water Heating_Natural Gas_Water Heater_E8 | F1 | Commercial | Retail (WA) | Existing | Water Heating | Natural Gas | Water Heater | E8 | RVT - Cost of Equipment | 0 | 0 | 0 | 0 | 0 | 0 | 0 | 0 | 0 | 0 | 0 | 0 | 0 | 0 | 0 | 0 | 0 | 0 | 0 | 0 | 0 | 0 | 0 | 0 | 0 | 0 | 0
F1_Commercial_Retail (WA)_Existing_Water Heating_Natural Gas_Water Heater_E9 | F1 | Commercial | Retail (WA) | Existing | Water Heating | Natural Gas | Water Heater | E9 | RVT - Cost of Equipment | 0 | 0 | 0 | 0 | 0 | 0 | 0 | 0 | 0 | 0 | 0 | 0 | 0 | 0 | 0 | 0 | 0 | 0 | 0 | 0 | 0 | 0 | 0 | 0 | 0 | 0 | 0
F1_Commercial_Retail (WA)_Existing_Water Heating_Natural Gas_Water Heater_E10 | F1 | Commercial | Retail (WA) | Existing | Water Heating | Natural Gas | Water Heater | E10 | RVT - Cost of Equipment | 0 | 0 | 0 | 0 | 0 | 0 | 0 | 0 | 0 | 0 | 0 | 0 | 0 | 0 | 0 | 0 | 0 | 0 | 0 | 0 | 0 | 0 | 0 | 0 | 0 | 0 | 0
F2_Commercial_Retail (WA)_Existing_Water Heating_Natural Gas_Water Heater_E1 | F2 | Commercial | Retail (WA) | Existing | Water Heating | Natural Gas | Water Heater | E1 | RVT - Cost of Operation | 0.10372 | 0.1058 | 0.10815 | 0.11078 | 0.11372 | 0.11727 | 0.1208 | 0.12413 | 0.12715 | 0.13009 | 0.13314 | 0.13594 | 0.13892 | 0.14181 | 0.14435 | 0.14669 | 0.14873 | 0.1507 | 0.15278 | 0.15476 | 0.15674 | 0.15951 | 0.16231 | 0.1652 | 0.16813 | 0.17112 | 0.17416
F2_Commercial_Retail (WA)_Existing_Water Heating_Natural Gas_Water Heater_E2 | F2 | Commercial | Retail (WA) | Existing | Water Heating | Natural Gas | Water Heater | E2 | RVT - Cost of Operation | 0.092194 | 0.094047 | 0.096133 | 0.098475 | 0.10109 | 0.10424 | 0.10738 | 0.11034 | 0.11302 | 0.11564 | 0.11835 | 0.12083 | 0.12348 | 0.12605 | 0.12832 | 0.13039 | 0.13221 | 0.13396 | 0.13581 | 0.13756 | 0.13933 | 0.14179 | 0.14428 | 0.14684 | 0.14945 | 0.15211 | 0.15481
F2_Commercial_Retail (WA)_Existing_Water Heating_Natural Gas_Water Heater_E3 | F2 | Commercial | Retail (WA) | Existing | Water Heating | Natural Gas | Water Heater | E3 | RVT - Cost of Operation | 0.088271 | 0.090045 | 0.092042 | 0.094285 | 0.096785 | 0.099808 | 0.10281 | 0.10564 | 0.10821 | 0.11072 | 0.11331 | 0.11569 | 0.11823 | 0.12069 | 0.12285 | 0.12484 | 0.12658 | 0.12826 | 0.13003 | 0.13171 | 0.1334 | 0.13576 | 0.13814 | 0.14059 | 0.14309 | 0.14563 | 0.14822
F2_Commercial_Retail (WA)_Existing_Water Heating_Natural Gas_Water Heater_E4 | F2 | Commercial | Retail (WA) | Existing | Water Heating | Natural Gas | Water Heater | E4 | RVT - Cost of Operation | 0.092543 | 0.094404 | 0.096434 | 0.098643 | 0.10105 | 0.10388 | 0.10668 | 0.10935 | 0.11182 | 0.11426 | 0.1168 | 0.11918 | 0.12171 | 0.12419 | 0.12641 | 0.12849 | 0.13036 | 0.13219 | 0.1341 | 0.13594 | 0.1378 | 0.14023 | 0.1427 | 0.14524 | 0.14782 | 0.15044 | 0.15311
F2_Commercial_Retail (WA)_Existing_Water Heating_Natural Gas_Water Heater_E5 | F2 | Commercial | Retail (WA) | Existing | Water Heating | Natural Gas | Water Heater | E5 | RVT - Cost of Operation | 0.054414 | 0.055483 | 0.056722 | 0.058157 | 0.059796 | 0.061794 | 0.063775 | 0.065637 | 0.067308 | 0.068925 | 0.07059 | 0.072094 | 0.073706 | 0.075263 | 0.076613 | 0.077842 | 0.078896 | 0.079908 | 0.08098 | 0.081988 | 0.083001 | 0.084466 | 0.085947 | 0.087474 | 0.089028 | 0.09061 | 0.09222
F2_Commercial_Retail (WA)_Existing_Water Heating_Natural Gas_Water Heater_E6 | F2 | Commercial | Retail (WA) | Existing | Water Heating | Natural Gas | Water Heater | E6 | RVT - Cost of Operation | 0 | 0 | 0 | 0 | 0 | 0 | 0 | 0 | 0 | 0 | 0 | 0 | 0 | 0 | 0 | 0 | 0 | 0 | 0 | 0 | 0 | 0 | 0 | 0 | 0 | 0 | 0
F2_Commercial_Retail (WA)_Existing_Water Heating_Natural Gas_Water Heater_E7 | F2 | Commercial | Retail (WA) | Existing | Water Heating | Natural Gas | Water Heater | E7 | RVT - Cost of Operation | 0 | 0 | 0 | 0 | 0 | 0 | 0 | 0 | 0 | 0 | 0 | 0 | 0 | 0 | 0 | 0 | 0 | 0 | 0 | 0 | 0 | 0 | 0 | 0 | 0 | 0 | 0
F2_Commercial_Retail (WA)_Existing_Water Heating_Natural Gas_Water Heater_E8 | F2 | Commercial | Retail (WA) | Existing | Water Heating | Natural Gas | Water Heater | E8 | RVT - Cost of Operation | 0 | 0 | 0 | 0 | 0 | 0 | 0 | 0 | 0 | 0 | 0 | 0 | 0 | 0 | 0 | 0 | 0 | 0 | 0 | 0 | 0 | 0 | 0 | 0 | 0 | 0 | 0
F2_Commercial_Retail (WA)_Existing_Water Heating_Natural Gas_Water Heater_E9 | F2 | Commercial | Retail (WA) | Existing | Water Heating | Natural Gas | Water Heater | E9 | RVT - Cost of Operation | 0 | 0 | 0 | 0 | 0 | 0 | 0 | 0 | 0 | 0 | 0 | 0 | 0 | 0 | 0 | 0 | 0 | 0 | 0 | 0 | 0 | 0 | 0 | 0 | 0 | 0 | 0
F2_Commercial_Retail (WA)_Existing_Water Heating_Natural Gas_Water Heater_E10 | F2 | Commercial | Retail (WA) | Existing | Water Heating | Natural Gas | Water Heater | E10 | RVT - Cost of Operation | 0 | 0 | 0 | 0 | 0 | 0 | 0 | 0 | 0 | 0 | 0 | 0 | 0 | 0 | 0 | 0 | 0 | 0 | 0 | 0 | 0 | 0 | 0 | 0 | 0 | 0 | 0
F3_Commercial_Retail (WA)_Existing_Water Heating_Natural Gas_Water Heater_E1 | F3 | Commercial | Retail (WA) | Existing | Water Heating | Natural Gas | Water Heater | E1 | System - kBTUs of Consumption | 23.9967 | 23.9967 | 23.9967 | 23.9967 | 23.9967 | 23.9967 | 23.9967 | 23.9967 | 23.9967 | 23.9967 | 23.9967 | 23.9967 | 23.9967 | 23.9967 | 23.9967 | 23.9967 | 23.9967 | 23.9967 | 23.9967 | 23.9967 | 23.9967 | 23.9967 | 23.9967 | 23.9967 | 23.9967 | 23.9967 | 23.9967
F3_Commercial_Retail (WA)_Existing_Water Heating_Natural Gas_Water Heater_E2 | F3 | Commercial | Retail (WA) | Existing | Water Heating | Natural Gas | Water Heater | E2 | System - kBTUs of Consumption | 21.3304 | 21.3304 | 21.3304 | 21.3304 | 21.3304 | 21.3304 | 21.3304 | 21.3304 | 21.3304 | 21.3304 | 21.3304 | 21.3304 | 21.3304 | 21.3304 | 21.3304 | 21.3304 | 21.3304 | 21.3304 | 21.3304 | 21.3304 | 21.3304 | 21.3304 | 21.3304 | 21.3304 | 21.3304 | 21.3304 | 21.3304
F3_Commercial_Retail (WA)_Existing_Water Heating_Natural Gas_Water Heater_E3 | F3 | Commercial | Retail (WA) | Existing | Water Heating | Natural Gas | Water Heater | E3 | System - kBTUs of Consumption | 20.4227 | 20.4227 | 20.4227 | 20.4227 | 20.4227 | 20.4227 | 20.4227 | 20.4227 | 20.4227 | 20.4227 | 20.4227 | 20.4227 | 20.4227 | 20.4227 | 20.4227 | 20.4227 | 20.4227 | 20.4227 | 20.4227 | 20.4227 | 20.4227 | 20.4227 | 20.4227 | 20.4227 | 20.4227 | 20.4227 | 20.4227
F3_Commercial_Retail (WA)_Existing_Water Heating_Natural Gas_Water Heater_E4 | F3 | Commercial | Retail (WA) | Existing | Water Heating | Natural Gas | Water Heater | E4 | System - kBTUs of Consumption | 20.401 | 20.401 | 20.401 | 20.401 | 20.401 | 20.401 | 20.401 | 20.401 | 20.401 | 20.401 | 20.401 | 20.401 | 20.401 | 20.401 | 20.401 | 20.401 | 20.401 | 20.401 | 20.401 | 20.401 | 20.401 | 20.401 | 20.401 | 20.401 | 20.401 | 20.401 | 20.401
F3_Commercial_Retail (WA)_Existing_Water Heating_Natural Gas_Water Heater_E5 | F3 | Commercial | Retail (WA) | Existing | Water Heating | Natural Gas | Water Heater | E5 | System - kBTUs of Consumption | 12.7983 | 12.7983 | 12.7983 | 12.7983 | 12.7983 | 12.7983 | 12.7983 | 12.7983 | 12.7983 | 12.7983 | 12.7983 | 12.7983 | 12.7983 | 12.7983 | 12.7983 | 12.7983 | 12.7983 | 12.7983 | 12.7983 | 12.7983 | 12.7983 | 12.7983 | 12.7983 | 12.7983 | 12.7983 | 12.7983 | 12.7983
F3_Commercial_Retail (WA)_Existing_Water Heating_Natural Gas_Water Heater_E6 | F3 | Commercial | Retail (WA) | Existing | Water Heating | Natural Gas | Water Heater | E6 | System - kBTUs of Consumption | 0 | 0 | 0 | 0 | 0 | 0 | 0 | 0 | 0 | 0 | 0 | 0 | 0 | 0 | 0 | 0 | 0 | 0 | 0 | 0 | 0 | 0 | 0 | 0 | 0 | 0 | 0
F3_Commercial_Retail (WA)_Existing_Water Heating_Natural Gas_Water Heater_E7 | F3 | Commercial | Retail (WA) | Existing | Water Heating | Natural Gas | Water Heater | E7 | System - kBTUs of Consumption | 0 | 0 | 0 | 0 | 0 | 0 | 0 | 0 | 0 | 0 | 0 | 0 | 0 | 0 | 0 | 0 | 0 | 0 | 0 | 0 | 0 | 0 | 0 | 0 | 0 | 0 | 0
F3_Commercial_Retail (WA)_Existing_Water Heating_Natural Gas_Water Heater_E8 | F3 | Commercial | Retail (WA) | Existing | Water Heating | Natural Gas | Water Heater | E8 | System - kBTUs of Consumption | 0 | 0 | 0 | 0 | 0 | 0 | 0 | 0 | 0 | 0 | 0 | 0 | 0 | 0 | 0 | 0 | 0 | 0 | 0 | 0 | 0 | 0 | 0 | 0 | 0 | 0 | 0
F3_Commercial_Retail (WA)_Existing_Water Heating_Natural Gas_Water Heater_E9 | F3 | Commercial | Retail (WA) | Existing | Water Heating | Natural Gas | Water Heater | E9 | System - kBTUs of Consumption | 0 | 0 | 0 | 0 | 0 | 0 | 0 | 0 | 0 | 0 | 0 | 0 | 0 | 0 | 0 | 0 | 0 | 0 | 0 | 0 | 0 | 0 | 0 | 0 | 0 | 0 | 0
F3_Commercial_Retail (WA)_Existing_Water Heating_Natural Gas_Water Heater_E10 | F3 | Commercial | Retail (WA) | Existing | Water Heating | Natural Gas | Water Heater | E10 | System - kBTUs of Consumption | 0 | 0 | 0 | 0 | 0 | 0 | 0 | 0 | 0 | 0 | 0 | 0 | 0 | 0 | 0 | 0 | 0 | 0 | 0 | 0 | 0 | 0 | 0 | 0 | 0 | 0 | 0
F4_Commercial_Retail (WA)_Existing_Water Heating_Natural Gas_Water Heater_E1 | F4 | Commercial | Retail (WA) | Existing | Water Heating | Natural Gas | Water Heater | E1 | Utility - Cost of Equipment | 0.013889 | 0.013889 | 0.013889 | 0.013889 | 0.013889 | 0.013889 | 0.013889 | 0.013889 | 0.013889 | 0.013889 | 0.013889 | 0.013889 | 0.013889 | 0.013889 | 0.013889 | 0.013889 | 0.013889 | 0.013889 | 0.013889 | 0.013889 | 0.013889 | 0.013889 | 0.013889 | 0.013889 | 0.013889 | 0.013889 | 0.013889
F4_Commercial_Retail (WA)_Existing_Water Heating_Natural Gas_Water Heater_E2 | F4 | Commercial | Retail (WA) | Existing | Water Heating | Natural Gas | Water Heater | E2 | Utility - Cost of Equipment | 0.016666 | 0.016666 | 0.016666 | 0.016666 | 0.016666 | 0.016666 | 0.016666 | 0.016666 | 0.016666 | 0.016666 | 0.016666 | 0.016666 | 0.016666 | 0.016666 | 0.016666 | 0.016666 | 0.016666 | 0.016666 | 0.016666 | 0.016666 | 0.016666 | 0.016666 | 0.016666 | 0.016666 | 0.016666 | 0.016666 | 0.016666
F4_Commercial_Retail (WA)_Existing_Water Heating_Natural Gas_Water Heater_E3 | F4 | Commercial | Retail (WA) | Existing | Water Heating | Natural Gas | Water Heater | E3 | Utility - Cost of Equipment | 0.020488 | 0.020488 | 0.020488 | 0.020488 | 0.020488 | 0.020488 | 0.020488 | 0.020488 | 0.020488 | 0.020488 | 0.020488 | 0.020488 | 0.020488 | 0.020488 | 0.020488 | 0.020488 | 0.020488 | 0.020488 | 0.020488 | 0.020488 | 0.020488 | 0.020488 | 0.020488 | 0.020488 | 0.020488 | 0.020488 | 0.020488
F4_Commercial_Retail (WA)_Existing_Water Heating_Natural Gas_Water Heater_E4 | F4 | Commercial | Retail (WA) | Existing | Water Heating | Natural Gas | Water Heater | E4 | Utility - Cost of Equipment | 0.02065 | 0.02065 | 0.02065 | 0.02065 | 0.02065 | 0.02065 | 0.02065 | 0.02065 | 0.02065 | 0.02065 | 0.02065 | 0.02065 | 0.02065 | 0.02065 | 0.02065 | 0.02065 | 0.02065 | 0.02065 | 0.02065 | 0.02065 | 0.02065 | 0.02065 | 0.02065 | 0.02065 | 0.02065 | 0.02065 | 0.02065
F4_Commercial_Retail (WA)_Existing_Water Heating_Natural Gas_Water Heater_E5 | F4 | Commercial | Retail (WA) | Existing | Water Heating | Natural Gas | Water Heater | E5 | Utility - Cost of Equipment | 0.044574 | 0.044574 | 0.044574 | 0.044574 | 0.044574 | 0.044574 | 0.044574 | 0.044574 | 0.044574 | 0.044574 | 0.044574 | 0.044574 | 0.044574 | 0.044574 | 0.044574 | 0.044574 | 0.044574 | 0.044574 | 0.044574 | 0.044574 | 0.044574 | 0.044574 | 0.044574 | 0.044574 | 0.044574 | 0.044574 | 0.044574
F4_Commercial_Retail (WA)_Existing_Water Heating_Natural Gas_Water Heater_E6 | F4 | Commercial | Retail (WA) | Existing | Water Heating | Natural Gas | Water Heater | E6 | Utility - Cost of Equipment | 0 | 0 | 0 | 0 | 0 | 0 | 0 | 0 | 0 | 0 | 0 | 0 | 0 | 0 | 0 | 0 | 0 | 0 | 0 | 0 | 0 | 0 | 0 | 0 | 0 | 0 | 0
F4_Commercial_Retail (WA)_Existing_Water Heating_Natural Gas_Water Heater_E7 | F4 | Commercial | Retail (WA) | Existing | Water Heating | Natural Gas | Water Heater | E7 | Utility - Cost of Equipment | 0 | 0 | 0 | 0 | 0 | 0 | 0 | 0 | 0 | 0 | 0 | 0 | 0 | 0 | 0 | 0 | 0 | 0 | 0 | 0 | 0 | 0 | 0 | 0 | 0 | 0 | 0
F4_Commercial_Retail (WA)_Existing_Water Heating_Natural Gas_Water Heater_E8 | F4 | Commercial | Retail (WA) | Existing | Water Heating | Natural Gas | Water Heater | E8 | Utility - Cost of Equipment | 0 | 0 | 0 | 0 | 0 | 0 | 0 | 0 | 0 | 0 | 0 | 0 | 0 | 0 | 0 | 0 | 0 | 0 | 0 | 0 | 0 | 0 | 0 | 0 | 0 | 0 | 0
F4_Commercial_Retail (WA)_Existing_Water Heating_Natural Gas_Water Heater_E9 | F4 | Commercial | Retail (WA) | Existing | Water Heating | Natural Gas | Water Heater | E9 | Utility - Cost of Equipment | 0 | 0 | 0 | 0 | 0 | 0 | 0 | 0 | 0 | 0 | 0 | 0 | 0 | 0 | 0 | 0 | 0 | 0 | 0 | 0 | 0 | 0 | 0 | 0 | 0 | 0 | 0
F4_Commercial_Retail (WA)_Existing_Water Heating_Natural Gas_Water Heater_E10 | F4 | Commercial | Retail (WA) | Existing | Water Heating | Natural Gas | Water Heater | E10 | Utility - Cost of Equipment | 0 | 0 | 0 | 0 | 0 | 0 | 0 | 0 | 0 | 0 | 0 | 0 | 0 | 0 | 0 | 0 | 0 | 0 | 0 | 0 | 0 | 0 | 0 | 0 | 0 | 0 | 0
F5_Commercial_Retail (WA)_Existing_Water Heating_Natural Gas_Water Heater_E1 | F5 | Commercial | Retail (WA) | Existing | Water Heating | Natural Gas | Water Heater | E1 | Utility - Cost of Operation | 0.088972 | 0.091309 | 0.093932 | 0.09687 | 0.10014 | 0.10401 | 0.10795 | 0.11184 | 0.11557 | 0.11936 | 0.12244 | 0.12536 | 0.12847 | 0.13153 | 0.13431 | 0.13695 | 0.13935 | 0.14173 | 0.14426 | 0.14674 | 0.14928 | 0.15192 | 0.15458 | 0.15733 | 0.16013 | 0.16297 | 0.16587
F5_Commercial_Retail (WA)_Existing_Water Heating_Natural Gas_Water Heater_E2 | F5 | Commercial | Retail (WA) | Existing | Water Heating | Natural Gas | Water Heater | E2 | Utility - Cost of Operation | 0.079086 | 0.081163 | 0.083495 | 0.086106 | 0.089014 | 0.092455 | 0.095958 | 0.09941 | 0.10273 | 0.1061 | 0.10884 | 0.11143 | 0.11419 | 0.11692 | 0.11939 | 0.12173 | 0.12386 | 0.12598 | 0.12823 | 0.13043 | 0.13269 | 0.13504 | 0.13741 | 0.13985 | 0.14233 | 0.14486 | 0.14744
F5_Commercial_Retail (WA)_Existing_Water Heating_Natural Gas_Water Heater_E3 | F5 | Commercial | Retail (WA) | Existing | Water Heating | Natural Gas | Water Heater | E3 | Utility - Cost of Operation | 0.075721 | 0.077709 | 0.079942 | 0.082442 | 0.085227 | 0.08852 | 0.091875 | 0.09518 | 0.098358 | 0.10158 | 0.10421 | 0.10669 | 0.10934 | 0.11194 | 0.11431 | 0.11655 | 0.11859 | 0.12062 | 0.12277 | 0.12488 | 0.12705 | 0.12929 | 0.13156 | 0.1339 | 0.13628 | 0.1387 | 0.14116
F5_Commercial_Retail (WA)_Existing_Water Heating_Natural Gas_Water Heater_E4 | F5 | Commercial | Retail (WA) | Existing | Water Heating | Natural Gas | Water Heater | E4 | Utility - Cost of Operation | 0.080403 | 0.082479 | 0.084749 | 0.087226 | 0.089927 | 0.093054 | 0.096227 | 0.099364 | 0.1024 | 0.10548 | 0.10805 | 0.11051 | 0.11312 | 0.1157 | 0.11808 | 0.12035 | 0.12247 | 0.12458 | 0.1268 | 0.12899 | 0.13124 | 0.13356 | 0.13591 | 0.13832 | 0.14078 | 0.14328 | 0.14582
F5_Commercial_Retail (WA)_Existing_Water Heating_Natural Gas_Water Heater_E5 | F5 | Commercial | Retail (WA) | Existing | Water Heating | Natural Gas | Water Heater | E5 | Utility - Cost of Operation | 0.046374 | 0.047594 | 0.048985 | 0.050572 | 0.052364 | 0.05451 | 0.0567 | 0.058854 | 0.060918 | 0.063013 | 0.064695 | 0.066273 | 0.067966 | 0.069628 | 0.071123 | 0.072529 | 0.0738 | 0.075057 | 0.076395 | 0.077704 | 0.079048 | 0.080444 | 0.081855 | 0.083309 | 0.084789 | 0.086295 | 0.087828
F5_Commercial_Retail (WA)_Existing_Water Heating_Natural Gas_Water Heater_E6 | F5 | Commercial | Retail (WA) | Existing | Water Heating | Natural Gas | Water Heater | E6 | Utility - Cost of Operation | 0 | 0 | 0 | 0 | 0 | 0 | 0 | 0 | 0 | 0 | 0 | 0 | 0 | 0 | 0 | 0 | 0 | 0 | 0 | 0 | 0 | 0 | 0 | 0 | 0 | 0 | 0
F5_Commercial_Retail (WA)_Existing_Water Heating_Natural Gas_Water Heater_E7 | F5 | Commercial | Retail (WA) | Existing | Water Heating | Natural Gas | Water Heater | E7 | Utility - Cost of Operation | 0 | 0 | 0 | 0 | 0 | 0 | 0 | 0 | 0 | 0 | 0 | 0 | 0 | 0 | 0 | 0 | 0 | 0 | 0 | 0 | 0 | 0 | 0 | 0 | 0 | 0 | 0
F5_Commercial_Retail (WA)_Existing_Water Heating_Natural Gas_Water Heater_E8 | F5 | Commercial | Retail (WA) | Existing | Water Heating | Natural Gas | Water Heater | E8 | Utility - Cost of Operation | 0 | 0 | 0 | 0 | 0 | 0 | 0 | 0 | 0 | 0 | 0 | 0 | 0 | 0 | 0 | 0 | 0 | 0 | 0 | 0 | 0 | 0 | 0 | 0 | 0 | 0 | 0
F5_Commercial_Retail (WA)_Existing_Water Heating_Natural Gas_Water Heater_E9 | F5 | Commercial | Retail (WA) | Existing | Water Heating | Natural Gas | Water Heater | E9 | Utility - Cost of Operation | 0 | 0 | 0 | 0 | 0 | 0 | 0 | 0 | 0 | 0 | 0 | 0 | 0 | 0 | 0 | 0 | 0 | 0 | 0 | 0 | 0 | 0 | 0 | 0 | 0 | 0 | 0
F5_Commercial_Retail (WA)_Existing_Water Heating_Natural Gas_Water Heater_E10 | F5 | Commercial | Retail (WA) | Existing | Water Heating | Natural Gas | Water Heater | E10 | Utility - Cost of Operation | 0 | 0 | 0 | 0 | 0 | 0 | 0 | 0 | 0 | 0 | 0 | 0 | 0 | 0 | 0 | 0 | 0 | 0 | 0 | 0 | 0 | 0 | 0 | 0 | 0 | 0 | 0
F6_Commercial_Retail (WA)_Existing_Water Heating_Natural Gas_Water Heater_E1 | F6 | Commercial | Retail (WA) | Existing | Water Heating | Natural Gas | Water Heater | E1 | Utility - Value of Sales | 0.10372 | 0.1058 | 0.10815 | 0.11078 | 0.11372 | 0.11727 | 0.1208 | 0.12413 | 0.12715 | 0.13009 | 0.13314 | 0.13594 | 0.13892 | 0.14181 | 0.14435 | 0.14669 | 0.14873 | 0.1507 | 0.15278 | 0.15476 | 0.15674 | 0.15951 | 0.16231 | 0.1652 | 0.16813 | 0.17112 | 0.17416
F6_Commercial_Retail (WA)_Existing_Water Heating_Natural Gas_Water Heater_E2 | F6 | Commercial | Retail (WA) | Existing | Water Heating | Natural Gas | Water Heater | E2 | Utility - Value of Sales | 0.092194 | 0.094047 | 0.096133 | 0.098475 | 0.10109 | 0.10424 | 0.10738 | 0.11034 | 0.11302 | 0.11564 | 0.11835 | 0.12083 | 0.12348 | 0.12605 | 0.12832 | 0.13039 | 0.13221 | 0.13396 | 0.13581 | 0.13756 | 0.13933 | 0.14179 | 0.14428 | 0.14684 | 0.14945 | 0.15211 | 0.15481
F6_Commercial_Retail (WA)_Existing_Water Heating_Natural Gas_Water Heater_E3 | F6 | Commercial | Retail (WA) | Existing | Water Heating | Natural Gas | Water Heater | E3 | Utility - Value of Sales | 0.088271 | 0.090045 | 0.092042 | 0.094285 | 0.096785 | 0.099808 | 0.10281 | 0.10564 | 0.10821 | 0.11072 | 0.11331 | 0.11569 | 0.11823 | 0.12069 | 0.12285 | 0.12484 | 0.12658 | 0.12826 | 0.13003 | 0.13171 | 0.1334 | 0.13576 | 0.13814 | 0.14059 | 0.14309 | 0.14563 | 0.14822
F6_Commercial_Retail (WA)_Existing_Water Heating_Natural Gas_Water Heater_E4 | F6 | Commercial | Retail (WA) | Existing | Water Heating | Natural Gas | Water Heater | E4 | Utility - Value of Sales | 0.092543 | 0.094404 | 0.096434 | 0.098643 | 0.10105 | 0.10388 | 0.10668 | 0.10935 | 0.11182 | 0.11426 | 0.1168 | 0.11918 | 0.12171 | 0.12419 | 0.12641 | 0.12849 | 0.13036 | 0.13219 | 0.1341 | 0.13594 | 0.1378 | 0.14023 | 0.1427 | 0.14524 | 0.14782 | 0.15044 | 0.15311
F6_Commercial_Retail (WA)_Existing_Water Heating_Natural Gas_Water Heater_E5 | F6 | Commercial | Retail (WA) | Existing | Water Heating | Natural Gas | Water Heater | E5 | Utility - Value of Sales | 0.054414 | 0.055483 | 0.056722 | 0.058157 | 0.059796 | 0.061794 | 0.063775 | 0.065637 | 0.067308 | 0.068925 | 0.07059 | 0.072094 | 0.073706 | 0.075263 | 0.076613 | 0.077842 | 0.078896 | 0.079908 | 0.08098 | 0.081988 | 0.083001 | 0.084466 | 0.085947 | 0.087474 | 0.089028 | 0.09061 | 0.09222
F6_Commercial_Retail (WA)_Existing_Water Heating_Natural Gas_Water Heater_E6 | F6 | Commercial | Retail (WA) | Existing | Water Heating | Natural Gas | Water Heater | E6 | Utility - Value of Sales | 0 | 0 | 0 | 0 | 0 | 0 | 0 | 0 | 0 | 0 | 0 | 0 | 0 | 0 | 0 | 0 | 0 | 0 | 0 | 0 | 0 | 0 | 0 | 0 | 0 | 0 | 0
F6_Commercial_Retail (WA)_Existing_Water Heating_Natural Gas_Water Heater_E7 | F6 | Commercial | Retail (WA) | Existing | Water Heating | Natural Gas | Water Heater | E7 | Utility - Value of Sales | 0 | 0 | 0 | 0 | 0 | 0 | 0 | 0 | 0 | 0 | 0 | 0 | 0 | 0 | 0 | 0 | 0 | 0 | 0 | 0 | 0 | 0 | 0 | 0 | 0 | 0 | 0
F6_Commercial_Retail (WA)_Existing_Water Heating_Natural Gas_Water Heater_E8 | F6 | Commercial | Retail (WA) | Existing | Water Heating | Natural Gas | Water Heater | E8 | Utility - Value of Sales | 0 | 0 | 0 | 0 | 0 | 0 | 0 | 0 | 0 | 0 | 0 | 0 | 0 | 0 | 0 | 0 | 0 | 0 | 0 | 0 | 0 | 0 | 0 | 0 | 0 | 0 | 0
F6_Commercial_Retail (WA)_Existing_Water Heating_Natural Gas_Water Heater_E9 | F6 | Commercial | Retail (WA) | Existing | Water Heating | Natural Gas | Water Heater | E9 | Utility - Value of Sales | 0 | 0 | 0 | 0 | 0 | 0 | 0 | 0 | 0 | 0 | 0 | 0 | 0 | 0 | 0 | 0 | 0 | 0 | 0 | 0 | 0 | 0 | 0 | 0 | 0 | 0 | 0
F6_Commercial_Retail (WA)_Existing_Water Heating_Natural Gas_Water Heater_E10 | F6 | Commercial | Retail (WA) | Existing | Water Heating | Natural Gas | Water Heater | E10 | Utility - Value of Sales | 0 | 0 | 0 | 0 | 0 | 0 | 0 | 0 | 0 | 0 | 0 | 0 | 0 | 0 | 0 | 0 | 0 | 0 | 0 | 0 | 0 | 0 | 0 | 0 | 0 | 0 | 0
F1_Commercial_Retail (WA)_Existing_Food Preparation_Natural Gas_Oven_E1 | F1 | Commercial | Retail (WA) | Existing | Food Preparation | Natural Gas | Oven | E1 | RVT - Cost of Equipment | 0.0021735 | 0.0021735 | 0.0021735 | 0.0021735 | 0.0021735 | 0.0021735 | 0.0021735 | 0.0021735 | 0.0021735 | 0.0021735 | 0.0021735 | 0.0021735 | 0.0021735 | 0.0021735 | 0.0021735 | 0.0021735 | 0.0021735 | 0.0021735 | 0.0021735 | 0.0021735 | 0.0021735 | 0.0021735 | 0.0021735 | 0.0021735 | 0.0021735 | 0.0021735 | 0.0021735
F1_Commercial_Retail (WA)_Existing_Food Preparation_Natural Gas_Oven_E2 | F1 | Commercial | Retail (WA) | Existing | Food Preparation | Natural Gas | Oven | E2 | RVT - Cost of Equipment | 0.0029616 | 0.0029616 | 0.0029616 | 0.0029616 | 0.0029616 | 0.0029616 | 0.0029616 | 0.0029616 | 0.0029616 | 0.0029616 | 0.0029616 | 0.0029616 | 0.0029616 | 0.0029616 | 0.0029616 | 0.0029616 | 0.0029616 | 0.0029616 | 0.0029616 | 0.0029616 | 0.0029616 | 0.0029616 | 0.0029616 | 0.0029616 | 0.0029616 | 0.0029616 | 0.0029616
F1_Commercial_Retail (WA)_Existing_Food Preparation_Natural Gas_Oven_E3 | F1 | Commercial | Retail (WA) | Existing | Food Preparation | Natural Gas | Oven | E3 | RVT - Cost of Equipment | 0 | 0 | 0 | 0 | 0 | 0 | 0 | 0 | 0 | 0 | 0 | 0 | 0 | 0 | 0 | 0 | 0 | 0 | 0 | 0 | 0 | 0 | 0 | 0 | 0 | 0 | 0
F1_Commercial_Retail (WA)_Existing_Food Preparation_Natural Gas_Oven_E4 | F1 | Commercial | Retail (WA) | Existing | Food Preparation | Natural Gas | Oven | E4 | RVT - Cost of Equipment | 0 | 0 | 0 | 0 | 0 | 0 | 0 | 0 | 0 | 0 | 0 | 0 | 0 | 0 | 0 | 0 | 0 | 0 | 0 | 0 | 0 | 0 | 0 | 0 | 0 | 0 | 0
F1_Commercial_Retail (WA)_Existing_Food Preparation_Natural Gas_Oven_E5 | F1 | Commercial | Retail (WA) | Existing | Food Preparation | Natural Gas | Oven | E5 | RVT - Cost of Equipment | 0 | 0 | 0 | 0 | 0 | 0 | 0 | 0 | 0 | 0 | 0 | 0 | 0 | 0 | 0 | 0 | 0 | 0 | 0 | 0 | 0 | 0 | 0 | 0 | 0 | 0 | 0
F1_Commercial_Retail (WA)_Existing_Food Preparation_Natural Gas_Oven_E6 | F1 | Commercial | Retail (WA) | Existing | Food Preparation | Natural Gas | Oven | E6 | RVT - Cost of Equipment | 0 | 0 | 0 | 0 | 0 | 0 | 0 | 0 | 0 | 0 | 0 | 0 | 0 | 0 | 0 | 0 | 0 | 0 | 0 | 0 | 0 | 0 | 0 | 0 | 0 | 0 | 0
F1_Commercial_Retail (WA)_Existing_Food Preparation_Natural Gas_Oven_E7 | F1 | Commercial | Retail (WA) | Existing | Food Preparation | Natural Gas | Oven | E7 | RVT - Cost of Equipment | 0 | 0 | 0 | 0 | 0 | 0 | 0 | 0 | 0 | 0 | 0 | 0 | 0 | 0 | 0 | 0 | 0 | 0 | 0 | 0 | 0 | 0 | 0 | 0 | 0 | 0 | 0
F1_Commercial_Retail (WA)_Existing_Food Preparation_Natural Gas_Oven_E8 | F1 | Commercial | Retail (WA) | Existing | Food Preparation | Natural Gas | Oven | E8 | RVT - Cost of Equipment | 0 | 0 | 0 | 0 | 0 | 0 | 0 | 0 | 0 | 0 | 0 | 0 | 0 | 0 | 0 | 0 | 0 | 0 | 0 | 0 | 0 | 0 | 0 | 0 | 0 | 0 | 0
F1_Commercial_Retail (WA)_Existing_Food Preparation_Natural Gas_Oven_E9 | F1 | Commercial | Retail (WA) | Existing | Food Preparation | Natural Gas | Oven | E9 | RVT - Cost of Equipment | 0 | 0 | 0 | 0 | 0 | 0 | 0 | 0 | 0 | 0 | 0 | 0 | 0 | 0 | 0 | 0 | 0 | 0 | 0 | 0 | 0 | 0 | 0 | 0 | 0 | 0 | 0
F1_Commercial_Retail (WA)_Existing_Food Preparation_Natural Gas_Oven_E10 | F1 | Commercial | Retail (WA) | Existing | Food Preparation | Natural Gas | Oven | E10 | RVT - Cost of Equipment | 0 | 0 | 0 | 0 | 0 | 0 | 0 | 0 | 0 | 0 | 0 | 0 | 0 | 0 | 0 | 0 | 0 | 0 | 0 | 0 | 0 | 0 | 0 | 0 | 0 | 0 | 0
F2_Commercial_Retail (WA)_Existing_Food Preparation_Natural Gas_Oven_E1 | F2 | Commercial | Retail (WA) | Existing | Food Preparation | Natural Gas | Oven | E1 | RVT - Cost of Operation | 0.77666 | 0.78958 | 0.80534 | 0.82449 | 0.84727 | 0.87738 | 0.90826 | 0.93814 | 0.96564 | 0.99206 | 1.0192 | 1.0434 | 1.0687 | 1.0921 | 1.1117 | 1.1292 | 1.1435 | 1.157 | 1.1714 | 1.1847 | 1.198 | 1.2191 | 1.2404 | 1.2624 | 1.2849 | 1.3077 | 1.3309
F2_Commercial_Retail (WA)_Existing_Food Preparation_Natural Gas_Oven_E2 | F2 | Commercial | Retail (WA) | Existing | Food Preparation | Natural Gas | Oven | E2 | RVT - Cost of Operation | 0.5515 | 0.56068 | 0.57187 | 0.58546 | 0.60164 | 0.62302 | 0.64495 | 0.66617 | 0.6857 | 0.70446 | 0.72372 | 0.74093 | 0.75888 | 0.77547 | 0.78945 | 0.80183 | 0.81199 | 0.82156 | 0.83183 | 0.84125 | 0.85067 | 0.86567 | 0.88081 | 0.89646 | 0.91238 | 0.92859 | 0.94509
F2_Commercial_Retail (WA)_Existing_Food Preparation_Natural Gas_Oven_E3 | F2 | Commercial | Retail (WA) | Existing | Food Preparation | Natural Gas | Oven | E3 | RVT - Cost of Operation | 0 | 0 | 0 | 0 | 0 | 0 | 0 | 0 | 0 | 0 | 0 | 0 | 0 | 0 | 0 | 0 | 0 | 0 | 0 | 0 | 0 | 0 | 0 | 0 | 0 | 0 | 0
F2_Commercial_Retail (WA)_Existing_Food Preparation_Natural Gas_Oven_E4 | F2 | Commercial | Retail (WA) | Existing | Food Preparation | Natural Gas | Oven | E4 | RVT - Cost of Operation | 0 | 0 | 0 | 0 | 0 | 0 | 0 | 0 | 0 | 0 | 0 | 0 | 0 | 0 | 0 | 0 | 0 | 0 | 0 | 0 | 0 | 0 | 0 | 0 | 0 | 0 | 0
F2_Commercial_Retail (WA)_Existing_Food Preparation_Natural Gas_Oven_E5 | F2 | Commercial | Retail (WA) | Existing | Food Preparation | Natural Gas | Oven | E5 | RVT - Cost of Operation | 0 | 0 | 0 | 0 | 0 | 0 | 0 | 0 | 0 | 0 | 0 | 0 | 0 | 0 | 0 | 0 | 0 | 0 | 0 | 0 | 0 | 0 | 0 | 0 | 0 | 0 | 0
F2_Commercial_Retail (WA)_Existing_Food Preparation_Natural Gas_Oven_E6 | F2 | Commercial | Retail (WA) | Existing | Food Preparation | Natural Gas | Oven | E6 | RVT - Cost of Operation | 0 | 0 | 0 | 0 | 0 | 0 | 0 | 0 | 0 | 0 | 0 | 0 | 0 | 0 | 0 | 0 | 0 | 0 | 0 | 0 | 0 | 0 | 0 | 0 | 0 | 0 | 0
F2_Commercial_Retail (WA)_Existing_Food Preparation_Natural Gas_Oven_E7 | F2 | Commercial | Retail (WA) | Existing | Food Preparation | Natural Gas | Oven | E7 | RVT - Cost of Operation | 0 | 0 | 0 | 0 | 0 | 0 | 0 | 0 | 0 | 0 | 0 | 0 | 0 | 0 | 0 | 0 | 0 | 0 | 0 | 0 | 0 | 0 | 0 | 0 | 0 | 0 | 0
F2_Commercial_Retail (WA)_Existing_Food Preparation_Natural Gas_Oven_E8 | F2 | Commercial | Retail (WA) | Existing | Food Preparation | Natural Gas | Oven | E8 | RVT - Cost of Operation | 0 | 0 | 0 | 0 | 0 | 0 | 0 | 0 | 0 | 0 | 0 | 0 | 0 | 0 | 0 | 0 | 0 | 0 | 0 | 0 | 0 | 0 | 0 | 0 | 0 | 0 | 0
F2_Commercial_Retail (WA)_Existing_Food Preparation_Natural Gas_Oven_E9 | F2 | Commercial | Retail (WA) | Existing | Food Preparation | Natural Gas | Oven | E9 | RVT - Cost of Operation | 0 | 0 | 0 | 0 | 0 | 0 | 0 | 0 | 0 | 0 | 0 | 0 | 0 | 0 | 0 | 0 | 0 | 0 | 0 | 0 | 0 | 0 | 0 | 0 | 0 | 0 | 0
F2_Commercial_Retail (WA)_Existing_Food Preparation_Natural Gas_Oven_E10 | F2 | Commercial | Retail (WA) | Existing | Food Preparation | Natural Gas | Oven | E10 | RVT - Cost of Operation | 0 | 0 | 0 | 0 | 0 | 0 | 0 | 0 | 0 | 0 | 0 | 0 | 0 | 0 | 0 | 0 | 0 | 0 | 0 | 0 | 0 | 0 | 0 | 0 | 0 | 0 | 0
F3_Commercial_Retail (WA)_Existing_Food Preparation_Natural Gas_Oven_E1 | F3 | Commercial | Retail (WA) | Existing | Food Preparation | Natural Gas | Oven | E1 | System - kBTUs of Consumption | 188.254 | 188.254 | 188.254 | 188.254 | 188.254 | 188.254 | 188.254 | 188.254 | 188.254 | 188.254 | 188.254 | 188.254 | 188.254 | 188.254 | 188.254 | 188.254 | 188.254 | 188.254 | 188.254 | 188.254 | 188.254 | 188.254 | 188.254 | 188.254 | 188.254 | 188.254 | 188.254
F3_Commercial_Retail (WA)_Existing_Food Preparation_Natural Gas_Oven_E2 | F3 | Commercial | Retail (WA) | Existing | Food Preparation | Natural Gas | Oven | E2 | System - kBTUs of Consumption | 133.6784 | 133.6784 | 133.6784 | 133.6784 | 133.6784 | 133.6784 | 133.6784 | 133.6784 | 133.6784 | 133.6784 | 133.6784 | 133.6784 | 133.6784 | 133.6784 | 133.6784 | 133.6784 | 133.6784 | 133.6784 | 133.6784 | 133.6784 | 133.6784 | 133.6784 | 133.6784 | 133.6784 | 133.6784 | 133.6784 | 133.6784
F3_Commercial_Retail (WA)_Existing_Food Preparation_Natural Gas_Oven_E3 | F3 | Commercial | Retail (WA) | Existing | Food Preparation | Natural Gas | Oven | E3 | System - kBTUs of Consumption | 0 | 0 | 0 | 0 | 0 | 0 | 0 | 0 | 0 | 0 | 0 | 0 | 0 | 0 | 0 | 0 | 0 | 0 | 0 | 0 | 0 | 0 | 0 | 0 | 0 | 0 | 0
F3_Commercial_Retail (WA)_Existing_Food Preparation_Natural Gas_Oven_E4 | F3 | Commercial | Retail (WA) | Existing | Food Preparation | Natural Gas | Oven | E4 | System - kBTUs of Consumption | 0 | 0 | 0 | 0 | 0 | 0 | 0 | 0 | 0 | 0 | 0 | 0 | 0 | 0 | 0 | 0 | 0 | 0 | 0 | 0 | 0 | 0 | 0 | 0 | 0 | 0 | 0
F3_Commercial_Retail (WA)_Existing_Food Preparation_Natural Gas_Oven_E5 | F3 | Commercial | Retail (WA) | Existing | Food Preparation | Natural Gas | Oven | E5 | System - kBTUs of Consumption | 0 | 0 | 0 | 0 | 0 | 0 | 0 | 0 | 0 | 0 | 0 | 0 | 0 | 0 | 0 | 0 | 0 | 0 | 0 | 0 | 0 | 0 | 0 | 0 | 0 | 0 | 0
F3_Commercial_Retail (WA)_Existing_Food Preparation_Natural Gas_Oven_E6 | F3 | Commercial | Retail (WA) | Existing | Food Preparation | Natural Gas | Oven | E6 | System - kBTUs of Consumption | 0 | 0 | 0 | 0 | 0 | 0 | 0 | 0 | 0 | 0 | 0 | 0 | 0 | 0 | 0 | 0 | 0 | 0 | 0 | 0 | 0 | 0 | 0 | 0 | 0 | 0 | 0
F3_Commercial_Retail (WA)_Existing_Food Preparation_Natural Gas_Oven_E7 | F3 | Commercial | Retail (WA) | Existing | Food Preparation | Natural Gas | Oven | E7 | System - kBTUs of Consumption | 0 | 0 | 0 | 0 | 0 | 0 | 0 | 0 | 0 | 0 | 0 | 0 | 0 | 0 | 0 | 0 | 0 | 0 | 0 | 0 | 0 | 0 | 0 | 0 | 0 | 0 | 0
F3_Commercial_Retail (WA)_Existing_Food Preparation_Natural Gas_Oven_E8 | F3 | Commercial | Retail (WA) | Existing | Food Preparation | Natural Gas | Oven | E8 | System - kBTUs of Consumption | 0 | 0 | 0 | 0 | 0 | 0 | 0 | 0 | 0 | 0 | 0 | 0 | 0 | 0 | 0 | 0 | 0 | 0 | 0 | 0 | 0 | 0 | 0 | 0 | 0 | 0 | 0
F3_Commercial_Retail (WA)_Existing_Food Preparation_Natural Gas_Oven_E9 | F3 | Commercial | Retail (WA) | Existing | Food Preparation | Natural Gas | Oven | E9 | System - kBTUs of Consumption | 0 | 0 | 0 | 0 | 0 | 0 | 0 | 0 | 0 | 0 | 0 | 0 | 0 | 0 | 0 | 0 | 0 | 0 | 0 | 0 | 0 | 0 | 0 | 0 | 0 | 0 | 0
F3_Commercial_Retail (WA)_Existing_Food Preparation_Natural Gas_Oven_E10 | F3 | Commercial | Retail (WA) | Existing | Food Preparation | Natural Gas | Oven | E10 | System - kBTUs of Consumption | 0 | 0 | 0 | 0 | 0 | 0 | 0 | 0 | 0 | 0 | 0 | 0 | 0 | 0 | 0 | 0 | 0 | 0 | 0 | 0 | 0 | 0 | 0 | 0 | 0 | 0 | 0
F4_Commercial_Retail (WA)_Existing_Food Preparation_Natural Gas_Oven_E1 | F4 | Commercial | Retail (WA) | Existing | Food Preparation | Natural Gas | Oven | E1 | Utility - Cost of Equipment | 0.0021735 | 0.0021735 | 0.0021735 | 0.0021735 | 0.0021735 | 0.0021735 | 0.0021735 | 0.0021735 | 0.0021735 | 0.0021735 | 0.0021735 | 0.0021735 | 0.0021735 | 0.0021735 | 0.0021735 | 0.0021735 | 0.0021735 | 0.0021735 | 0.0021735 | 0.0021735 | 0.0021735 | 0.0021735 | 0.0021735 | 0.0021735 | 0.0021735 | 0.0021735 | 0.0021735
F4_Commercial_Retail (WA)_Existing_Food Preparation_Natural Gas_Oven_E2 | F4 | Commercial | Retail (WA) | Existing | Food Preparation | Natural Gas | Oven | E2 | Utility - Cost of Equipment | 0.0029616 | 0.0029616 | 0.0029616 | 0.0029616 | 0.0029616 | 0.0029616 | 0.0029616 | 0.0029616 | 0.0029616 | 0.0029616 | 0.0029616 | 0.0029616 | 0.0029616 | 0.0029616 | 0.0029616 | 0.0029616 | 0.0029616 | 0.0029616 | 0.0029616 | 0.0029616 | 0.0029616 | 0.0029616 | 0.0029616 | 0.0029616 | 0.0029616 | 0.0029616 | 0.0029616
F4_Commercial_Retail (WA)_Existing_Food Preparation_Natural Gas_Oven_E3 | F4 | Commercial | Retail (WA) | Existing | Food Preparation | Natural Gas | Oven | E3 | Utility - Cost of Equipment | 0 | 0 | 0 | 0 | 0 | 0 | 0 | 0 | 0 | 0 | 0 | 0 | 0 | 0 | 0 | 0 | 0 | 0 | 0 | 0 | 0 | 0 | 0 | 0 | 0 | 0 | 0
F4_Commercial_Retail (WA)_Existing_Food Preparation_Natural Gas_Oven_E4 | F4 | Commercial | Retail (WA) | Existing | Food Preparation | Natural Gas | Oven | E4 | Utility - Cost of Equipment | 0 | 0 | 0 | 0 | 0 | 0 | 0 | 0 | 0 | 0 | 0 | 0 | 0 | 0 | 0 | 0 | 0 | 0 | 0 | 0 | 0 | 0 | 0 | 0 | 0 | 0 | 0
F4_Commercial_Retail (WA)_Existing_Food Preparation_Natural Gas_Oven_E5 | F4 | Commercial | Retail (WA) | Existing | Food Preparation | Natural Gas | Oven | E5 | Utility - Cost of Equipment | 0 | 0 | 0 | 0 | 0 | 0 | 0 | 0 | 0 | 0 | 0 | 0 | 0 | 0 | 0 | 0 | 0 | 0 | 0 | 0 | 0 | 0 | 0 | 0 | 0 | 0 | 0
F4_Commercial_Retail (WA)_Existing_Food Preparation_Natural Gas_Oven_E6 | F4 | Commercial | Retail (WA) | Existing | Food Preparation | Natural Gas | Oven | E6 | Utility - Cost of Equipment | 0 | 0 | 0 | 0 | 0 | 0 | 0 | 0 | 0 | 0 | 0 | 0 | 0 | 0 | 0 | 0 | 0 | 0 | 0 | 0 | 0 | 0 | 0 | 0 | 0 | 0 | 0
F4_Commercial_Retail (WA)_Existing_Food Preparation_Natural Gas_Oven_E7 | F4 | Commercial | Retail (WA) | Existing | Food Preparation | Natural Gas | Oven | E7 | Utility - Cost of Equipment | 0 | 0 | 0 | 0 | 0 | 0 | 0 | 0 | 0 | 0 | 0 | 0 | 0 | 0 | 0 | 0 | 0 | 0 | 0 | 0 | 0 | 0 | 0 | 0 | 0 | 0 | 0
F4_Commercial_Retail (WA)_Existing_Food Preparation_Natural Gas_Oven_E8 | F4 | Commercial | Retail (WA) | Existing | Food Preparation | Natural Gas | Oven | E8 | Utility - Cost of Equipment | 0 | 0 | 0 | 0 | 0 | 0 | 0 | 0 | 0 | 0 | 0 | 0 | 0 | 0 | 0 | 0 | 0 | 0 | 0 | 0 | 0 | 0 | 0 | 0 | 0 | 0 | 0
F4_Commercial_Retail (WA)_Existing_Food Preparation_Natural Gas_Oven_E9 | F4 | Commercial | Retail (WA) | Existing | Food Preparation | Natural Gas | Oven | E9 | Utility - Cost of Equipment | 0 | 0 | 0 | 0 | 0 | 0 | 0 | 0 | 0 | 0 | 0 | 0 | 0 | 0 | 0 | 0 | 0 | 0 | 0 | 0 | 0 | 0 | 0 | 0 | 0 | 0 | 0
F4_Commercial_Retail (WA)_Existing_Food Preparation_Natural Gas_Oven_E10 | F4 | Commercial | Retail (WA) | Existing | Food Preparation | Natural Gas | Oven | E10 | Utility - Cost of Equipment | 0 | 0 | 0 | 0 | 0 | 0 | 0 | 0 | 0 | 0 | 0 | 0 | 0 | 0 | 0 | 0 | 0 | 0 | 0 | 0 | 0 | 0 | 0 | 0 | 0 | 0 | 0
F5_Commercial_Retail (WA)_Existing_Food Preparation_Natural Gas_Oven_E1 | F5 | Commercial | Retail (WA) | Existing | Food Preparation | Natural Gas | Oven | E1 | Utility - Cost of Operation | 0.65288 | 0.66795 | 0.68691 | 0.70928 | 0.73529 | 0.76809 | 0.80226 | 0.83632 | 0.86918 | 0.90249 | 0.92849 | 0.95267 | 0.97874 | 1.0041 | 1.0265 | 1.0473 | 1.0656 | 1.0835 | 1.1029 | 1.1216 | 1.1409 | 1.161 | 1.1813 | 1.2023 | 1.2237 | 1.2454 | 1.2676
F5_Commercial_Retail (WA)_Existing_Food Preparation_Natural Gas_Oven_E2 | F5 | Commercial | Retail (WA) | Existing | Food Preparation | Natural Gas | Oven | E2 | Utility - Cost of Operation | 0.46361 | 0.47431 | 0.48777 | 0.50366 | 0.52212 | 0.54542 | 0.56968 | 0.59387 | 0.6172 | 0.64085 | 0.65931 | 0.67649 | 0.695 | 0.71303 | 0.72894 | 0.74367 | 0.75666 | 0.76942 | 0.78315 | 0.79647 | 0.81016 | 0.82445 | 0.83887 | 0.85377 | 0.86894 | 0.88438 | 0.90009
F5_Commercial_Retail (WA)_Existing_Food Preparation_Natural Gas_Oven_E3 | F5 | Commercial | Retail (WA) | Existing | Food Preparation | Natural Gas | Oven | E3 | Utility - Cost of Operation | 0 | 0 | 0 | 0 | 0 | 0 | 0 | 0 | 0 | 0 | 0 | 0 | 0 | 0 | 0 | 0 | 0 | 0 | 0 | 0 | 0 | 0 | 0 | 0 | 0 | 0 | 0
F5_Commercial_Retail (WA)_Existing_Food Preparation_Natural Gas_Oven_E4 | F5 | Commercial | Retail (WA) | Existing | Food Preparation | Natural Gas | Oven | E4 | Utility - Cost of Operation | 0 | 0 | 0 | 0 | 0 | 0 | 0 | 0 | 0 | 0 | 0 | 0 | 0 | 0 | 0 | 0 | 0 | 0 | 0 | 0 | 0 | 0 | 0 | 0 | 0 | 0 | 0
F5_Commercial_Retail (WA)_Existing_Food Preparation_Natural Gas_Oven_E5 | F5 | Commercial | Retail (WA) | Existing | Food Preparation | Natural Gas | Oven | E5 | Utility - Cost of Operation | 0 | 0 | 0 | 0 | 0 | 0 | 0 | 0 | 0 | 0 | 0 | 0 | 0 | 0 | 0 | 0 | 0 | 0 | 0 | 0 | 0 | 0 | 0 | 0 | 0 | 0 | 0
F5_Commercial_Retail (WA)_Existing_Food Preparation_Natural Gas_Oven_E6 | F5 | Commercial | Retail (WA) | Existing | Food Preparation | Natural Gas | Oven | E6 | Utility - Cost of Operation | 0 | 0 | 0 | 0 | 0 | 0 | 0 | 0 | 0 | 0 | 0 | 0 | 0 | 0 | 0 | 0 | 0 | 0 | 0 | 0 | 0 | 0 | 0 | 0 | 0 | 0 | 0
F5_Commercial_Retail (WA)_Existing_Food Preparation_Natural Gas_Oven_E7 | F5 | Commercial | Retail (WA) | Existing | Food Preparation | Natural Gas | Oven | E7 | Utility - Cost of Operation | 0 | 0 | 0 | 0 | 0 | 0 | 0 | 0 | 0 | 0 | 0 | 0 | 0 | 0 | 0 | 0 | 0 | 0 | 0 | 0 | 0 | 0 | 0 | 0 | 0 | 0 | 0
F5_Commercial_Retail (WA)_Existing_Food Preparation_Natural Gas_Oven_E8 | F5 | Commercial | Retail (WA) | Existing | Food Preparation | Natural Gas | Oven | E8 | Utility - Cost of Operation | 0 | 0 | 0 | 0 | 0 | 0 | 0 | 0 | 0 | 0 | 0 | 0 | 0 | 0 | 0 | 0 | 0 | 0 | 0 | 0 | 0 | 0 | 0 | 0 | 0 | 0 | 0
F5_Commercial_Retail (WA)_Existing_Food Preparation_Natural Gas_Oven_E9 | F5 | Commercial | Retail (WA) | Existing | Food Preparation | Natural Gas | Oven | E9 | Utility - Cost of Operation | 0 | 0 | 0 | 0 | 0 | 0 | 0 | 0 | 0 | 0 | 0 | 0 | 0 | 0 | 0 | 0 | 0 | 0 | 0 | 0 | 0 | 0 | 0 | 0 | 0 | 0 | 0
F5_Commercial_Retail (WA)_Existing_Food Preparation_Natural Gas_Oven_E10 | F5 | Commercial | Retail (WA) | Existing | Food Preparation | Natural Gas | Oven | E10 | Utility - Cost of Operation | 0 | 0 | 0 | 0 | 0 | 0 | 0 | 0 | 0 | 0 | 0 | 0 | 0 | 0 | 0 | 0 | 0 | 0 | 0 | 0 | 0 | 0 | 0 | 0 | 0 | 0 | 0
F6_Commercial_Retail (WA)_Existing_Food Preparation_Natural Gas_Oven_E1 | F6 | Commercial | Retail (WA) | Existing | Food Preparation | Natural Gas | Oven | E1 | Utility - Value of Sales | 0.77666 | 0.78958 | 0.80534 | 0.82449 | 0.84727 | 0.87738 | 0.90826 | 0.93814 | 0.96564 | 0.99206 | 1.0192 | 1.0434 | 1.0687 | 1.0921 | 1.1117 | 1.1292 | 1.1435 | 1.157 | 1.1714 | 1.1847 | 1.198 | 1.2191 | 1.2404 | 1.2624 | 1.2849 | 1.3077 | 1.3309
F6_Commercial_Retail (WA)_Existing_Food Preparation_Natural Gas_Oven_E2 | F6 | Commercial | Retail (WA) | Existing | Food Preparation | Natural Gas | Oven | E2 | Utility - Value of Sales | 0.5515 | 0.56068 | 0.57187 | 0.58546 | 0.60164 | 0.62302 | 0.64495 | 0.66617 | 0.6857 | 0.70446 | 0.72372 | 0.74093 | 0.75888 | 0.77547 | 0.78945 | 0.80183 | 0.81199 | 0.82156 | 0.83183 | 0.84125 | 0.85067 | 0.86567 | 0.88081 | 0.89646 | 0.91238 | 0.92859 | 0.94509
F6_Commercial_Retail (WA)_Existing_Food Preparation_Natural Gas_Oven_E3 | F6 | Commercial | Retail (WA) | Existing | Food Preparation | Natural Gas | Oven | E3 | Utility - Value of Sales | 0 | 0 | 0 | 0 | 0 | 0 | 0 | 0 | 0 | 0 | 0 | 0 | 0 | 0 | 0 | 0 | 0 | 0 | 0 | 0 | 0 | 0 | 0 | 0 | 0 | 0 | 0
F6_Commercial_Retail (WA)_Existing_Food Preparation_Natural Gas_Oven_E4 | F6 | Commercial | Retail (WA) | Existing | Food Preparation | Natural Gas | Oven | E4 | Utility - Value of Sales | 0 | 0 | 0 | 0 | 0 | 0 | 0 | 0 | 0 | 0 | 0 | 0 | 0 | 0 | 0 | 0 | 0 | 0 | 0 | 0 | 0 | 0 | 0 | 0 | 0 | 0 | 0
F6_Commercial_Retail (WA)_Existing_Food Preparation_Natural Gas_Oven_E5 | F6 | Commercial | Retail (WA) | Existing | Food Preparation | Natural Gas | Oven | E5 | Utility - Value of Sales | 0 | 0 | 0 | 0 | 0 | 0 | 0 | 0 | 0 | 0 | 0 | 0 | 0 | 0 | 0 | 0 | 0 | 0 | 0 | 0 | 0 | 0 | 0 | 0 | 0 | 0 | 0
F6_Commercial_Retail (WA)_Existing_Food Preparation_Natural Gas_Oven_E6 | F6 | Commercial | Retail (WA) | Existing | Food Preparation | Natural Gas | Oven | E6 | Utility - Value of Sales | 0 | 0 | 0 | 0 | 0 | 0 | 0 | 0 | 0 | 0 | 0 | 0 | 0 | 0 | 0 | 0 | 0 | 0 | 0 | 0 | 0 | 0 | 0 | 0 | 0 | 0 | 0
F6_Commercial_Retail (WA)_Existing_Food Preparation_Natural Gas_Oven_E7 | F6 | Commercial | Retail (WA) | Existing | Food Preparation | Natural Gas | Oven | E7 | Utility - Value of Sales | 0 | 0 | 0 | 0 | 0 | 0 | 0 | 0 | 0 | 0 | 0 | 0 | 0 | 0 | 0 | 0 | 0 | 0 | 0 | 0 | 0 | 0 | 0 | 0 | 0 | 0 | 0
F6_Commercial_Retail (WA)_Existing_Food Preparation_Natural Gas_Oven_E8 | F6 | Commercial | Retail (WA) | Existing | Food Preparation | Natural Gas | Oven | E8 | Utility - Value of Sales | 0 | 0 | 0 | 0 | 0 | 0 | 0 | 0 | 0 | 0 | 0 | 0 | 0 | 0 | 0 | 0 | 0 | 0 | 0 | 0 | 0 | 0 | 0 | 0 | 0 | 0 | 0
F6_Commercial_Retail (WA)_Existing_Food Preparation_Natural Gas_Oven_E9 | F6 | Commercial | Retail (WA) | Existing | Food Preparation | Natural Gas | Oven | E9 | Utility - Value of Sales | 0 | 0 | 0 | 0 | 0 | 0 | 0 | 0 | 0 | 0 | 0 | 0 | 0 | 0 | 0 | 0 | 0 | 0 | 0 | 0 | 0 | 0 | 0 | 0 | 0 | 0 | 0
F6_Commercial_Retail (WA)_Existing_Food Preparation_Natural Gas_Oven_E10 | F6 | Commercial | Retail (WA) | Existing | Food Preparation | Natural Gas | Oven | E10 | Utility - Value of Sales | 0 | 0 | 0 | 0 | 0 | 0 | 0 | 0 | 0 | 0 | 0 | 0 | 0 | 0 | 0 | 0 | 0 | 0 | 0 | 0 | 0 | 0 | 0 | 0 | 0 | 0 | 0
F1_Commercial_Retail (WA)_Existing_Food Preparation_Natural Gas_Conveyor Oven_E1 | F1 | Commercial | Retail (WA) | Existing | Food Preparation | Natural Gas | Conveyor Oven | E1 | RVT - Cost of Equipment | 0.0012591 | 0.0012591 | 0.0012591 | 0.0012591 | 0.0012591 | 0.0012591 | 0.0012591 | 0.0012591 | 0.0012591 | 0.0012591 | 0.0012591 | 0.0012591 | 0.0012591 | 0.0012591 | 0.0012591 | 0.0012591 | 0.0012591 | 0.0012591 | 0.0012591 | 0.0012591 | 0.0012591 | 0.0012591 | 0.0012591 | 0.0012591 | 0.0012591 | 0.0012591 | 0.0012591
F1_Commercial_Retail (WA)_Existing_Food Preparation_Natural Gas_Conveyor Oven_E2 | F1 | Commercial | Retail (WA) | Existing | Food Preparation | Natural Gas | Conveyor Oven | E2 | RVT - Cost of Equipment | 0.0026674 | 0.0026674 | 0.0026674 | 0.0026674 | 0.0026674 | 0.0026674 | 0.0026674 | 0.0026674 | 0.0026674 | 0.0026674 | 0.0026674 | 0.0026674 | 0.0026674 | 0.0026674 | 0.0026674 | 0.0026674 | 0.0026674 | 0.0026674 | 0.0026674 | 0.0026674 | 0.0026674 | 0.0026674 | 0.0026674 | 0.0026674 | 0.0026674 | 0.0026674 | 0.0026674
F1_Commercial_Retail (WA)_Existing_Food Preparation_Natural Gas_Conveyor Oven_E3 | F1 | Commercial | Retail (WA) | Existing | Food Preparation | Natural Gas | Conveyor Oven | E3 | RVT - Cost of Equipment | 0 | 0 | 0 | 0 | 0 | 0 | 0 | 0 | 0 | 0 | 0 | 0 | 0 | 0 | 0 | 0 | 0 | 0 | 0 | 0 | 0 | 0 | 0 | 0 | 0 | 0 | 0
F1_Commercial_Retail (WA)_Existing_Food Preparation_Natural Gas_Conveyor Oven_E4 | F1 | Commercial | Retail (WA) | Existing | Food Preparation | Natural Gas | Conveyor Oven | E4 | RVT - Cost of Equipment | 0 | 0 | 0 | 0 | 0 | 0 | 0 | 0 | 0 | 0 | 0 | 0 | 0 | 0 | 0 | 0 | 0 | 0 | 0 | 0 | 0 | 0 | 0 | 0 | 0 | 0 | 0
F1_Commercial_Retail (WA)_Existing_Food Preparation_Natural Gas_Conveyor Oven_E5 | F1 | Commercial | Retail (WA) | Existing | Food Preparation | Natural Gas | Conveyor Oven | E5 | RVT - Cost of Equipment | 0 | 0 | 0 | 0 | 0 | 0 | 0 | 0 | 0 | 0 | 0 | 0 | 0 | 0 | 0 | 0 | 0 | 0 | 0 | 0 | 0 | 0 | 0 | 0 | 0 | 0 | 0
F1_Commercial_Retail (WA)_Existing_Food Preparation_Natural Gas_Conveyor Oven_E6 | F1 | Commercial | Retail (WA) | Existing | Food Preparation | Natural Gas | Conveyor Oven | E6 | RVT - Cost of Equipment | 0 | 0 | 0 | 0 | 0 | 0 | 0 | 0 | 0 | 0 | 0 | 0 | 0 | 0 | 0 | 0 | 0 | 0 | 0 | 0 | 0 | 0 | 0 | 0 | 0 | 0 | 0
F1_Commercial_Retail (WA)_Existing_Food Preparation_Natural Gas_Conveyor Oven_E7 | F1 | Commercial | Retail (WA) | Existing | Food Preparation | Natural Gas | Conveyor Oven | E7 | RVT - Cost of Equipment | 0 | 0 | 0 | 0 | 0 | 0 | 0 | 0 | 0 | 0 | 0 | 0 | 0 | 0 | 0 | 0 | 0 | 0 | 0 | 0 | 0 | 0 | 0 | 0 | 0 | 0 | 0
F1_Commercial_Retail (WA)_Existing_Food Preparation_Natural Gas_Conveyor Oven_E8 | F1 | Commercial | Retail (WA) | Existing | Food Preparation | Natural Gas | Conveyor Oven | E8 | RVT - Cost of Equipment | 0 | 0 | 0 | 0 | 0 | 0 | 0 | 0 | 0 | 0 | 0 | 0 | 0 | 0 | 0 | 0 | 0 | 0 | 0 | 0 | 0 | 0 | 0 | 0 | 0 | 0 | 0
F1_Commercial_Retail (WA)_Existing_Food Preparation_Natural Gas_Conveyor Oven_E9 | F1 | Commercial | Retail (WA) | Existing | Food Preparation | Natural Gas | Conveyor Oven | E9 | RVT - Cost of Equipment | 0 | 0 | 0 | 0 | 0 | 0 | 0 | 0 | 0 | 0 | 0 | 0 | 0 | 0 | 0 | 0 | 0 | 0 | 0 | 0 | 0 | 0 | 0 | 0 | 0 | 0 | 0
F1_Commercial_Retail (WA)_Existing_Food Preparation_Natural Gas_Conveyor Oven_E10 | F1 | Commercial | Retail (WA) | Existing | Food Preparation | Natural Gas | Conveyor Oven | E10 | RVT - Cost of Equipment | 0 | 0 | 0 | 0 | 0 | 0 | 0 | 0 | 0 | 0 | 0 | 0 | 0 | 0 | 0 | 0 | 0 | 0 | 0 | 0 | 0 | 0 | 0 | 0 | 0 | 0 | 0
F2_Commercial_Retail (WA)_Existing_Food Preparation_Natural Gas_Conveyor Oven_E1 | F2 | Commercial | Retail (WA) | Existing | Food Preparation | Natural Gas | Conveyor Oven | E1 | RVT - Cost of Operation | 1.3511 | 1.38 | 1.4114 | 1.4455 | 1.4824 | 1.5258 | 1.5684 | 1.6089 | 1.646 | 1.6825 | 1.7206 | 1.7562 | 1.7941 | 1.831 | 1.8638 | 1.8942 | 1.9212 | 1.9474 | 1.975 | 2.0013 | 2.0279 | 2.0637 | 2.1 | 2.1373 | 2.1752 | 2.2139 | 2.2532
F2_Commercial_Retail (WA)_Existing_Food Preparation_Natural Gas_Conveyor Oven_E2 | F2 | Commercial | Retail (WA) | Existing | Food Preparation | Natural Gas | Conveyor Oven | E2 | RVT - Cost of Operation | 1.0738 | 1.0967 | 1.1217 | 1.1488 | 1.1781 | 1.2126 | 1.2464 | 1.2786 | 1.3081 | 1.3371 | 1.3674 | 1.3957 | 1.4258 | 1.4552 | 1.4812 | 1.5054 | 1.5269 | 1.5477 | 1.5696 | 1.5905 | 1.6116 | 1.6401 | 1.6689 | 1.6986 | 1.7287 | 1.7595 | 1.7907
F2_Commercial_Retail (WA)_Existing_Food Preparation_Natural Gas_Conveyor Oven_E3 | F2 | Commercial | Retail (WA) | Existing | Food Preparation | Natural Gas | Conveyor Oven | E3 | RVT - Cost of Operation | 0 | 0 | 0 | 0 | 0 | 0 | 0 | 0 | 0 | 0 | 0 | 0 | 0 | 0 | 0 | 0 | 0 | 0 | 0 | 0 | 0 | 0 | 0 | 0 | 0 | 0 | 0
F2_Commercial_Retail (WA)_Existing_Food Preparation_Natural Gas_Conveyor Oven_E4 | F2 | Commercial | Retail (WA) | Existing | Food Preparation | Natural Gas | Conveyor Oven | E4 | RVT - Cost of Operation | 0 | 0 | 0 | 0 | 0 | 0 | 0 | 0 | 0 | 0 | 0 | 0 | 0 | 0 | 0 | 0 | 0 | 0 | 0 | 0 | 0 | 0 | 0 | 0 | 0 | 0 | 0
F2_Commercial_Retail (WA)_Existing_Food Preparation_Natural Gas_Conveyor Oven_E5 | F2 | Commercial | Retail (WA) | Existing | Food Preparation | Natural Gas | Conveyor Oven | E5 | RVT - Cost of Operation | 0 | 0 | 0 | 0 | 0 | 0 | 0 | 0 | 0 | 0 | 0 | 0 | 0 | 0 | 0 | 0 | 0 | 0 | 0 | 0 | 0 | 0 | 0 | 0 | 0 | 0 | 0
F2_Commercial_Retail (WA)_Existing_Food Preparation_Natural Gas_Conveyor Oven_E6 | F2 | Commercial | Retail (WA) | Existing | Food Preparation | Natural Gas | Conveyor Oven | E6 | RVT - Cost of Operation | 0 | 0 | 0 | 0 | 0 | 0 | 0 | 0 | 0 | 0 | 0 | 0 | 0 | 0 | 0 | 0 | 0 | 0 | 0 | 0 | 0 | 0 | 0 | 0 | 0 | 0 | 0
F2_Commercial_Retail (WA)_Existing_Food Preparation_Natural Gas_Conveyor Oven_E7 | F2 | Commercial | Retail (WA) | Existing | Food Preparation | Natural Gas | Conveyor Oven | E7 | RVT - Cost of Operation | 0 | 0 | 0 | 0 | 0 | 0 | 0 | 0 | 0 | 0 | 0 | 0 | 0 | 0 | 0 | 0 | 0 | 0 | 0 | 0 | 0 | 0 | 0 | 0 | 0 | 0 | 0
F2_Commercial_Retail (WA)_Existing_Food Preparation_Natural Gas_Conveyor Oven_E8 | F2 | Commercial | Retail (WA) | Existing | Food Preparation | Natural Gas | Conveyor Oven | E8 | RVT - Cost of Operation | 0 | 0 | 0 | 0 | 0 | 0 | 0 | 0 | 0 | 0 | 0 | 0 | 0 | 0 | 0 | 0 | 0 | 0 | 0 | 0 | 0 | 0 | 0 | 0 | 0 | 0 | 0
F2_Commercial_Retail (WA)_Existing_Food Preparation_Natural Gas_Conveyor Oven_E9 | F2 | Commercial | Retail (WA) | Existing | Food Preparation | Natural Gas | Conveyor Oven | E9 | RVT - Cost of Operation | 0 | 0 | 0 | 0 | 0 | 0 | 0 | 0 | 0 | 0 | 0 | 0 | 0 | 0 | 0 | 0 | 0 | 0 | 0 | 0 | 0 | 0 | 0 | 0 | 0 | 0 | 0
F2_Commercial_Retail (WA)_Existing_Food Preparation_Natural Gas_Conveyor Oven_E10 | F2 | Commercial | Retail (WA) | Existing | Food Preparation | Natural Gas | Conveyor Oven | E10 | RVT - Cost of Operation | 0 | 0 | 0 | 0 | 0 | 0 | 0 | 0 | 0 | 0 | 0 | 0 | 0 | 0 | 0 | 0 | 0 | 0 | 0 | 0 | 0 | 0 | 0 | 0 | 0 | 0 | 0
F3_Commercial_Retail (WA)_Existing_Food Preparation_Natural Gas_Conveyor Oven_E1 | F3 | Commercial | Retail (WA) | Existing | Food Preparation | Natural Gas | Conveyor Oven | E1 | System - kBTUs of Consumption | 303.8134 | 303.8134 | 303.8134 | 303.8134 | 303.8134 | 303.8134 | 303.8134 | 303.8134 | 303.8134 | 303.8134 | 303.8134 | 303.8134 | 303.8134 | 303.8134 | 303.8134 | 303.8134 | 303.8134 | 303.8134 | 303.8134 | 303.8134 | 303.8134 | 303.8134 | 303.8134 | 303.8134 | 303.8134 | 303.8134 | 303.8134
F3_Commercial_Retail (WA)_Existing_Food Preparation_Natural Gas_Conveyor Oven_E2 | F3 | Commercial | Retail (WA) | Existing | Food Preparation | Natural Gas | Conveyor Oven | E2 | System - kBTUs of Consumption | 241.4513 | 241.4513 | 241.4513 | 241.4513 | 241.4513 | 241.4513 | 241.4513 | 241.4513 | 241.4513 | 241.4513 | 241.4513 | 241.4513 | 241.4513 | 241.4513 | 241.4513 | 241.4513 | 241.4513 | 241.4513 | 241.4513 | 241.4513 | 241.4513 | 241.4513 | 241.4513 | 241.4513 | 241.4513 | 241.4513 | 241.4513
F3_Commercial_Retail (WA)_Existing_Food Preparation_Natural Gas_Conveyor Oven_E3 | F3 | Commercial | Retail (WA) | Existing | Food Preparation | Natural Gas | Conveyor Oven | E3 | System - kBTUs of Consumption | 0 | 0 | 0 | 0 | 0 | 0 | 0 | 0 | 0 | 0 | 0 | 0 | 0 | 0 | 0 | 0 | 0 | 0 | 0 | 0 | 0 | 0 | 0 | 0 | 0 | 0 | 0
F3_Commercial_Retail (WA)_Existing_Food Preparation_Natural Gas_Conveyor Oven_E4 | F3 | Commercial | Retail (WA) | Existing | Food Preparation | Natural Gas | Conveyor Oven | E4 | System - kBTUs of Consumption | 0 | 0 | 0 | 0 | 0 | 0 | 0 | 0 | 0 | 0 | 0 | 0 | 0 | 0 | 0 | 0 | 0 | 0 | 0 | 0 | 0 | 0 | 0 | 0 | 0 | 0 | 0
F3_Commercial_Retail (WA)_Existing_Food Preparation_Natural Gas_Conveyor Oven_E5 | F3 | Commercial | Retail (WA) | Existing | Food Preparation | Natural Gas | Conveyor Oven | E5 | System - kBTUs of Consumption | 0 | 0 | 0 | 0 | 0 | 0 | 0 | 0 | 0 | 0 | 0 | 0 | 0 | 0 | 0 | 0 | 0 | 0 | 0 | 0 | 0 | 0 | 0 | 0 | 0 | 0 | 0
F3_Commercial_Retail (WA)_Existing_Food Preparation_Natural Gas_Conveyor Oven_E6 | F3 | Commercial | Retail (WA) | Existing | Food Preparation | Natural Gas | Conveyor Oven | E6 | System - kBTUs of Consumption | 0 | 0 | 0 | 0 | 0 | 0 | 0 | 0 | 0 | 0 | 0 | 0 | 0 | 0 | 0 | 0 | 0 | 0 | 0 | 0 | 0 | 0 | 0 | 0 | 0 | 0 | 0
F3_Commercial_Retail (WA)_Existing_Food Preparation_Natural Gas_Conveyor Oven_E7 | F3 | Commercial | Retail (WA) | Existing | Food Preparation | Natural Gas | Conveyor Oven | E7 | System - kBTUs of Consumption | 0 | 0 | 0 | 0 | 0 | 0 | 0 | 0 | 0 | 0 | 0 | 0 | 0 | 0 | 0 | 0 | 0 | 0 | 0 | 0 | 0 | 0 | 0 | 0 | 0 | 0 | 0
F3_Commercial_Retail (WA)_Existing_Food Preparation_Natural Gas_Conveyor Oven_E8 | F3 | Commercial | Retail (WA) | Existing | Food Preparation | Natural Gas | Conveyor Oven | E8 | System - kBTUs of Consumption | 0 | 0 | 0 | 0 | 0 | 0 | 0 | 0 | 0 | 0 | 0 | 0 | 0 | 0 | 0 | 0 | 0 | 0 | 0 | 0 | 0 | 0 | 0 | 0 | 0 | 0 | 0
F3_Commercial_Retail (WA)_Existing_Food Preparation_Natural Gas_Conveyor Oven_E9 | F3 | Commercial | Retail (WA) | Existing | Food Preparation | Natural Gas | Conveyor Oven | E9 | System - kBTUs of Consumption | 0 | 0 | 0 | 0 | 0 | 0 | 0 | 0 | 0 | 0 | 0 | 0 | 0 | 0 | 0 | 0 | 0 | 0 | 0 | 0 | 0 | 0 | 0 | 0 | 0 | 0 | 0
F3_Commercial_Retail (WA)_Existing_Food Preparation_Natural Gas_Conveyor Oven_E10 | F3 | Commercial | Retail (WA) | Existing | Food Preparation | Natural Gas | Conveyor Oven | E10 | System - kBTUs of Consumption | 0 | 0 | 0 | 0 | 0 | 0 | 0 | 0 | 0 | 0 | 0 | 0 | 0 | 0 | 0 | 0 | 0 | 0 | 0 | 0 | 0 | 0 | 0 | 0 | 0 | 0 | 0
F4_Commercial_Retail (WA)_Existing_Food Preparation_Natural Gas_Conveyor Oven_E1 | F4 | Commercial | Retail (WA) | Existing | Food Preparation | Natural Gas | Conveyor Oven | E1 | Utility - Cost of Equipment | 0.0012591 | 0.0012591 | 0.0012591 | 0.0012591 | 0.0012591 | 0.0012591 | 0.0012591 | 0.0012591 | 0.0012591 | 0.0012591 | 0.0012591 | 0.0012591 | 0.0012591 | 0.0012591 | 0.0012591 | 0.0012591 | 0.0012591 | 0.0012591 | 0.0012591 | 0.0012591 | 0.0012591 | 0.0012591 | 0.0012591 | 0.0012591 | 0.0012591 | 0.0012591 | 0.0012591
F4_Commercial_Retail (WA)_Existing_Food Preparation_Natural Gas_Conveyor Oven_E2 | F4 | Commercial | Retail (WA) | Existing | Food Preparation | Natural Gas | Conveyor Oven | E2 | Utility - Cost of Equipment | 0.0026674 | 0.0026674 | 0.0026674 | 0.0026674 | 0.0026674 | 0.0026674 | 0.0026674 | 0.0026674 | 0.0026674 | 0.0026674 | 0.0026674 | 0.0026674 | 0.0026674 | 0.0026674 | 0.0026674 | 0.0026674 | 0.0026674 | 0.0026674 | 0.0026674 | 0.0026674 | 0.0026674 | 0.0026674 | 0.0026674 | 0.0026674 | 0.0026674 | 0.0026674 | 0.0026674
F4_Commercial_Retail (WA)_Existing_Food Preparation_Natural Gas_Conveyor Oven_E3 | F4 | Commercial | Retail (WA) | Existing | Food Preparation | Natural Gas | Conveyor Oven | E3 | Utility - Cost of Equipment | 0 | 0 | 0 | 0 | 0 | 0 | 0 | 0 | 0 | 0 | 0 | 0 | 0 | 0 | 0 | 0 | 0 | 0 | 0 | 0 | 0 | 0 | 0 | 0 | 0 | 0 | 0
F4_Commercial_Retail (WA)_Existing_Food Preparation_Natural Gas_Conveyor Oven_E4 | F4 | Commercial | Retail (WA) | Existing | Food Preparation | Natural Gas | Conveyor Oven | E4 | Utility - Cost of Equipment | 0 | 0 | 0 | 0 | 0 | 0 | 0 | 0 | 0 | 0 | 0 | 0 | 0 | 0 | 0 | 0 | 0 | 0 | 0 | 0 | 0 | 0 | 0 | 0 | 0 | 0 | 0
F4_Commercial_Retail (WA)_Existing_Food Preparation_Natural Gas_Conveyor Oven_E5 | F4 | Commercial | Retail (WA) | Existing | Food Preparation | Natural Gas | Conveyor Oven | E5 | Utility - Cost of Equipment | 0 | 0 | 0 | 0 | 0 | 0 | 0 | 0 | 0 | 0 | 0 | 0 | 0 | 0 | 0 | 0 | 0 | 0 | 0 | 0 | 0 | 0 | 0 | 0 | 0 | 0 | 0
F4_Commercial_Retail (WA)_Existing_Food Preparation_Natural Gas_Conveyor Oven_E6 | F4 | Commercial | Retail (WA) | Existing | Food Preparation | Natural Gas | Conveyor Oven | E6 | Utility - Cost of Equipment | 0 | 0 | 0 | 0 | 0 | 0 | 0 | 0 | 0 | 0 | 0 | 0 | 0 | 0 | 0 | 0 | 0 | 0 | 0 | 0 | 0 | 0 | 0 | 0 | 0 | 0 | 0
F4_Commercial_Retail (WA)_Existing_Food Preparation_Natural Gas_Conveyor Oven_E7 | F4 | Commercial | Retail (WA) | Existing | Food Preparation | Natural Gas | Conveyor Oven | E7 | Utility - Cost of Equipment | 0 | 0 | 0 | 0 | 0 | 0 | 0 | 0 | 0 | 0 | 0 | 0 | 0 | 0 | 0 | 0 | 0 | 0 | 0 | 0 | 0 | 0 | 0 | 0 | 0 | 0 | 0
F4_Commercial_Retail (WA)_Existing_Food Preparation_Natural Gas_Conveyor Oven_E8 | F4 | Commercial | Retail (WA) | Existing | Food Preparation | Natural Gas | Conveyor Oven | E8 | Utility - Cost of Equipment | 0 | 0 | 0 | 0 | 0 | 0 | 0 | 0 | 0 | 0 | 0 | 0 | 0 | 0 | 0 | 0 | 0 | 0 | 0 | 0 | 0 | 0 | 0 | 0 | 0 | 0 | 0
F4_Commercial_Retail (WA)_Existing_Food Preparation_Natural Gas_Conveyor Oven_E9 | F4 | Commercial | Retail (WA) | Existing | Food Preparation | Natural Gas | Conveyor Oven | E9 | Utility - Cost of Equipment | 0 | 0 | 0 | 0 | 0 | 0 | 0 | 0 | 0 | 0 | 0 | 0 | 0 | 0 | 0 | 0 | 0 | 0 | 0 | 0 | 0 | 0 | 0 | 0 | 0 | 0 | 0
F4_Commercial_Retail (WA)_Existing_Food Preparation_Natural Gas_Conveyor Oven_E10 | F4 | Commercial | Retail (WA) | Existing | Food Preparation | Natural Gas | Conveyor Oven | E10 | Utility - Cost of Equipment | 0 | 0 | 0 | 0 | 0 | 0 | 0 | 0 | 0 | 0 | 0 | 0 | 0 | 0 | 0 | 0 | 0 | 0 | 0 | 0 | 0 | 0 | 0 | 0 | 0 | 0 | 0
F5_Commercial_Retail (WA)_Existing_Food Preparation_Natural Gas_Conveyor Oven_E1 | F5 | Commercial | Retail (WA) | Existing | Food Preparation | Natural Gas | Conveyor Oven | E1 | Utility - Cost of Operation | 1.1655 | 1.1968 | 1.2312 | 1.2688 | 1.3101 | 1.3581 | 1.4069 | 1.455 | 1.5014 | 1.5484 | 1.5872 | 1.6241 | 1.6634 | 1.7022 | 1.7377 | 1.7714 | 1.8025 | 1.8335 | 1.8661 | 1.8983 | 1.9313 | 1.9654 | 2 | 2.0355 | 2.0717 | 2.1085 | 2.1459
F5_Commercial_Retail (WA)_Existing_Food Preparation_Natural Gas_Conveyor Oven_E2 | F5 | Commercial | Retail (WA) | Existing | Food Preparation | Natural Gas | Conveyor Oven | E2 | Utility - Cost of Operation | 0.92629 | 0.95115 | 0.97846 | 1.0084 | 1.0412 | 1.0794 | 1.1181 | 1.1563 | 1.1932 | 1.2306 | 1.2614 | 1.2907 | 1.322 | 1.3528 | 1.381 | 1.4078 | 1.4325 | 1.4571 | 1.4831 | 1.5087 | 1.5349 | 1.562 | 1.5894 | 1.6177 | 1.6464 | 1.6757 | 1.7054
F5_Commercial_Retail (WA)_Existing_Food Preparation_Natural Gas_Conveyor Oven_E3 | F5 | Commercial | Retail (WA) | Existing | Food Preparation | Natural Gas | Conveyor Oven | E3 | Utility - Cost of Operation | 0 | 0 | 0 | 0 | 0 | 0 | 0 | 0 | 0 | 0 | 0 | 0 | 0 | 0 | 0 | 0 | 0 | 0 | 0 | 0 | 0 | 0 | 0 | 0 | 0 | 0 | 0
F5_Commercial_Retail (WA)_Existing_Food Preparation_Natural Gas_Conveyor Oven_E4 | F5 | Commercial | Retail (WA) | Existing | Food Preparation | Natural Gas | Conveyor Oven | E4 | Utility - Cost of Operation | 0 | 0 | 0 | 0 | 0 | 0 | 0 | 0 | 0 | 0 | 0 | 0 | 0 | 0 | 0 | 0 | 0 | 0 | 0 | 0 | 0 | 0 | 0 | 0 | 0 | 0 | 0
F5_Commercial_Retail (WA)_Existing_Food Preparation_Natural Gas_Conveyor Oven_E5 | F5 | Commercial | Retail (WA) | Existing | Food Preparation | Natural Gas | Conveyor Oven | E5 | Utility - Cost of Operation | 0 | 0 | 0 | 0 | 0 | 0 | 0 | 0 | 0 | 0 | 0 | 0 | 0 | 0 | 0 | 0 | 0 | 0 | 0 | 0 | 0 | 0 | 0 | 0 | 0 | 0 | 0
F5_Commercial_Retail (WA)_Existing_Food Preparation_Natural Gas_Conveyor Oven_E6 | F5 | Commercial | Retail (WA) | Existing | Food Preparation | Natural Gas | Conveyor Oven | E6 | Utility - Cost of Operation | 0 | 0 | 0 | 0 | 0 | 0 | 0 | 0 | 0 | 0 | 0 | 0 | 0 | 0 | 0 | 0 | 0 | 0 | 0 | 0 | 0 | 0 | 0 | 0 | 0 | 0 | 0
F5_Commercial_Retail (WA)_Existing_Food Preparation_Natural Gas_Conveyor Oven_E7 | F5 | Commercial | Retail (WA) | Existing | Food Preparation | Natural Gas | Conveyor Oven | E7 | Utility - Cost of Operation | 0 | 0 | 0 | 0 | 0 | 0 | 0 | 0 | 0 | 0 | 0 | 0 | 0 | 0 | 0 | 0 | 0 | 0 | 0 | 0 | 0 | 0 | 0 | 0 | 0 | 0 | 0
F5_Commercial_Retail (WA)_Existing_Food Preparation_Natural Gas_Conveyor Oven_E8 | F5 | Commercial | Retail (WA) | Existing | Food Preparation | Natural Gas | Conveyor Oven | E8 | Utility - Cost of Operation | 0 | 0 | 0 | 0 | 0 | 0 | 0 | 0 | 0 | 0 | 0 | 0 | 0 | 0 | 0 | 0 | 0 | 0 | 0 | 0 | 0 | 0 | 0 | 0 | 0 | 0 | 0
F5_Commercial_Retail (WA)_Existing_Food Preparation_Natural Gas_Conveyor Oven_E9 | F5 | Commercial | Retail (WA) | Existing | Food Preparation | Natural Gas | Conveyor Oven | E9 | Utility - Cost of Operation | 0 | 0 | 0 | 0 | 0 | 0 | 0 | 0 | 0 | 0 | 0 | 0 | 0 | 0 | 0 | 0 | 0 | 0 | 0 | 0 | 0 | 0 | 0 | 0 | 0 | 0 | 0
F5_Commercial_Retail (WA)_Existing_Food Preparation_Natural Gas_Conveyor Oven_E10 | F5 | Commercial | Retail (WA) | Existing | Food Preparation | Natural Gas | Conveyor Oven | E10 | Utility - Cost of Operation | 0 | 0 | 0 | 0 | 0 | 0 | 0 | 0 | 0 | 0 | 0 | 0 | 0 | 0 | 0 | 0 | 0 | 0 | 0 | 0 | 0 | 0 | 0 | 0 | 0 | 0 | 0
F6_Commercial_Retail (WA)_Existing_Food Preparation_Natural Gas_Conveyor Oven_E1 | F6 | Commercial | Retail (WA) | Existing | Food Preparation | Natural Gas | Conveyor Oven | E1 | Utility - Value of Sales | 1.3511 | 1.38 | 1.4114 | 1.4455 | 1.4824 | 1.5258 | 1.5684 | 1.6089 | 1.646 | 1.6825 | 1.7206 | 1.7562 | 1.7941 | 1.831 | 1.8638 | 1.8942 | 1.9212 | 1.9474 | 1.975 | 2.0013 | 2.0279 | 2.0637 | 2.1 | 2.1373 | 2.1752 | 2.2139 | 2.2532
F6_Commercial_Retail (WA)_Existing_Food Preparation_Natural Gas_Conveyor Oven_E2 | F6 | Commercial | Retail (WA) | Existing | Food Preparation | Natural Gas | Conveyor Oven | E2 | Utility - Value of Sales | 1.0738 | 1.0967 | 1.1217 | 1.1488 | 1.1781 | 1.2126 | 1.2464 | 1.2786 | 1.3081 | 1.3371 | 1.3674 | 1.3957 | 1.4258 | 1.4552 | 1.4812 | 1.5054 | 1.5269 | 1.5477 | 1.5696 | 1.5905 | 1.6116 | 1.6401 | 1.6689 | 1.6986 | 1.7287 | 1.7595 | 1.7907
F6_Commercial_Retail (WA)_Existing_Food Preparation_Natural Gas_Conveyor Oven_E3 | F6 | Commercial | Retail (WA) | Existing | Food Preparation | Natural Gas | Conveyor Oven | E3 | Utility - Value of Sales | 0 | 0 | 0 | 0 | 0 | 0 | 0 | 0 | 0 | 0 | 0 | 0 | 0 | 0 | 0 | 0 | 0 | 0 | 0 | 0 | 0 | 0 | 0 | 0 | 0 | 0 | 0
F6_Commercial_Retail (WA)_Existing_Food Preparation_Natural Gas_Conveyor Oven_E4 | F6 | Commercial | Retail (WA) | Existing | Food Preparation | Natural Gas | Conveyor Oven | E4 | Utility - Value of Sales | 0 | 0 | 0 | 0 | 0 | 0 | 0 | 0 | 0 | 0 | 0 | 0 | 0 | 0 | 0 | 0 | 0 | 0 | 0 | 0 | 0 | 0 | 0 | 0 | 0 | 0 | 0
F6_Commercial_Retail (WA)_Existing_Food Preparation_Natural Gas_Conveyor Oven_E5 | F6 | Commercial | Retail (WA) | Existing | Food Preparation | Natural Gas | Conveyor Oven | E5 | Utility - Value of Sales | 0 | 0 | 0 | 0 | 0 | 0 | 0 | 0 | 0 | 0 | 0 | 0 | 0 | 0 | 0 | 0 | 0 | 0 | 0 | 0 | 0 | 0 | 0 | 0 | 0 | 0 | 0
F6_Commercial_Retail (WA)_Existing_Food Preparation_Natural Gas_Conveyor Oven_E6 | F6 | Commercial | Retail (WA) | Existing | Food Preparation | Natural Gas | Conveyor Oven | E6 | Utility - Value of Sales | 0 | 0 | 0 | 0 | 0 | 0 | 0 | 0 | 0 | 0 | 0 | 0 | 0 | 0 | 0 | 0 | 0 | 0 | 0 | 0 | 0 | 0 | 0 | 0 | 0 | 0 | 0
F6_Commercial_Retail (WA)_Existing_Food Preparation_Natural Gas_Conveyor Oven_E7 | F6 | Commercial | Retail (WA) | Existing | Food Preparation | Natural Gas | Conveyor Oven | E7 | Utility - Value of Sales | 0 | 0 | 0 | 0 | 0 | 0 | 0 | 0 | 0 | 0 | 0 | 0 | 0 | 0 | 0 | 0 | 0 | 0 | 0 | 0 | 0 | 0 | 0 | 0 | 0 | 0 | 0
F6_Commercial_Retail (WA)_Existing_Food Preparation_Natural Gas_Conveyor Oven_E8 | F6 | Commercial | Retail (WA) | Existing | Food Preparation | Natural Gas | Conveyor Oven | E8 | Utility - Value of Sales | 0 | 0 | 0 | 0 | 0 | 0 | 0 | 0 | 0 | 0 | 0 | 0 | 0 | 0 | 0 | 0 | 0 | 0 | 0 | 0 | 0 | 0 | 0 | 0 | 0 | 0 | 0
F6_Commercial_Retail (WA)_Existing_Food Preparation_Natural Gas_Conveyor Oven_E9 | F6 | Commercial | Retail (WA) | Existing | Food Preparation | Natural Gas | Conveyor Oven | E9 | Utility - Value of Sales | 0 | 0 | 0 | 0 | 0 | 0 | 0 | 0 | 0 | 0 | 0 | 0 | 0 | 0 | 0 | 0 | 0 | 0 | 0 | 0 | 0 | 0 | 0 | 0 | 0 | 0 | 0
F6_Commercial_Retail (WA)_Existing_Food Preparation_Natural Gas_Conveyor Oven_E10 | F6 | Commercial | Retail (WA) | Existing | Food Preparation | Natural Gas | Conveyor Oven | E10 | Utility - Value of Sales | 0 | 0 | 0 | 0 | 0 | 0 | 0 | 0 | 0 | 0 | 0 | 0 | 0 | 0 | 0 | 0 | 0 | 0 | 0 | 0 | 0 | 0 | 0 | 0 | 0 | 0 | 0
F1_Commercial_Retail (WA)_Existing_Food Preparation_Natural Gas_Double Rack Oven_E1 | F1 | Commercial | Retail (WA) | Existing | Food Preparation | Natural Gas | Double Rack Oven | E1 | RVT - Cost of Equipment | 0.0026684 | 0.0026684 | 0.0026684 | 0.0026684 | 0.0026684 | 0.0026684 | 0.0026684 | 0.0026684 | 0.0026684 | 0.0026684 | 0.0026684 | 0.0026684 | 0.0026684 | 0.0026684 | 0.0026684 | 0.0026684 | 0.0026684 | 0.0026684 | 0.0026684 | 0.0026684 | 0.0026684 | 0.0026684 | 0.0026684 | 0.0026684 | 0.0026684 | 0.0026684 | 0.0026684
F1_Commercial_Retail (WA)_Existing_Food Preparation_Natural Gas_Double Rack Oven_E2 | F1 | Commercial | Retail (WA) | Existing | Food Preparation | Natural Gas | Double Rack Oven | E2 | RVT - Cost of Equipment | 0.012106 | 0.012106 | 0.012106 | 0.012106 | 0.012106 | 0.012106 | 0.012106 | 0.012106 | 0.012106 | 0.012106 | 0.012106 | 0.012106 | 0.012106 | 0.012106 | 0.012106 | 0.012106 | 0.012106 | 0.012106 | 0.012106 | 0.012106 | 0.012106 | 0.012106 | 0.012106 | 0.012106 | 0.012106 | 0.012106 | 0.012106
F1_Commercial_Retail (WA)_Existing_Food Preparation_Natural Gas_Double Rack Oven_E3 | F1 | Commercial | Retail (WA) | Existing | Food Preparation | Natural Gas | Double Rack Oven | E3 | RVT - Cost of Equipment | 0 | 0 | 0 | 0 | 0 | 0 | 0 | 0 | 0 | 0 | 0 | 0 | 0 | 0 | 0 | 0 | 0 | 0 | 0 | 0 | 0 | 0 | 0 | 0 | 0 | 0 | 0
F1_Commercial_Retail (WA)_Existing_Food Preparation_Natural Gas_Double Rack Oven_E4 | F1 | Commercial | Retail (WA) | Existing | Food Preparation | Natural Gas | Double Rack Oven | E4 | RVT - Cost of Equipment | 0 | 0 | 0 | 0 | 0 | 0 | 0 | 0 | 0 | 0 | 0 | 0 | 0 | 0 | 0 | 0 | 0 | 0 | 0 | 0 | 0 | 0 | 0 | 0 | 0 | 0 | 0
F1_Commercial_Retail (WA)_Existing_Food Preparation_Natural Gas_Double Rack Oven_E5 | F1 | Commercial | Retail (WA) | Existing | Food Preparation | Natural Gas | Double Rack Oven | E5 | RVT - Cost of Equipment | 0 | 0 | 0 | 0 | 0 | 0 | 0 | 0 | 0 | 0 | 0 | 0 | 0 | 0 | 0 | 0 | 0 | 0 | 0 | 0 | 0 | 0 | 0 | 0 | 0 | 0 | 0
F1_Commercial_Retail (WA)_Existing_Food Preparation_Natural Gas_Double Rack Oven_E6 | F1 | Commercial | Retail (WA) | Existing | Food Preparation | Natural Gas | Double Rack Oven | E6 | RVT - Cost of Equipment | 0 | 0 | 0 | 0 | 0 | 0 | 0 | 0 | 0 | 0 | 0 | 0 | 0 | 0 | 0 | 0 | 0 | 0 | 0 | 0 | 0 | 0 | 0 | 0 | 0 | 0 | 0
F1_Commercial_Retail (WA)_Existing_Food Preparation_Natural Gas_Double Rack Oven_E7 | F1 | Commercial | Retail (WA) | Existing | Food Preparation | Natural Gas | Double Rack Oven | E7 | RVT - Cost of Equipment | 0 | 0 | 0 | 0 | 0 | 0 | 0 | 0 | 0 | 0 | 0 | 0 | 0 | 0 | 0 | 0 | 0 | 0 | 0 | 0 | 0 | 0 | 0 | 0 | 0 | 0 | 0
F1_Commercial_Retail (WA)_Existing_Food Preparation_Natural Gas_Double Rack Oven_E8 | F1 | Commercial | Retail (WA) | Existing | Food Preparation | Natural Gas | Double Rack Oven | E8 | RVT - Cost of Equipment | 0 | 0 | 0 | 0 | 0 | 0 | 0 | 0 | 0 | 0 | 0 | 0 | 0 | 0 | 0 | 0 | 0 | 0 | 0 | 0 | 0 | 0 | 0 | 0 | 0 | 0 | 0
F1_Commercial_Retail (WA)_Existing_Food Preparation_Natural Gas_Double Rack Oven_E9 | F1 | Commercial | Retail (WA) | Existing | Food Preparation | Natural Gas | Double Rack Oven | E9 | RVT - Cost of Equipment | 0 | 0 | 0 | 0 | 0 | 0 | 0 | 0 | 0 | 0 | 0 | 0 | 0 | 0 | 0 | 0 | 0 | 0 | 0 | 0 | 0 | 0 | 0 | 0 | 0 | 0 | 0
F1_Commercial_Retail (WA)_Existing_Food Preparation_Natural Gas_Double Rack Oven_E10 | F1 | Commercial | Retail (WA) | Existing | Food Preparation | Natural Gas | Double Rack Oven | E10 | RVT - Cost of Equipment | 0 | 0 | 0 | 0 | 0 | 0 | 0 | 0 | 0 | 0 | 0 | 0 | 0 | 0 | 0 | 0 | 0 | 0 | 0 | 0 | 0 | 0 | 0 | 0 | 0 | 0 | 0
F2_Commercial_Retail (WA)_Existing_Food Preparation_Natural Gas_Double Rack Oven_E1 | F2 | Commercial | Retail (WA) | Existing | Food Preparation | Natural Gas | Double Rack Oven | E1 | RVT - Cost of Operation | 2.1926 | 2.234 | 2.2826 | 2.3393 | 2.4042 | 2.4852 | 2.5665 | 2.6437 | 2.7135 | 2.7812 | 2.8514 | 2.9151 | 2.9824 | 3.0461 | 3.1008 | 3.1503 | 3.1921 | 3.232 | 3.2745 | 3.3141 | 3.3539 | 3.4131 | 3.4729 | 3.5346 | 3.5974 | 3.6613 | 3.7263
F2_Commercial_Retail (WA)_Existing_Food Preparation_Natural Gas_Double Rack Oven_E2 | F2 | Commercial | Retail (WA) | Existing | Food Preparation | Natural Gas | Double Rack Oven | E2 | RVT - Cost of Operation | 1.3584 | 1.384 | 1.4142 | 1.4493 | 1.4895 | 1.5397 | 1.5901 | 1.6379 | 1.6811 | 1.7231 | 1.7665 | 1.806 | 1.8477 | 1.8872 | 1.9211 | 1.9517 | 1.9776 | 2.0024 | 2.0287 | 2.0532 | 2.0779 | 2.1145 | 2.1516 | 2.1898 | 2.2287 | 2.2683 | 2.3086
F2_Commercial_Retail (WA)_Existing_Food Preparation_Natural Gas_Double Rack Oven_E3 | F2 | Commercial | Retail (WA) | Existing | Food Preparation | Natural Gas | Double Rack Oven | E3 | RVT - Cost of Operation | 0 | 0 | 0 | 0 | 0 | 0 | 0 | 0 | 0 | 0 | 0 | 0 | 0 | 0 | 0 | 0 | 0 | 0 | 0 | 0 | 0 | 0 | 0 | 0 | 0 | 0 | 0
F2_Commercial_Retail (WA)_Existing_Food Preparation_Natural Gas_Double Rack Oven_E4 | F2 | Commercial | Retail (WA) | Existing | Food Preparation | Natural Gas | Double Rack Oven | E4 | RVT - Cost of Operation | 0 | 0 | 0 | 0 | 0 | 0 | 0 | 0 | 0 | 0 | 0 | 0 | 0 | 0 | 0 | 0 | 0 | 0 | 0 | 0 | 0 | 0 | 0 | 0 | 0 | 0 | 0
F2_Commercial_Retail (WA)_Existing_Food Preparation_Natural Gas_Double Rack Oven_E5 | F2 | Commercial | Retail (WA) | Existing | Food Preparation | Natural Gas | Double Rack Oven | E5 | RVT - Cost of Operation | 0 | 0 | 0 | 0 | 0 | 0 | 0 | 0 | 0 | 0 | 0 | 0 | 0 | 0 | 0 | 0 | 0 | 0 | 0 | 0 | 0 | 0 | 0 | 0 | 0 | 0 | 0
F2_Commercial_Retail (WA)_Existing_Food Preparation_Natural Gas_Double Rack Oven_E6 | F2 | Commercial | Retail (WA) | Existing | Food Preparation | Natural Gas | Double Rack Oven | E6 | RVT - Cost of Operation | 0 | 0 | 0 | 0 | 0 | 0 | 0 | 0 | 0 | 0 | 0 | 0 | 0 | 0 | 0 | 0 | 0 | 0 | 0 | 0 | 0 | 0 | 0 | 0 | 0 | 0 | 0
F2_Commercial_Retail (WA)_Existing_Food Preparation_Natural Gas_Double Rack Oven_E7 | F2 | Commercial | Retail (WA) | Existing | Food Preparation | Natural Gas | Double Rack Oven | E7 | RVT - Cost of Operation | 0 | 0 | 0 | 0 | 0 | 0 | 0 | 0 | 0 | 0 | 0 | 0 | 0 | 0 | 0 | 0 | 0 | 0 | 0 | 0 | 0 | 0 | 0 | 0 | 0 | 0 | 0
F2_Commercial_Retail (WA)_Existing_Food Preparation_Natural Gas_Double Rack Oven_E8 | F2 | Commercial | Retail (WA) | Existing | Food Preparation | Natural Gas | Double Rack Oven | E8 | RVT - Cost of Operation | 0 | 0 | 0 | 0 | 0 | 0 | 0 | 0 | 0 | 0 | 0 | 0 | 0 | 0 | 0 | 0 | 0 | 0 | 0 | 0 | 0 | 0 | 0 | 0 | 0 | 0 | 0
F2_Commercial_Retail (WA)_Existing_Food Preparation_Natural Gas_Double Rack Oven_E9 | F2 | Commercial | Retail (WA) | Existing | Food Preparation | Natural Gas | Double Rack Oven | E9 | RVT - Cost of Operation | 0 | 0 | 0 | 0 | 0 | 0 | 0 | 0 | 0 | 0 | 0 | 0 | 0 | 0 | 0 | 0 | 0 | 0 | 0 | 0 | 0 | 0 | 0 | 0 | 0 | 0 | 0
F2_Commercial_Retail (WA)_Existing_Food Preparation_Natural Gas_Double Rack Oven_E10 | F2 | Commercial | Retail (WA) | Existing | Food Preparation | Natural Gas | Double Rack Oven | E10 | RVT - Cost of Operation | 0 | 0 | 0 | 0 | 0 | 0 | 0 | 0 | 0 | 0 | 0 | 0 | 0 | 0 | 0 | 0 | 0 | 0 | 0 | 0 | 0 | 0 | 0 | 0 | 0 | 0 | 0
F3_Commercial_Retail (WA)_Existing_Food Preparation_Natural Gas_Double Rack Oven_E1 | F3 | Commercial | Retail (WA) | Existing | Food Preparation | Natural Gas | Double Rack Oven | E1 | System - kBTUs of Consumption | 523.0651 | 523.0651 | 523.0651 | 523.0651 | 523.0651 | 523.0651 | 523.0651 | 523.0651 | 523.0651 | 523.0651 | 523.0651 | 523.0651 | 523.0651 | 523.0651 | 523.0651 | 523.0651 | 523.0651 | 523.0651 | 523.0651 | 523.0651 | 523.0651 | 523.0651 | 523.0651 | 523.0651 | 523.0651 | 523.0651 | 523.0651
F3_Commercial_Retail (WA)_Existing_Food Preparation_Natural Gas_Double Rack Oven_E2 | F3 | Commercial | Retail (WA) | Existing | Food Preparation | Natural Gas | Double Rack Oven | E2 | System - kBTUs of Consumption | 324.0593 | 324.0593 | 324.0593 | 324.0593 | 324.0593 | 324.0593 | 324.0593 | 324.0593 | 324.0593 | 324.0593 | 324.0593 | 324.0593 | 324.0593 | 324.0593 | 324.0593 | 324.0593 | 324.0593 | 324.0593 | 324.0593 | 324.0593 | 324.0593 | 324.0593 | 324.0593 | 324.0593 | 324.0593 | 324.0593 | 324.0593
F3_Commercial_Retail (WA)_Existing_Food Preparation_Natural Gas_Double Rack Oven_E3 | F3 | Commercial | Retail (WA) | Existing | Food Preparation | Natural Gas | Double Rack Oven | E3 | System - kBTUs of Consumption | 0 | 0 | 0 | 0 | 0 | 0 | 0 | 0 | 0 | 0 | 0 | 0 | 0 | 0 | 0 | 0 | 0 | 0 | 0 | 0 | 0 | 0 | 0 | 0 | 0 | 0 | 0
F3_Commercial_Retail (WA)_Existing_Food Preparation_Natural Gas_Double Rack Oven_E4 | F3 | Commercial | Retail (WA) | Existing | Food Preparation | Natural Gas | Double Rack Oven | E4 | System - kBTUs of Consumption | 0 | 0 | 0 | 0 | 0 | 0 | 0 | 0 | 0 | 0 | 0 | 0 | 0 | 0 | 0 | 0 | 0 | 0 | 0 | 0 | 0 | 0 | 0 | 0 | 0 | 0 | 0
F3_Commercial_Retail (WA)_Existing_Food Preparation_Natural Gas_Double Rack Oven_E5 | F3 | Commercial | Retail (WA) | Existing | Food Preparation | Natural Gas | Double Rack Oven | E5 | System - kBTUs of Consumption | 0 | 0 | 0 | 0 | 0 | 0 | 0 | 0 | 0 | 0 | 0 | 0 | 0 | 0 | 0 | 0 | 0 | 0 | 0 | 0 | 0 | 0 | 0 | 0 | 0 | 0 | 0
F3_Commercial_Retail (WA)_Existing_Food Preparation_Natural Gas_Double Rack Oven_E6 | F3 | Commercial | Retail (WA) | Existing | Food Preparation | Natural Gas | Double Rack Oven | E6 | System - kBTUs of Consumption | 0 | 0 | 0 | 0 | 0 | 0 | 0 | 0 | 0 | 0 | 0 | 0 | 0 | 0 | 0 | 0 | 0 | 0 | 0 | 0 | 0 | 0 | 0 | 0 | 0 | 0 | 0
F3_Commercial_Retail (WA)_Existing_Food Preparation_Natural Gas_Double Rack Oven_E7 | F3 | Commercial | Retail (WA) | Existing | Food Preparation | Natural Gas | Double Rack Oven | E7 | System - kBTUs of Consumption | 0 | 0 | 0 | 0 | 0 | 0 | 0 | 0 | 0 | 0 | 0 | 0 | 0 | 0 | 0 | 0 | 0 | 0 | 0 | 0 | 0 | 0 | 0 | 0 | 0 | 0 | 0
F3_Commercial_Retail (WA)_Existing_Food Preparation_Natural Gas_Double Rack Oven_E8 | F3 | Commercial | Retail (WA) | Existing | Food Preparation | Natural Gas | Double Rack Oven | E8 | System - kBTUs of Consumption | 0 | 0 | 0 | 0 | 0 | 0 | 0 | 0 | 0 | 0 | 0 | 0 | 0 | 0 | 0 | 0 | 0 | 0 | 0 | 0 | 0 | 0 | 0 | 0 | 0 | 0 | 0
F3_Commercial_Retail (WA)_Existing_Food Preparation_Natural Gas_Double Rack Oven_E9 | F3 | Commercial | Retail (WA) | Existing | Food Preparation | Natural Gas | Double Rack Oven | E9 | System - kBTUs of Consumption | 0 | 0 | 0 | 0 | 0 | 0 | 0 | 0 | 0 | 0 | 0 | 0 | 0 | 0 | 0 | 0 | 0 | 0 | 0 | 0 | 0 | 0 | 0 | 0 | 0 | 0 | 0
F3_Commercial_Retail (WA)_Existing_Food Preparation_Natural Gas_Double Rack Oven_E10 | F3 | Commercial | Retail (WA) | Existing | Food Preparation | Natural Gas | Double Rack Oven | E10 | System - kBTUs of Consumption | 0 | 0 | 0 | 0 | 0 | 0 | 0 | 0 | 0 | 0 | 0 | 0 | 0 | 0 | 0 | 0 | 0 | 0 | 0 | 0 | 0 | 0 | 0 | 0 | 0 | 0 | 0
F4_Commercial_Retail (WA)_Existing_Food Preparation_Natural Gas_Double Rack Oven_E1 | F4 | Commercial | Retail (WA) | Existing | Food Preparation | Natural Gas | Double Rack Oven | E1 | Utility - Cost of Equipment | 0.0026684 | 0.0026684 | 0.0026684 | 0.0026684 | 0.0026684 | 0.0026684 | 0.0026684 | 0.0026684 | 0.0026684 | 0.0026684 | 0.0026684 | 0.0026684 | 0.0026684 | 0.0026684 | 0.0026684 | 0.0026684 | 0.0026684 | 0.0026684 | 0.0026684 | 0.0026684 | 0.0026684 | 0.0026684 | 0.0026684 | 0.0026684 | 0.0026684 | 0.0026684 | 0.0026684
F4_Commercial_Retail (WA)_Existing_Food Preparation_Natural Gas_Double Rack Oven_E2 | F4 | Commercial | Retail (WA) | Existing | Food Preparation | Natural Gas | Double Rack Oven | E2 | Utility - Cost of Equipment | 0.012106 | 0.012106 | 0.012106 | 0.012106 | 0.012106 | 0.012106 | 0.012106 | 0.012106 | 0.012106 | 0.012106 | 0.012106 | 0.012106 | 0.012106 | 0.012106 | 0.012106 | 0.012106 | 0.012106 | 0.012106 | 0.012106 | 0.012106 | 0.012106 | 0.012106 | 0.012106 | 0.012106 | 0.012106 | 0.012106 | 0.012106
F4_Commercial_Retail (WA)_Existing_Food Preparation_Natural Gas_Double Rack Oven_E3 | F4 | Commercial | Retail (WA) | Existing | Food Preparation | Natural Gas | Double Rack Oven | E3 | Utility - Cost of Equipment | 0 | 0 | 0 | 0 | 0 | 0 | 0 | 0 | 0 | 0 | 0 | 0 | 0 | 0 | 0 | 0 | 0 | 0 | 0 | 0 | 0 | 0 | 0 | 0 | 0 | 0 | 0
F4_Commercial_Retail (WA)_Existing_Food Preparation_Natural Gas_Double Rack Oven_E4 | F4 | Commercial | Retail (WA) | Existing | Food Preparation | Natural Gas | Double Rack Oven | E4 | Utility - Cost of Equipment | 0 | 0 | 0 | 0 | 0 | 0 | 0 | 0 | 0 | 0 | 0 | 0 | 0 | 0 | 0 | 0 | 0 | 0 | 0 | 0 | 0 | 0 | 0 | 0 | 0 | 0 | 0
F4_Commercial_Retail (WA)_Existing_Food Preparation_Natural Gas_Double Rack Oven_E5 | F4 | Commercial | Retail (WA) | Existing | Food Preparation | Natural Gas | Double Rack Oven | E5 | Utility - Cost of Equipment | 0 | 0 | 0 | 0 | 0 | 0 | 0 | 0 | 0 | 0 | 0 | 0 | 0 | 0 | 0 | 0 | 0 | 0 | 0 | 0 | 0 | 0 | 0 | 0 | 0 | 0 | 0
F4_Commercial_Retail (WA)_Existing_Food Preparation_Natural Gas_Double Rack Oven_E6 | F4 | Commercial | Retail (WA) | Existing | Food Preparation | Natural Gas | Double Rack Oven | E6 | Utility - Cost of Equipment | 0 | 0 | 0 | 0 | 0 | 0 | 0 | 0 | 0 | 0 | 0 | 0 | 0 | 0 | 0 | 0 | 0 | 0 | 0 | 0 | 0 | 0 | 0 | 0 | 0 | 0 | 0
F4_Commercial_Retail (WA)_Existing_Food Preparation_Natural Gas_Double Rack Oven_E7 | F4 | Commercial | Retail (WA) | Existing | Food Preparation | Natural Gas | Double Rack Oven | E7 | Utility - Cost of Equipment | 0 | 0 | 0 | 0 | 0 | 0 | 0 | 0 | 0 | 0 | 0 | 0 | 0 | 0 | 0 | 0 | 0 | 0 | 0 | 0 | 0 | 0 | 0 | 0 | 0 | 0 | 0
F4_Commercial_Retail (WA)_Existing_Food Preparation_Natural Gas_Double Rack Oven_E8 | F4 | Commercial | Retail (WA) | Existing | Food Preparation | Natural Gas | Double Rack Oven | E8 | Utility - Cost of Equipment | 0 | 0 | 0 | 0 | 0 | 0 | 0 | 0 | 0 | 0 | 0 | 0 | 0 | 0 | 0 | 0 | 0 | 0 | 0 | 0 | 0 | 0 | 0 | 0 | 0 | 0 | 0
F4_Commercial_Retail (WA)_Existing_Food Preparation_Natural Gas_Double Rack Oven_E9 | F4 | Commercial | Retail (WA) | Existing | Food Preparation | Natural Gas | Double Rack Oven | E9 | Utility - Cost of Equipment | 0 | 0 | 0 | 0 | 0 | 0 | 0 | 0 | 0 | 0 | 0 | 0 | 0 | 0 | 0 | 0 | 0 | 0 | 0 | 0 | 0 | 0 | 0 | 0 | 0 | 0 | 0
F4_Commercial_Retail (WA)_Existing_Food Preparation_Natural Gas_Double Rack Oven_E10 | F4 | Commercial | Retail (WA) | Existing | Food Preparation | Natural Gas | Double Rack Oven | E10 | Utility - Cost of Equipment | 0 | 0 | 0 | 0 | 0 | 0 | 0 | 0 | 0 | 0 | 0 | 0 | 0 | 0 | 0 | 0 | 0 | 0 | 0 | 0 | 0 | 0 | 0 | 0 | 0 | 0 | 0
F5_Commercial_Retail (WA)_Existing_Food Preparation_Natural Gas_Double Rack Oven_E1 | F5 | Commercial | Retail (WA) | Existing | Food Preparation | Natural Gas | Double Rack Oven | E1 | Utility - Cost of Operation | 1.8616 | 1.9085 | 1.9641 | 2.0278 | 2.0998 | 2.1875 | 2.2777 | 2.367 | 2.453 | 2.5402 | 2.6096 | 2.6746 | 2.7445 | 2.8128 | 2.8739 | 2.9312 | 2.9825 | 3.0331 | 3.0872 | 3.14 | 3.1942 | 3.2506 | 3.3075 | 3.3663 | 3.4261 | 3.4869 | 3.5489
F5_Commercial_Retail (WA)_Existing_Food Preparation_Natural Gas_Double Rack Oven_E2 | F5 | Commercial | Retail (WA) | Existing | Food Preparation | Natural Gas | Double Rack Oven | E2 | Utility - Cost of Operation | 1.1533 | 1.1824 | 1.2168 | 1.2563 | 1.3009 | 1.3552 | 1.4111 | 1.4665 | 1.5197 | 1.5738 | 1.6168 | 1.657 | 1.7003 | 1.7427 | 1.7805 | 1.816 | 1.8477 | 1.8791 | 1.9126 | 1.9453 | 1.9789 | 2.0138 | 2.0491 | 2.0855 | 2.1226 | 2.1603 | 2.1987
F5_Commercial_Retail (WA)_Existing_Food Preparation_Natural Gas_Double Rack Oven_E3 | F5 | Commercial | Retail (WA) | Existing | Food Preparation | Natural Gas | Double Rack Oven | E3 | Utility - Cost of Operation | 0 | 0 | 0 | 0 | 0 | 0 | 0 | 0 | 0 | 0 | 0 | 0 | 0 | 0 | 0 | 0 | 0 | 0 | 0 | 0 | 0 | 0 | 0 | 0 | 0 | 0 | 0
F5_Commercial_Retail (WA)_Existing_Food Preparation_Natural Gas_Double Rack Oven_E4 | F5 | Commercial | Retail (WA) | Existing | Food Preparation | Natural Gas | Double Rack Oven | E4 | Utility - Cost of Operation | 0 | 0 | 0 | 0 | 0 | 0 | 0 | 0 | 0 | 0 | 0 | 0 | 0 | 0 | 0 | 0 | 0 | 0 | 0 | 0 | 0 | 0 | 0 | 0 | 0 | 0 | 0
F5_Commercial_Retail (WA)_Existing_Food Preparation_Natural Gas_Double Rack Oven_E5 | F5 | Commercial | Retail (WA) | Existing | Food Preparation | Natural Gas | Double Rack Oven | E5 | Utility - Cost of Operation | 0 | 0 | 0 | 0 | 0 | 0 | 0 | 0 | 0 | 0 | 0 | 0 | 0 | 0 | 0 | 0 | 0 | 0 | 0 | 0 | 0 | 0 | 0 | 0 | 0 | 0 | 0
F5_Commercial_Retail (WA)_Existing_Food Preparation_Natural Gas_Double Rack Oven_E6 | F5 | Commercial | Retail (WA) | Existing | Food Preparation | Natural Gas | Double Rack Oven | E6 | Utility - Cost of Operation | 0 | 0 | 0 | 0 | 0 | 0 | 0 | 0 | 0 | 0 | 0 | 0 | 0 | 0 | 0 | 0 | 0 | 0 | 0 | 0 | 0 | 0 | 0 | 0 | 0 | 0 | 0
F5_Commercial_Retail (WA)_Existing_Food Preparation_Natural Gas_Double Rack Oven_E7 | F5 | Commercial | Retail (WA) | Existing | Food Preparation | Natural Gas | Double Rack Oven | E7 | Utility - Cost of Operation | 0 | 0 | 0 | 0 | 0 | 0 | 0 | 0 | 0 | 0 | 0 | 0 | 0 | 0 | 0 | 0 | 0 | 0 | 0 | 0 | 0 | 0 | 0 | 0 | 0 | 0 | 0
F5_Commercial_Retail (WA)_Existing_Food Preparation_Natural Gas_Double Rack Oven_E8 | F5 | Commercial | Retail (WA) | Existing | Food Preparation | Natural Gas | Double Rack Oven | E8 | Utility - Cost of Operation | 0 | 0 | 0 | 0 | 0 | 0 | 0 | 0 | 0 | 0 | 0 | 0 | 0 | 0 | 0 | 0 | 0 | 0 | 0 | 0 | 0 | 0 | 0 | 0 | 0 | 0 | 0
F5_Commercial_Retail (WA)_Existing_Food Preparation_Natural Gas_Double Rack Oven_E9 | F5 | Commercial | Retail (WA) | Existing | Food Preparation | Natural Gas | Double Rack Oven | E9 | Utility - Cost of Operation | 0 | 0 | 0 | 0 | 0 | 0 | 0 | 0 | 0 | 0 | 0 | 0 | 0 | 0 | 0 | 0 | 0 | 0 | 0 | 0 | 0 | 0 | 0 | 0 | 0 | 0 | 0
F5_Commercial_Retail (WA)_Existing_Food Preparation_Natural Gas_Double Rack Oven_E10 | F5 | Commercial | Retail (WA) | Existing | Food Preparation | Natural Gas | Double Rack Oven | E10 | Utility - Cost of Operation | 0 | 0 | 0 | 0 | 0 | 0 | 0 | 0 | 0 | 0 | 0 | 0 | 0 | 0 | 0 | 0 | 0 | 0 | 0 | 0 | 0 | 0 | 0 | 0 | 0 | 0 | 0
F6_Commercial_Retail (WA)_Existing_Food Preparation_Natural Gas_Double Rack Oven_E1 | F6 | Commercial | Retail (WA) | Existing | Food Preparation | Natural Gas | Double Rack Oven | E1 | Utility - Value of Sales | 2.1926 | 2.234 | 2.2826 | 2.3393 | 2.4042 | 2.4852 | 2.5665 | 2.6437 | 2.7135 | 2.7812 | 2.8514 | 2.9151 | 2.9824 | 3.0461 | 3.1008 | 3.1503 | 3.1921 | 3.232 | 3.2745 | 3.3141 | 3.3539 | 3.4131 | 3.4729 | 3.5346 | 3.5974 | 3.6613 | 3.7263
F6_Commercial_Retail (WA)_Existing_Food Preparation_Natural Gas_Double Rack Oven_E2 | F6 | Commercial | Retail (WA) | Existing | Food Preparation | Natural Gas | Double Rack Oven | E2 | Utility - Value of Sales | 1.3584 | 1.384 | 1.4142 | 1.4493 | 1.4895 | 1.5397 | 1.5901 | 1.6379 | 1.6811 | 1.7231 | 1.7665 | 1.806 | 1.8477 | 1.8872 | 1.9211 | 1.9517 | 1.9776 | 2.0024 | 2.0287 | 2.0532 | 2.0779 | 2.1145 | 2.1516 | 2.1898 | 2.2287 | 2.2683 | 2.3086
F6_Commercial_Retail (WA)_Existing_Food Preparation_Natural Gas_Double Rack Oven_E3 | F6 | Commercial | Retail (WA) | Existing | Food Preparation | Natural Gas | Double Rack Oven | E3 | Utility - Value of Sales | 0 | 0 | 0 | 0 | 0 | 0 | 0 | 0 | 0 | 0 | 0 | 0 | 0 | 0 | 0 | 0 | 0 | 0 | 0 | 0 | 0 | 0 | 0 | 0 | 0 | 0 | 0
F6_Commercial_Retail (WA)_Existing_Food Preparation_Natural Gas_Double Rack Oven_E4 | F6 | Commercial | Retail (WA) | Existing | Food Preparation | Natural Gas | Double Rack Oven | E4 | Utility - Value of Sales | 0 | 0 | 0 | 0 | 0 | 0 | 0 | 0 | 0 | 0 | 0 | 0 | 0 | 0 | 0 | 0 | 0 | 0 | 0 | 0 | 0 | 0 | 0 | 0 | 0 | 0 | 0
F6_Commercial_Retail (WA)_Existing_Food Preparation_Natural Gas_Double Rack Oven_E5 | F6 | Commercial | Retail (WA) | Existing | Food Preparation | Natural Gas | Double Rack Oven | E5 | Utility - Value of Sales | 0 | 0 | 0 | 0 | 0 | 0 | 0 | 0 | 0 | 0 | 0 | 0 | 0 | 0 | 0 | 0 | 0 | 0 | 0 | 0 | 0 | 0 | 0 | 0 | 0 | 0 | 0
F6_Commercial_Retail (WA)_Existing_Food Preparation_Natural Gas_Double Rack Oven_E6 | F6 | Commercial | Retail (WA) | Existing | Food Preparation | Natural Gas | Double Rack Oven | E6 | Utility - Value of Sales | 0 | 0 | 0 | 0 | 0 | 0 | 0 | 0 | 0 | 0 | 0 | 0 | 0 | 0 | 0 | 0 | 0 | 0 | 0 | 0 | 0 | 0 | 0 | 0 | 0 | 0 | 0
F6_Commercial_Retail (WA)_Existing_Food Preparation_Natural Gas_Double Rack Oven_E7 | F6 | Commercial | Retail (WA) | Existing | Food Preparation | Natural Gas | Double Rack Oven | E7 | Utility - Value of Sales | 0 | 0 | 0 | 0 | 0 | 0 | 0 | 0 | 0 | 0 | 0 | 0 | 0 | 0 | 0 | 0 | 0 | 0 | 0 | 0 | 0 | 0 | 0 | 0 | 0 | 0 | 0
F6_Commercial_Retail (WA)_Existing_Food Preparation_Natural Gas_Double Rack Oven_E8 | F6 | Commercial | Retail (WA) | Existing | Food Preparation | Natural Gas | Double Rack Oven | E8 | Utility - Value of Sales | 0 | 0 | 0 | 0 | 0 | 0 | 0 | 0 | 0 | 0 | 0 | 0 | 0 | 0 | 0 | 0 | 0 | 0 | 0 | 0 | 0 | 0 | 0 | 0 | 0 | 0 | 0
F6_Commercial_Retail (WA)_Existing_Food Preparation_Natural Gas_Double Rack Oven_E9 | F6 | Commercial | Retail (WA) | Existing | Food Preparation | Natural Gas | Double Rack Oven | E9 | Utility - Value of Sales | 0 | 0 | 0 | 0 | 0 | 0 | 0 | 0 | 0 | 0 | 0 | 0 | 0 | 0 | 0 | 0 | 0 | 0 | 0 | 0 | 0 | 0 | 0 | 0 | 0 | 0 | 0
F6_Commercial_Retail (WA)_Existing_Food Preparation_Natural Gas_Double Rack Oven_E10 | F6 | Commercial | Retail (WA) | Existing | Food Preparation | Natural Gas | Double Rack Oven | E10 | Utility - Value of Sales | 0 | 0 | 0 | 0 | 0 | 0 | 0 | 0 | 0 | 0 | 0 | 0 | 0 | 0 | 0 | 0 | 0 | 0 | 0 | 0 | 0 | 0 | 0 | 0 | 0 | 0 | 0
F1_Commercial_Retail (WA)_Existing_Food Preparation_Natural Gas_Fryer_E1 | F1 | Commercial | Retail (WA) | Existing | Food Preparation | Natural Gas | Fryer | E1 | RVT - Cost of Equipment | 0.016261 | 0.016261 | 0.016261 | 0.016261 | 0.016261 | 0.016261 | 0.016261 | 0.016261 | 0.016261 | 0.016261 | 0.016261 | 0.016261 | 0.016261 | 0.016261 | 0.016261 | 0.016261 | 0.016261 | 0.016261 | 0.016261 | 0.016261 | 0.016261 | 0.016261 | 0.016261 | 0.016261 | 0.016261 | 0.016261 | 0.016261
F1_Commercial_Retail (WA)_Existing_Food Preparation_Natural Gas_Fryer_E2 | F1 | Commercial | Retail (WA) | Existing | Food Preparation | Natural Gas | Fryer | E2 | RVT - Cost of Equipment | 0.024066 | 0.024066 | 0.024066 | 0.024066 | 0.024066 | 0.024066 | 0.024066 | 0.024066 | 0.024066 | 0.024066 | 0.024066 | 0.024066 | 0.024066 | 0.024066 | 0.024066 | 0.024066 | 0.024066 | 0.024066 | 0.024066 | 0.024066 | 0.024066 | 0.024066 | 0.024066 | 0.024066 | 0.024066 | 0.024066 | 0.024066
F1_Commercial_Retail (WA)_Existing_Food Preparation_Natural Gas_Fryer_E3 | F1 | Commercial | Retail (WA) | Existing | Food Preparation | Natural Gas | Fryer | E3 | RVT - Cost of Equipment | 0 | 0 | 0 | 0 | 0 | 0 | 0 | 0 | 0 | 0 | 0 | 0 | 0 | 0 | 0 | 0 | 0 | 0 | 0 | 0 | 0 | 0 | 0 | 0 | 0 | 0 | 0
F1_Commercial_Retail (WA)_Existing_Food Preparation_Natural Gas_Fryer_E4 | F1 | Commercial | Retail (WA) | Existing | Food Preparation | Natural Gas | Fryer | E4 | RVT - Cost of Equipment | 0 | 0 | 0 | 0 | 0 | 0 | 0 | 0 | 0 | 0 | 0 | 0 | 0 | 0 | 0 | 0 | 0 | 0 | 0 | 0 | 0 | 0 | 0 | 0 | 0 | 0 | 0
F1_Commercial_Retail (WA)_Existing_Food Preparation_Natural Gas_Fryer_E5 | F1 | Commercial | Retail (WA) | Existing | Food Preparation | Natural Gas | Fryer | E5 | RVT - Cost of Equipment | 0 | 0 | 0 | 0 | 0 | 0 | 0 | 0 | 0 | 0 | 0 | 0 | 0 | 0 | 0 | 0 | 0 | 0 | 0 | 0 | 0 | 0 | 0 | 0 | 0 | 0 | 0
F1_Commercial_Retail (WA)_Existing_Food Preparation_Natural Gas_Fryer_E6 | F1 | Commercial | Retail (WA) | Existing | Food Preparation | Natural Gas | Fryer | E6 | RVT - Cost of Equipment | 0 | 0 | 0 | 0 | 0 | 0 | 0 | 0 | 0 | 0 | 0 | 0 | 0 | 0 | 0 | 0 | 0 | 0 | 0 | 0 | 0 | 0 | 0 | 0 | 0 | 0 | 0
F1_Commercial_Retail (WA)_Existing_Food Preparation_Natural Gas_Fryer_E7 | F1 | Commercial | Retail (WA) | Existing | Food Preparation | Natural Gas | Fryer | E7 | RVT - Cost of Equipment | 0 | 0 | 0 | 0 | 0 | 0 | 0 | 0 | 0 | 0 | 0 | 0 | 0 | 0 | 0 | 0 | 0 | 0 | 0 | 0 | 0 | 0 | 0 | 0 | 0 | 0 | 0
F1_Commercial_Retail (WA)_Existing_Food Preparation_Natural Gas_Fryer_E8 | F1 | Commercial | Retail (WA) | Existing | Food Preparation | Natural Gas | Fryer | E8 | RVT - Cost of Equipment | 0 | 0 | 0 | 0 | 0 | 0 | 0 | 0 | 0 | 0 | 0 | 0 | 0 | 0 | 0 | 0 | 0 | 0 | 0 | 0 | 0 | 0 | 0 | 0 | 0 | 0 | 0
F1_Commercial_Retail (WA)_Existing_Food Preparation_Natural Gas_Fryer_E9 | F1 | Commercial | Retail (WA) | Existing | Food Preparation | Natural Gas | Fryer | E9 | RVT - Cost of Equipment | 0 | 0 | 0 | 0 | 0 | 0 | 0 | 0 | 0 | 0 | 0 | 0 | 0 | 0 | 0 | 0 | 0 | 0 | 0 | 0 | 0 | 0 | 0 | 0 | 0 | 0 | 0
F1_Commercial_Retail (WA)_Existing_Food Preparation_Natural Gas_Fryer_E10 | F1 | Commercial | Retail (WA) | Existing | Food Preparation | Natural Gas | Fryer | E10 | RVT - Cost of Equipment | 0 | 0 | 0 | 0 | 0 | 0 | 0 | 0 | 0 | 0 | 0 | 0 | 0 | 0 | 0 | 0 | 0 | 0 | 0 | 0 | 0 | 0 | 0 | 0 | 0 | 0 | 0
F2_Commercial_Retail (WA)_Existing_Food Preparation_Natural Gas_Fryer_E1 | F2 | Commercial | Retail (WA) | Existing | Food Preparation | Natural Gas | Fryer | E1 | RVT - Cost of Operation | 1.1367 | 1.1596 | 1.1853 | 1.2141 | 1.2463 | 1.2853 | 1.3239 | 1.3604 | 1.3935 | 1.4258 | 1.4592 | 1.4898 | 1.5225 | 1.5542 | 1.5821 | 1.6077 | 1.63 | 1.6517 | 1.6744 | 1.6961 | 1.7178 | 1.7482 | 1.7789 | 1.8105 | 1.8426 | 1.8754 | 1.9087
F2_Commercial_Retail (WA)_Existing_Food Preparation_Natural Gas_Fryer_E2 | F2 | Commercial | Retail (WA) | Existing | Food Preparation | Natural Gas | Fryer | E2 | RVT - Cost of Operation | 0.78399 | 0.79975 | 0.81749 | 0.8374 | 0.85961 | 0.88645 | 0.91309 | 0.93828 | 0.96112 | 0.98336 | 1.0064 | 1.0275 | 1.0501 | 1.0719 | 1.0912 | 1.1088 | 1.1242 | 1.1391 | 1.1549 | 1.1698 | 1.1848 | 1.2057 | 1.2269 | 1.2487 | 1.2709 | 1.2935 | 1.3164
F2_Commercial_Retail (WA)_Existing_Food Preparation_Natural Gas_Fryer_E3 | F2 | Commercial | Retail (WA) | Existing | Food Preparation | Natural Gas | Fryer | E3 | RVT - Cost of Operation | 0 | 0 | 0 | 0 | 0 | 0 | 0 | 0 | 0 | 0 | 0 | 0 | 0 | 0 | 0 | 0 | 0 | 0 | 0 | 0 | 0 | 0 | 0 | 0 | 0 | 0 | 0
F2_Commercial_Retail (WA)_Existing_Food Preparation_Natural Gas_Fryer_E4 | F2 | Commercial | Retail (WA) | Existing | Food Preparation | Natural Gas | Fryer | E4 | RVT - Cost of Operation | 0 | 0 | 0 | 0 | 0 | 0 | 0 | 0 | 0 | 0 | 0 | 0 | 0 | 0 | 0 | 0 | 0 | 0 | 0 | 0 | 0 | 0 | 0 | 0 | 0 | 0 | 0
F2_Commercial_Retail (WA)_Existing_Food Preparation_Natural Gas_Fryer_E5 | F2 | Commercial | Retail (WA) | Existing | Food Preparation | Natural Gas | Fryer | E5 | RVT - Cost of Operation | 0 | 0 | 0 | 0 | 0 | 0 | 0 | 0 | 0 | 0 | 0 | 0 | 0 | 0 | 0 | 0 | 0 | 0 | 0 | 0 | 0 | 0 | 0 | 0 | 0 | 0 | 0
F2_Commercial_Retail (WA)_Existing_Food Preparation_Natural Gas_Fryer_E6 | F2 | Commercial | Retail (WA) | Existing | Food Preparation | Natural Gas | Fryer | E6 | RVT - Cost of Operation | 0 | 0 | 0 | 0 | 0 | 0 | 0 | 0 | 0 | 0 | 0 | 0 | 0 | 0 | 0 | 0 | 0 | 0 | 0 | 0 | 0 | 0 | 0 | 0 | 0 | 0 | 0
F2_Commercial_Retail (WA)_Existing_Food Preparation_Natural Gas_Fryer_E7 | F2 | Commercial | Retail (WA) | Existing | Food Preparation | Natural Gas | Fryer | E7 | RVT - Cost of Operation | 0 | 0 | 0 | 0 | 0 | 0 | 0 | 0 | 0 | 0 | 0 | 0 | 0 | 0 | 0 | 0 | 0 | 0 | 0 | 0 | 0 | 0 | 0 | 0 | 0 | 0 | 0
F2_Commercial_Retail (WA)_Existing_Food Preparation_Natural Gas_Fryer_E8 | F2 | Commercial | Retail (WA) | Existing | Food Preparation | Natural Gas | Fryer | E8 | RVT - Cost of Operation | 0 | 0 | 0 | 0 | 0 | 0 | 0 | 0 | 0 | 0 | 0 | 0 | 0 | 0 | 0 | 0 | 0 | 0 | 0 | 0 | 0 | 0 | 0 | 0 | 0 | 0 | 0
F2_Commercial_Retail (WA)_Existing_Food Preparation_Natural Gas_Fryer_E9 | F2 | Commercial | Retail (WA) | Existing | Food Preparation | Natural Gas | Fryer | E9 | RVT - Cost of Operation | 0 | 0 | 0 | 0 | 0 | 0 | 0 | 0 | 0 | 0 | 0 | 0 | 0 | 0 | 0 | 0 | 0 | 0 | 0 | 0 | 0 | 0 | 0 | 0 | 0 | 0 | 0
F2_Commercial_Retail (WA)_Existing_Food Preparation_Natural Gas_Fryer_E10 | F2 | Commercial | Retail (WA) | Existing | Food Preparation | Natural Gas | Fryer | E10 | RVT - Cost of Operation | 0 | 0 | 0 | 0 | 0 | 0 | 0 | 0 | 0 | 0 | 0 | 0 | 0 | 0 | 0 | 0 | 0 | 0 | 0 | 0 | 0 | 0 | 0 | 0 | 0 | 0 | 0
F3_Commercial_Retail (WA)_Existing_Food Preparation_Natural Gas_Fryer_E1 | F3 | Commercial | Retail (WA) | Existing | Food Preparation | Natural Gas | Fryer | E1 | System - kBTUs of Consumption | 262.9928 | 262.9928 | 262.9928 | 262.9928 | 262.9928 | 262.9928 | 262.9928 | 262.9928 | 262.9928 | 262.9928 | 262.9928 | 262.9928 | 262.9928 | 262.9928 | 262.9928 | 262.9928 | 262.9928 | 262.9928 | 262.9928 | 262.9928 | 262.9928 | 262.9928 | 262.9928 | 262.9928 | 262.9928 | 262.9928 | 262.9928
F3_Commercial_Retail (WA)_Existing_Food Preparation_Natural Gas_Fryer_E2 | F3 | Commercial | Retail (WA) | Existing | Food Preparation | Natural Gas | Fryer | E2 | System - kBTUs of Consumption | 181.3871 | 181.3871 | 181.3871 | 181.3871 | 181.3871 | 181.3871 | 181.3871 | 181.3871 | 181.3871 | 181.3871 | 181.3871 | 181.3871 | 181.3871 | 181.3871 | 181.3871 | 181.3871 | 181.3871 | 181.3871 | 181.3871 | 181.3871 | 181.3871 | 181.3871 | 181.3871 | 181.3871 | 181.3871 | 181.3871 | 181.3871
F3_Commercial_Retail (WA)_Existing_Food Preparation_Natural Gas_Fryer_E3 | F3 | Commercial | Retail (WA) | Existing | Food Preparation | Natural Gas | Fryer | E3 | System - kBTUs of Consumption | 0 | 0 | 0 | 0 | 0 | 0 | 0 | 0 | 0 | 0 | 0 | 0 | 0 | 0 | 0 | 0 | 0 | 0 | 0 | 0 | 0 | 0 | 0 | 0 | 0 | 0 | 0
F3_Commercial_Retail (WA)_Existing_Food Preparation_Natural Gas_Fryer_E4 | F3 | Commercial | Retail (WA) | Existing | Food Preparation | Natural Gas | Fryer | E4 | System - kBTUs of Consumption | 0 | 0 | 0 | 0 | 0 | 0 | 0 | 0 | 0 | 0 | 0 | 0 | 0 | 0 | 0 | 0 | 0 | 0 | 0 | 0 | 0 | 0 | 0 | 0 | 0 | 0 | 0
F3_Commercial_Retail (WA)_Existing_Food Preparation_Natural Gas_Fryer_E5 | F3 | Commercial | Retail (WA) | Existing | Food Preparation | Natural Gas | Fryer | E5 | System - kBTUs of Consumption | 0 | 0 | 0 | 0 | 0 | 0 | 0 | 0 | 0 | 0 | 0 | 0 | 0 | 0 | 0 | 0 | 0 | 0 | 0 | 0 | 0 | 0 | 0 | 0 | 0 | 0 | 0
F3_Commercial_Retail (WA)_Existing_Food Preparation_Natural Gas_Fryer_E6 | F3 | Commercial | Retail (WA) | Existing | Food Preparation | Natural Gas | Fryer | E6 | System - kBTUs of Consumption | 0 | 0 | 0 | 0 | 0 | 0 | 0 | 0 | 0 | 0 | 0 | 0 | 0 | 0 | 0 | 0 | 0 | 0 | 0 | 0 | 0 | 0 | 0 | 0 | 0 | 0 | 0
F3_Commercial_Retail (WA)_Existing_Food Preparation_Natural Gas_Fryer_E7 | F3 | Commercial | Retail (WA) | Existing | Food Preparation | Natural Gas | Fryer | E7 | System - kBTUs of Consumption | 0 | 0 | 0 | 0 | 0 | 0 | 0 | 0 | 0 | 0 | 0 | 0 | 0 | 0 | 0 | 0 | 0 | 0 | 0 | 0 | 0 | 0 | 0 | 0 | 0 | 0 | 0
F3_Commercial_Retail (WA)_Existing_Food Preparation_Natural Gas_Fryer_E8 | F3 | Commercial | Retail (WA) | Existing | Food Preparation | Natural Gas | Fryer | E8 | System - kBTUs of Consumption | 0 | 0 | 0 | 0 | 0 | 0 | 0 | 0 | 0 | 0 | 0 | 0 | 0 | 0 | 0 | 0 | 0 | 0 | 0 | 0 | 0 | 0 | 0 | 0 | 0 | 0 | 0
F3_Commercial_Retail (WA)_Existing_Food Preparation_Natural Gas_Fryer_E9 | F3 | Commercial | Retail (WA) | Existing | Food Preparation | Natural Gas | Fryer | E9 | System - kBTUs of Consumption | 0 | 0 | 0 | 0 | 0 | 0 | 0 | 0 | 0 | 0 | 0 | 0 | 0 | 0 | 0 | 0 | 0 | 0 | 0 | 0 | 0 | 0 | 0 | 0 | 0 | 0 | 0
F3_Commercial_Retail (WA)_Existing_Food Preparation_Natural Gas_Fryer_E10 | F3 | Commercial | Retail (WA) | Existing | Food Preparation | Natural Gas | Fryer | E10 | System - kBTUs of Consumption | 0 | 0 | 0 | 0 | 0 | 0 | 0 | 0 | 0 | 0 | 0 | 0 | 0 | 0 | 0 | 0 | 0 | 0 | 0 | 0 | 0 | 0 | 0 | 0 | 0 | 0 | 0
F4_Commercial_Retail (WA)_Existing_Food Preparation_Natural Gas_Fryer_E1 | F4 | Commercial | Retail (WA) | Existing | Food Preparation | Natural Gas | Fryer | E1 | Utility - Cost of Equipment | 0.016261 | 0.016261 | 0.016261 | 0.016261 | 0.016261 | 0.016261 | 0.016261 | 0.016261 | 0.016261 | 0.016261 | 0.016261 | 0.016261 | 0.016261 | 0.016261 | 0.016261 | 0.016261 | 0.016261 | 0.016261 | 0.016261 | 0.016261 | 0.016261 | 0.016261 | 0.016261 | 0.016261 | 0.016261 | 0.016261 | 0.016261
F4_Commercial_Retail (WA)_Existing_Food Preparation_Natural Gas_Fryer_E2 | F4 | Commercial | Retail (WA) | Existing | Food Preparation | Natural Gas | Fryer | E2 | Utility - Cost of Equipment | 0.024066 | 0.024066 | 0.024066 | 0.024066 | 0.024066 | 0.024066 | 0.024066 | 0.024066 | 0.024066 | 0.024066 | 0.024066 | 0.024066 | 0.024066 | 0.024066 | 0.024066 | 0.024066 | 0.024066 | 0.024066 | 0.024066 | 0.024066 | 0.024066 | 0.024066 | 0.024066 | 0.024066 | 0.024066 | 0.024066 | 0.024066
F4_Commercial_Retail (WA)_Existing_Food Preparation_Natural Gas_Fryer_E3 | F4 | Commercial | Retail (WA) | Existing | Food Preparation | Natural Gas | Fryer | E3 | Utility - Cost of Equipment | 0 | 0 | 0 | 0 | 0 | 0 | 0 | 0 | 0 | 0 | 0 | 0 | 0 | 0 | 0 | 0 | 0 | 0 | 0 | 0 | 0 | 0 | 0 | 0 | 0 | 0 | 0
F4_Commercial_Retail (WA)_Existing_Food Preparation_Natural Gas_Fryer_E4 | F4 | Commercial | Retail (WA) | Existing | Food Preparation | Natural Gas | Fryer | E4 | Utility - Cost of Equipment | 0 | 0 | 0 | 0 | 0 | 0 | 0 | 0 | 0 | 0 | 0 | 0 | 0 | 0 | 0 | 0 | 0 | 0 | 0 | 0 | 0 | 0 | 0 | 0 | 0 | 0 | 0
F4_Commercial_Retail (WA)_Existing_Food Preparation_Natural Gas_Fryer_E5 | F4 | Commercial | Retail (WA) | Existing | Food Preparation | Natural Gas | Fryer | E5 | Utility - Cost of Equipment | 0 | 0 | 0 | 0 | 0 | 0 | 0 | 0 | 0 | 0 | 0 | 0 | 0 | 0 | 0 | 0 | 0 | 0 | 0 | 0 | 0 | 0 | 0 | 0 | 0 | 0 | 0
F4_Commercial_Retail (WA)_Existing_Food Preparation_Natural Gas_Fryer_E6 | F4 | Commercial | Retail (WA) | Existing | Food Preparation | Natural Gas | Fryer | E6 | Utility - Cost of Equipment | 0 | 0 | 0 | 0 | 0 | 0 | 0 | 0 | 0 | 0 | 0 | 0 | 0 | 0 | 0 | 0 | 0 | 0 | 0 | 0 | 0 | 0 | 0 | 0 | 0 | 0 | 0
F4_Commercial_Retail (WA)_Existing_Food Preparation_Natural Gas_Fryer_E7 | F4 | Commercial | Retail (WA) | Existing | Food Preparation | Natural Gas | Fryer | E7 | Utility - Cost of Equipment | 0 | 0 | 0 | 0 | 0 | 0 | 0 | 0 | 0 | 0 | 0 | 0 | 0 | 0 | 0 | 0 | 0 | 0 | 0 | 0 | 0 | 0 | 0 | 0 | 0 | 0 | 0
F4_Commercial_Retail (WA)_Existing_Food Preparation_Natural Gas_Fryer_E8 | F4 | Commercial | Retail (WA) | Existing | Food Preparation | Natural Gas | Fryer | E8 | Utility - Cost of Equipment | 0 | 0 | 0 | 0 | 0 | 0 | 0 | 0 | 0 | 0 | 0 | 0 | 0 | 0 | 0 | 0 | 0 | 0 | 0 | 0 | 0 | 0 | 0 | 0 | 0 | 0 | 0
F4_Commercial_Retail (WA)_Existing_Food Preparation_Natural Gas_Fryer_E9 | F4 | Commercial | Retail (WA) | Existing | Food Preparation | Natural Gas | Fryer | E9 | Utility - Cost of Equipment | 0 | 0 | 0 | 0 | 0 | 0 | 0 | 0 | 0 | 0 | 0 | 0 | 0 | 0 | 0 | 0 | 0 | 0 | 0 | 0 | 0 | 0 | 0 | 0 | 0 | 0 | 0
F4_Commercial_Retail (WA)_Existing_Food Preparation_Natural Gas_Fryer_E10 | F4 | Commercial | Retail (WA) | Existing | Food Preparation | Natural Gas | Fryer | E10 | Utility - Cost of Equipment | 0 | 0 | 0 | 0 | 0 | 0 | 0 | 0 | 0 | 0 | 0 | 0 | 0 | 0 | 0 | 0 | 0 | 0 | 0 | 0 | 0 | 0 | 0 | 0 | 0 | 0 | 0
F5_Commercial_Retail (WA)_Existing_Food Preparation_Natural Gas_Fryer_E1 | F5 | Commercial | Retail (WA) | Existing | Food Preparation | Natural Gas | Fryer | E1 | Utility - Cost of Operation | 0.97509 | 1.0007 | 1.0294 | 1.0616 | 1.0975 | 1.1399 | 1.1831 | 1.2257 | 1.2666 | 1.3081 | 1.3419 | 1.3738 | 1.408 | 1.4415 | 1.472 | 1.5009 | 1.5272 | 1.5533 | 1.581 | 1.6082 | 1.636 | 1.6649 | 1.6942 | 1.7243 | 1.7549 | 1.7861 | 1.8178
F5_Commercial_Retail (WA)_Existing_Food Preparation_Natural Gas_Fryer_E2 | F5 | Commercial | Retail (WA) | Existing | Food Preparation | Natural Gas | Fryer | E2 | Utility - Cost of Operation | 0.67252 | 0.69019 | 0.71001 | 0.73222 | 0.75695 | 0.78621 | 0.816 | 0.84535 | 0.87358 | 0.90222 | 0.92554 | 0.94754 | 0.97108 | 0.99423 | 1.0153 | 1.0351 | 1.0533 | 1.0713 | 1.0904 | 1.1092 | 1.1284 | 1.1483 | 1.1685 | 1.1892 | 1.2104 | 1.2319 | 1.2538
F5_Commercial_Retail (WA)_Existing_Food Preparation_Natural Gas_Fryer_E3 | F5 | Commercial | Retail (WA) | Existing | Food Preparation | Natural Gas | Fryer | E3 | Utility - Cost of Operation | 0 | 0 | 0 | 0 | 0 | 0 | 0 | 0 | 0 | 0 | 0 | 0 | 0 | 0 | 0 | 0 | 0 | 0 | 0 | 0 | 0 | 0 | 0 | 0 | 0 | 0 | 0
F5_Commercial_Retail (WA)_Existing_Food Preparation_Natural Gas_Fryer_E4 | F5 | Commercial | Retail (WA) | Existing | Food Preparation | Natural Gas | Fryer | E4 | Utility - Cost of Operation | 0 | 0 | 0 | 0 | 0 | 0 | 0 | 0 | 0 | 0 | 0 | 0 | 0 | 0 | 0 | 0 | 0 | 0 | 0 | 0 | 0 | 0 | 0 | 0 | 0 | 0 | 0
F5_Commercial_Retail (WA)_Existing_Food Preparation_Natural Gas_Fryer_E5 | F5 | Commercial | Retail (WA) | Existing | Food Preparation | Natural Gas | Fryer | E5 | Utility - Cost of Operation | 0 | 0 | 0 | 0 | 0 | 0 | 0 | 0 | 0 | 0 | 0 | 0 | 0 | 0 | 0 | 0 | 0 | 0 | 0 | 0 | 0 | 0 | 0 | 0 | 0 | 0 | 0
F5_Commercial_Retail (WA)_Existing_Food Preparation_Natural Gas_Fryer_E6 | F5 | Commercial | Retail (WA) | Existing | Food Preparation | Natural Gas | Fryer | E6 | Utility - Cost of Operation | 0 | 0 | 0 | 0 | 0 | 0 | 0 | 0 | 0 | 0 | 0 | 0 | 0 | 0 | 0 | 0 | 0 | 0 | 0 | 0 | 0 | 0 | 0 | 0 | 0 | 0 | 0
F5_Commercial_Retail (WA)_Existing_Food Preparation_Natural Gas_Fryer_E7 | F5 | Commercial | Retail (WA) | Existing | Food Preparation | Natural Gas | Fryer | E7 | Utility - Cost of Operation | 0 | 0 | 0 | 0 | 0 | 0 | 0 | 0 | 0 | 0 | 0 | 0 | 0 | 0 | 0 | 0 | 0 | 0 | 0 | 0 | 0 | 0 | 0 | 0 | 0 | 0 | 0
F5_Commercial_Retail (WA)_Existing_Food Preparation_Natural Gas_Fryer_E8 | F5 | Commercial | Retail (WA) | Existing | Food Preparation | Natural Gas | Fryer | E8 | Utility - Cost of Operation | 0 | 0 | 0 | 0 | 0 | 0 | 0 | 0 | 0 | 0 | 0 | 0 | 0 | 0 | 0 | 0 | 0 | 0 | 0 | 0 | 0 | 0 | 0 | 0 | 0 | 0 | 0
F5_Commercial_Retail (WA)_Existing_Food Preparation_Natural Gas_Fryer_E9 | F5 | Commercial | Retail (WA) | Existing | Food Preparation | Natural Gas | Fryer | E9 | Utility - Cost of Operation | 0 | 0 | 0 | 0 | 0 | 0 | 0 | 0 | 0 | 0 | 0 | 0 | 0 | 0 | 0 | 0 | 0 | 0 | 0 | 0 | 0 | 0 | 0 | 0 | 0 | 0 | 0
F5_Commercial_Retail (WA)_Existing_Food Preparation_Natural Gas_Fryer_E10 | F5 | Commercial | Retail (WA) | Existing | Food Preparation | Natural Gas | Fryer | E10 | Utility - Cost of Operation | 0 | 0 | 0 | 0 | 0 | 0 | 0 | 0 | 0 | 0 | 0 | 0 | 0 | 0 | 0 | 0 | 0 | 0 | 0 | 0 | 0 | 0 | 0 | 0 | 0 | 0 | 0
F6_Commercial_Retail (WA)_Existing_Food Preparation_Natural Gas_Fryer_E1 | F6 | Commercial | Retail (WA) | Existing | Food Preparation | Natural Gas | Fryer | E1 | Utility - Value of Sales | 1.1367 | 1.1596 | 1.1853 | 1.2141 | 1.2463 | 1.2853 | 1.3239 | 1.3604 | 1.3935 | 1.4258 | 1.4592 | 1.4898 | 1.5225 | 1.5542 | 1.5821 | 1.6077 | 1.63 | 1.6517 | 1.6744 | 1.6961 | 1.7178 | 1.7482 | 1.7789 | 1.8105 | 1.8426 | 1.8754 | 1.9087
F6_Commercial_Retail (WA)_Existing_Food Preparation_Natural Gas_Fryer_E2 | F6 | Commercial | Retail (WA) | Existing | Food Preparation | Natural Gas | Fryer | E2 | Utility - Value of Sales | 0.78399 | 0.79975 | 0.81749 | 0.8374 | 0.85961 | 0.88645 | 0.91309 | 0.93828 | 0.96112 | 0.98336 | 1.0064 | 1.0275 | 1.0501 | 1.0719 | 1.0912 | 1.1088 | 1.1242 | 1.1391 | 1.1549 | 1.1698 | 1.1848 | 1.2057 | 1.2269 | 1.2487 | 1.2709 | 1.2935 | 1.3164
F6_Commercial_Retail (WA)_Existing_Food Preparation_Natural Gas_Fryer_E3 | F6 | Commercial | Retail (WA) | Existing | Food Preparation | Natural Gas | Fryer | E3 | Utility - Value of Sales | 0 | 0 | 0 | 0 | 0 | 0 | 0 | 0 | 0 | 0 | 0 | 0 | 0 | 0 | 0 | 0 | 0 | 0 | 0 | 0 | 0 | 0 | 0 | 0 | 0 | 0 | 0
F6_Commercial_Retail (WA)_Existing_Food Preparation_Natural Gas_Fryer_E4 | F6 | Commercial | Retail (WA) | Existing | Food Preparation | Natural Gas | Fryer | E4 | Utility - Value of Sales | 0 | 0 | 0 | 0 | 0 | 0 | 0 | 0 | 0 | 0 | 0 | 0 | 0 | 0 | 0 | 0 | 0 | 0 | 0 | 0 | 0 | 0 | 0 | 0 | 0 | 0 | 0
F6_Commercial_Retail (WA)_Existing_Food Preparation_Natural Gas_Fryer_E5 | F6 | Commercial | Retail (WA) | Existing | Food Preparation | Natural Gas | Fryer | E5 | Utility - Value of Sales | 0 | 0 | 0 | 0 | 0 | 0 | 0 | 0 | 0 | 0 | 0 | 0 | 0 | 0 | 0 | 0 | 0 | 0 | 0 | 0 | 0 | 0 | 0 | 0 | 0 | 0 | 0
F6_Commercial_Retail (WA)_Existing_Food Preparation_Natural Gas_Fryer_E6 | F6 | Commercial | Retail (WA) | Existing | Food Preparation | Natural Gas | Fryer | E6 | Utility - Value of Sales | 0 | 0 | 0 | 0 | 0 | 0 | 0 | 0 | 0 | 0 | 0 | 0 | 0 | 0 | 0 | 0 | 0 | 0 | 0 | 0 | 0 | 0 | 0 | 0 | 0 | 0 | 0
F6_Commercial_Retail (WA)_Existing_Food Preparation_Natural Gas_Fryer_E7 | F6 | Commercial | Retail (WA) | Existing | Food Preparation | Natural Gas | Fryer | E7 | Utility - Value of Sales | 0 | 0 | 0 | 0 | 0 | 0 | 0 | 0 | 0 | 0 | 0 | 0 | 0 | 0 | 0 | 0 | 0 | 0 | 0 | 0 | 0 | 0 | 0 | 0 | 0 | 0 | 0
F6_Commercial_Retail (WA)_Existing_Food Preparation_Natural Gas_Fryer_E8 | F6 | Commercial | Retail (WA) | Existing | Food Preparation | Natural Gas | Fryer | E8 | Utility - Value of Sales | 0 | 0 | 0 | 0 | 0 | 0 | 0 | 0 | 0 | 0 | 0 | 0 | 0 | 0 | 0 | 0 | 0 | 0 | 0 | 0 | 0 | 0 | 0 | 0 | 0 | 0 | 0
F6_Commercial_Retail (WA)_Existing_Food Preparation_Natural Gas_Fryer_E9 | F6 | Commercial | Retail (WA) | Existing | Food Preparation | Natural Gas | Fryer | E9 | Utility - Value of Sales | 0 | 0 | 0 | 0 | 0 | 0 | 0 | 0 | 0 | 0 | 0 | 0 | 0 | 0 | 0 | 0 | 0 | 0 | 0 | 0 | 0 | 0 | 0 | 0 | 0 | 0 | 0
F6_Commercial_Retail (WA)_Existing_Food Preparation_Natural Gas_Fryer_E10 | F6 | Commercial | Retail (WA) | Existing | Food Preparation | Natural Gas | Fryer | E10 | Utility - Value of Sales | 0 | 0 | 0 | 0 | 0 | 0 | 0 | 0 | 0 | 0 | 0 | 0 | 0 | 0 | 0 | 0 | 0 | 0 | 0 | 0 | 0 | 0 | 0 | 0 | 0 | 0 | 0
F1_Commercial_Retail (WA)_Existing_Food Preparation_Natural Gas_Broiler_E1 | F1 | Commercial | Retail (WA) | Existing | Food Preparation | Natural Gas | Broiler | E1 | RVT - Cost of Equipment | 0.56833 | 0.56833 | 0.56833 | 0.56833 | 0.56833 | 0.56833 | 0.56833 | 0.56833 | 0.56833 | 0.56833 | 0.56833 | 0.56833 | 0.56833 | 0.56833 | 0.56833 | 0.56833 | 0.56833 | 0.56833 | 0.56833 | 0.56833 | 0.56833 | 0.56833 | 0.56833 | 0.56833 | 0.56833 | 0.56833 | 0.56833
F1_Commercial_Retail (WA)_Existing_Food Preparation_Natural Gas_Broiler_E2 | F1 | Commercial | Retail (WA) | Existing | Food Preparation | Natural Gas | Broiler | E2 | RVT - Cost of Equipment | 0.79566 | 0.79566 | 0.79566 | 0.79566 | 0.79566 | 0.79566 | 0.79566 | 0.79566 | 0.79566 | 0.79566 | 0.79566 | 0.79566 | 0.79566 | 0.79566 | 0.79566 | 0.79566 | 0.79566 | 0.79566 | 0.79566 | 0.79566 | 0.79566 | 0.79566 | 0.79566 | 0.79566 | 0.79566 | 0.79566 | 0.79566
F1_Commercial_Retail (WA)_Existing_Food Preparation_Natural Gas_Broiler_E3 | F1 | Commercial | Retail (WA) | Existing | Food Preparation | Natural Gas | Broiler | E3 | RVT - Cost of Equipment | 0 | 0 | 0 | 0 | 0 | 0 | 0 | 0 | 0 | 0 | 0 | 0 | 0 | 0 | 0 | 0 | 0 | 0 | 0 | 0 | 0 | 0 | 0 | 0 | 0 | 0 | 0
F1_Commercial_Retail (WA)_Existing_Food Preparation_Natural Gas_Broiler_E4 | F1 | Commercial | Retail (WA) | Existing | Food Preparation | Natural Gas | Broiler | E4 | RVT - Cost of Equipment | 0 | 0 | 0 | 0 | 0 | 0 | 0 | 0 | 0 | 0 | 0 | 0 | 0 | 0 | 0 | 0 | 0 | 0 | 0 | 0 | 0 | 0 | 0 | 0 | 0 | 0 | 0
F1_Commercial_Retail (WA)_Existing_Food Preparation_Natural Gas_Broiler_E5 | F1 | Commercial | Retail (WA) | Existing | Food Preparation | Natural Gas | Broiler | E5 | RVT - Cost of Equipment | 0 | 0 | 0 | 0 | 0 | 0 | 0 | 0 | 0 | 0 | 0 | 0 | 0 | 0 | 0 | 0 | 0 | 0 | 0 | 0 | 0 | 0 | 0 | 0 | 0 | 0 | 0
F1_Commercial_Retail (WA)_Existing_Food Preparation_Natural Gas_Broiler_E6 | F1 | Commercial | Retail (WA) | Existing | Food Preparation | Natural Gas | Broiler | E6 | RVT - Cost of Equipment | 0 | 0 | 0 | 0 | 0 | 0 | 0 | 0 | 0 | 0 | 0 | 0 | 0 | 0 | 0 | 0 | 0 | 0 | 0 | 0 | 0 | 0 | 0 | 0 | 0 | 0 | 0
F1_Commercial_Retail (WA)_Existing_Food Preparation_Natural Gas_Broiler_E7 | F1 | Commercial | Retail (WA) | Existing | Food Preparation | Natural Gas | Broiler | E7 | RVT - Cost of Equipment | 0 | 0 | 0 | 0 | 0 | 0 | 0 | 0 | 0 | 0 | 0 | 0 | 0 | 0 | 0 | 0 | 0 | 0 | 0 | 0 | 0 | 0 | 0 | 0 | 0 | 0 | 0
F1_Commercial_Retail (WA)_Existing_Food Preparation_Natural Gas_Broiler_E8 | F1 | Commercial | Retail (WA) | Existing | Food Preparation | Natural Gas | Broiler | E8 | RVT - Cost of Equipment | 0 | 0 | 0 | 0 | 0 | 0 | 0 | 0 | 0 | 0 | 0 | 0 | 0 | 0 | 0 | 0 | 0 | 0 | 0 | 0 | 0 | 0 | 0 | 0 | 0 | 0 | 0
F1_Commercial_Retail (WA)_Existing_Food Preparation_Natural Gas_Broiler_E9 | F1 | Commercial | Retail (WA) | Existing | Food Preparation | Natural Gas | Broiler | E9 | RVT - Cost of Equipment | 0 | 0 | 0 | 0 | 0 | 0 | 0 | 0 | 0 | 0 | 0 | 0 | 0 | 0 | 0 | 0 | 0 | 0 | 0 | 0 | 0 | 0 | 0 | 0 | 0 | 0 | 0
F1_Commercial_Retail (WA)_Existing_Food Preparation_Natural Gas_Broiler_E10 | F1 | Commercial | Retail (WA) | Existing | Food Preparation | Natural Gas | Broiler | E10 | RVT - Cost of Equipment | 0 | 0 | 0 | 0 | 0 | 0 | 0 | 0 | 0 | 0 | 0 | 0 | 0 | 0 | 0 | 0 | 0 | 0 | 0 | 0 | 0 | 0 | 0 | 0 | 0 | 0 | 0
F2_Commercial_Retail (WA)_Existing_Food Preparation_Natural Gas_Broiler_E1 | F2 | Commercial | Retail (WA) | Existing | Food Preparation | Natural Gas | Broiler | E1 | RVT - Cost of Operation | 1.1261 | 1.1474 | 1.1723 | 1.2015 | 1.2348 | 1.2764 | 1.3182 | 1.3578 | 1.3936 | 1.4284 | 1.4645 | 1.4972 | 1.5318 | 1.5645 | 1.5926 | 1.618 | 1.6394 | 1.6599 | 1.6818 | 1.7021 | 1.7226 | 1.7529 | 1.7837 | 1.8154 | 1.8476 | 1.8804 | 1.9138
F2_Commercial_Retail (WA)_Existing_Food Preparation_Natural Gas_Broiler_E2 | F2 | Commercial | Retail (WA) | Existing | Food Preparation | Natural Gas | Broiler | E2 | RVT - Cost of Operation | 0.96048 | 0.97862 | 0.99992 | 1.0247 | 1.0532 | 1.0887 | 1.1243 | 1.1581 | 1.1887 | 1.2183 | 1.2491 | 1.277 | 1.3065 | 1.3344 | 1.3584 | 1.38 | 1.3983 | 1.4158 | 1.4344 | 1.4518 | 1.4692 | 1.4951 | 1.5213 | 1.5484 | 1.5759 | 1.6039 | 1.6324
F2_Commercial_Retail (WA)_Existing_Food Preparation_Natural Gas_Broiler_E3 | F2 | Commercial | Retail (WA) | Existing | Food Preparation | Natural Gas | Broiler | E3 | RVT - Cost of Operation | 0 | 0 | 0 | 0 | 0 | 0 | 0 | 0 | 0 | 0 | 0 | 0 | 0 | 0 | 0 | 0 | 0 | 0 | 0 | 0 | 0 | 0 | 0 | 0 | 0 | 0 | 0
F2_Commercial_Retail (WA)_Existing_Food Preparation_Natural Gas_Broiler_E4 | F2 | Commercial | Retail (WA) | Existing | Food Preparation | Natural Gas | Broiler | E4 | RVT - Cost of Operation | 0 | 0 | 0 | 0 | 0 | 0 | 0 | 0 | 0 | 0 | 0 | 0 | 0 | 0 | 0 | 0 | 0 | 0 | 0 | 0 | 0 | 0 | 0 | 0 | 0 | 0 | 0
F2_Commercial_Retail (WA)_Existing_Food Preparation_Natural Gas_Broiler_E5 | F2 | Commercial | Retail (WA) | Existing | Food Preparation | Natural Gas | Broiler | E5 | RVT - Cost of Operation | 0 | 0 | 0 | 0 | 0 | 0 | 0 | 0 | 0 | 0 | 0 | 0 | 0 | 0 | 0 | 0 | 0 | 0 | 0 | 0 | 0 | 0 | 0 | 0 | 0 | 0 | 0
F2_Commercial_Retail (WA)_Existing_Food Preparation_Natural Gas_Broiler_E6 | F2 | Commercial | Retail (WA) | Existing | Food Preparation | Natural Gas | Broiler | E6 | RVT - Cost of Operation | 0 | 0 | 0 | 0 | 0 | 0 | 0 | 0 | 0 | 0 | 0 | 0 | 0 | 0 | 0 | 0 | 0 | 0 | 0 | 0 | 0 | 0 | 0 | 0 | 0 | 0 | 0
F2_Commercial_Retail (WA)_Existing_Food Preparation_Natural Gas_Broiler_E7 | F2 | Commercial | Retail (WA) | Existing | Food Preparation | Natural Gas | Broiler | E7 | RVT - Cost of Operation | 0 | 0 | 0 | 0 | 0 | 0 | 0 | 0 | 0 | 0 | 0 | 0 | 0 | 0 | 0 | 0 | 0 | 0 | 0 | 0 | 0 | 0 | 0 | 0 | 0 | 0 | 0
F2_Commercial_Retail (WA)_Existing_Food Preparation_Natural Gas_Broiler_E8 | F2 | Commercial | Retail (WA) | Existing | Food Preparation | Natural Gas | Broiler | E8 | RVT - Cost of Operation | 0 | 0 | 0 | 0 | 0 | 0 | 0 | 0 | 0 | 0 | 0 | 0 | 0 | 0 | 0 | 0 | 0 | 0 | 0 | 0 | 0 | 0 | 0 | 0 | 0 | 0 | 0
F2_Commercial_Retail (WA)_Existing_Food Preparation_Natural Gas_Broiler_E9 | F2 | Commercial | Retail (WA) | Existing | Food Preparation | Natural Gas | Broiler | E9 | RVT - Cost of Operation | 0 | 0 | 0 | 0 | 0 | 0 | 0 | 0 | 0 | 0 | 0 | 0 | 0 | 0 | 0 | 0 | 0 | 0 | 0 | 0 | 0 | 0 | 0 | 0 | 0 | 0 | 0
F2_Commercial_Retail (WA)_Existing_Food Preparation_Natural Gas_Broiler_E10 | F2 | Commercial | Retail (WA) | Existing | Food Preparation | Natural Gas | Broiler | E10 | RVT - Cost of Operation | 0 | 0 | 0 | 0 | 0 | 0 | 0 | 0 | 0 | 0 | 0 | 0 | 0 | 0 | 0 | 0 | 0 | 0 | 0 | 0 | 0 | 0 | 0 | 0 | 0 | 0 | 0
F3_Commercial_Retail (WA)_Existing_Food Preparation_Natural Gas_Broiler_E1 | F3 | Commercial | Retail (WA) | Existing | Food Preparation | Natural Gas | Broiler | E1 | System - kBTUs of Consumption | 268.6446 | 268.6446 | 268.6446 | 268.6446 | 268.6446 | 268.6446 | 268.6446 | 268.6446 | 268.6446 | 268.6446 | 268.6446 | 268.6446 | 268.6446 | 268.6446 | 268.6446 | 268.6446 | 268.6446 | 268.6446 | 268.6446 | 268.6446 | 268.6446 | 268.6446 | 268.6446 | 268.6446 | 268.6446 | 268.6446 | 268.6446
F3_Commercial_Retail (WA)_Existing_Food Preparation_Natural Gas_Broiler_E2 | F3 | Commercial | Retail (WA) | Existing | Food Preparation | Natural Gas | Broiler | E2 | System - kBTUs of Consumption | 229.1332 | 229.1332 | 229.1332 | 229.1332 | 229.1332 | 229.1332 | 229.1332 | 229.1332 | 229.1332 | 229.1332 | 229.1332 | 229.1332 | 229.1332 | 229.1332 | 229.1332 | 229.1332 | 229.1332 | 229.1332 | 229.1332 | 229.1332 | 229.1332 | 229.1332 | 229.1332 | 229.1332 | 229.1332 | 229.1332 | 229.1332
F3_Commercial_Retail (WA)_Existing_Food Preparation_Natural Gas_Broiler_E3 | F3 | Commercial | Retail (WA) | Existing | Food Preparation | Natural Gas | Broiler | E3 | System - kBTUs of Consumption | 0 | 0 | 0 | 0 | 0 | 0 | 0 | 0 | 0 | 0 | 0 | 0 | 0 | 0 | 0 | 0 | 0 | 0 | 0 | 0 | 0 | 0 | 0 | 0 | 0 | 0 | 0
F3_Commercial_Retail (WA)_Existing_Food Preparation_Natural Gas_Broiler_E4 | F3 | Commercial | Retail (WA) | Existing | Food Preparation | Natural Gas | Broiler | E4 | System - kBTUs of Consumption | 0 | 0 | 0 | 0 | 0 | 0 | 0 | 0 | 0 | 0 | 0 | 0 | 0 | 0 | 0 | 0 | 0 | 0 | 0 | 0 | 0 | 0 | 0 | 0 | 0 | 0 | 0
F3_Commercial_Retail (WA)_Existing_Food Preparation_Natural Gas_Broiler_E5 | F3 | Commercial | Retail (WA) | Existing | Food Preparation | Natural Gas | Broiler | E5 | System - kBTUs of Consumption | 0 | 0 | 0 | 0 | 0 | 0 | 0 | 0 | 0 | 0 | 0 | 0 | 0 | 0 | 0 | 0 | 0 | 0 | 0 | 0 | 0 | 0 | 0 | 0 | 0 | 0 | 0
F3_Commercial_Retail (WA)_Existing_Food Preparation_Natural Gas_Broiler_E6 | F3 | Commercial | Retail (WA) | Existing | Food Preparation | Natural Gas | Broiler | E6 | System - kBTUs of Consumption | 0 | 0 | 0 | 0 | 0 | 0 | 0 | 0 | 0 | 0 | 0 | 0 | 0 | 0 | 0 | 0 | 0 | 0 | 0 | 0 | 0 | 0 | 0 | 0 | 0 | 0 | 0
F3_Commercial_Retail (WA)_Existing_Food Preparation_Natural Gas_Broiler_E7 | F3 | Commercial | Retail (WA) | Existing | Food Preparation | Natural Gas | Broiler | E7 | System - kBTUs of Consumption | 0 | 0 | 0 | 0 | 0 | 0 | 0 | 0 | 0 | 0 | 0 | 0 | 0 | 0 | 0 | 0 | 0 | 0 | 0 | 0 | 0 | 0 | 0 | 0 | 0 | 0 | 0
F3_Commercial_Retail (WA)_Existing_Food Preparation_Natural Gas_Broiler_E8 | F3 | Commercial | Retail (WA) | Existing | Food Preparation | Natural Gas | Broiler | E8 | System - kBTUs of Consumption | 0 | 0 | 0 | 0 | 0 | 0 | 0 | 0 | 0 | 0 | 0 | 0 | 0 | 0 | 0 | 0 | 0 | 0 | 0 | 0 | 0 | 0 | 0 | 0 | 0 | 0 | 0
F3_Commercial_Retail (WA)_Existing_Food Preparation_Natural Gas_Broiler_E9 | F3 | Commercial | Retail (WA) | Existing | Food Preparation | Natural Gas | Broiler | E9 | System - kBTUs of Consumption | 0 | 0 | 0 | 0 | 0 | 0 | 0 | 0 | 0 | 0 | 0 | 0 | 0 | 0 | 0 | 0 | 0 | 0 | 0 | 0 | 0 | 0 | 0 | 0 | 0 | 0 | 0
F3_Commercial_Retail (WA)_Existing_Food Preparation_Natural Gas_Broiler_E10 | F3 | Commercial | Retail (WA) | Existing | Food Preparation | Natural Gas | Broiler | E10 | System - kBTUs of Consumption | 0 | 0 | 0 | 0 | 0 | 0 | 0 | 0 | 0 | 0 | 0 | 0 | 0 | 0 | 0 | 0 | 0 | 0 | 0 | 0 | 0 | 0 | 0 | 0 | 0 | 0 | 0
F4_Commercial_Retail (WA)_Existing_Food Preparation_Natural Gas_Broiler_E1 | F4 | Commercial | Retail (WA) | Existing | Food Preparation | Natural Gas | Broiler | E1 | Utility - Cost of Equipment | 0.56833 | 0.56833 | 0.56833 | 0.56833 | 0.56833 | 0.56833 | 0.56833 | 0.56833 | 0.56833 | 0.56833 | 0.56833 | 0.56833 | 0.56833 | 0.56833 | 0.56833 | 0.56833 | 0.56833 | 0.56833 | 0.56833 | 0.56833 | 0.56833 | 0.56833 | 0.56833 | 0.56833 | 0.56833 | 0.56833 | 0.56833
F4_Commercial_Retail (WA)_Existing_Food Preparation_Natural Gas_Broiler_E2 | F4 | Commercial | Retail (WA) | Existing | Food Preparation | Natural Gas | Broiler | E2 | Utility - Cost of Equipment | 0.79566 | 0.79566 | 0.79566 | 0.79566 | 0.79566 | 0.79566 | 0.79566 | 0.79566 | 0.79566 | 0.79566 | 0.79566 | 0.79566 | 0.79566 | 0.79566 | 0.79566 | 0.79566 | 0.79566 | 0.79566 | 0.79566 | 0.79566 | 0.79566 | 0.79566 | 0.79566 | 0.79566 | 0.79566 | 0.79566 | 0.79566
F4_Commercial_Retail (WA)_Existing_Food Preparation_Natural Gas_Broiler_E3 | F4 | Commercial | Retail (WA) | Existing | Food Preparation | Natural Gas | Broiler | E3 | Utility - Cost of Equipment | 0 | 0 | 0 | 0 | 0 | 0 | 0 | 0 | 0 | 0 | 0 | 0 | 0 | 0 | 0 | 0 | 0 | 0 | 0 | 0 | 0 | 0 | 0 | 0 | 0 | 0 | 0
F4_Commercial_Retail (WA)_Existing_Food Preparation_Natural Gas_Broiler_E4 | F4 | Commercial | Retail (WA) | Existing | Food Preparation | Natural Gas | Broiler | E4 | Utility - Cost of Equipment | 0 | 0 | 0 | 0 | 0 | 0 | 0 | 0 | 0 | 0 | 0 | 0 | 0 | 0 | 0 | 0 | 0 | 0 | 0 | 0 | 0 | 0 | 0 | 0 | 0 | 0 | 0
F4_Commercial_Retail (WA)_Existing_Food Preparation_Natural Gas_Broiler_E5 | F4 | Commercial | Retail (WA) | Existing | Food Preparation | Natural Gas | Broiler | E5 | Utility - Cost of Equipment | 0 | 0 | 0 | 0 | 0 | 0 | 0 | 0 | 0 | 0 | 0 | 0 | 0 | 0 | 0 | 0 | 0 | 0 | 0 | 0 | 0 | 0 | 0 | 0 | 0 | 0 | 0
F4_Commercial_Retail (WA)_Existing_Food Preparation_Natural Gas_Broiler_E6 | F4 | Commercial | Retail (WA) | Existing | Food Preparation | Natural Gas | Broiler | E6 | Utility - Cost of Equipment | 0 | 0 | 0 | 0 | 0 | 0 | 0 | 0 | 0 | 0 | 0 | 0 | 0 | 0 | 0 | 0 | 0 | 0 | 0 | 0 | 0 | 0 | 0 | 0 | 0 | 0 | 0
F4_Commercial_Retail (WA)_Existing_Food Preparation_Natural Gas_Broiler_E7 | F4 | Commercial | Retail (WA) | Existing | Food Preparation | Natural Gas | Broiler | E7 | Utility - Cost of Equipment | 0 | 0 | 0 | 0 | 0 | 0 | 0 | 0 | 0 | 0 | 0 | 0 | 0 | 0 | 0 | 0 | 0 | 0 | 0 | 0 | 0 | 0 | 0 | 0 | 0 | 0 | 0
F4_Commercial_Retail (WA)_Existing_Food Preparation_Natural Gas_Broiler_E8 | F4 | Commercial | Retail (WA) | Existing | Food Preparation | Natural Gas | Broiler | E8 | Utility - Cost of Equipment | 0 | 0 | 0 | 0 | 0 | 0 | 0 | 0 | 0 | 0 | 0 | 0 | 0 | 0 | 0 | 0 | 0 | 0 | 0 | 0 | 0 | 0 | 0 | 0 | 0 | 0 | 0
F4_Commercial_Retail (WA)_Existing_Food Preparation_Natural Gas_Broiler_E9 | F4 | Commercial | Retail (WA) | Existing | Food Preparation | Natural Gas | Broiler | E9 | Utility - Cost of Equipment | 0 | 0 | 0 | 0 | 0 | 0 | 0 | 0 | 0 | 0 | 0 | 0 | 0 | 0 | 0 | 0 | 0 | 0 | 0 | 0 | 0 | 0 | 0 | 0 | 0 | 0 | 0
F4_Commercial_Retail (WA)_Existing_Food Preparation_Natural Gas_Broiler_E10 | F4 | Commercial | Retail (WA) | Existing | Food Preparation | Natural Gas | Broiler | E10 | Utility - Cost of Equipment | 0 | 0 | 0 | 0 | 0 | 0 | 0 | 0 | 0 | 0 | 0 | 0 | 0 | 0 | 0 | 0 | 0 | 0 | 0 | 0 | 0 | 0 | 0 | 0 | 0 | 0 | 0
F5_Commercial_Retail (WA)_Existing_Food Preparation_Natural Gas_Broiler_E1 | F5 | Commercial | Retail (WA) | Existing | Food Preparation | Natural Gas | Broiler | E1 | Utility - Cost of Operation | 0.95611 | 0.9802 | 1.0088 | 1.0415 | 1.0785 | 1.1235 | 1.1698 | 1.2157 | 1.2599 | 1.3047 | 1.3403 | 1.3737 | 1.4095 | 1.4447 | 1.476 | 1.5054 | 1.5318 | 1.5578 | 1.5856 | 1.6127 | 1.6405 | 1.6695 | 1.6987 | 1.7289 | 1.7596 | 1.7909 | 1.8227
F5_Commercial_Retail (WA)_Existing_Food Preparation_Natural Gas_Broiler_E2 | F5 | Commercial | Retail (WA) | Existing | Food Preparation | Natural Gas | Broiler | E2 | Utility - Cost of Operation | 0.81549 | 0.83604 | 0.86039 | 0.88829 | 0.91985 | 0.95824 | 0.99776 | 1.0369 | 1.0746 | 1.1128 | 1.1432 | 1.1716 | 1.2022 | 1.2322 | 1.259 | 1.284 | 1.3065 | 1.3287 | 1.3524 | 1.3755 | 1.3992 | 1.4239 | 1.4489 | 1.4746 | 1.5008 | 1.5275 | 1.5546
F5_Commercial_Retail (WA)_Existing_Food Preparation_Natural Gas_Broiler_E3 | F5 | Commercial | Retail (WA) | Existing | Food Preparation | Natural Gas | Broiler | E3 | Utility - Cost of Operation | 0 | 0 | 0 | 0 | 0 | 0 | 0 | 0 | 0 | 0 | 0 | 0 | 0 | 0 | 0 | 0 | 0 | 0 | 0 | 0 | 0 | 0 | 0 | 0 | 0 | 0 | 0
F5_Commercial_Retail (WA)_Existing_Food Preparation_Natural Gas_Broiler_E4 | F5 | Commercial | Retail (WA) | Existing | Food Preparation | Natural Gas | Broiler | E4 | Utility - Cost of Operation | 0 | 0 | 0 | 0 | 0 | 0 | 0 | 0 | 0 | 0 | 0 | 0 | 0 | 0 | 0 | 0 | 0 | 0 | 0 | 0 | 0 | 0 | 0 | 0 | 0 | 0 | 0
F5_Commercial_Retail (WA)_Existing_Food Preparation_Natural Gas_Broiler_E5 | F5 | Commercial | Retail (WA) | Existing | Food Preparation | Natural Gas | Broiler | E5 | Utility - Cost of Operation | 0 | 0 | 0 | 0 | 0 | 0 | 0 | 0 | 0 | 0 | 0 | 0 | 0 | 0 | 0 | 0 | 0 | 0 | 0 | 0 | 0 | 0 | 0 | 0 | 0 | 0 | 0
F5_Commercial_Retail (WA)_Existing_Food Preparation_Natural Gas_Broiler_E6 | F5 | Commercial | Retail (WA) | Existing | Food Preparation | Natural Gas | Broiler | E6 | Utility - Cost of Operation | 0 | 0 | 0 | 0 | 0 | 0 | 0 | 0 | 0 | 0 | 0 | 0 | 0 | 0 | 0 | 0 | 0 | 0 | 0 | 0 | 0 | 0 | 0 | 0 | 0 | 0 | 0
F5_Commercial_Retail (WA)_Existing_Food Preparation_Natural Gas_Broiler_E7 | F5 | Commercial | Retail (WA) | Existing | Food Preparation | Natural Gas | Broiler | E7 | Utility - Cost of Operation | 0 | 0 | 0 | 0 | 0 | 0 | 0 | 0 | 0 | 0 | 0 | 0 | 0 | 0 | 0 | 0 | 0 | 0 | 0 | 0 | 0 | 0 | 0 | 0 | 0 | 0 | 0
F5_Commercial_Retail (WA)_Existing_Food Preparation_Natural Gas_Broiler_E8 | F5 | Commercial | Retail (WA) | Existing | Food Preparation | Natural Gas | Broiler | E8 | Utility - Cost of Operation | 0 | 0 | 0 | 0 | 0 | 0 | 0 | 0 | 0 | 0 | 0 | 0 | 0 | 0 | 0 | 0 | 0 | 0 | 0 | 0 | 0 | 0 | 0 | 0 | 0 | 0 | 0
F5_Commercial_Retail (WA)_Existing_Food Preparation_Natural Gas_Broiler_E9 | F5 | Commercial | Retail (WA) | Existing | Food Preparation | Natural Gas | Broiler | E9 | Utility - Cost of Operation | 0 | 0 | 0 | 0 | 0 | 0 | 0 | 0 | 0 | 0 | 0 | 0 | 0 | 0 | 0 | 0 | 0 | 0 | 0 | 0 | 0 | 0 | 0 | 0 | 0 | 0 | 0
F5_Commercial_Retail (WA)_Existing_Food Preparation_Natural Gas_Broiler_E10 | F5 | Commercial | Retail (WA) | Existing | Food Preparation | Natural Gas | Broiler | E10 | Utility - Cost of Operation | 0 | 0 | 0 | 0 | 0 | 0 | 0 | 0 | 0 | 0 | 0 | 0 | 0 | 0 | 0 | 0 | 0 | 0 | 0 | 0 | 0 | 0 | 0 | 0 | 0 | 0 | 0
F6_Commercial_Retail (WA)_Existing_Food Preparation_Natural Gas_Broiler_E1 | F6 | Commercial | Retail (WA) | Existing | Food Preparation | Natural Gas | Broiler | E1 | Utility - Value of Sales | 1.1261 | 1.1474 | 1.1723 | 1.2015 | 1.2348 | 1.2764 | 1.3182 | 1.3578 | 1.3936 | 1.4284 | 1.4645 | 1.4972 | 1.5318 | 1.5645 | 1.5926 | 1.618 | 1.6394 | 1.6599 | 1.6818 | 1.7021 | 1.7226 | 1.7529 | 1.7837 | 1.8154 | 1.8476 | 1.8804 | 1.9138
F6_Commercial_Retail (WA)_Existing_Food Preparation_Natural Gas_Broiler_E2 | F6 | Commercial | Retail (WA) | Existing | Food Preparation | Natural Gas | Broiler | E2 | Utility - Value of Sales | 0.96048 | 0.97862 | 0.99992 | 1.0247 | 1.0532 | 1.0887 | 1.1243 | 1.1581 | 1.1887 | 1.2183 | 1.2491 | 1.277 | 1.3065 | 1.3344 | 1.3584 | 1.38 | 1.3983 | 1.4158 | 1.4344 | 1.4518 | 1.4692 | 1.4951 | 1.5213 | 1.5484 | 1.5759 | 1.6039 | 1.6324
F6_Commercial_Retail (WA)_Existing_Food Preparation_Natural Gas_Broiler_E3 | F6 | Commercial | Retail (WA) | Existing | Food Preparation | Natural Gas | Broiler | E3 | Utility - Value of Sales | 0 | 0 | 0 | 0 | 0 | 0 | 0 | 0 | 0 | 0 | 0 | 0 | 0 | 0 | 0 | 0 | 0 | 0 | 0 | 0 | 0 | 0 | 0 | 0 | 0 | 0 | 0
F6_Commercial_Retail (WA)_Existing_Food Preparation_Natural Gas_Broiler_E4 | F6 | Commercial | Retail (WA) | Existing | Food Preparation | Natural Gas | Broiler | E4 | Utility - Value of Sales | 0 | 0 | 0 | 0 | 0 | 0 | 0 | 0 | 0 | 0 | 0 | 0 | 0 | 0 | 0 | 0 | 0 | 0 | 0 | 0 | 0 | 0 | 0 | 0 | 0 | 0 | 0
F6_Commercial_Retail (WA)_Existing_Food Preparation_Natural Gas_Broiler_E5 | F6 | Commercial | Retail (WA) | Existing | Food Preparation | Natural Gas | Broiler | E5 | Utility - Value of Sales | 0 | 0 | 0 | 0 | 0 | 0 | 0 | 0 | 0 | 0 | 0 | 0 | 0 | 0 | 0 | 0 | 0 | 0 | 0 | 0 | 0 | 0 | 0 | 0 | 0 | 0 | 0
F6_Commercial_Retail (WA)_Existing_Food Preparation_Natural Gas_Broiler_E6 | F6 | Commercial | Retail (WA) | Existing | Food Preparation | Natural Gas | Broiler | E6 | Utility - Value of Sales | 0 | 0 | 0 | 0 | 0 | 0 | 0 | 0 | 0 | 0 | 0 | 0 | 0 | 0 | 0 | 0 | 0 | 0 | 0 | 0 | 0 | 0 | 0 | 0 | 0 | 0 | 0
F6_Commercial_Retail (WA)_Existing_Food Preparation_Natural Gas_Broiler_E7 | F6 | Commercial | Retail (WA) | Existing | Food Preparation | Natural Gas | Broiler | E7 | Utility - Value of Sales | 0 | 0 | 0 | 0 | 0 | 0 | 0 | 0 | 0 | 0 | 0 | 0 | 0 | 0 | 0 | 0 | 0 | 0 | 0 | 0 | 0 | 0 | 0 | 0 | 0 | 0 | 0
F6_Commercial_Retail (WA)_Existing_Food Preparation_Natural Gas_Broiler_E8 | F6 | Commercial | Retail (WA) | Existing | Food Preparation | Natural Gas | Broiler | E8 | Utility - Value of Sales | 0 | 0 | 0 | 0 | 0 | 0 | 0 | 0 | 0 | 0 | 0 | 0 | 0 | 0 | 0 | 0 | 0 | 0 | 0 | 0 | 0 | 0 | 0 | 0 | 0 | 0 | 0
F6_Commercial_Retail (WA)_Existing_Food Preparation_Natural Gas_Broiler_E9 | F6 | Commercial | Retail (WA) | Existing | Food Preparation | Natural Gas | Broiler | E9 | Utility - Value of Sales | 0 | 0 | 0 | 0 | 0 | 0 | 0 | 0 | 0 | 0 | 0 | 0 | 0 | 0 | 0 | 0 | 0 | 0 | 0 | 0 | 0 | 0 | 0 | 0 | 0 | 0 | 0
F6_Commercial_Retail (WA)_Existing_Food Preparation_Natural Gas_Broiler_E10 | F6 | Commercial | Retail (WA) | Existing | Food Preparation | Natural Gas | Broiler | E10 | Utility - Value of Sales | 0 | 0 | 0 | 0 | 0 | 0 | 0 | 0 | 0 | 0 | 0 | 0 | 0 | 0 | 0 | 0 | 0 | 0 | 0 | 0 | 0 | 0 | 0 | 0 | 0 | 0 | 0
F1_Commercial_Retail (WA)_Existing_Food Preparation_Natural Gas_Griddle_E1 | F1 | Commercial | Retail (WA) | Existing | Food Preparation | Natural Gas | Griddle | E1 | RVT - Cost of Equipment | 1.0528 | 1.0528 | 1.0528 | 1.0528 | 1.0528 | 1.0528 | 1.0528 | 1.0528 | 1.0528 | 1.0528 | 1.0528 | 1.0528 | 1.0528 | 1.0528 | 1.0528 | 1.0528 | 1.0528 | 1.0528 | 1.0528 | 1.0528 | 1.0528 | 1.0528 | 1.0528 | 1.0528 | 1.0528 | 1.0528 | 1.0528
F1_Commercial_Retail (WA)_Existing_Food Preparation_Natural Gas_Griddle_E2 | F1 | Commercial | Retail (WA) | Existing | Food Preparation | Natural Gas | Griddle | E2 | RVT - Cost of Equipment | 1.1264 | 1.1264 | 1.1264 | 1.1264 | 1.1264 | 1.1264 | 1.1264 | 1.1264 | 1.1264 | 1.1264 | 1.1264 | 1.1264 | 1.1264 | 1.1264 | 1.1264 | 1.1264 | 1.1264 | 1.1264 | 1.1264 | 1.1264 | 1.1264 | 1.1264 | 1.1264 | 1.1264 | 1.1264 | 1.1264 | 1.1264
F1_Commercial_Retail (WA)_Existing_Food Preparation_Natural Gas_Griddle_E3 | F1 | Commercial | Retail (WA) | Existing | Food Preparation | Natural Gas | Griddle | E3 | RVT - Cost of Equipment | 0 | 0 | 0 | 0 | 0 | 0 | 0 | 0 | 0 | 0 | 0 | 0 | 0 | 0 | 0 | 0 | 0 | 0 | 0 | 0 | 0 | 0 | 0 | 0 | 0 | 0 | 0
F1_Commercial_Retail (WA)_Existing_Food Preparation_Natural Gas_Griddle_E4 | F1 | Commercial | Retail (WA) | Existing | Food Preparation | Natural Gas | Griddle | E4 | RVT - Cost of Equipment | 0 | 0 | 0 | 0 | 0 | 0 | 0 | 0 | 0 | 0 | 0 | 0 | 0 | 0 | 0 | 0 | 0 | 0 | 0 | 0 | 0 | 0 | 0 | 0 | 0 | 0 | 0
F1_Commercial_Retail (WA)_Existing_Food Preparation_Natural Gas_Griddle_E5 | F1 | Commercial | Retail (WA) | Existing | Food Preparation | Natural Gas | Griddle | E5 | RVT - Cost of Equipment | 0 | 0 | 0 | 0 | 0 | 0 | 0 | 0 | 0 | 0 | 0 | 0 | 0 | 0 | 0 | 0 | 0 | 0 | 0 | 0 | 0 | 0 | 0 | 0 | 0 | 0 | 0
F1_Commercial_Retail (WA)_Existing_Food Preparation_Natural Gas_Griddle_E6 | F1 | Commercial | Retail (WA) | Existing | Food Preparation | Natural Gas | Griddle | E6 | RVT - Cost of Equipment | 0 | 0 | 0 | 0 | 0 | 0 | 0 | 0 | 0 | 0 | 0 | 0 | 0 | 0 | 0 | 0 | 0 | 0 | 0 | 0 | 0 | 0 | 0 | 0 | 0 | 0 | 0
F1_Commercial_Retail (WA)_Existing_Food Preparation_Natural Gas_Griddle_E7 | F1 | Commercial | Retail (WA) | Existing | Food Preparation | Natural Gas | Griddle | E7 | RVT - Cost of Equipment | 0 | 0 | 0 | 0 | 0 | 0 | 0 | 0 | 0 | 0 | 0 | 0 | 0 | 0 | 0 | 0 | 0 | 0 | 0 | 0 | 0 | 0 | 0 | 0 | 0 | 0 | 0
F1_Commercial_Retail (WA)_Existing_Food Preparation_Natural Gas_Griddle_E8 | F1 | Commercial | Retail (WA) | Existing | Food Preparation | Natural Gas | Griddle | E8 | RVT - Cost of Equipment | 0 | 0 | 0 | 0 | 0 | 0 | 0 | 0 | 0 | 0 | 0 | 0 | 0 | 0 | 0 | 0 | 0 | 0 | 0 | 0 | 0 | 0 | 0 | 0 | 0 | 0 | 0
F1_Commercial_Retail (WA)_Existing_Food Preparation_Natural Gas_Griddle_E9 | F1 | Commercial | Retail (WA) | Existing | Food Preparation | Natural Gas | Griddle | E9 | RVT - Cost of Equipment | 0 | 0 | 0 | 0 | 0 | 0 | 0 | 0 | 0 | 0 | 0 | 0 | 0 | 0 | 0 | 0 | 0 | 0 | 0 | 0 | 0 | 0 | 0 | 0 | 0 | 0 | 0
F1_Commercial_Retail (WA)_Existing_Food Preparation_Natural Gas_Griddle_E10 | F1 | Commercial | Retail (WA) | Existing | Food Preparation | Natural Gas | Griddle | E10 | RVT - Cost of Equipment | 0 | 0 | 0 | 0 | 0 | 0 | 0 | 0 | 0 | 0 | 0 | 0 | 0 | 0 | 0 | 0 | 0 | 0 | 0 | 0 | 0 | 0 | 0 | 0 | 0 | 0 | 0
F2_Commercial_Retail (WA)_Existing_Food Preparation_Natural Gas_Griddle_E1 | F2 | Commercial | Retail (WA) | Existing | Food Preparation | Natural Gas | Griddle | E1 | RVT - Cost of Operation | 0.7826 | 0.79739 | 0.81474 | 0.83497 | 0.85814 | 0.88707 | 0.91607 | 0.94361 | 0.96854 | 0.9927 | 1.0177 | 1.0405 | 1.0645 | 1.0872 | 1.1068 | 1.1244 | 1.1394 | 1.1536 | 1.1688 | 1.1829 | 1.1971 | 1.2182 | 1.2396 | 1.2616 | 1.284 | 1.3068 | 1.3301
F2_Commercial_Retail (WA)_Existing_Food Preparation_Natural Gas_Griddle_E2 | F2 | Commercial | Retail (WA) | Existing | Food Preparation | Natural Gas | Griddle | E2 | RVT - Cost of Operation | 0.6869 | 0.69987 | 0.7151 | 0.73286 | 0.7532 | 0.77858 | 0.80404 | 0.82821 | 0.85009 | 0.8713 | 0.89328 | 0.91325 | 0.93434 | 0.95428 | 0.97144 | 0.98692 | 1 | 1.0125 | 1.0258 | 1.0383 | 1.0507 | 1.0693 | 1.088 | 1.1073 | 1.127 | 1.147 | 1.1674
F2_Commercial_Retail (WA)_Existing_Food Preparation_Natural Gas_Griddle_E3 | F2 | Commercial | Retail (WA) | Existing | Food Preparation | Natural Gas | Griddle | E3 | RVT - Cost of Operation | 0 | 0 | 0 | 0 | 0 | 0 | 0 | 0 | 0 | 0 | 0 | 0 | 0 | 0 | 0 | 0 | 0 | 0 | 0 | 0 | 0 | 0 | 0 | 0 | 0 | 0 | 0
F2_Commercial_Retail (WA)_Existing_Food Preparation_Natural Gas_Griddle_E4 | F2 | Commercial | Retail (WA) | Existing | Food Preparation | Natural Gas | Griddle | E4 | RVT - Cost of Operation | 0 | 0 | 0 | 0 | 0 | 0 | 0 | 0 | 0 | 0 | 0 | 0 | 0 | 0 | 0 | 0 | 0 | 0 | 0 | 0 | 0 | 0 | 0 | 0 | 0 | 0 | 0
F2_Commercial_Retail (WA)_Existing_Food Preparation_Natural Gas_Griddle_E5 | F2 | Commercial | Retail (WA) | Existing | Food Preparation | Natural Gas | Griddle | E5 | RVT - Cost of Operation | 0 | 0 | 0 | 0 | 0 | 0 | 0 | 0 | 0 | 0 | 0 | 0 | 0 | 0 | 0 | 0 | 0 | 0 | 0 | 0 | 0 | 0 | 0 | 0 | 0 | 0 | 0
F2_Commercial_Retail (WA)_Existing_Food Preparation_Natural Gas_Griddle_E6 | F2 | Commercial | Retail (WA) | Existing | Food Preparation | Natural Gas | Griddle | E6 | RVT - Cost of Operation | 0 | 0 | 0 | 0 | 0 | 0 | 0 | 0 | 0 | 0 | 0 | 0 | 0 | 0 | 0 | 0 | 0 | 0 | 0 | 0 | 0 | 0 | 0 | 0 | 0 | 0 | 0
F2_Commercial_Retail (WA)_Existing_Food Preparation_Natural Gas_Griddle_E7 | F2 | Commercial | Retail (WA) | Existing | Food Preparation | Natural Gas | Griddle | E7 | RVT - Cost of Operation | 0 | 0 | 0 | 0 | 0 | 0 | 0 | 0 | 0 | 0 | 0 | 0 | 0 | 0 | 0 | 0 | 0 | 0 | 0 | 0 | 0 | 0 | 0 | 0 | 0 | 0 | 0
F2_Commercial_Retail (WA)_Existing_Food Preparation_Natural Gas_Griddle_E8 | F2 | Commercial | Retail (WA) | Existing | Food Preparation | Natural Gas | Griddle | E8 | RVT - Cost of Operation | 0 | 0 | 0 | 0 | 0 | 0 | 0 | 0 | 0 | 0 | 0 | 0 | 0 | 0 | 0 | 0 | 0 | 0 | 0 | 0 | 0 | 0 | 0 | 0 | 0 | 0 | 0
F2_Commercial_Retail (WA)_Existing_Food Preparation_Natural Gas_Griddle_E9 | F2 | Commercial | Retail (WA) | Existing | Food Preparation | Natural Gas | Griddle | E9 | RVT - Cost of Operation | 0 | 0 | 0 | 0 | 0 | 0 | 0 | 0 | 0 | 0 | 0 | 0 | 0 | 0 | 0 | 0 | 0 | 0 | 0 | 0 | 0 | 0 | 0 | 0 | 0 | 0 | 0
F2_Commercial_Retail (WA)_Existing_Food Preparation_Natural Gas_Griddle_E10 | F2 | Commercial | Retail (WA) | Existing | Food Preparation | Natural Gas | Griddle | E10 | RVT - Cost of Operation | 0 | 0 | 0 | 0 | 0 | 0 | 0 | 0 | 0 | 0 | 0 | 0 | 0 | 0 | 0 | 0 | 0 | 0 | 0 | 0 | 0 | 0 | 0 | 0 | 0 | 0 | 0
F3_Commercial_Retail (WA)_Existing_Food Preparation_Natural Gas_Griddle_E1 | F3 | Commercial | Retail (WA) | Existing | Food Preparation | Natural Gas | Griddle | E1 | System - kBTUs of Consumption | 186.6988 | 186.6988 | 186.6988 | 186.6988 | 186.6988 | 186.6988 | 186.6988 | 186.6988 | 186.6988 | 186.6988 | 186.6988 | 186.6988 | 186.6988 | 186.6988 | 186.6988 | 186.6988 | 186.6988 | 186.6988 | 186.6988 | 186.6988 | 186.6988 | 186.6988 | 186.6988 | 186.6988 | 186.6988 | 186.6988 | 186.6988
F3_Commercial_Retail (WA)_Existing_Food Preparation_Natural Gas_Griddle_E2 | F3 | Commercial | Retail (WA) | Existing | Food Preparation | Natural Gas | Griddle | E2 | System - kBTUs of Consumption | 163.8669 | 163.8669 | 163.8669 | 163.8669 | 163.8669 | 163.8669 | 163.8669 | 163.8669 | 163.8669 | 163.8669 | 163.8669 | 163.8669 | 163.8669 | 163.8669 | 163.8669 | 163.8669 | 163.8669 | 163.8669 | 163.8669 | 163.8669 | 163.8669 | 163.8669 | 163.8669 | 163.8669 | 163.8669 | 163.8669 | 163.8669
F3_Commercial_Retail (WA)_Existing_Food Preparation_Natural Gas_Griddle_E3 | F3 | Commercial | Retail (WA) | Existing | Food Preparation | Natural Gas | Griddle | E3 | System - kBTUs of Consumption | 0 | 0 | 0 | 0 | 0 | 0 | 0 | 0 | 0 | 0 | 0 | 0 | 0 | 0 | 0 | 0 | 0 | 0 | 0 | 0 | 0 | 0 | 0 | 0 | 0 | 0 | 0
F3_Commercial_Retail (WA)_Existing_Food Preparation_Natural Gas_Griddle_E4 | F3 | Commercial | Retail (WA) | Existing | Food Preparation | Natural Gas | Griddle | E4 | System - kBTUs of Consumption | 0 | 0 | 0 | 0 | 0 | 0 | 0 | 0 | 0 | 0 | 0 | 0 | 0 | 0 | 0 | 0 | 0 | 0 | 0 | 0 | 0 | 0 | 0 | 0 | 0 | 0 | 0
F3_Commercial_Retail (WA)_Existing_Food Preparation_Natural Gas_Griddle_E5 | F3 | Commercial | Retail (WA) | Existing | Food Preparation | Natural Gas | Griddle | E5 | System - kBTUs of Consumption | 0 | 0 | 0 | 0 | 0 | 0 | 0 | 0 | 0 | 0 | 0 | 0 | 0 | 0 | 0 | 0 | 0 | 0 | 0 | 0 | 0 | 0 | 0 | 0 | 0 | 0 | 0
F3_Commercial_Retail (WA)_Existing_Food Preparation_Natural Gas_Griddle_E6 | F3 | Commercial | Retail (WA) | Existing | Food Preparation | Natural Gas | Griddle | E6 | System - kBTUs of Consumption | 0 | 0 | 0 | 0 | 0 | 0 | 0 | 0 | 0 | 0 | 0 | 0 | 0 | 0 | 0 | 0 | 0 | 0 | 0 | 0 | 0 | 0 | 0 | 0 | 0 | 0 | 0
F3_Commercial_Retail (WA)_Existing_Food Preparation_Natural Gas_Griddle_E7 | F3 | Commercial | Retail (WA) | Existing | Food Preparation | Natural Gas | Griddle | E7 | System - kBTUs of Consumption | 0 | 0 | 0 | 0 | 0 | 0 | 0 | 0 | 0 | 0 | 0 | 0 | 0 | 0 | 0 | 0 | 0 | 0 | 0 | 0 | 0 | 0 | 0 | 0 | 0 | 0 | 0
F3_Commercial_Retail (WA)_Existing_Food Preparation_Natural Gas_Griddle_E8 | F3 | Commercial | Retail (WA) | Existing | Food Preparation | Natural Gas | Griddle | E8 | System - kBTUs of Consumption | 0 | 0 | 0 | 0 | 0 | 0 | 0 | 0 | 0 | 0 | 0 | 0 | 0 | 0 | 0 | 0 | 0 | 0 | 0 | 0 | 0 | 0 | 0 | 0 | 0 | 0 | 0
F3_Commercial_Retail (WA)_Existing_Food Preparation_Natural Gas_Griddle_E9 | F3 | Commercial | Retail (WA) | Existing | Food Preparation | Natural Gas | Griddle | E9 | System - kBTUs of Consumption | 0 | 0 | 0 | 0 | 0 | 0 | 0 | 0 | 0 | 0 | 0 | 0 | 0 | 0 | 0 | 0 | 0 | 0 | 0 | 0 | 0 | 0 | 0 | 0 | 0 | 0 | 0
F3_Commercial_Retail (WA)_Existing_Food Preparation_Natural Gas_Griddle_E10 | F3 | Commercial | Retail (WA) | Existing | Food Preparation | Natural Gas | Griddle | E10 | System - kBTUs of Consumption | 0 | 0 | 0 | 0 | 0 | 0 | 0 | 0 | 0 | 0 | 0 | 0 | 0 | 0 | 0 | 0 | 0 | 0 | 0 | 0 | 0 | 0 | 0 | 0 | 0 | 0 | 0
F4_Commercial_Retail (WA)_Existing_Food Preparation_Natural Gas_Griddle_E1 | F4 | Commercial | Retail (WA) | Existing | Food Preparation | Natural Gas | Griddle | E1 | Utility - Cost of Equipment | 1.0528 | 1.0528 | 1.0528 | 1.0528 | 1.0528 | 1.0528 | 1.0528 | 1.0528 | 1.0528 | 1.0528 | 1.0528 | 1.0528 | 1.0528 | 1.0528 | 1.0528 | 1.0528 | 1.0528 | 1.0528 | 1.0528 | 1.0528 | 1.0528 | 1.0528 | 1.0528 | 1.0528 | 1.0528 | 1.0528 | 1.0528
F4_Commercial_Retail (WA)_Existing_Food Preparation_Natural Gas_Griddle_E2 | F4 | Commercial | Retail (WA) | Existing | Food Preparation | Natural Gas | Griddle | E2 | Utility - Cost of Equipment | 1.1264 | 1.1264 | 1.1264 | 1.1264 | 1.1264 | 1.1264 | 1.1264 | 1.1264 | 1.1264 | 1.1264 | 1.1264 | 1.1264 | 1.1264 | 1.1264 | 1.1264 | 1.1264 | 1.1264 | 1.1264 | 1.1264 | 1.1264 | 1.1264 | 1.1264 | 1.1264 | 1.1264 | 1.1264 | 1.1264 | 1.1264
F4_Commercial_Retail (WA)_Existing_Food Preparation_Natural Gas_Griddle_E3 | F4 | Commercial | Retail (WA) | Existing | Food Preparation | Natural Gas | Griddle | E3 | Utility - Cost of Equipment | 0 | 0 | 0 | 0 | 0 | 0 | 0 | 0 | 0 | 0 | 0 | 0 | 0 | 0 | 0 | 0 | 0 | 0 | 0 | 0 | 0 | 0 | 0 | 0 | 0 | 0 | 0
F4_Commercial_Retail (WA)_Existing_Food Preparation_Natural Gas_Griddle_E4 | F4 | Commercial | Retail (WA) | Existing | Food Preparation | Natural Gas | Griddle | E4 | Utility - Cost of Equipment | 0 | 0 | 0 | 0 | 0 | 0 | 0 | 0 | 0 | 0 | 0 | 0 | 0 | 0 | 0 | 0 | 0 | 0 | 0 | 0 | 0 | 0 | 0 | 0 | 0 | 0 | 0
F4_Commercial_Retail (WA)_Existing_Food Preparation_Natural Gas_Griddle_E5 | F4 | Commercial | Retail (WA) | Existing | Food Preparation | Natural Gas | Griddle | E5 | Utility - Cost of Equipment | 0 | 0 | 0 | 0 | 0 | 0 | 0 | 0 | 0 | 0 | 0 | 0 | 0 | 0 | 0 | 0 | 0 | 0 | 0 | 0 | 0 | 0 | 0 | 0 | 0 | 0 | 0
F4_Commercial_Retail (WA)_Existing_Food Preparation_Natural Gas_Griddle_E6 | F4 | Commercial | Retail (WA) | Existing | Food Preparation | Natural Gas | Griddle | E6 | Utility - Cost of Equipment | 0 | 0 | 0 | 0 | 0 | 0 | 0 | 0 | 0 | 0 | 0 | 0 | 0 | 0 | 0 | 0 | 0 | 0 | 0 | 0 | 0 | 0 | 0 | 0 | 0 | 0 | 0
F4_Commercial_Retail (WA)_Existing_Food Preparation_Natural Gas_Griddle_E7 | F4 | Commercial | Retail (WA) | Existing | Food Preparation | Natural Gas | Griddle | E7 | Utility - Cost of Equipment | 0 | 0 | 0 | 0 | 0 | 0 | 0 | 0 | 0 | 0 | 0 | 0 | 0 | 0 | 0 | 0 | 0 | 0 | 0 | 0 | 0 | 0 | 0 | 0 | 0 | 0 | 0
F4_Commercial_Retail (WA)_Existing_Food Preparation_Natural Gas_Griddle_E8 | F4 | Commercial | Retail (WA) | Existing | Food Preparation | Natural Gas | Griddle | E8 | Utility - Cost of Equipment | 0 | 0 | 0 | 0 | 0 | 0 | 0 | 0 | 0 | 0 | 0 | 0 | 0 | 0 | 0 | 0 | 0 | 0 | 0 | 0 | 0 | 0 | 0 | 0 | 0 | 0 | 0
F4_Commercial_Retail (WA)_Existing_Food Preparation_Natural Gas_Griddle_E9 | F4 | Commercial | Retail (WA) | Existing | Food Preparation | Natural Gas | Griddle | E9 | Utility - Cost of Equipment | 0 | 0 | 0 | 0 | 0 | 0 | 0 | 0 | 0 | 0 | 0 | 0 | 0 | 0 | 0 | 0 | 0 | 0 | 0 | 0 | 0 | 0 | 0 | 0 | 0 | 0 | 0
F4_Commercial_Retail (WA)_Existing_Food Preparation_Natural Gas_Griddle_E10 | F4 | Commercial | Retail (WA) | Existing | Food Preparation | Natural Gas | Griddle | E10 | Utility - Cost of Equipment | 0 | 0 | 0 | 0 | 0 | 0 | 0 | 0 | 0 | 0 | 0 | 0 | 0 | 0 | 0 | 0 | 0 | 0 | 0 | 0 | 0 | 0 | 0 | 0 | 0 | 0 | 0
F5_Commercial_Retail (WA)_Existing_Food Preparation_Natural Gas_Griddle_E1 | F5 | Commercial | Retail (WA) | Existing | Food Preparation | Natural Gas | Griddle | E1 | Utility - Cost of Operation | 0.66446 | 0.68121 | 0.70105 | 0.72378 | 0.74949 | 0.78078 | 0.81298 | 0.84486 | 0.87556 | 0.90669 | 0.93145 | 0.95465 | 0.97958 | 1.004 | 1.0258 | 1.0462 | 1.0645 | 1.0826 | 1.1019 | 1.1208 | 1.1401 | 1.1602 | 1.1806 | 1.2015 | 1.2229 | 1.2446 | 1.2667
F5_Commercial_Retail (WA)_Existing_Food Preparation_Natural Gas_Griddle_E2 | F5 | Commercial | Retail (WA) | Existing | Food Preparation | Natural Gas | Griddle | E2 | Utility - Cost of Operation | 0.5832 | 0.5979 | 0.61531 | 0.63527 | 0.65784 | 0.68529 | 0.71356 | 0.74154 | 0.76849 | 0.79581 | 0.81754 | 0.83791 | 0.85979 | 0.88121 | 0.90036 | 0.91828 | 0.93435 | 0.95022 | 0.96716 | 0.9837 | 1.0007 | 1.0183 | 1.0362 | 1.0546 | 1.0733 | 1.0924 | 1.1118
F5_Commercial_Retail (WA)_Existing_Food Preparation_Natural Gas_Griddle_E3 | F5 | Commercial | Retail (WA) | Existing | Food Preparation | Natural Gas | Griddle | E3 | Utility - Cost of Operation | 0 | 0 | 0 | 0 | 0 | 0 | 0 | 0 | 0 | 0 | 0 | 0 | 0 | 0 | 0 | 0 | 0 | 0 | 0 | 0 | 0 | 0 | 0 | 0 | 0 | 0 | 0
F5_Commercial_Retail (WA)_Existing_Food Preparation_Natural Gas_Griddle_E4 | F5 | Commercial | Retail (WA) | Existing | Food Preparation | Natural Gas | Griddle | E4 | Utility - Cost of Operation | 0 | 0 | 0 | 0 | 0 | 0 | 0 | 0 | 0 | 0 | 0 | 0 | 0 | 0 | 0 | 0 | 0 | 0 | 0 | 0 | 0 | 0 | 0 | 0 | 0 | 0 | 0
F5_Commercial_Retail (WA)_Existing_Food Preparation_Natural Gas_Griddle_E5 | F5 | Commercial | Retail (WA) | Existing | Food Preparation | Natural Gas | Griddle | E5 | Utility - Cost of Operation | 0 | 0 | 0 | 0 | 0 | 0 | 0 | 0 | 0 | 0 | 0 | 0 | 0 | 0 | 0 | 0 | 0 | 0 | 0 | 0 | 0 | 0 | 0 | 0 | 0 | 0 | 0
F5_Commercial_Retail (WA)_Existing_Food Preparation_Natural Gas_Griddle_E6 | F5 | Commercial | Retail (WA) | Existing | Food Preparation | Natural Gas | Griddle | E6 | Utility - Cost of Operation | 0 | 0 | 0 | 0 | 0 | 0 | 0 | 0 | 0 | 0 | 0 | 0 | 0 | 0 | 0 | 0 | 0 | 0 | 0 | 0 | 0 | 0 | 0 | 0 | 0 | 0 | 0
F5_Commercial_Retail (WA)_Existing_Food Preparation_Natural Gas_Griddle_E7 | F5 | Commercial | Retail (WA) | Existing | Food Preparation | Natural Gas | Griddle | E7 | Utility - Cost of Operation | 0 | 0 | 0 | 0 | 0 | 0 | 0 | 0 | 0 | 0 | 0 | 0 | 0 | 0 | 0 | 0 | 0 | 0 | 0 | 0 | 0 | 0 | 0 | 0 | 0 | 0 | 0
F5_Commercial_Retail (WA)_Existing_Food Preparation_Natural Gas_Griddle_E8 | F5 | Commercial | Retail (WA) | Existing | Food Preparation | Natural Gas | Griddle | E8 | Utility - Cost of Operation | 0 | 0 | 0 | 0 | 0 | 0 | 0 | 0 | 0 | 0 | 0 | 0 | 0 | 0 | 0 | 0 | 0 | 0 | 0 | 0 | 0 | 0 | 0 | 0 | 0 | 0 | 0
F5_Commercial_Retail (WA)_Existing_Food Preparation_Natural Gas_Griddle_E9 | F5 | Commercial | Retail (WA) | Existing | Food Preparation | Natural Gas | Griddle | E9 | Utility - Cost of Operation | 0 | 0 | 0 | 0 | 0 | 0 | 0 | 0 | 0 | 0 | 0 | 0 | 0 | 0 | 0 | 0 | 0 | 0 | 0 | 0 | 0 | 0 | 0 | 0 | 0 | 0 | 0
F5_Commercial_Retail (WA)_Existing_Food Preparation_Natural Gas_Griddle_E10 | F5 | Commercial | Retail (WA) | Existing | Food Preparation | Natural Gas | Griddle | E10 | Utility - Cost of Operation | 0 | 0 | 0 | 0 | 0 | 0 | 0 | 0 | 0 | 0 | 0 | 0 | 0 | 0 | 0 | 0 | 0 | 0 | 0 | 0 | 0 | 0 | 0 | 0 | 0 | 0 | 0
F6_Commercial_Retail (WA)_Existing_Food Preparation_Natural Gas_Griddle_E1 | F6 | Commercial | Retail (WA) | Existing | Food Preparation | Natural Gas | Griddle | E1 | Utility - Value of Sales | 0.7826 | 0.79739 | 0.81474 | 0.83497 | 0.85814 | 0.88707 | 0.91607 | 0.94361 | 0.96854 | 0.9927 | 1.0177 | 1.0405 | 1.0645 | 1.0872 | 1.1068 | 1.1244 | 1.1394 | 1.1536 | 1.1688 | 1.1829 | 1.1971 | 1.2182 | 1.2396 | 1.2616 | 1.284 | 1.3068 | 1.3301
F6_Commercial_Retail (WA)_Existing_Food Preparation_Natural Gas_Griddle_E2 | F6 | Commercial | Retail (WA) | Existing | Food Preparation | Natural Gas | Griddle | E2 | Utility - Value of Sales | 0.6869 | 0.69987 | 0.7151 | 0.73286 | 0.7532 | 0.77858 | 0.80404 | 0.82821 | 0.85009 | 0.8713 | 0.89328 | 0.91325 | 0.93434 | 0.95428 | 0.97144 | 0.98692 | 1 | 1.0125 | 1.0258 | 1.0383 | 1.0507 | 1.0693 | 1.088 | 1.1073 | 1.127 | 1.147 | 1.1674
F6_Commercial_Retail (WA)_Existing_Food Preparation_Natural Gas_Griddle_E3 | F6 | Commercial | Retail (WA) | Existing | Food Preparation | Natural Gas | Griddle | E3 | Utility - Value of Sales | 0 | 0 | 0 | 0 | 0 | 0 | 0 | 0 | 0 | 0 | 0 | 0 | 0 | 0 | 0 | 0 | 0 | 0 | 0 | 0 | 0 | 0 | 0 | 0 | 0 | 0 | 0
F6_Commercial_Retail (WA)_Existing_Food Preparation_Natural Gas_Griddle_E4 | F6 | Commercial | Retail (WA) | Existing | Food Preparation | Natural Gas | Griddle | E4 | Utility - Value of Sales | 0 | 0 | 0 | 0 | 0 | 0 | 0 | 0 | 0 | 0 | 0 | 0 | 0 | 0 | 0 | 0 | 0 | 0 | 0 | 0 | 0 | 0 | 0 | 0 | 0 | 0 | 0
F6_Commercial_Retail (WA)_Existing_Food Preparation_Natural Gas_Griddle_E5 | F6 | Commercial | Retail (WA) | Existing | Food Preparation | Natural Gas | Griddle | E5 | Utility - Value of Sales | 0 | 0 | 0 | 0 | 0 | 0 | 0 | 0 | 0 | 0 | 0 | 0 | 0 | 0 | 0 | 0 | 0 | 0 | 0 | 0 | 0 | 0 | 0 | 0 | 0 | 0 | 0
F6_Commercial_Retail (WA)_Existing_Food Preparation_Natural Gas_Griddle_E6 | F6 | Commercial | Retail (WA) | Existing | Food Preparation | Natural Gas | Griddle | E6 | Utility - Value of Sales | 0 | 0 | 0 | 0 | 0 | 0 | 0 | 0 | 0 | 0 | 0 | 0 | 0 | 0 | 0 | 0 | 0 | 0 | 0 | 0 | 0 | 0 | 0 | 0 | 0 | 0 | 0
F6_Commercial_Retail (WA)_Existing_Food Preparation_Natural Gas_Griddle_E7 | F6 | Commercial | Retail (WA) | Existing | Food Preparation | Natural Gas | Griddle | E7 | Utility - Value of Sales | 0 | 0 | 0 | 0 | 0 | 0 | 0 | 0 | 0 | 0 | 0 | 0 | 0 | 0 | 0 | 0 | 0 | 0 | 0 | 0 | 0 | 0 | 0 | 0 | 0 | 0 | 0
F6_Commercial_Retail (WA)_Existing_Food Preparation_Natural Gas_Griddle_E8 | F6 | Commercial | Retail (WA) | Existing | Food Preparation | Natural Gas | Griddle | E8 | Utility - Value of Sales | 0 | 0 | 0 | 0 | 0 | 0 | 0 | 0 | 0 | 0 | 0 | 0 | 0 | 0 | 0 | 0 | 0 | 0 | 0 | 0 | 0 | 0 | 0 | 0 | 0 | 0 | 0
F6_Commercial_Retail (WA)_Existing_Food Preparation_Natural Gas_Griddle_E9 | F6 | Commercial | Retail (WA) | Existing | Food Preparation | Natural Gas | Griddle | E9 | Utility - Value of Sales | 0 | 0 | 0 | 0 | 0 | 0 | 0 | 0 | 0 | 0 | 0 | 0 | 0 | 0 | 0 | 0 | 0 | 0 | 0 | 0 | 0 | 0 | 0 | 0 | 0 | 0 | 0
F6_Commercial_Retail (WA)_Existing_Food Preparation_Natural Gas_Griddle_E10 | F6 | Commercial | Retail (WA) | Existing | Food Preparation | Natural Gas | Griddle | E10 | Utility - Value of Sales | 0 | 0 | 0 | 0 | 0 | 0 | 0 | 0 | 0 | 0 | 0 | 0 | 0 | 0 | 0 | 0 | 0 | 0 | 0 | 0 | 0 | 0 | 0 | 0 | 0 | 0 | 0
F1_Commercial_Retail (WA)_Existing_Food Preparation_Natural Gas_Range_E1 | F1 | Commercial | Retail (WA) | Existing | Food Preparation | Natural Gas | Range | E1 | RVT - Cost of Equipment | 1.2268 | 1.2268 | 1.2268 | 1.2268 | 1.2268 | 1.2268 | 1.2268 | 1.2268 | 1.2268 | 1.2268 | 1.2268 | 1.2268 | 1.2268 | 1.2268 | 1.2268 | 1.2268 | 1.2268 | 1.2268 | 1.2268 | 1.2268 | 1.2268 | 1.2268 | 1.2268 | 1.2268 | 1.2268 | 1.2268 | 1.2268
F1_Commercial_Retail (WA)_Existing_Food Preparation_Natural Gas_Range_E2 | F1 | Commercial | Retail (WA) | Existing | Food Preparation | Natural Gas | Range | E2 | RVT - Cost of Equipment | 1.3359 | 1.3359 | 1.3359 | 1.3359 | 1.3359 | 1.3359 | 1.3359 | 1.3359 | 1.3359 | 1.3359 | 1.3359 | 1.3359 | 1.3359 | 1.3359 | 1.3359 | 1.3359 | 1.3359 | 1.3359 | 1.3359 | 1.3359 | 1.3359 | 1.3359 | 1.3359 | 1.3359 | 1.3359 | 1.3359 | 1.3359
F1_Commercial_Retail (WA)_Existing_Food Preparation_Natural Gas_Range_E3 | F1 | Commercial | Retail (WA) | Existing | Food Preparation | Natural Gas | Range | E3 | RVT - Cost of Equipment | 0 | 0 | 0 | 0 | 0 | 0 | 0 | 0 | 0 | 0 | 0 | 0 | 0 | 0 | 0 | 0 | 0 | 0 | 0 | 0 | 0 | 0 | 0 | 0 | 0 | 0 | 0
F1_Commercial_Retail (WA)_Existing_Food Preparation_Natural Gas_Range_E4 | F1 | Commercial | Retail (WA) | Existing | Food Preparation | Natural Gas | Range | E4 | RVT - Cost of Equipment | 0 | 0 | 0 | 0 | 0 | 0 | 0 | 0 | 0 | 0 | 0 | 0 | 0 | 0 | 0 | 0 | 0 | 0 | 0 | 0 | 0 | 0 | 0 | 0 | 0 | 0 | 0
F1_Commercial_Retail (WA)_Existing_Food Preparation_Natural Gas_Range_E5 | F1 | Commercial | Retail (WA) | Existing | Food Preparation | Natural Gas | Range | E5 | RVT - Cost of Equipment | 0 | 0 | 0 | 0 | 0 | 0 | 0 | 0 | 0 | 0 | 0 | 0 | 0 | 0 | 0 | 0 | 0 | 0 | 0 | 0 | 0 | 0 | 0 | 0 | 0 | 0 | 0
F1_Commercial_Retail (WA)_Existing_Food Preparation_Natural Gas_Range_E6 | F1 | Commercial | Retail (WA) | Existing | Food Preparation | Natural Gas | Range | E6 | RVT - Cost of Equipment | 0 | 0 | 0 | 0 | 0 | 0 | 0 | 0 | 0 | 0 | 0 | 0 | 0 | 0 | 0 | 0 | 0 | 0 | 0 | 0 | 0 | 0 | 0 | 0 | 0 | 0 | 0
F1_Commercial_Retail (WA)_Existing_Food Preparation_Natural Gas_Range_E7 | F1 | Commercial | Retail (WA) | Existing | Food Preparation | Natural Gas | Range | E7 | RVT - Cost of Equipment | 0 | 0 | 0 | 0 | 0 | 0 | 0 | 0 | 0 | 0 | 0 | 0 | 0 | 0 | 0 | 0 | 0 | 0 | 0 | 0 | 0 | 0 | 0 | 0 | 0 | 0 | 0
F1_Commercial_Retail (WA)_Existing_Food Preparation_Natural Gas_Range_E8 | F1 | Commercial | Retail (WA) | Existing | Food Preparation | Natural Gas | Range | E8 | RVT - Cost of Equipment | 0 | 0 | 0 | 0 | 0 | 0 | 0 | 0 | 0 | 0 | 0 | 0 | 0 | 0 | 0 | 0 | 0 | 0 | 0 | 0 | 0 | 0 | 0 | 0 | 0 | 0 | 0
F1_Commercial_Retail (WA)_Existing_Food Preparation_Natural Gas_Range_E9 | F1 | Commercial | Retail (WA) | Existing | Food Preparation | Natural Gas | Range | E9 | RVT - Cost of Equipment | 0 | 0 | 0 | 0 | 0 | 0 | 0 | 0 | 0 | 0 | 0 | 0 | 0 | 0 | 0 | 0 | 0 | 0 | 0 | 0 | 0 | 0 | 0 | 0 | 0 | 0 | 0
F1_Commercial_Retail (WA)_Existing_Food Preparation_Natural Gas_Range_E10 | F1 | Commercial | Retail (WA) | Existing | Food Preparation | Natural Gas | Range | E10 | RVT - Cost of Equipment | 0 | 0 | 0 | 0 | 0 | 0 | 0 | 0 | 0 | 0 | 0 | 0 | 0 | 0 | 0 | 0 | 0 | 0 | 0 | 0 | 0 | 0 | 0 | 0 | 0 | 0 | 0
F2_Commercial_Retail (WA)_Existing_Food Preparation_Natural Gas_Range_E1 | F2 | Commercial | Retail (WA) | Existing | Food Preparation | Natural Gas | Range | E1 | RVT - Cost of Operation | 1.0411 | 1.0584 | 1.0795 | 1.1052 | 1.1357 | 1.1761 | 1.2175 | 1.2575 | 1.2944 | 1.3298 | 1.3662 | 1.3987 | 1.4325 | 1.4639 | 1.4902 | 1.5136 | 1.5328 | 1.5509 | 1.5702 | 1.588 | 1.6058 | 1.6341 | 1.6627 | 1.6922 | 1.7223 | 1.7529 | 1.784
F2_Commercial_Retail (WA)_Existing_Food Preparation_Natural Gas_Range_E2 | F2 | Commercial | Retail (WA) | Existing | Food Preparation | Natural Gas | Range | E2 | RVT - Cost of Operation | 0.52053 | 0.52919 | 0.53975 | 0.55259 | 0.56786 | 0.58804 | 0.60874 | 0.62876 | 0.6472 | 0.6649 | 0.68308 | 0.69933 | 0.71627 | 0.73193 | 0.74512 | 0.75681 | 0.76639 | 0.77543 | 0.78512 | 0.79401 | 0.8029 | 0.81706 | 0.83135 | 0.84612 | 0.86115 | 0.87645 | 0.89202
F2_Commercial_Retail (WA)_Existing_Food Preparation_Natural Gas_Range_E3 | F2 | Commercial | Retail (WA) | Existing | Food Preparation | Natural Gas | Range | E3 | RVT - Cost of Operation | 0 | 0 | 0 | 0 | 0 | 0 | 0 | 0 | 0 | 0 | 0 | 0 | 0 | 0 | 0 | 0 | 0 | 0 | 0 | 0 | 0 | 0 | 0 | 0 | 0 | 0 | 0
F2_Commercial_Retail (WA)_Existing_Food Preparation_Natural Gas_Range_E4 | F2 | Commercial | Retail (WA) | Existing | Food Preparation | Natural Gas | Range | E4 | RVT - Cost of Operation | 0 | 0 | 0 | 0 | 0 | 0 | 0 | 0 | 0 | 0 | 0 | 0 | 0 | 0 | 0 | 0 | 0 | 0 | 0 | 0 | 0 | 0 | 0 | 0 | 0 | 0 | 0
F2_Commercial_Retail (WA)_Existing_Food Preparation_Natural Gas_Range_E5 | F2 | Commercial | Retail (WA) | Existing | Food Preparation | Natural Gas | Range | E5 | RVT - Cost of Operation | 0 | 0 | 0 | 0 | 0 | 0 | 0 | 0 | 0 | 0 | 0 | 0 | 0 | 0 | 0 | 0 | 0 | 0 | 0 | 0 | 0 | 0 | 0 | 0 | 0 | 0 | 0
F2_Commercial_Retail (WA)_Existing_Food Preparation_Natural Gas_Range_E6 | F2 | Commercial | Retail (WA) | Existing | Food Preparation | Natural Gas | Range | E6 | RVT - Cost of Operation | 0 | 0 | 0 | 0 | 0 | 0 | 0 | 0 | 0 | 0 | 0 | 0 | 0 | 0 | 0 | 0 | 0 | 0 | 0 | 0 | 0 | 0 | 0 | 0 | 0 | 0 | 0
F2_Commercial_Retail (WA)_Existing_Food Preparation_Natural Gas_Range_E7 | F2 | Commercial | Retail (WA) | Existing | Food Preparation | Natural Gas | Range | E7 | RVT - Cost of Operation | 0 | 0 | 0 | 0 | 0 | 0 | 0 | 0 | 0 | 0 | 0 | 0 | 0 | 0 | 0 | 0 | 0 | 0 | 0 | 0 | 0 | 0 | 0 | 0 | 0 | 0 | 0
F2_Commercial_Retail (WA)_Existing_Food Preparation_Natural Gas_Range_E8 | F2 | Commercial | Retail (WA) | Existing | Food Preparation | Natural Gas | Range | E8 | RVT - Cost of Operation | 0 | 0 | 0 | 0 | 0 | 0 | 0 | 0 | 0 | 0 | 0 | 0 | 0 | 0 | 0 | 0 | 0 | 0 | 0 | 0 | 0 | 0 | 0 | 0 | 0 | 0 | 0
F2_Commercial_Retail (WA)_Existing_Food Preparation_Natural Gas_Range_E9 | F2 | Commercial | Retail (WA) | Existing | Food Preparation | Natural Gas | Range | E9 | RVT - Cost of Operation | 0 | 0 | 0 | 0 | 0 | 0 | 0 | 0 | 0 | 0 | 0 | 0 | 0 | 0 | 0 | 0 | 0 | 0 | 0 | 0 | 0 | 0 | 0 | 0 | 0 | 0 | 0
F2_Commercial_Retail (WA)_Existing_Food Preparation_Natural Gas_Range_E10 | F2 | Commercial | Retail (WA) | Existing | Food Preparation | Natural Gas | Range | E10 | RVT - Cost of Operation | 0 | 0 | 0 | 0 | 0 | 0 | 0 | 0 | 0 | 0 | 0 | 0 | 0 | 0 | 0 | 0 | 0 | 0 | 0 | 0 | 0 | 0 | 0 | 0 | 0 | 0 | 0
F3_Commercial_Retail (WA)_Existing_Food Preparation_Natural Gas_Range_E1 | F3 | Commercial | Retail (WA) | Existing | Food Preparation | Natural Gas | Range | E1 | System - kBTUs of Consumption | 252.3436 | 252.3436 | 252.3436 | 252.3436 | 252.3436 | 252.3436 | 252.3436 | 252.3436 | 252.3436 | 252.3436 | 252.3436 | 252.3436 | 252.3436 | 252.3436 | 252.3436 | 252.3436 | 252.3436 | 252.3436 | 252.3436 | 252.3436 | 252.3436 | 252.3436 | 252.3436 | 252.3436 | 252.3436 | 252.3436 | 252.3436
F3_Commercial_Retail (WA)_Existing_Food Preparation_Natural Gas_Range_E2 | F3 | Commercial | Retail (WA) | Existing | Food Preparation | Natural Gas | Range | E2 | System - kBTUs of Consumption | 126.1718 | 126.1718 | 126.1718 | 126.1718 | 126.1718 | 126.1718 | 126.1718 | 126.1718 | 126.1718 | 126.1718 | 126.1718 | 126.1718 | 126.1718 | 126.1718 | 126.1718 | 126.1718 | 126.1718 | 126.1718 | 126.1718 | 126.1718 | 126.1718 | 126.1718 | 126.1718 | 126.1718 | 126.1718 | 126.1718 | 126.1718
F3_Commercial_Retail (WA)_Existing_Food Preparation_Natural Gas_Range_E3 | F3 | Commercial | Retail (WA) | Existing | Food Preparation | Natural Gas | Range | E3 | System - kBTUs of Consumption | 0 | 0 | 0 | 0 | 0 | 0 | 0 | 0 | 0 | 0 | 0 | 0 | 0 | 0 | 0 | 0 | 0 | 0 | 0 | 0 | 0 | 0 | 0 | 0 | 0 | 0 | 0
F3_Commercial_Retail (WA)_Existing_Food Preparation_Natural Gas_Range_E4 | F3 | Commercial | Retail (WA) | Existing | Food Preparation | Natural Gas | Range | E4 | System - kBTUs of Consumption | 0 | 0 | 0 | 0 | 0 | 0 | 0 | 0 | 0 | 0 | 0 | 0 | 0 | 0 | 0 | 0 | 0 | 0 | 0 | 0 | 0 | 0 | 0 | 0 | 0 | 0 | 0
F3_Commercial_Retail (WA)_Existing_Food Preparation_Natural Gas_Range_E5 | F3 | Commercial | Retail (WA) | Existing | Food Preparation | Natural Gas | Range | E5 | System - kBTUs of Consumption | 0 | 0 | 0 | 0 | 0 | 0 | 0 | 0 | 0 | 0 | 0 | 0 | 0 | 0 | 0 | 0 | 0 | 0 | 0 | 0 | 0 | 0 | 0 | 0 | 0 | 0 | 0
F3_Commercial_Retail (WA)_Existing_Food Preparation_Natural Gas_Range_E6 | F3 | Commercial | Retail (WA) | Existing | Food Preparation | Natural Gas | Range | E6 | System - kBTUs of Consumption | 0 | 0 | 0 | 0 | 0 | 0 | 0 | 0 | 0 | 0 | 0 | 0 | 0 | 0 | 0 | 0 | 0 | 0 | 0 | 0 | 0 | 0 | 0 | 0 | 0 | 0 | 0
F3_Commercial_Retail (WA)_Existing_Food Preparation_Natural Gas_Range_E7 | F3 | Commercial | Retail (WA) | Existing | Food Preparation | Natural Gas | Range | E7 | System - kBTUs of Consumption | 0 | 0 | 0 | 0 | 0 | 0 | 0 | 0 | 0 | 0 | 0 | 0 | 0 | 0 | 0 | 0 | 0 | 0 | 0 | 0 | 0 | 0 | 0 | 0 | 0 | 0 | 0
F3_Commercial_Retail (WA)_Existing_Food Preparation_Natural Gas_Range_E8 | F3 | Commercial | Retail (WA) | Existing | Food Preparation | Natural Gas | Range | E8 | System - kBTUs of Consumption | 0 | 0 | 0 | 0 | 0 | 0 | 0 | 0 | 0 | 0 | 0 | 0 | 0 | 0 | 0 | 0 | 0 | 0 | 0 | 0 | 0 | 0 | 0 | 0 | 0 | 0 | 0
F3_Commercial_Retail (WA)_Existing_Food Preparation_Natural Gas_Range_E9 | F3 | Commercial | Retail (WA) | Existing | Food Preparation | Natural Gas | Range | E9 | System - kBTUs of Consumption | 0 | 0 | 0 | 0 | 0 | 0 | 0 | 0 | 0 | 0 | 0 | 0 | 0 | 0 | 0 | 0 | 0 | 0 | 0 | 0 | 0 | 0 | 0 | 0 | 0 | 0 | 0
F3_Commercial_Retail (WA)_Existing_Food Preparation_Natural Gas_Range_E10 | F3 | Commercial | Retail (WA) | Existing | Food Preparation | Natural Gas | Range | E10 | System - kBTUs of Consumption | 0 | 0 | 0 | 0 | 0 | 0 | 0 | 0 | 0 | 0 | 0 | 0 | 0 | 0 | 0 | 0 | 0 | 0 | 0 | 0 | 0 | 0 | 0 | 0 | 0 | 0 | 0
F4_Commercial_Retail (WA)_Existing_Food Preparation_Natural Gas_Range_E1 | F4 | Commercial | Retail (WA) | Existing | Food Preparation | Natural Gas | Range | E1 | Utility - Cost of Equipment | 1.2268 | 1.2268 | 1.2268 | 1.2268 | 1.2268 | 1.2268 | 1.2268 | 1.2268 | 1.2268 | 1.2268 | 1.2268 | 1.2268 | 1.2268 | 1.2268 | 1.2268 | 1.2268 | 1.2268 | 1.2268 | 1.2268 | 1.2268 | 1.2268 | 1.2268 | 1.2268 | 1.2268 | 1.2268 | 1.2268 | 1.2268
F4_Commercial_Retail (WA)_Existing_Food Preparation_Natural Gas_Range_E2 | F4 | Commercial | Retail (WA) | Existing | Food Preparation | Natural Gas | Range | E2 | Utility - Cost of Equipment | 1.3359 | 1.3359 | 1.3359 | 1.3359 | 1.3359 | 1.3359 | 1.3359 | 1.3359 | 1.3359 | 1.3359 | 1.3359 | 1.3359 | 1.3359 | 1.3359 | 1.3359 | 1.3359 | 1.3359 | 1.3359 | 1.3359 | 1.3359 | 1.3359 | 1.3359 | 1.3359 | 1.3359 | 1.3359 | 1.3359 | 1.3359
F4_Commercial_Retail (WA)_Existing_Food Preparation_Natural Gas_Range_E3 | F4 | Commercial | Retail (WA) | Existing | Food Preparation | Natural Gas | Range | E3 | Utility - Cost of Equipment | 0 | 0 | 0 | 0 | 0 | 0 | 0 | 0 | 0 | 0 | 0 | 0 | 0 | 0 | 0 | 0 | 0 | 0 | 0 | 0 | 0 | 0 | 0 | 0 | 0 | 0 | 0
F4_Commercial_Retail (WA)_Existing_Food Preparation_Natural Gas_Range_E4 | F4 | Commercial | Retail (WA) | Existing | Food Preparation | Natural Gas | Range | E4 | Utility - Cost of Equipment | 0 | 0 | 0 | 0 | 0 | 0 | 0 | 0 | 0 | 0 | 0 | 0 | 0 | 0 | 0 | 0 | 0 | 0 | 0 | 0 | 0 | 0 | 0 | 0 | 0 | 0 | 0
F4_Commercial_Retail (WA)_Existing_Food Preparation_Natural Gas_Range_E5 | F4 | Commercial | Retail (WA) | Existing | Food Preparation | Natural Gas | Range | E5 | Utility - Cost of Equipment | 0 | 0 | 0 | 0 | 0 | 0 | 0 | 0 | 0 | 0 | 0 | 0 | 0 | 0 | 0 | 0 | 0 | 0 | 0 | 0 | 0 | 0 | 0 | 0 | 0 | 0 | 0
F4_Commercial_Retail (WA)_Existing_Food Preparation_Natural Gas_Range_E6 | F4 | Commercial | Retail (WA) | Existing | Food Preparation | Natural Gas | Range | E6 | Utility - Cost of Equipment | 0 | 0 | 0 | 0 | 0 | 0 | 0 | 0 | 0 | 0 | 0 | 0 | 0 | 0 | 0 | 0 | 0 | 0 | 0 | 0 | 0 | 0 | 0 | 0 | 0 | 0 | 0
F4_Commercial_Retail (WA)_Existing_Food Preparation_Natural Gas_Range_E7 | F4 | Commercial | Retail (WA) | Existing | Food Preparation | Natural Gas | Range | E7 | Utility - Cost of Equipment | 0 | 0 | 0 | 0 | 0 | 0 | 0 | 0 | 0 | 0 | 0 | 0 | 0 | 0 | 0 | 0 | 0 | 0 | 0 | 0 | 0 | 0 | 0 | 0 | 0 | 0 | 0
F4_Commercial_Retail (WA)_Existing_Food Preparation_Natural Gas_Range_E8 | F4 | Commercial | Retail (WA) | Existing | Food Preparation | Natural Gas | Range | E8 | Utility - Cost of Equipment | 0 | 0 | 0 | 0 | 0 | 0 | 0 | 0 | 0 | 0 | 0 | 0 | 0 | 0 | 0 | 0 | 0 | 0 | 0 | 0 | 0 | 0 | 0 | 0 | 0 | 0 | 0
F4_Commercial_Retail (WA)_Existing_Food Preparation_Natural Gas_Range_E9 | F4 | Commercial | Retail (WA) | Existing | Food Preparation | Natural Gas | Range | E9 | Utility - Cost of Equipment | 0 | 0 | 0 | 0 | 0 | 0 | 0 | 0 | 0 | 0 | 0 | 0 | 0 | 0 | 0 | 0 | 0 | 0 | 0 | 0 | 0 | 0 | 0 | 0 | 0 | 0 | 0
F4_Commercial_Retail (WA)_Existing_Food Preparation_Natural Gas_Range_E10 | F4 | Commercial | Retail (WA) | Existing | Food Preparation | Natural Gas | Range | E10 | Utility - Cost of Equipment | 0 | 0 | 0 | 0 | 0 | 0 | 0 | 0 | 0 | 0 | 0 | 0 | 0 | 0 | 0 | 0 | 0 | 0 | 0 | 0 | 0 | 0 | 0 | 0 | 0 | 0 | 0
F5_Commercial_Retail (WA)_Existing_Food Preparation_Natural Gas_Range_E1 | F5 | Commercial | Retail (WA) | Existing | Food Preparation | Natural Gas | Range | E1 | Utility - Cost of Operation | 0.87515 | 0.89535 | 0.92077 | 0.95075 | 0.98561 | 1.0296 | 1.0754 | 1.121 | 1.1651 | 1.2097 | 1.2446 | 1.277 | 1.3119 | 1.346 | 1.376 | 1.4038 | 1.4283 | 1.4524 | 1.4784 | 1.5035 | 1.5293 | 1.5563 | 1.5835 | 1.6117 | 1.6403 | 1.6694 | 1.6991
F5_Commercial_Retail (WA)_Existing_Food Preparation_Natural Gas_Range_E2 | F5 | Commercial | Retail (WA) | Existing | Food Preparation | Natural Gas | Range | E2 | Utility - Cost of Operation | 0.43758 | 0.44768 | 0.46038 | 0.47537 | 0.49281 | 0.51479 | 0.53769 | 0.56052 | 0.58254 | 0.60487 | 0.62229 | 0.6385 | 0.65597 | 0.67299 | 0.68801 | 0.70191 | 0.71417 | 0.72622 | 0.73918 | 0.75174 | 0.76467 | 0.77815 | 0.79176 | 0.80583 | 0.82014 | 0.83471 | 0.84954
F5_Commercial_Retail (WA)_Existing_Food Preparation_Natural Gas_Range_E3 | F5 | Commercial | Retail (WA) | Existing | Food Preparation | Natural Gas | Range | E3 | Utility - Cost of Operation | 0 | 0 | 0 | 0 | 0 | 0 | 0 | 0 | 0 | 0 | 0 | 0 | 0 | 0 | 0 | 0 | 0 | 0 | 0 | 0 | 0 | 0 | 0 | 0 | 0 | 0 | 0
F5_Commercial_Retail (WA)_Existing_Food Preparation_Natural Gas_Range_E4 | F5 | Commercial | Retail (WA) | Existing | Food Preparation | Natural Gas | Range | E4 | Utility - Cost of Operation | 0 | 0 | 0 | 0 | 0 | 0 | 0 | 0 | 0 | 0 | 0 | 0 | 0 | 0 | 0 | 0 | 0 | 0 | 0 | 0 | 0 | 0 | 0 | 0 | 0 | 0 | 0
F5_Commercial_Retail (WA)_Existing_Food Preparation_Natural Gas_Range_E5 | F5 | Commercial | Retail (WA) | Existing | Food Preparation | Natural Gas | Range | E5 | Utility - Cost of Operation | 0 | 0 | 0 | 0 | 0 | 0 | 0 | 0 | 0 | 0 | 0 | 0 | 0 | 0 | 0 | 0 | 0 | 0 | 0 | 0 | 0 | 0 | 0 | 0 | 0 | 0 | 0
F5_Commercial_Retail (WA)_Existing_Food Preparation_Natural Gas_Range_E6 | F5 | Commercial | Retail (WA) | Existing | Food Preparation | Natural Gas | Range | E6 | Utility - Cost of Operation | 0 | 0 | 0 | 0 | 0 | 0 | 0 | 0 | 0 | 0 | 0 | 0 | 0 | 0 | 0 | 0 | 0 | 0 | 0 | 0 | 0 | 0 | 0 | 0 | 0 | 0 | 0
F5_Commercial_Retail (WA)_Existing_Food Preparation_Natural Gas_Range_E7 | F5 | Commercial | Retail (WA) | Existing | Food Preparation | Natural Gas | Range | E7 | Utility - Cost of Operation | 0 | 0 | 0 | 0 | 0 | 0 | 0 | 0 | 0 | 0 | 0 | 0 | 0 | 0 | 0 | 0 | 0 | 0 | 0 | 0 | 0 | 0 | 0 | 0 | 0 | 0 | 0
F5_Commercial_Retail (WA)_Existing_Food Preparation_Natural Gas_Range_E8 | F5 | Commercial | Retail (WA) | Existing | Food Preparation | Natural Gas | Range | E8 | Utility - Cost of Operation | 0 | 0 | 0 | 0 | 0 | 0 | 0 | 0 | 0 | 0 | 0 | 0 | 0 | 0 | 0 | 0 | 0 | 0 | 0 | 0 | 0 | 0 | 0 | 0 | 0 | 0 | 0
F5_Commercial_Retail (WA)_Existing_Food Preparation_Natural Gas_Range_E9 | F5 | Commercial | Retail (WA) | Existing | Food Preparation | Natural Gas | Range | E9 | Utility - Cost of Operation | 0 | 0 | 0 | 0 | 0 | 0 | 0 | 0 | 0 | 0 | 0 | 0 | 0 | 0 | 0 | 0 | 0 | 0 | 0 | 0 | 0 | 0 | 0 | 0 | 0 | 0 | 0
F5_Commercial_Retail (WA)_Existing_Food Preparation_Natural Gas_Range_E10 | F5 | Commercial | Retail (WA) | Existing | Food Preparation | Natural Gas | Range | E10 | Utility - Cost of Operation | 0 | 0 | 0 | 0 | 0 | 0 | 0 | 0 | 0 | 0 | 0 | 0 | 0 | 0 | 0 | 0 | 0 | 0 | 0 | 0 | 0 | 0 | 0 | 0 | 0 | 0 | 0
F6_Commercial_Retail (WA)_Existing_Food Preparation_Natural Gas_Range_E1 | F6 | Commercial | Retail (WA) | Existing | Food Preparation | Natural Gas | Range | E1 | Utility - Value of Sales | 1.0411 | 1.0584 | 1.0795 | 1.1052 | 1.1357 | 1.1761 | 1.2175 | 1.2575 | 1.2944 | 1.3298 | 1.3662 | 1.3987 | 1.4325 | 1.4639 | 1.4902 | 1.5136 | 1.5328 | 1.5509 | 1.5702 | 1.588 | 1.6058 | 1.6341 | 1.6627 | 1.6922 | 1.7223 | 1.7529 | 1.784
F6_Commercial_Retail (WA)_Existing_Food Preparation_Natural Gas_Range_E2 | F6 | Commercial | Retail (WA) | Existing | Food Preparation | Natural Gas | Range | E2 | Utility - Value of Sales | 0.52053 | 0.52919 | 0.53975 | 0.55259 | 0.56786 | 0.58804 | 0.60874 | 0.62876 | 0.6472 | 0.6649 | 0.68308 | 0.69933 | 0.71627 | 0.73193 | 0.74512 | 0.75681 | 0.76639 | 0.77543 | 0.78512 | 0.79401 | 0.8029 | 0.81706 | 0.83135 | 0.84612 | 0.86115 | 0.87645 | 0.89202
F6_Commercial_Retail (WA)_Existing_Food Preparation_Natural Gas_Range_E3 | F6 | Commercial | Retail (WA) | Existing | Food Preparation | Natural Gas | Range | E3 | Utility - Value of Sales | 0 | 0 | 0 | 0 | 0 | 0 | 0 | 0 | 0 | 0 | 0 | 0 | 0 | 0 | 0 | 0 | 0 | 0 | 0 | 0 | 0 | 0 | 0 | 0 | 0 | 0 | 0
F6_Commercial_Retail (WA)_Existing_Food Preparation_Natural Gas_Range_E4 | F6 | Commercial | Retail (WA) | Existing | Food Preparation | Natural Gas | Range | E4 | Utility - Value of Sales | 0 | 0 | 0 | 0 | 0 | 0 | 0 | 0 | 0 | 0 | 0 | 0 | 0 | 0 | 0 | 0 | 0 | 0 | 0 | 0 | 0 | 0 | 0 | 0 | 0 | 0 | 0
F6_Commercial_Retail (WA)_Existing_Food Preparation_Natural Gas_Range_E5 | F6 | Commercial | Retail (WA) | Existing | Food Preparation | Natural Gas | Range | E5 | Utility - Value of Sales | 0 | 0 | 0 | 0 | 0 | 0 | 0 | 0 | 0 | 0 | 0 | 0 | 0 | 0 | 0 | 0 | 0 | 0 | 0 | 0 | 0 | 0 | 0 | 0 | 0 | 0 | 0
F6_Commercial_Retail (WA)_Existing_Food Preparation_Natural Gas_Range_E6 | F6 | Commercial | Retail (WA) | Existing | Food Preparation | Natural Gas | Range | E6 | Utility - Value of Sales | 0 | 0 | 0 | 0 | 0 | 0 | 0 | 0 | 0 | 0 | 0 | 0 | 0 | 0 | 0 | 0 | 0 | 0 | 0 | 0 | 0 | 0 | 0 | 0 | 0 | 0 | 0
F6_Commercial_Retail (WA)_Existing_Food Preparation_Natural Gas_Range_E7 | F6 | Commercial | Retail (WA) | Existing | Food Preparation | Natural Gas | Range | E7 | Utility - Value of Sales | 0 | 0 | 0 | 0 | 0 | 0 | 0 | 0 | 0 | 0 | 0 | 0 | 0 | 0 | 0 | 0 | 0 | 0 | 0 | 0 | 0 | 0 | 0 | 0 | 0 | 0 | 0
F6_Commercial_Retail (WA)_Existing_Food Preparation_Natural Gas_Range_E8 | F6 | Commercial | Retail (WA) | Existing | Food Preparation | Natural Gas | Range | E8 | Utility - Value of Sales | 0 | 0 | 0 | 0 | 0 | 0 | 0 | 0 | 0 | 0 | 0 | 0 | 0 | 0 | 0 | 0 | 0 | 0 | 0 | 0 | 0 | 0 | 0 | 0 | 0 | 0 | 0
F6_Commercial_Retail (WA)_Existing_Food Preparation_Natural Gas_Range_E9 | F6 | Commercial | Retail (WA) | Existing | Food Preparation | Natural Gas | Range | E9 | Utility - Value of Sales | 0 | 0 | 0 | 0 | 0 | 0 | 0 | 0 | 0 | 0 | 0 | 0 | 0 | 0 | 0 | 0 | 0 | 0 | 0 | 0 | 0 | 0 | 0 | 0 | 0 | 0 | 0
F6_Commercial_Retail (WA)_Existing_Food Preparation_Natural Gas_Range_E10 | F6 | Commercial | Retail (WA) | Existing | Food Preparation | Natural Gas | Range | E10 | Utility - Value of Sales | 0 | 0 | 0 | 0 | 0 | 0 | 0 | 0 | 0 | 0 | 0 | 0 | 0 | 0 | 0 | 0 | 0 | 0 | 0 | 0 | 0 | 0 | 0 | 0 | 0 | 0 | 0
F1_Commercial_Retail (WA)_Existing_Food Preparation_Natural Gas_Steamer_E1 | F1 | Commercial | Retail (WA) | Existing | Food Preparation | Natural Gas | Steamer | E1 | RVT - Cost of Equipment | 4.9281 | 4.9281 | 4.9281 | 4.9281 | 4.9281 | 4.9281 | 4.9281 | 4.9281 | 4.9281 | 4.9281 | 4.9281 | 4.9281 | 4.9281 | 4.9281 | 4.9281 | 4.9281 | 4.9281 | 4.9281 | 4.9281 | 4.9281 | 4.9281 | 4.9281 | 4.9281 | 4.9281 | 4.9281 | 4.9281 | 4.9281
F1_Commercial_Retail (WA)_Existing_Food Preparation_Natural Gas_Steamer_E2 | F1 | Commercial | Retail (WA) | Existing | Food Preparation | Natural Gas | Steamer | E2 | RVT - Cost of Equipment | 5.2952 | 5.2952 | 5.2952 | 5.2952 | 5.2952 | 5.2952 | 5.2952 | 5.2952 | 5.2952 | 5.2952 | 5.2952 | 5.2952 | 5.2952 | 5.2952 | 5.2952 | 5.2952 | 5.2952 | 5.2952 | 5.2952 | 5.2952 | 5.2952 | 5.2952 | 5.2952 | 5.2952 | 5.2952 | 5.2952 | 5.2952
F1_Commercial_Retail (WA)_Existing_Food Preparation_Natural Gas_Steamer_E3 | F1 | Commercial | Retail (WA) | Existing | Food Preparation | Natural Gas | Steamer | E3 | RVT - Cost of Equipment | 0 | 0 | 0 | 0 | 0 | 0 | 0 | 0 | 0 | 0 | 0 | 0 | 0 | 0 | 0 | 0 | 0 | 0 | 0 | 0 | 0 | 0 | 0 | 0 | 0 | 0 | 0
F1_Commercial_Retail (WA)_Existing_Food Preparation_Natural Gas_Steamer_E4 | F1 | Commercial | Retail (WA) | Existing | Food Preparation | Natural Gas | Steamer | E4 | RVT - Cost of Equipment | 0 | 0 | 0 | 0 | 0 | 0 | 0 | 0 | 0 | 0 | 0 | 0 | 0 | 0 | 0 | 0 | 0 | 0 | 0 | 0 | 0 | 0 | 0 | 0 | 0 | 0 | 0
F1_Commercial_Retail (WA)_Existing_Food Preparation_Natural Gas_Steamer_E5 | F1 | Commercial | Retail (WA) | Existing | Food Preparation | Natural Gas | Steamer | E5 | RVT - Cost of Equipment | 0 | 0 | 0 | 0 | 0 | 0 | 0 | 0 | 0 | 0 | 0 | 0 | 0 | 0 | 0 | 0 | 0 | 0 | 0 | 0 | 0 | 0 | 0 | 0 | 0 | 0 | 0
F1_Commercial_Retail (WA)_Existing_Food Preparation_Natural Gas_Steamer_E6 | F1 | Commercial | Retail (WA) | Existing | Food Preparation | Natural Gas | Steamer | E6 | RVT - Cost of Equipment | 0 | 0 | 0 | 0 | 0 | 0 | 0 | 0 | 0 | 0 | 0 | 0 | 0 | 0 | 0 | 0 | 0 | 0 | 0 | 0 | 0 | 0 | 0 | 0 | 0 | 0 | 0
F1_Commercial_Retail (WA)_Existing_Food Preparation_Natural Gas_Steamer_E7 | F1 | Commercial | Retail (WA) | Existing | Food Preparation | Natural Gas | Steamer | E7 | RVT - Cost of Equipment | 0 | 0 | 0 | 0 | 0 | 0 | 0 | 0 | 0 | 0 | 0 | 0 | 0 | 0 | 0 | 0 | 0 | 0 | 0 | 0 | 0 | 0 | 0 | 0 | 0 | 0 | 0
F1_Commercial_Retail (WA)_Existing_Food Preparation_Natural Gas_Steamer_E8 | F1 | Commercial | Retail (WA) | Existing | Food Preparation | Natural Gas | Steamer | E8 | RVT - Cost of Equipment | 0 | 0 | 0 | 0 | 0 | 0 | 0 | 0 | 0 | 0 | 0 | 0 | 0 | 0 | 0 | 0 | 0 | 0 | 0 | 0 | 0 | 0 | 0 | 0 | 0 | 0 | 0
F1_Commercial_Retail (WA)_Existing_Food Preparation_Natural Gas_Steamer_E9 | F1 | Commercial | Retail (WA) | Existing | Food Preparation | Natural Gas | Steamer | E9 | RVT - Cost of Equipment | 0 | 0 | 0 | 0 | 0 | 0 | 0 | 0 | 0 | 0 | 0 | 0 | 0 | 0 | 0 | 0 | 0 | 0 | 0 | 0 | 0 | 0 | 0 | 0 | 0 | 0 | 0
F1_Commercial_Retail (WA)_Existing_Food Preparation_Natural Gas_Steamer_E10 | F1 | Commercial | Retail (WA) | Existing | Food Preparation | Natural Gas | Steamer | E10 | RVT - Cost of Equipment | 0 | 0 | 0 | 0 | 0 | 0 | 0 | 0 | 0 | 0 | 0 | 0 | 0 | 0 | 0 | 0 | 0 | 0 | 0 | 0 | 0 | 0 | 0 | 0 | 0 | 0 | 0
F2_Commercial_Retail (WA)_Existing_Food Preparation_Natural Gas_Steamer_E1 | F2 | Commercial | Retail (WA) | Existing | Food Preparation | Natural Gas | Steamer | E1 | RVT - Cost of Operation | 1.45 | 1.4773 | 1.5095 | 1.547 | 1.5899 | 1.6435 | 1.6972 | 1.7483 | 1.7944 | 1.8392 | 1.8856 | 1.9278 | 1.9723 | 2.0144 | 2.0506 | 2.0833 | 2.1109 | 2.1373 | 2.1654 | 2.1916 | 2.2179 | 2.2571 | 2.2966 | 2.3374 | 2.379 | 2.4212 | 2.4642
F2_Commercial_Retail (WA)_Existing_Food Preparation_Natural Gas_Steamer_E2 | F2 | Commercial | Retail (WA) | Existing | Food Preparation | Natural Gas | Steamer | E2 | RVT - Cost of Operation | 0.27357 | 0.27874 | 0.2848 | 0.29187 | 0.29998 | 0.31009 | 0.32022 | 0.32985 | 0.33857 | 0.34701 | 0.35577 | 0.36372 | 0.37212 | 0.38006 | 0.38689 | 0.39306 | 0.39828 | 0.40326 | 0.40856 | 0.4135 | 0.41847 | 0.42585 | 0.43331 | 0.44101 | 0.44885 | 0.45682 | 0.46494
F2_Commercial_Retail (WA)_Existing_Food Preparation_Natural Gas_Steamer_E3 | F2 | Commercial | Retail (WA) | Existing | Food Preparation | Natural Gas | Steamer | E3 | RVT - Cost of Operation | 0 | 0 | 0 | 0 | 0 | 0 | 0 | 0 | 0 | 0 | 0 | 0 | 0 | 0 | 0 | 0 | 0 | 0 | 0 | 0 | 0 | 0 | 0 | 0 | 0 | 0 | 0
F2_Commercial_Retail (WA)_Existing_Food Preparation_Natural Gas_Steamer_E4 | F2 | Commercial | Retail (WA) | Existing | Food Preparation | Natural Gas | Steamer | E4 | RVT - Cost of Operation | 0 | 0 | 0 | 0 | 0 | 0 | 0 | 0 | 0 | 0 | 0 | 0 | 0 | 0 | 0 | 0 | 0 | 0 | 0 | 0 | 0 | 0 | 0 | 0 | 0 | 0 | 0
F2_Commercial_Retail (WA)_Existing_Food Preparation_Natural Gas_Steamer_E5 | F2 | Commercial | Retail (WA) | Existing | Food Preparation | Natural Gas | Steamer | E5 | RVT - Cost of Operation | 0 | 0 | 0 | 0 | 0 | 0 | 0 | 0 | 0 | 0 | 0 | 0 | 0 | 0 | 0 | 0 | 0 | 0 | 0 | 0 | 0 | 0 | 0 | 0 | 0 | 0 | 0
F2_Commercial_Retail (WA)_Existing_Food Preparation_Natural Gas_Steamer_E6 | F2 | Commercial | Retail (WA) | Existing | Food Preparation | Natural Gas | Steamer | E6 | RVT - Cost of Operation | 0 | 0 | 0 | 0 | 0 | 0 | 0 | 0 | 0 | 0 | 0 | 0 | 0 | 0 | 0 | 0 | 0 | 0 | 0 | 0 | 0 | 0 | 0 | 0 | 0 | 0 | 0
F2_Commercial_Retail (WA)_Existing_Food Preparation_Natural Gas_Steamer_E7 | F2 | Commercial | Retail (WA) | Existing | Food Preparation | Natural Gas | Steamer | E7 | RVT - Cost of Operation | 0 | 0 | 0 | 0 | 0 | 0 | 0 | 0 | 0 | 0 | 0 | 0 | 0 | 0 | 0 | 0 | 0 | 0 | 0 | 0 | 0 | 0 | 0 | 0 | 0 | 0 | 0
F2_Commercial_Retail (WA)_Existing_Food Preparation_Natural Gas_Steamer_E8 | F2 | Commercial | Retail (WA) | Existing | Food Preparation | Natural Gas | Steamer | E8 | RVT - Cost of Operation | 0 | 0 | 0 | 0 | 0 | 0 | 0 | 0 | 0 | 0 | 0 | 0 | 0 | 0 | 0 | 0 | 0 | 0 | 0 | 0 | 0 | 0 | 0 | 0 | 0 | 0 | 0
F2_Commercial_Retail (WA)_Existing_Food Preparation_Natural Gas_Steamer_E9 | F2 | Commercial | Retail (WA) | Existing | Food Preparation | Natural Gas | Steamer | E9 | RVT - Cost of Operation | 0 | 0 | 0 | 0 | 0 | 0 | 0 | 0 | 0 | 0 | 0 | 0 | 0 | 0 | 0 | 0 | 0 | 0 | 0 | 0 | 0 | 0 | 0 | 0 | 0 | 0 | 0
F2_Commercial_Retail (WA)_Existing_Food Preparation_Natural Gas_Steamer_E10 | F2 | Commercial | Retail (WA) | Existing | Food Preparation | Natural Gas | Steamer | E10 | RVT - Cost of Operation | 0 | 0 | 0 | 0 | 0 | 0 | 0 | 0 | 0 | 0 | 0 | 0 | 0 | 0 | 0 | 0 | 0 | 0 | 0 | 0 | 0 | 0 | 0 | 0 | 0 | 0 | 0
F3_Commercial_Retail (WA)_Existing_Food Preparation_Natural Gas_Steamer_E1 | F3 | Commercial | Retail (WA) | Existing | Food Preparation | Natural Gas | Steamer | E1 | System - kBTUs of Consumption | 345.9042 | 345.9042 | 345.9042 | 345.9042 | 345.9042 | 345.9042 | 345.9042 | 345.9042 | 345.9042 | 345.9042 | 345.9042 | 345.9042 | 345.9042 | 345.9042 | 345.9042 | 345.9042 | 345.9042 | 345.9042 | 345.9042 | 345.9042 | 345.9042 | 345.9042 | 345.9042 | 345.9042 | 345.9042 | 345.9042 | 345.9042
F3_Commercial_Retail (WA)_Existing_Food Preparation_Natural Gas_Steamer_E2 | F3 | Commercial | Retail (WA) | Existing | Food Preparation | Natural Gas | Steamer | E2 | System - kBTUs of Consumption | 65.2631 | 65.2631 | 65.2631 | 65.2631 | 65.2631 | 65.2631 | 65.2631 | 65.2631 | 65.2631 | 65.2631 | 65.2631 | 65.2631 | 65.2631 | 65.2631 | 65.2631 | 65.2631 | 65.2631 | 65.2631 | 65.2631 | 65.2631 | 65.2631 | 65.2631 | 65.2631 | 65.2631 | 65.2631 | 65.2631 | 65.2631
F3_Commercial_Retail (WA)_Existing_Food Preparation_Natural Gas_Steamer_E3 | F3 | Commercial | Retail (WA) | Existing | Food Preparation | Natural Gas | Steamer | E3 | System - kBTUs of Consumption | 0 | 0 | 0 | 0 | 0 | 0 | 0 | 0 | 0 | 0 | 0 | 0 | 0 | 0 | 0 | 0 | 0 | 0 | 0 | 0 | 0 | 0 | 0 | 0 | 0 | 0 | 0
F3_Commercial_Retail (WA)_Existing_Food Preparation_Natural Gas_Steamer_E4 | F3 | Commercial | Retail (WA) | Existing | Food Preparation | Natural Gas | Steamer | E4 | System - kBTUs of Consumption | 0 | 0 | 0 | 0 | 0 | 0 | 0 | 0 | 0 | 0 | 0 | 0 | 0 | 0 | 0 | 0 | 0 | 0 | 0 | 0 | 0 | 0 | 0 | 0 | 0 | 0 | 0
F3_Commercial_Retail (WA)_Existing_Food Preparation_Natural Gas_Steamer_E5 | F3 | Commercial | Retail (WA) | Existing | Food Preparation | Natural Gas | Steamer | E5 | System - kBTUs of Consumption | 0 | 0 | 0 | 0 | 0 | 0 | 0 | 0 | 0 | 0 | 0 | 0 | 0 | 0 | 0 | 0 | 0 | 0 | 0 | 0 | 0 | 0 | 0 | 0 | 0 | 0 | 0
F3_Commercial_Retail (WA)_Existing_Food Preparation_Natural Gas_Steamer_E6 | F3 | Commercial | Retail (WA) | Existing | Food Preparation | Natural Gas | Steamer | E6 | System - kBTUs of Consumption | 0 | 0 | 0 | 0 | 0 | 0 | 0 | 0 | 0 | 0 | 0 | 0 | 0 | 0 | 0 | 0 | 0 | 0 | 0 | 0 | 0 | 0 | 0 | 0 | 0 | 0 | 0
F3_Commercial_Retail (WA)_Existing_Food Preparation_Natural Gas_Steamer_E7 | F3 | Commercial | Retail (WA) | Existing | Food Preparation | Natural Gas | Steamer | E7 | System - kBTUs of Consumption | 0 | 0 | 0 | 0 | 0 | 0 | 0 | 0 | 0 | 0 | 0 | 0 | 0 | 0 | 0 | 0 | 0 | 0 | 0 | 0 | 0 | 0 | 0 | 0 | 0 | 0 | 0
F3_Commercial_Retail (WA)_Existing_Food Preparation_Natural Gas_Steamer_E8 | F3 | Commercial | Retail (WA) | Existing | Food Preparation | Natural Gas | Steamer | E8 | System - kBTUs of Consumption | 0 | 0 | 0 | 0 | 0 | 0 | 0 | 0 | 0 | 0 | 0 | 0 | 0 | 0 | 0 | 0 | 0 | 0 | 0 | 0 | 0 | 0 | 0 | 0 | 0 | 0 | 0
F3_Commercial_Retail (WA)_Existing_Food Preparation_Natural Gas_Steamer_E9 | F3 | Commercial | Retail (WA) | Existing | Food Preparation | Natural Gas | Steamer | E9 | System - kBTUs of Consumption | 0 | 0 | 0 | 0 | 0 | 0 | 0 | 0 | 0 | 0 | 0 | 0 | 0 | 0 | 0 | 0 | 0 | 0 | 0 | 0 | 0 | 0 | 0 | 0 | 0 | 0 | 0
F3_Commercial_Retail (WA)_Existing_Food Preparation_Natural Gas_Steamer_E10 | F3 | Commercial | Retail (WA) | Existing | Food Preparation | Natural Gas | Steamer | E10 | System - kBTUs of Consumption | 0 | 0 | 0 | 0 | 0 | 0 | 0 | 0 | 0 | 0 | 0 | 0 | 0 | 0 | 0 | 0 | 0 | 0 | 0 | 0 | 0 | 0 | 0 | 0 | 0 | 0 | 0
F4_Commercial_Retail (WA)_Existing_Food Preparation_Natural Gas_Steamer_E1 | F4 | Commercial | Retail (WA) | Existing | Food Preparation | Natural Gas | Steamer | E1 | Utility - Cost of Equipment | 4.9281 | 4.9281 | 4.9281 | 4.9281 | 4.9281 | 4.9281 | 4.9281 | 4.9281 | 4.9281 | 4.9281 | 4.9281 | 4.9281 | 4.9281 | 4.9281 | 4.9281 | 4.9281 | 4.9281 | 4.9281 | 4.9281 | 4.9281 | 4.9281 | 4.9281 | 4.9281 | 4.9281 | 4.9281 | 4.9281 | 4.9281
F4_Commercial_Retail (WA)_Existing_Food Preparation_Natural Gas_Steamer_E2 | F4 | Commercial | Retail (WA) | Existing | Food Preparation | Natural Gas | Steamer | E2 | Utility - Cost of Equipment | 5.2952 | 5.2952 | 5.2952 | 5.2952 | 5.2952 | 5.2952 | 5.2952 | 5.2952 | 5.2952 | 5.2952 | 5.2952 | 5.2952 | 5.2952 | 5.2952 | 5.2952 | 5.2952 | 5.2952 | 5.2952 | 5.2952 | 5.2952 | 5.2952 | 5.2952 | 5.2952 | 5.2952 | 5.2952 | 5.2952 | 5.2952
F4_Commercial_Retail (WA)_Existing_Food Preparation_Natural Gas_Steamer_E3 | F4 | Commercial | Retail (WA) | Existing | Food Preparation | Natural Gas | Steamer | E3 | Utility - Cost of Equipment | 0 | 0 | 0 | 0 | 0 | 0 | 0 | 0 | 0 | 0 | 0 | 0 | 0 | 0 | 0 | 0 | 0 | 0 | 0 | 0 | 0 | 0 | 0 | 0 | 0 | 0 | 0
F4_Commercial_Retail (WA)_Existing_Food Preparation_Natural Gas_Steamer_E4 | F4 | Commercial | Retail (WA) | Existing | Food Preparation | Natural Gas | Steamer | E4 | Utility - Cost of Equipment | 0 | 0 | 0 | 0 | 0 | 0 | 0 | 0 | 0 | 0 | 0 | 0 | 0 | 0 | 0 | 0 | 0 | 0 | 0 | 0 | 0 | 0 | 0 | 0 | 0 | 0 | 0
F4_Commercial_Retail (WA)_Existing_Food Preparation_Natural Gas_Steamer_E5 | F4 | Commercial | Retail (WA) | Existing | Food Preparation | Natural Gas | Steamer | E5 | Utility - Cost of Equipment | 0 | 0 | 0 | 0 | 0 | 0 | 0 | 0 | 0 | 0 | 0 | 0 | 0 | 0 | 0 | 0 | 0 | 0 | 0 | 0 | 0 | 0 | 0 | 0 | 0 | 0 | 0
F4_Commercial_Retail (WA)_Existing_Food Preparation_Natural Gas_Steamer_E6 | F4 | Commercial | Retail (WA) | Existing | Food Preparation | Natural Gas | Steamer | E6 | Utility - Cost of Equipment | 0 | 0 | 0 | 0 | 0 | 0 | 0 | 0 | 0 | 0 | 0 | 0 | 0 | 0 | 0 | 0 | 0 | 0 | 0 | 0 | 0 | 0 | 0 | 0 | 0 | 0 | 0
F4_Commercial_Retail (WA)_Existing_Food Preparation_Natural Gas_Steamer_E7 | F4 | Commercial | Retail (WA) | Existing | Food Preparation | Natural Gas | Steamer | E7 | Utility - Cost of Equipment | 0 | 0 | 0 | 0 | 0 | 0 | 0 | 0 | 0 | 0 | 0 | 0 | 0 | 0 | 0 | 0 | 0 | 0 | 0 | 0 | 0 | 0 | 0 | 0 | 0 | 0 | 0
F4_Commercial_Retail (WA)_Existing_Food Preparation_Natural Gas_Steamer_E8 | F4 | Commercial | Retail (WA) | Existing | Food Preparation | Natural Gas | Steamer | E8 | Utility - Cost of Equipment | 0 | 0 | 0 | 0 | 0 | 0 | 0 | 0 | 0 | 0 | 0 | 0 | 0 | 0 | 0 | 0 | 0 | 0 | 0 | 0 | 0 | 0 | 0 | 0 | 0 | 0 | 0
F4_Commercial_Retail (WA)_Existing_Food Preparation_Natural Gas_Steamer_E9 | F4 | Commercial | Retail (WA) | Existing | Food Preparation | Natural Gas | Steamer | E9 | Utility - Cost of Equipment | 0 | 0 | 0 | 0 | 0 | 0 | 0 | 0 | 0 | 0 | 0 | 0 | 0 | 0 | 0 | 0 | 0 | 0 | 0 | 0 | 0 | 0 | 0 | 0 | 0 | 0 | 0
F4_Commercial_Retail (WA)_Existing_Food Preparation_Natural Gas_Steamer_E10 | F4 | Commercial | Retail (WA) | Existing | Food Preparation | Natural Gas | Steamer | E10 | Utility - Cost of Equipment | 0 | 0 | 0 | 0 | 0 | 0 | 0 | 0 | 0 | 0 | 0 | 0 | 0 | 0 | 0 | 0 | 0 | 0 | 0 | 0 | 0 | 0 | 0 | 0 | 0 | 0 | 0
F5_Commercial_Retail (WA)_Existing_Food Preparation_Natural Gas_Steamer_E1 | F5 | Commercial | Retail (WA) | Existing | Food Preparation | Natural Gas | Steamer | E1 | Utility - Cost of Operation | 1.2311 | 1.2621 | 1.2989 | 1.341 | 1.3886 | 1.4466 | 1.5062 | 1.5653 | 1.6222 | 1.6799 | 1.7257 | 1.7687 | 1.8149 | 1.8601 | 1.9005 | 1.9384 | 1.9723 | 2.0058 | 2.0416 | 2.0765 | 2.1123 | 2.1496 | 2.1873 | 2.2261 | 2.2657 | 2.3059 | 2.3469
F5_Commercial_Retail (WA)_Existing_Food Preparation_Natural Gas_Steamer_E2 | F5 | Commercial | Retail (WA) | Existing | Food Preparation | Natural Gas | Steamer | E2 | Utility - Cost of Operation | 0.23227 | 0.23813 | 0.24506 | 0.25301 | 0.262 | 0.27293 | 0.28419 | 0.29533 | 0.30606 | 0.31694 | 0.3256 | 0.33371 | 0.34243 | 0.35096 | 0.35858 | 0.36572 | 0.37212 | 0.37844 | 0.38519 | 0.39178 | 0.39854 | 0.40557 | 0.41268 | 0.42001 | 0.42747 | 0.43507 | 0.4428
F5_Commercial_Retail (WA)_Existing_Food Preparation_Natural Gas_Steamer_E3 | F5 | Commercial | Retail (WA) | Existing | Food Preparation | Natural Gas | Steamer | E3 | Utility - Cost of Operation | 0 | 0 | 0 | 0 | 0 | 0 | 0 | 0 | 0 | 0 | 0 | 0 | 0 | 0 | 0 | 0 | 0 | 0 | 0 | 0 | 0 | 0 | 0 | 0 | 0 | 0 | 0
F5_Commercial_Retail (WA)_Existing_Food Preparation_Natural Gas_Steamer_E4 | F5 | Commercial | Retail (WA) | Existing | Food Preparation | Natural Gas | Steamer | E4 | Utility - Cost of Operation | 0 | 0 | 0 | 0 | 0 | 0 | 0 | 0 | 0 | 0 | 0 | 0 | 0 | 0 | 0 | 0 | 0 | 0 | 0 | 0 | 0 | 0 | 0 | 0 | 0 | 0 | 0
F5_Commercial_Retail (WA)_Existing_Food Preparation_Natural Gas_Steamer_E5 | F5 | Commercial | Retail (WA) | Existing | Food Preparation | Natural Gas | Steamer | E5 | Utility - Cost of Operation | 0 | 0 | 0 | 0 | 0 | 0 | 0 | 0 | 0 | 0 | 0 | 0 | 0 | 0 | 0 | 0 | 0 | 0 | 0 | 0 | 0 | 0 | 0 | 0 | 0 | 0 | 0
F5_Commercial_Retail (WA)_Existing_Food Preparation_Natural Gas_Steamer_E6 | F5 | Commercial | Retail (WA) | Existing | Food Preparation | Natural Gas | Steamer | E6 | Utility - Cost of Operation | 0 | 0 | 0 | 0 | 0 | 0 | 0 | 0 | 0 | 0 | 0 | 0 | 0 | 0 | 0 | 0 | 0 | 0 | 0 | 0 | 0 | 0 | 0 | 0 | 0 | 0 | 0
F5_Commercial_Retail (WA)_Existing_Food Preparation_Natural Gas_Steamer_E7 | F5 | Commercial | Retail (WA) | Existing | Food Preparation | Natural Gas | Steamer | E7 | Utility - Cost of Operation | 0 | 0 | 0 | 0 | 0 | 0 | 0 | 0 | 0 | 0 | 0 | 0 | 0 | 0 | 0 | 0 | 0 | 0 | 0 | 0 | 0 | 0 | 0 | 0 | 0 | 0 | 0
F5_Commercial_Retail (WA)_Existing_Food Preparation_Natural Gas_Steamer_E8 | F5 | Commercial | Retail (WA) | Existing | Food Preparation | Natural Gas | Steamer | E8 | Utility - Cost of Operation | 0 | 0 | 0 | 0 | 0 | 0 | 0 | 0 | 0 | 0 | 0 | 0 | 0 | 0 | 0 | 0 | 0 | 0 | 0 | 0 | 0 | 0 | 0 | 0 | 0 | 0 | 0
F5_Commercial_Retail (WA)_Existing_Food Preparation_Natural Gas_Steamer_E9 | F5 | Commercial | Retail (WA) | Existing | Food Preparation | Natural Gas | Steamer | E9 | Utility - Cost of Operation | 0 | 0 | 0 | 0 | 0 | 0 | 0 | 0 | 0 | 0 | 0 | 0 | 0 | 0 | 0 | 0 | 0 | 0 | 0 | 0 | 0 | 0 | 0 | 0 | 0 | 0 | 0
F5_Commercial_Retail (WA)_Existing_Food Preparation_Natural Gas_Steamer_E10 | F5 | Commercial | Retail (WA) | Existing | Food Preparation | Natural Gas | Steamer | E10 | Utility - Cost of Operation | 0 | 0 | 0 | 0 | 0 | 0 | 0 | 0 | 0 | 0 | 0 | 0 | 0 | 0 | 0 | 0 | 0 | 0 | 0 | 0 | 0 | 0 | 0 | 0 | 0 | 0 | 0
F6_Commercial_Retail (WA)_Existing_Food Preparation_Natural Gas_Steamer_E1 | F6 | Commercial | Retail (WA) | Existing | Food Preparation | Natural Gas | Steamer | E1 | Utility - Value of Sales | 1.45 | 1.4773 | 1.5095 | 1.547 | 1.5899 | 1.6435 | 1.6972 | 1.7483 | 1.7944 | 1.8392 | 1.8856 | 1.9278 | 1.9723 | 2.0144 | 2.0506 | 2.0833 | 2.1109 | 2.1373 | 2.1654 | 2.1916 | 2.2179 | 2.2571 | 2.2966 | 2.3374 | 2.379 | 2.4212 | 2.4642
F6_Commercial_Retail (WA)_Existing_Food Preparation_Natural Gas_Steamer_E2 | F6 | Commercial | Retail (WA) | Existing | Food Preparation | Natural Gas | Steamer | E2 | Utility - Value of Sales | 0.27357 | 0.27874 | 0.2848 | 0.29187 | 0.29998 | 0.31009 | 0.32022 | 0.32985 | 0.33857 | 0.34701 | 0.35577 | 0.36372 | 0.37212 | 0.38006 | 0.38689 | 0.39306 | 0.39828 | 0.40326 | 0.40856 | 0.4135 | 0.41847 | 0.42585 | 0.43331 | 0.44101 | 0.44885 | 0.45682 | 0.46494
F6_Commercial_Retail (WA)_Existing_Food Preparation_Natural Gas_Steamer_E3 | F6 | Commercial | Retail (WA) | Existing | Food Preparation | Natural Gas | Steamer | E3 | Utility - Value of Sales | 0 | 0 | 0 | 0 | 0 | 0 | 0 | 0 | 0 | 0 | 0 | 0 | 0 | 0 | 0 | 0 | 0 | 0 | 0 | 0 | 0 | 0 | 0 | 0 | 0 | 0 | 0
F6_Commercial_Retail (WA)_Existing_Food Preparation_Natural Gas_Steamer_E4 | F6 | Commercial | Retail (WA) | Existing | Food Preparation | Natural Gas | Steamer | E4 | Utility - Value of Sales | 0 | 0 | 0 | 0 | 0 | 0 | 0 | 0 | 0 | 0 | 0 | 0 | 0 | 0 | 0 | 0 | 0 | 0 | 0 | 0 | 0 | 0 | 0 | 0 | 0 | 0 | 0
F6_Commercial_Retail (WA)_Existing_Food Preparation_Natural Gas_Steamer_E5 | F6 | Commercial | Retail (WA) | Existing | Food Preparation | Natural Gas | Steamer | E5 | Utility - Value of Sales | 0 | 0 | 0 | 0 | 0 | 0 | 0 | 0 | 0 | 0 | 0 | 0 | 0 | 0 | 0 | 0 | 0 | 0 | 0 | 0 | 0 | 0 | 0 | 0 | 0 | 0 | 0
F6_Commercial_Retail (WA)_Existing_Food Preparation_Natural Gas_Steamer_E6 | F6 | Commercial | Retail (WA) | Existing | Food Preparation | Natural Gas | Steamer | E6 | Utility - Value of Sales | 0 | 0 | 0 | 0 | 0 | 0 | 0 | 0 | 0 | 0 | 0 | 0 | 0 | 0 | 0 | 0 | 0 | 0 | 0 | 0 | 0 | 0 | 0 | 0 | 0 | 0 | 0
F6_Commercial_Retail (WA)_Existing_Food Preparation_Natural Gas_Steamer_E7 | F6 | Commercial | Retail (WA) | Existing | Food Preparation | Natural Gas | Steamer | E7 | Utility - Value of Sales | 0 | 0 | 0 | 0 | 0 | 0 | 0 | 0 | 0 | 0 | 0 | 0 | 0 | 0 | 0 | 0 | 0 | 0 | 0 | 0 | 0 | 0 | 0 | 0 | 0 | 0 | 0
F6_Commercial_Retail (WA)_Existing_Food Preparation_Natural Gas_Steamer_E8 | F6 | Commercial | Retail (WA) | Existing | Food Preparation | Natural Gas | Steamer | E8 | Utility - Value of Sales | 0 | 0 | 0 | 0 | 0 | 0 | 0 | 0 | 0 | 0 | 0 | 0 | 0 | 0 | 0 | 0 | 0 | 0 | 0 | 0 | 0 | 0 | 0 | 0 | 0 | 0 | 0
F6_Commercial_Retail (WA)_Existing_Food Preparation_Natural Gas_Steamer_E9 | F6 | Commercial | Retail (WA) | Existing | Food Preparation | Natural Gas | Steamer | E9 | Utility - Value of Sales | 0 | 0 | 0 | 0 | 0 | 0 | 0 | 0 | 0 | 0 | 0 | 0 | 0 | 0 | 0 | 0 | 0 | 0 | 0 | 0 | 0 | 0 | 0 | 0 | 0 | 0 | 0
F6_Commercial_Retail (WA)_Existing_Food Preparation_Natural Gas_Steamer_E10 | F6 | Commercial | Retail (WA) | Existing | Food Preparation | Natural Gas | Steamer | E10 | Utility - Value of Sales | 0 | 0 | 0 | 0 | 0 | 0 | 0 | 0 | 0 | 0 | 0 | 0 | 0 | 0 | 0 | 0 | 0 | 0 | 0 | 0 | 0 | 0 | 0 | 0 | 0 | 0 | 0
F1_Commercial_Retail (WA)_Existing_Food Preparation_Natural Gas_Food Prep Other_E1 | F1 | Commercial | Retail (WA) | Existing | Food Preparation | Natural Gas | Food Prep Other | E1 | RVT - Cost of Equipment | 0.082852 | 0.082852 | 0.082852 | 0.082852 | 0.082852 | 0.082852 | 0.082852 | 0.082852 | 0.082852 | 0.082852 | 0.082852 | 0.082852 | 0.082852 | 0.082852 | 0.082852 | 0.082852 | 0.082852 | 0.082852 | 0.082852 | 0.082852 | 0.082852 | 0.082852 | 0.082852 | 0.082852 | 0.082852 | 0.082852 | 0.082852
F1_Commercial_Retail (WA)_Existing_Food Preparation_Natural Gas_Food Prep Other_E2 | F1 | Commercial | Retail (WA) | Existing | Food Preparation | Natural Gas | Food Prep Other | E2 | RVT - Cost of Equipment | 0.082935 | 0.082935 | 0.082935 | 0.082935 | 0.082935 | 0.082935 | 0.082935 | 0.082935 | 0.082935 | 0.082935 | 0.082935 | 0.082935 | 0.082935 | 0.082935 | 0.082935 | 0.082935 | 0.082935 | 0.082935 | 0.082935 | 0.082935 | 0.082935 | 0.082935 | 0.082935 | 0.082935 | 0.082935 | 0.082935 | 0.082935
F1_Commercial_Retail (WA)_Existing_Food Preparation_Natural Gas_Food Prep Other_E3 | F1 | Commercial | Retail (WA) | Existing | Food Preparation | Natural Gas | Food Prep Other | E3 | RVT - Cost of Equipment | 0 | 0 | 0 | 0 | 0 | 0 | 0 | 0 | 0 | 0 | 0 | 0 | 0 | 0 | 0 | 0 | 0 | 0 | 0 | 0 | 0 | 0 | 0 | 0 | 0 | 0 | 0
F1_Commercial_Retail (WA)_Existing_Food Preparation_Natural Gas_Food Prep Other_E4 | F1 | Commercial | Retail (WA) | Existing | Food Preparation | Natural Gas | Food Prep Other | E4 | RVT - Cost of Equipment | 0 | 0 | 0 | 0 | 0 | 0 | 0 | 0 | 0 | 0 | 0 | 0 | 0 | 0 | 0 | 0 | 0 | 0 | 0 | 0 | 0 | 0 | 0 | 0 | 0 | 0 | 0
F1_Commercial_Retail (WA)_Existing_Food Preparation_Natural Gas_Food Prep Other_E5 | F1 | Commercial | Retail (WA) | Existing | Food Preparation | Natural Gas | Food Prep Other | E5 | RVT - Cost of Equipment | 0 | 0 | 0 | 0 | 0 | 0 | 0 | 0 | 0 | 0 | 0 | 0 | 0 | 0 | 0 | 0 | 0 | 0 | 0 | 0 | 0 | 0 | 0 | 0 | 0 | 0 | 0
F1_Commercial_Retail (WA)_Existing_Food Preparation_Natural Gas_Food Prep Other_E6 | F1 | Commercial | Retail (WA) | Existing | Food Preparation | Natural Gas | Food Prep Other | E6 | RVT - Cost of Equipment | 0 | 0 | 0 | 0 | 0 | 0 | 0 | 0 | 0 | 0 | 0 | 0 | 0 | 0 | 0 | 0 | 0 | 0 | 0 | 0 | 0 | 0 | 0 | 0 | 0 | 0 | 0
F1_Commercial_Retail (WA)_Existing_Food Preparation_Natural Gas_Food Prep Other_E7 | F1 | Commercial | Retail (WA) | Existing | Food Preparation | Natural Gas | Food Prep Other | E7 | RVT - Cost of Equipment | 0 | 0 | 0 | 0 | 0 | 0 | 0 | 0 | 0 | 0 | 0 | 0 | 0 | 0 | 0 | 0 | 0 | 0 | 0 | 0 | 0 | 0 | 0 | 0 | 0 | 0 | 0
F1_Commercial_Retail (WA)_Existing_Food Preparation_Natural Gas_Food Prep Other_E8 | F1 | Commercial | Retail (WA) | Existing | Food Preparation | Natural Gas | Food Prep Other | E8 | RVT - Cost of Equipment | 0 | 0 | 0 | 0 | 0 | 0 | 0 | 0 | 0 | 0 | 0 | 0 | 0 | 0 | 0 | 0 | 0 | 0 | 0 | 0 | 0 | 0 | 0 | 0 | 0 | 0 | 0
F1_Commercial_Retail (WA)_Existing_Food Preparation_Natural Gas_Food Prep Other_E9 | F1 | Commercial | Retail (WA) | Existing | Food Preparation | Natural Gas | Food Prep Other | E9 | RVT - Cost of Equipment | 0 | 0 | 0 | 0 | 0 | 0 | 0 | 0 | 0 | 0 | 0 | 0 | 0 | 0 | 0 | 0 | 0 | 0 | 0 | 0 | 0 | 0 | 0 | 0 | 0 | 0 | 0
F1_Commercial_Retail (WA)_Existing_Food Preparation_Natural Gas_Food Prep Other_E10 | F1 | Commercial | Retail (WA) | Existing | Food Preparation | Natural Gas | Food Prep Other | E10 | RVT - Cost of Equipment | 0 | 0 | 0 | 0 | 0 | 0 | 0 | 0 | 0 | 0 | 0 | 0 | 0 | 0 | 0 | 0 | 0 | 0 | 0 | 0 | 0 | 0 | 0 | 0 | 0 | 0 | 0
F2_Commercial_Retail (WA)_Existing_Food Preparation_Natural Gas_Food Prep Other_E1 | F2 | Commercial | Retail (WA) | Existing | Food Preparation | Natural Gas | Food Prep Other | E1 | RVT - Cost of Operation | 0.3063 | 0.3114 | 0.31761 | 0.32517 | 0.33415 | 0.34603 | 0.35821 | 0.36999 | 0.38084 | 0.39125 | 0.40196 | 0.41151 | 0.42148 | 0.4307 | 0.43846 | 0.44534 | 0.45098 | 0.45629 | 0.462 | 0.46723 | 0.47246 | 0.48079 | 0.4892 | 0.49789 | 0.50674 | 0.51574 | 0.5249
F2_Commercial_Retail (WA)_Existing_Food Preparation_Natural Gas_Food Prep Other_E2 | F2 | Commercial | Retail (WA) | Existing | Food Preparation | Natural Gas | Food Prep Other | E2 | RVT - Cost of Operation | 0.3063 | 0.3114 | 0.31761 | 0.32516 | 0.33415 | 0.34602 | 0.3582 | 0.36999 | 0.38083 | 0.39125 | 0.40195 | 0.41151 | 0.42148 | 0.43069 | 0.43846 | 0.44533 | 0.45097 | 0.45629 | 0.46199 | 0.46723 | 0.47246 | 0.48079 | 0.4892 | 0.49789 | 0.50673 | 0.51574 | 0.5249
F2_Commercial_Retail (WA)_Existing_Food Preparation_Natural Gas_Food Prep Other_E3 | F2 | Commercial | Retail (WA) | Existing | Food Preparation | Natural Gas | Food Prep Other | E3 | RVT - Cost of Operation | 0 | 0 | 0 | 0 | 0 | 0 | 0 | 0 | 0 | 0 | 0 | 0 | 0 | 0 | 0 | 0 | 0 | 0 | 0 | 0 | 0 | 0 | 0 | 0 | 0 | 0 | 0
F2_Commercial_Retail (WA)_Existing_Food Preparation_Natural Gas_Food Prep Other_E4 | F2 | Commercial | Retail (WA) | Existing | Food Preparation | Natural Gas | Food Prep Other | E4 | RVT - Cost of Operation | 0 | 0 | 0 | 0 | 0 | 0 | 0 | 0 | 0 | 0 | 0 | 0 | 0 | 0 | 0 | 0 | 0 | 0 | 0 | 0 | 0 | 0 | 0 | 0 | 0 | 0 | 0
F2_Commercial_Retail (WA)_Existing_Food Preparation_Natural Gas_Food Prep Other_E5 | F2 | Commercial | Retail (WA) | Existing | Food Preparation | Natural Gas | Food Prep Other | E5 | RVT - Cost of Operation | 0 | 0 | 0 | 0 | 0 | 0 | 0 | 0 | 0 | 0 | 0 | 0 | 0 | 0 | 0 | 0 | 0 | 0 | 0 | 0 | 0 | 0 | 0 | 0 | 0 | 0 | 0
F2_Commercial_Retail (WA)_Existing_Food Preparation_Natural Gas_Food Prep Other_E6 | F2 | Commercial | Retail (WA) | Existing | Food Preparation | Natural Gas | Food Prep Other | E6 | RVT - Cost of Operation | 0 | 0 | 0 | 0 | 0 | 0 | 0 | 0 | 0 | 0 | 0 | 0 | 0 | 0 | 0 | 0 | 0 | 0 | 0 | 0 | 0 | 0 | 0 | 0 | 0 | 0 | 0
F2_Commercial_Retail (WA)_Existing_Food Preparation_Natural Gas_Food Prep Other_E7 | F2 | Commercial | Retail (WA) | Existing | Food Preparation | Natural Gas | Food Prep Other | E7 | RVT - Cost of Operation | 0 | 0 | 0 | 0 | 0 | 0 | 0 | 0 | 0 | 0 | 0 | 0 | 0 | 0 | 0 | 0 | 0 | 0 | 0 | 0 | 0 | 0 | 0 | 0 | 0 | 0 | 0
F2_Commercial_Retail (WA)_Existing_Food Preparation_Natural Gas_Food Prep Other_E8 | F2 | Commercial | Retail (WA) | Existing | Food Preparation | Natural Gas | Food Prep Other | E8 | RVT - Cost of Operation | 0 | 0 | 0 | 0 | 0 | 0 | 0 | 0 | 0 | 0 | 0 | 0 | 0 | 0 | 0 | 0 | 0 | 0 | 0 | 0 | 0 | 0 | 0 | 0 | 0 | 0 | 0
F2_Commercial_Retail (WA)_Existing_Food Preparation_Natural Gas_Food Prep Other_E9 | F2 | Commercial | Retail (WA) | Existing | Food Preparation | Natural Gas | Food Prep Other | E9 | RVT - Cost of Operation | 0 | 0 | 0 | 0 | 0 | 0 | 0 | 0 | 0 | 0 | 0 | 0 | 0 | 0 | 0 | 0 | 0 | 0 | 0 | 0 | 0 | 0 | 0 | 0 | 0 | 0 | 0
F2_Commercial_Retail (WA)_Existing_Food Preparation_Natural Gas_Food Prep Other_E10 | F2 | Commercial | Retail (WA) | Existing | Food Preparation | Natural Gas | Food Prep Other | E10 | RVT - Cost of Operation | 0 | 0 | 0 | 0 | 0 | 0 | 0 | 0 | 0 | 0 | 0 | 0 | 0 | 0 | 0 | 0 | 0 | 0 | 0 | 0 | 0 | 0 | 0 | 0 | 0 | 0 | 0
F3_Commercial_Retail (WA)_Existing_Food Preparation_Natural Gas_Food Prep Other_E1 | F3 | Commercial | Retail (WA) | Existing | Food Preparation | Natural Gas | Food Prep Other | E1 | System - kBTUs of Consumption | 74.2449 | 74.2449 | 74.2449 | 74.2449 | 74.2449 | 74.2449 | 74.2449 | 74.2449 | 74.2449 | 74.2449 | 74.2449 | 74.2449 | 74.2449 | 74.2449 | 74.2449 | 74.2449 | 74.2449 | 74.2449 | 74.2449 | 74.2449 | 74.2449 | 74.2449 | 74.2449 | 74.2449 | 74.2449 | 74.2449 | 74.2449
F3_Commercial_Retail (WA)_Existing_Food Preparation_Natural Gas_Food Prep Other_E2 | F3 | Commercial | Retail (WA) | Existing | Food Preparation | Natural Gas | Food Prep Other | E2 | System - kBTUs of Consumption | 74.2443 | 74.2443 | 74.2443 | 74.2443 | 74.2443 | 74.2443 | 74.2443 | 74.2443 | 74.2443 | 74.2443 | 74.2443 | 74.2443 | 74.2443 | 74.2443 | 74.2443 | 74.2443 | 74.2443 | 74.2443 | 74.2443 | 74.2443 | 74.2443 | 74.2443 | 74.2443 | 74.2443 | 74.2443 | 74.2443 | 74.2443
F3_Commercial_Retail (WA)_Existing_Food Preparation_Natural Gas_Food Prep Other_E3 | F3 | Commercial | Retail (WA) | Existing | Food Preparation | Natural Gas | Food Prep Other | E3 | System - kBTUs of Consumption | 0 | 0 | 0 | 0 | 0 | 0 | 0 | 0 | 0 | 0 | 0 | 0 | 0 | 0 | 0 | 0 | 0 | 0 | 0 | 0 | 0 | 0 | 0 | 0 | 0 | 0 | 0
F3_Commercial_Retail (WA)_Existing_Food Preparation_Natural Gas_Food Prep Other_E4 | F3 | Commercial | Retail (WA) | Existing | Food Preparation | Natural Gas | Food Prep Other | E4 | System - kBTUs of Consumption | 0 | 0 | 0 | 0 | 0 | 0 | 0 | 0 | 0 | 0 | 0 | 0 | 0 | 0 | 0 | 0 | 0 | 0 | 0 | 0 | 0 | 0 | 0 | 0 | 0 | 0 | 0
F3_Commercial_Retail (WA)_Existing_Food Preparation_Natural Gas_Food Prep Other_E5 | F3 | Commercial | Retail (WA) | Existing | Food Preparation | Natural Gas | Food Prep Other | E5 | System - kBTUs of Consumption | 0 | 0 | 0 | 0 | 0 | 0 | 0 | 0 | 0 | 0 | 0 | 0 | 0 | 0 | 0 | 0 | 0 | 0 | 0 | 0 | 0 | 0 | 0 | 0 | 0 | 0 | 0
F3_Commercial_Retail (WA)_Existing_Food Preparation_Natural Gas_Food Prep Other_E6 | F3 | Commercial | Retail (WA) | Existing | Food Preparation | Natural Gas | Food Prep Other | E6 | System - kBTUs of Consumption | 0 | 0 | 0 | 0 | 0 | 0 | 0 | 0 | 0 | 0 | 0 | 0 | 0 | 0 | 0 | 0 | 0 | 0 | 0 | 0 | 0 | 0 | 0 | 0 | 0 | 0 | 0
F3_Commercial_Retail (WA)_Existing_Food Preparation_Natural Gas_Food Prep Other_E7 | F3 | Commercial | Retail (WA) | Existing | Food Preparation | Natural Gas | Food Prep Other | E7 | System - kBTUs of Consumption | 0 | 0 | 0 | 0 | 0 | 0 | 0 | 0 | 0 | 0 | 0 | 0 | 0 | 0 | 0 | 0 | 0 | 0 | 0 | 0 | 0 | 0 | 0 | 0 | 0 | 0 | 0
F3_Commercial_Retail (WA)_Existing_Food Preparation_Natural Gas_Food Prep Other_E8 | F3 | Commercial | Retail (WA) | Existing | Food Preparation | Natural Gas | Food Prep Other | E8 | System - kBTUs of Consumption | 0 | 0 | 0 | 0 | 0 | 0 | 0 | 0 | 0 | 0 | 0 | 0 | 0 | 0 | 0 | 0 | 0 | 0 | 0 | 0 | 0 | 0 | 0 | 0 | 0 | 0 | 0
F3_Commercial_Retail (WA)_Existing_Food Preparation_Natural Gas_Food Prep Other_E9 | F3 | Commercial | Retail (WA) | Existing | Food Preparation | Natural Gas | Food Prep Other | E9 | System - kBTUs of Consumption | 0 | 0 | 0 | 0 | 0 | 0 | 0 | 0 | 0 | 0 | 0 | 0 | 0 | 0 | 0 | 0 | 0 | 0 | 0 | 0 | 0 | 0 | 0 | 0 | 0 | 0 | 0
F3_Commercial_Retail (WA)_Existing_Food Preparation_Natural Gas_Food Prep Other_E10 | F3 | Commercial | Retail (WA) | Existing | Food Preparation | Natural Gas | Food Prep Other | E10 | System - kBTUs of Consumption | 0 | 0 | 0 | 0 | 0 | 0 | 0 | 0 | 0 | 0 | 0 | 0 | 0 | 0 | 0 | 0 | 0 | 0 | 0 | 0 | 0 | 0 | 0 | 0 | 0 | 0 | 0
F4_Commercial_Retail (WA)_Existing_Food Preparation_Natural Gas_Food Prep Other_E1 | F4 | Commercial | Retail (WA) | Existing | Food Preparation | Natural Gas | Food Prep Other | E1 | Utility - Cost of Equipment | 0.082852 | 0.082852 | 0.082852 | 0.082852 | 0.082852 | 0.082852 | 0.082852 | 0.082852 | 0.082852 | 0.082852 | 0.082852 | 0.082852 | 0.082852 | 0.082852 | 0.082852 | 0.082852 | 0.082852 | 0.082852 | 0.082852 | 0.082852 | 0.082852 | 0.082852 | 0.082852 | 0.082852 | 0.082852 | 0.082852 | 0.082852
F4_Commercial_Retail (WA)_Existing_Food Preparation_Natural Gas_Food Prep Other_E2 | F4 | Commercial | Retail (WA) | Existing | Food Preparation | Natural Gas | Food Prep Other | E2 | Utility - Cost of Equipment | 0.082935 | 0.082935 | 0.082935 | 0.082935 | 0.082935 | 0.082935 | 0.082935 | 0.082935 | 0.082935 | 0.082935 | 0.082935 | 0.082935 | 0.082935 | 0.082935 | 0.082935 | 0.082935 | 0.082935 | 0.082935 | 0.082935 | 0.082935 | 0.082935 | 0.082935 | 0.082935 | 0.082935 | 0.082935 | 0.082935 | 0.082935
F4_Commercial_Retail (WA)_Existing_Food Preparation_Natural Gas_Food Prep Other_E3 | F4 | Commercial | Retail (WA) | Existing | Food Preparation | Natural Gas | Food Prep Other | E3 | Utility - Cost of Equipment | 0 | 0 | 0 | 0 | 0 | 0 | 0 | 0 | 0 | 0 | 0 | 0 | 0 | 0 | 0 | 0 | 0 | 0 | 0 | 0 | 0 | 0 | 0 | 0 | 0 | 0 | 0
F4_Commercial_Retail (WA)_Existing_Food Preparation_Natural Gas_Food Prep Other_E4 | F4 | Commercial | Retail (WA) | Existing | Food Preparation | Natural Gas | Food Prep Other | E4 | Utility - Cost of Equipment | 0 | 0 | 0 | 0 | 0 | 0 | 0 | 0 | 0 | 0 | 0 | 0 | 0 | 0 | 0 | 0 | 0 | 0 | 0 | 0 | 0 | 0 | 0 | 0 | 0 | 0 | 0
F4_Commercial_Retail (WA)_Existing_Food Preparation_Natural Gas_Food Prep Other_E5 | F4 | Commercial | Retail (WA) | Existing | Food Preparation | Natural Gas | Food Prep Other | E5 | Utility - Cost of Equipment | 0 | 0 | 0 | 0 | 0 | 0 | 0 | 0 | 0 | 0 | 0 | 0 | 0 | 0 | 0 | 0 | 0 | 0 | 0 | 0 | 0 | 0 | 0 | 0 | 0 | 0 | 0
F4_Commercial_Retail (WA)_Existing_Food Preparation_Natural Gas_Food Prep Other_E6 | F4 | Commercial | Retail (WA) | Existing | Food Preparation | Natural Gas | Food Prep Other | E6 | Utility - Cost of Equipment | 0 | 0 | 0 | 0 | 0 | 0 | 0 | 0 | 0 | 0 | 0 | 0 | 0 | 0 | 0 | 0 | 0 | 0 | 0 | 0 | 0 | 0 | 0 | 0 | 0 | 0 | 0
F4_Commercial_Retail (WA)_Existing_Food Preparation_Natural Gas_Food Prep Other_E7 | F4 | Commercial | Retail (WA) | Existing | Food Preparation | Natural Gas | Food Prep Other | E7 | Utility - Cost of Equipment | 0 | 0 | 0 | 0 | 0 | 0 | 0 | 0 | 0 | 0 | 0 | 0 | 0 | 0 | 0 | 0 | 0 | 0 | 0 | 0 | 0 | 0 | 0 | 0 | 0 | 0 | 0
F4_Commercial_Retail (WA)_Existing_Food Preparation_Natural Gas_Food Prep Other_E8 | F4 | Commercial | Retail (WA) | Existing | Food Preparation | Natural Gas | Food Prep Other | E8 | Utility - Cost of Equipment | 0 | 0 | 0 | 0 | 0 | 0 | 0 | 0 | 0 | 0 | 0 | 0 | 0 | 0 | 0 | 0 | 0 | 0 | 0 | 0 | 0 | 0 | 0 | 0 | 0 | 0 | 0
F4_Commercial_Retail (WA)_Existing_Food Preparation_Natural Gas_Food Prep Other_E9 | F4 | Commercial | Retail (WA) | Existing | Food Preparation | Natural Gas | Food Prep Other | E9 | Utility - Cost of Equipment | 0 | 0 | 0 | 0 | 0 | 0 | 0 | 0 | 0 | 0 | 0 | 0 | 0 | 0 | 0 | 0 | 0 | 0 | 0 | 0 | 0 | 0 | 0 | 0 | 0 | 0 | 0
F4_Commercial_Retail (WA)_Existing_Food Preparation_Natural Gas_Food Prep Other_E10 | F4 | Commercial | Retail (WA) | Existing | Food Preparation | Natural Gas | Food Prep Other | E10 | Utility - Cost of Equipment | 0 | 0 | 0 | 0 | 0 | 0 | 0 | 0 | 0 | 0 | 0 | 0 | 0 | 0 | 0 | 0 | 0 | 0 | 0 | 0 | 0 | 0 | 0 | 0 | 0 | 0 | 0
F5_Commercial_Retail (WA)_Existing_Food Preparation_Natural Gas_Food Prep Other_E1 | F5 | Commercial | Retail (WA) | Existing | Food Preparation | Natural Gas | Food Prep Other | E1 | Utility - Cost of Operation | 0.25749 | 0.26343 | 0.27091 | 0.27973 | 0.28999 | 0.30292 | 0.3164 | 0.32983 | 0.34279 | 0.35593 | 0.36618 | 0.37572 | 0.386 | 0.39602 | 0.40485 | 0.41303 | 0.42025 | 0.42734 | 0.43496 | 0.44236 | 0.44996 | 0.4579 | 0.46591 | 0.47418 | 0.48261 | 0.49118 | 0.49991
F5_Commercial_Retail (WA)_Existing_Food Preparation_Natural Gas_Food Prep Other_E2 | F5 | Commercial | Retail (WA) | Existing | Food Preparation | Natural Gas | Food Prep Other | E2 | Utility - Cost of Operation | 0.25749 | 0.26343 | 0.27091 | 0.27973 | 0.28999 | 0.30292 | 0.3164 | 0.32983 | 0.34279 | 0.35593 | 0.36618 | 0.37572 | 0.386 | 0.39602 | 0.40485 | 0.41303 | 0.42024 | 0.42733 | 0.43496 | 0.44235 | 0.44996 | 0.45789 | 0.4659 | 0.47418 | 0.4826 | 0.49118 | 0.4999
F5_Commercial_Retail (WA)_Existing_Food Preparation_Natural Gas_Food Prep Other_E3 | F5 | Commercial | Retail (WA) | Existing | Food Preparation | Natural Gas | Food Prep Other | E3 | Utility - Cost of Operation | 0 | 0 | 0 | 0 | 0 | 0 | 0 | 0 | 0 | 0 | 0 | 0 | 0 | 0 | 0 | 0 | 0 | 0 | 0 | 0 | 0 | 0 | 0 | 0 | 0 | 0 | 0
F5_Commercial_Retail (WA)_Existing_Food Preparation_Natural Gas_Food Prep Other_E4 | F5 | Commercial | Retail (WA) | Existing | Food Preparation | Natural Gas | Food Prep Other | E4 | Utility - Cost of Operation | 0 | 0 | 0 | 0 | 0 | 0 | 0 | 0 | 0 | 0 | 0 | 0 | 0 | 0 | 0 | 0 | 0 | 0 | 0 | 0 | 0 | 0 | 0 | 0 | 0 | 0 | 0
F5_Commercial_Retail (WA)_Existing_Food Preparation_Natural Gas_Food Prep Other_E5 | F5 | Commercial | Retail (WA) | Existing | Food Preparation | Natural Gas | Food Prep Other | E5 | Utility - Cost of Operation | 0 | 0 | 0 | 0 | 0 | 0 | 0 | 0 | 0 | 0 | 0 | 0 | 0 | 0 | 0 | 0 | 0 | 0 | 0 | 0 | 0 | 0 | 0 | 0 | 0 | 0 | 0
F5_Commercial_Retail (WA)_Existing_Food Preparation_Natural Gas_Food Prep Other_E6 | F5 | Commercial | Retail (WA) | Existing | Food Preparation | Natural Gas | Food Prep Other | E6 | Utility - Cost of Operation | 0 | 0 | 0 | 0 | 0 | 0 | 0 | 0 | 0 | 0 | 0 | 0 | 0 | 0 | 0 | 0 | 0 | 0 | 0 | 0 | 0 | 0 | 0 | 0 | 0 | 0 | 0
F5_Commercial_Retail (WA)_Existing_Food Preparation_Natural Gas_Food Prep Other_E7 | F5 | Commercial | Retail (WA) | Existing | Food Preparation | Natural Gas | Food Prep Other | E7 | Utility - Cost of Operation | 0 | 0 | 0 | 0 | 0 | 0 | 0 | 0 | 0 | 0 | 0 | 0 | 0 | 0 | 0 | 0 | 0 | 0 | 0 | 0 | 0 | 0 | 0 | 0 | 0 | 0 | 0
F5_Commercial_Retail (WA)_Existing_Food Preparation_Natural Gas_Food Prep Other_E8 | F5 | Commercial | Retail (WA) | Existing | Food Preparation | Natural Gas | Food Prep Other | E8 | Utility - Cost of Operation | 0 | 0 | 0 | 0 | 0 | 0 | 0 | 0 | 0 | 0 | 0 | 0 | 0 | 0 | 0 | 0 | 0 | 0 | 0 | 0 | 0 | 0 | 0 | 0 | 0 | 0 | 0
F5_Commercial_Retail (WA)_Existing_Food Preparation_Natural Gas_Food Prep Other_E9 | F5 | Commercial | Retail (WA) | Existing | Food Preparation | Natural Gas | Food Prep Other | E9 | Utility - Cost of Operation | 0 | 0 | 0 | 0 | 0 | 0 | 0 | 0 | 0 | 0 | 0 | 0 | 0 | 0 | 0 | 0 | 0 | 0 | 0 | 0 | 0 | 0 | 0 | 0 | 0 | 0 | 0
F5_Commercial_Retail (WA)_Existing_Food Preparation_Natural Gas_Food Prep Other_E10 | F5 | Commercial | Retail (WA) | Existing | Food Preparation | Natural Gas | Food Prep Other | E10 | Utility - Cost of Operation | 0 | 0 | 0 | 0 | 0 | 0 | 0 | 0 | 0 | 0 | 0 | 0 | 0 | 0 | 0 | 0 | 0 | 0 | 0 | 0 | 0 | 0 | 0 | 0 | 0 | 0 | 0
F6_Commercial_Retail (WA)_Existing_Food Preparation_Natural Gas_Food Prep Other_E1 | F6 | Commercial | Retail (WA) | Existing | Food Preparation | Natural Gas | Food Prep Other | E1 | Utility - Value of Sales | 0.3063 | 0.3114 | 0.31761 | 0.32517 | 0.33415 | 0.34603 | 0.35821 | 0.36999 | 0.38084 | 0.39125 | 0.40196 | 0.41151 | 0.42148 | 0.4307 | 0.43846 | 0.44534 | 0.45098 | 0.45629 | 0.462 | 0.46723 | 0.47246 | 0.48079 | 0.4892 | 0.49789 | 0.50674 | 0.51574 | 0.5249
F6_Commercial_Retail (WA)_Existing_Food Preparation_Natural Gas_Food Prep Other_E2 | F6 | Commercial | Retail (WA) | Existing | Food Preparation | Natural Gas | Food Prep Other | E2 | Utility - Value of Sales | 0.3063 | 0.3114 | 0.31761 | 0.32516 | 0.33415 | 0.34602 | 0.3582 | 0.36999 | 0.38083 | 0.39125 | 0.40195 | 0.41151 | 0.42148 | 0.43069 | 0.43846 | 0.44533 | 0.45097 | 0.45629 | 0.46199 | 0.46723 | 0.47246 | 0.48079 | 0.4892 | 0.49789 | 0.50673 | 0.51574 | 0.5249
F6_Commercial_Retail (WA)_Existing_Food Preparation_Natural Gas_Food Prep Other_E3 | F6 | Commercial | Retail (WA) | Existing | Food Preparation | Natural Gas | Food Prep Other | E3 | Utility - Value of Sales | 0 | 0 | 0 | 0 | 0 | 0 | 0 | 0 | 0 | 0 | 0 | 0 | 0 | 0 | 0 | 0 | 0 | 0 | 0 | 0 | 0 | 0 | 0 | 0 | 0 | 0 | 0
F6_Commercial_Retail (WA)_Existing_Food Preparation_Natural Gas_Food Prep Other_E4 | F6 | Commercial | Retail (WA) | Existing | Food Preparation | Natural Gas | Food Prep Other | E4 | Utility - Value of Sales | 0 | 0 | 0 | 0 | 0 | 0 | 0 | 0 | 0 | 0 | 0 | 0 | 0 | 0 | 0 | 0 | 0 | 0 | 0 | 0 | 0 | 0 | 0 | 0 | 0 | 0 | 0
F6_Commercial_Retail (WA)_Existing_Food Preparation_Natural Gas_Food Prep Other_E5 | F6 | Commercial | Retail (WA) | Existing | Food Preparation | Natural Gas | Food Prep Other | E5 | Utility - Value of Sales | 0 | 0 | 0 | 0 | 0 | 0 | 0 | 0 | 0 | 0 | 0 | 0 | 0 | 0 | 0 | 0 | 0 | 0 | 0 | 0 | 0 | 0 | 0 | 0 | 0 | 0 | 0
F6_Commercial_Retail (WA)_Existing_Food Preparation_Natural Gas_Food Prep Other_E6 | F6 | Commercial | Retail (WA) | Existing | Food Preparation | Natural Gas | Food Prep Other | E6 | Utility - Value of Sales | 0 | 0 | 0 | 0 | 0 | 0 | 0 | 0 | 0 | 0 | 0 | 0 | 0 | 0 | 0 | 0 | 0 | 0 | 0 | 0 | 0 | 0 | 0 | 0 | 0 | 0 | 0
F6_Commercial_Retail (WA)_Existing_Food Preparation_Natural Gas_Food Prep Other_E7 | F6 | Commercial | Retail (WA) | Existing | Food Preparation | Natural Gas | Food Prep Other | E7 | Utility - Value of Sales | 0 | 0 | 0 | 0 | 0 | 0 | 0 | 0 | 0 | 0 | 0 | 0 | 0 | 0 | 0 | 0 | 0 | 0 | 0 | 0 | 0 | 0 | 0 | 0 | 0 | 0 | 0
F6_Commercial_Retail (WA)_Existing_Food Preparation_Natural Gas_Food Prep Other_E8 | F6 | Commercial | Retail (WA) | Existing | Food Preparation | Natural Gas | Food Prep Other | E8 | Utility - Value of Sales | 0 | 0 | 0 | 0 | 0 | 0 | 0 | 0 | 0 | 0 | 0 | 0 | 0 | 0 | 0 | 0 | 0 | 0 | 0 | 0 | 0 | 0 | 0 | 0 | 0 | 0 | 0
F6_Commercial_Retail (WA)_Existing_Food Preparation_Natural Gas_Food Prep Other_E9 | F6 | Commercial | Retail (WA) | Existing | Food Preparation | Natural Gas | Food Prep Other | E9 | Utility - Value of Sales | 0 | 0 | 0 | 0 | 0 | 0 | 0 | 0 | 0 | 0 | 0 | 0 | 0 | 0 | 0 | 0 | 0 | 0 | 0 | 0 | 0 | 0 | 0 | 0 | 0 | 0 | 0
F6_Commercial_Retail (WA)_Existing_Food Preparation_Natural Gas_Food Prep Other_E10 | F6 | Commercial | Retail (WA) | Existing | Food Preparation | Natural Gas | Food Prep Other | E10 | Utility - Value of Sales | 0 | 0 | 0 | 0 | 0 | 0 | 0 | 0 | 0 | 0 | 0 | 0 | 0 | 0 | 0 | 0 | 0 | 0 | 0 | 0 | 0 | 0 | 0 | 0 | 0 | 0 | 0
F1_Commercial_Retail (WA)_Existing_Miscellaneous_Natural Gas_Pool Heater_E1 | F1 | Commercial | Retail (WA) | Existing | Miscellaneous | Natural Gas | Pool Heater | E1 | RVT - Cost of Equipment | 0.0026828 | 0.0026828 | 0.0026828 | 0.0026828 | 0.0026828 | 0.0026828 | 0.0026828 | 0.0026828 | 0.0026828 | 0.0026828 | 0.0026828 | 0.0026828 | 0.0026828 | 0.0026828 | 0.0026828 | 0.0026828 | 0.0026828 | 0.0026828 | 0.0026828 | 0.0026828 | 0.0026828 | 0.0026828 | 0.0026828 | 0.0026828 | 0.0026828 | 0.0026828 | 0.0026828
F1_Commercial_Retail (WA)_Existing_Miscellaneous_Natural Gas_Pool Heater_E2 | F1 | Commercial | Retail (WA) | Existing | Miscellaneous | Natural Gas | Pool Heater | E2 | RVT - Cost of Equipment | 0.0043927 | 0.0043927 | 0.0043927 | 0.0043927 | 0.0043927 | 0.0043927 | 0.0043927 | 0.0043927 | 0.0043927 | 0.0043927 | 0.0043927 | 0.0043927 | 0.0043927 | 0.0043927 | 0.0043927 | 0.0043927 | 0.0043927 | 0.0043927 | 0.0043927 | 0.0043927 | 0.0043927 | 0.0043927 | 0.0043927 | 0.0043927 | 0.0043927 | 0.0043927 | 0.0043927
F1_Commercial_Retail (WA)_Existing_Miscellaneous_Natural Gas_Pool Heater_E3 | F1 | Commercial | Retail (WA) | Existing | Miscellaneous | Natural Gas | Pool Heater | E3 | RVT - Cost of Equipment | 0 | 0 | 0 | 0 | 0 | 0 | 0 | 0 | 0 | 0 | 0 | 0 | 0 | 0 | 0 | 0 | 0 | 0 | 0 | 0 | 0 | 0 | 0 | 0 | 0 | 0 | 0
F1_Commercial_Retail (WA)_Existing_Miscellaneous_Natural Gas_Pool Heater_E4 | F1 | Commercial | Retail (WA) | Existing | Miscellaneous | Natural Gas | Pool Heater | E4 | RVT - Cost of Equipment | 0 | 0 | 0 | 0 | 0 | 0 | 0 | 0 | 0 | 0 | 0 | 0 | 0 | 0 | 0 | 0 | 0 | 0 | 0 | 0 | 0 | 0 | 0 | 0 | 0 | 0 | 0
F1_Commercial_Retail (WA)_Existing_Miscellaneous_Natural Gas_Pool Heater_E5 | F1 | Commercial | Retail (WA) | Existing | Miscellaneous | Natural Gas | Pool Heater | E5 | RVT - Cost of Equipment | 0 | 0 | 0 | 0 | 0 | 0 | 0 | 0 | 0 | 0 | 0 | 0 | 0 | 0 | 0 | 0 | 0 | 0 | 0 | 0 | 0 | 0 | 0 | 0 | 0 | 0 | 0
F1_Commercial_Retail (WA)_Existing_Miscellaneous_Natural Gas_Pool Heater_E6 | F1 | Commercial | Retail (WA) | Existing | Miscellaneous | Natural Gas | Pool Heater | E6 | RVT - Cost of Equipment | 0 | 0 | 0 | 0 | 0 | 0 | 0 | 0 | 0 | 0 | 0 | 0 | 0 | 0 | 0 | 0 | 0 | 0 | 0 | 0 | 0 | 0 | 0 | 0 | 0 | 0 | 0
F1_Commercial_Retail (WA)_Existing_Miscellaneous_Natural Gas_Pool Heater_E7 | F1 | Commercial | Retail (WA) | Existing | Miscellaneous | Natural Gas | Pool Heater | E7 | RVT - Cost of Equipment | 0 | 0 | 0 | 0 | 0 | 0 | 0 | 0 | 0 | 0 | 0 | 0 | 0 | 0 | 0 | 0 | 0 | 0 | 0 | 0 | 0 | 0 | 0 | 0 | 0 | 0 | 0
F1_Commercial_Retail (WA)_Existing_Miscellaneous_Natural Gas_Pool Heater_E8 | F1 | Commercial | Retail (WA) | Existing | Miscellaneous | Natural Gas | Pool Heater | E8 | RVT - Cost of Equipment | 0 | 0 | 0 | 0 | 0 | 0 | 0 | 0 | 0 | 0 | 0 | 0 | 0 | 0 | 0 | 0 | 0 | 0 | 0 | 0 | 0 | 0 | 0 | 0 | 0 | 0 | 0
F1_Commercial_Retail (WA)_Existing_Miscellaneous_Natural Gas_Pool Heater_E9 | F1 | Commercial | Retail (WA) | Existing | Miscellaneous | Natural Gas | Pool Heater | E9 | RVT - Cost of Equipment | 0 | 0 | 0 | 0 | 0 | 0 | 0 | 0 | 0 | 0 | 0 | 0 | 0 | 0 | 0 | 0 | 0 | 0 | 0 | 0 | 0 | 0 | 0 | 0 | 0 | 0 | 0
F1_Commercial_Retail (WA)_Existing_Miscellaneous_Natural Gas_Pool Heater_E10 | F1 | Commercial | Retail (WA) | Existing | Miscellaneous | Natural Gas | Pool Heater | E10 | RVT - Cost of Equipment | 0 | 0 | 0 | 0 | 0 | 0 | 0 | 0 | 0 | 0 | 0 | 0 | 0 | 0 | 0 | 0 | 0 | 0 | 0 | 0 | 0 | 0 | 0 | 0 | 0 | 0 | 0
F2_Commercial_Retail (WA)_Existing_Miscellaneous_Natural Gas_Pool Heater_E1 | F2 | Commercial | Retail (WA) | Existing | Miscellaneous | Natural Gas | Pool Heater | E1 | RVT - Cost of Operation | 0.0040313 | 0.0040618 | 0.0041171 | 0.0042004 | 0.0043098 | 0.0044691 | 0.0046299 | 0.0047841 | 0.0049232 | 0.0050695 | 0.0052372 | 0.0053946 | 0.0055725 | 0.0057371 | 0.0058657 | 0.0059701 | 0.0060403 | 0.0060938 | 0.006154 | 0.0062033 | 0.0062516 | 0.0063614 | 0.0064717 | 0.0065867 | 0.0067037 | 0.0068228 | 0.006944
F2_Commercial_Retail (WA)_Existing_Miscellaneous_Natural Gas_Pool Heater_E2 | F2 | Commercial | Retail (WA) | Existing | Miscellaneous | Natural Gas | Pool Heater | E2 | RVT - Cost of Operation | 0.0034266 | 0.0034526 | 0.0034995 | 0.0035703 | 0.0036633 | 0.0037987 | 0.0039354 | 0.0040665 | 0.0041847 | 0.0043091 | 0.0044516 | 0.0045854 | 0.0047366 | 0.0048765 | 0.0049858 | 0.0050746 | 0.0051343 | 0.0051797 | 0.0052309 | 0.0052728 | 0.0053139 | 0.0054072 | 0.005501 | 0.0055987 | 0.0056982 | 0.0057994 | 0.0059024
F2_Commercial_Retail (WA)_Existing_Miscellaneous_Natural Gas_Pool Heater_E3 | F2 | Commercial | Retail (WA) | Existing | Miscellaneous | Natural Gas | Pool Heater | E3 | RVT - Cost of Operation | 0 | 0 | 0 | 0 | 0 | 0 | 0 | 0 | 0 | 0 | 0 | 0 | 0 | 0 | 0 | 0 | 0 | 0 | 0 | 0 | 0 | 0 | 0 | 0 | 0 | 0 | 0
F2_Commercial_Retail (WA)_Existing_Miscellaneous_Natural Gas_Pool Heater_E4 | F2 | Commercial | Retail (WA) | Existing | Miscellaneous | Natural Gas | Pool Heater | E4 | RVT - Cost of Operation | 0 | 0 | 0 | 0 | 0 | 0 | 0 | 0 | 0 | 0 | 0 | 0 | 0 | 0 | 0 | 0 | 0 | 0 | 0 | 0 | 0 | 0 | 0 | 0 | 0 | 0 | 0
F2_Commercial_Retail (WA)_Existing_Miscellaneous_Natural Gas_Pool Heater_E5 | F2 | Commercial | Retail (WA) | Existing | Miscellaneous | Natural Gas | Pool Heater | E5 | RVT - Cost of Operation | 0 | 0 | 0 | 0 | 0 | 0 | 0 | 0 | 0 | 0 | 0 | 0 | 0 | 0 | 0 | 0 | 0 | 0 | 0 | 0 | 0 | 0 | 0 | 0 | 0 | 0 | 0
F2_Commercial_Retail (WA)_Existing_Miscellaneous_Natural Gas_Pool Heater_E6 | F2 | Commercial | Retail (WA) | Existing | Miscellaneous | Natural Gas | Pool Heater | E6 | RVT - Cost of Operation | 0 | 0 | 0 | 0 | 0 | 0 | 0 | 0 | 0 | 0 | 0 | 0 | 0 | 0 | 0 | 0 | 0 | 0 | 0 | 0 | 0 | 0 | 0 | 0 | 0 | 0 | 0
F2_Commercial_Retail (WA)_Existing_Miscellaneous_Natural Gas_Pool Heater_E7 | F2 | Commercial | Retail (WA) | Existing | Miscellaneous | Natural Gas | Pool Heater | E7 | RVT - Cost of Operation | 0 | 0 | 0 | 0 | 0 | 0 | 0 | 0 | 0 | 0 | 0 | 0 | 0 | 0 | 0 | 0 | 0 | 0 | 0 | 0 | 0 | 0 | 0 | 0 | 0 | 0 | 0
F2_Commercial_Retail (WA)_Existing_Miscellaneous_Natural Gas_Pool Heater_E8 | F2 | Commercial | Retail (WA) | Existing | Miscellaneous | Natural Gas | Pool Heater | E8 | RVT - Cost of Operation | 0 | 0 | 0 | 0 | 0 | 0 | 0 | 0 | 0 | 0 | 0 | 0 | 0 | 0 | 0 | 0 | 0 | 0 | 0 | 0 | 0 | 0 | 0 | 0 | 0 | 0 | 0
F2_Commercial_Retail (WA)_Existing_Miscellaneous_Natural Gas_Pool Heater_E9 | F2 | Commercial | Retail (WA) | Existing | Miscellaneous | Natural Gas | Pool Heater | E9 | RVT - Cost of Operation | 0 | 0 | 0 | 0 | 0 | 0 | 0 | 0 | 0 | 0 | 0 | 0 | 0 | 0 | 0 | 0 | 0 | 0 | 0 | 0 | 0 | 0 | 0 | 0 | 0 | 0 | 0
F2_Commercial_Retail (WA)_Existing_Miscellaneous_Natural Gas_Pool Heater_E10 | F2 | Commercial | Retail (WA) | Existing | Miscellaneous | Natural Gas | Pool Heater | E10 | RVT - Cost of Operation | 0 | 0 | 0 | 0 | 0 | 0 | 0 | 0 | 0 | 0 | 0 | 0 | 0 | 0 | 0 | 0 | 0 | 0 | 0 | 0 | 0 | 0 | 0 | 0 | 0 | 0 | 0
F3_Commercial_Retail (WA)_Existing_Miscellaneous_Natural Gas_Pool Heater_E1 | F3 | Commercial | Retail (WA) | Existing | Miscellaneous | Natural Gas | Pool Heater | E1 | System - kBTUs of Consumption | 1.0152 | 1.0152 | 1.0152 | 1.0152 | 1.0152 | 1.0152 | 1.0152 | 1.0152 | 1.0152 | 1.0152 | 1.0152 | 1.0152 | 1.0152 | 1.0152 | 1.0152 | 1.0152 | 1.0152 | 1.0152 | 1.0152 | 1.0152 | 1.0152 | 1.0152 | 1.0152 | 1.0152 | 1.0152 | 1.0152 | 1.0152
F3_Commercial_Retail (WA)_Existing_Miscellaneous_Natural Gas_Pool Heater_E2 | F3 | Commercial | Retail (WA) | Existing | Miscellaneous | Natural Gas | Pool Heater | E2 | System - kBTUs of Consumption | 0.86294 | 0.86294 | 0.86294 | 0.86294 | 0.86294 | 0.86294 | 0.86294 | 0.86294 | 0.86294 | 0.86294 | 0.86294 | 0.86294 | 0.86294 | 0.86294 | 0.86294 | 0.86294 | 0.86294 | 0.86294 | 0.86294 | 0.86294 | 0.86294 | 0.86294 | 0.86294 | 0.86294 | 0.86294 | 0.86294 | 0.86294
F3_Commercial_Retail (WA)_Existing_Miscellaneous_Natural Gas_Pool Heater_E3 | F3 | Commercial | Retail (WA) | Existing | Miscellaneous | Natural Gas | Pool Heater | E3 | System - kBTUs of Consumption | 0 | 0 | 0 | 0 | 0 | 0 | 0 | 0 | 0 | 0 | 0 | 0 | 0 | 0 | 0 | 0 | 0 | 0 | 0 | 0 | 0 | 0 | 0 | 0 | 0 | 0 | 0
F3_Commercial_Retail (WA)_Existing_Miscellaneous_Natural Gas_Pool Heater_E4 | F3 | Commercial | Retail (WA) | Existing | Miscellaneous | Natural Gas | Pool Heater | E4 | System - kBTUs of Consumption | 0 | 0 | 0 | 0 | 0 | 0 | 0 | 0 | 0 | 0 | 0 | 0 | 0 | 0 | 0 | 0 | 0 | 0 | 0 | 0 | 0 | 0 | 0 | 0 | 0 | 0 | 0
F3_Commercial_Retail (WA)_Existing_Miscellaneous_Natural Gas_Pool Heater_E5 | F3 | Commercial | Retail (WA) | Existing | Miscellaneous | Natural Gas | Pool Heater | E5 | System - kBTUs of Consumption | 0 | 0 | 0 | 0 | 0 | 0 | 0 | 0 | 0 | 0 | 0 | 0 | 0 | 0 | 0 | 0 | 0 | 0 | 0 | 0 | 0 | 0 | 0 | 0 | 0 | 0 | 0
F3_Commercial_Retail (WA)_Existing_Miscellaneous_Natural Gas_Pool Heater_E6 | F3 | Commercial | Retail (WA) | Existing | Miscellaneous | Natural Gas | Pool Heater | E6 | System - kBTUs of Consumption | 0 | 0 | 0 | 0 | 0 | 0 | 0 | 0 | 0 | 0 | 0 | 0 | 0 | 0 | 0 | 0 | 0 | 0 | 0 | 0 | 0 | 0 | 0 | 0 | 0 | 0 | 0
F3_Commercial_Retail (WA)_Existing_Miscellaneous_Natural Gas_Pool Heater_E7 | F3 | Commercial | Retail (WA) | Existing | Miscellaneous | Natural Gas | Pool Heater | E7 | System - kBTUs of Consumption | 0 | 0 | 0 | 0 | 0 | 0 | 0 | 0 | 0 | 0 | 0 | 0 | 0 | 0 | 0 | 0 | 0 | 0 | 0 | 0 | 0 | 0 | 0 | 0 | 0 | 0 | 0
F3_Commercial_Retail (WA)_Existing_Miscellaneous_Natural Gas_Pool Heater_E8 | F3 | Commercial | Retail (WA) | Existing | Miscellaneous | Natural Gas | Pool Heater | E8 | System - kBTUs of Consumption | 0 | 0 | 0 | 0 | 0 | 0 | 0 | 0 | 0 | 0 | 0 | 0 | 0 | 0 | 0 | 0 | 0 | 0 | 0 | 0 | 0 | 0 | 0 | 0 | 0 | 0 | 0
F3_Commercial_Retail (WA)_Existing_Miscellaneous_Natural Gas_Pool Heater_E9 | F3 | Commercial | Retail (WA) | Existing | Miscellaneous | Natural Gas | Pool Heater | E9 | System - kBTUs of Consumption | 0 | 0 | 0 | 0 | 0 | 0 | 0 | 0 | 0 | 0 | 0 | 0 | 0 | 0 | 0 | 0 | 0 | 0 | 0 | 0 | 0 | 0 | 0 | 0 | 0 | 0 | 0
F3_Commercial_Retail (WA)_Existing_Miscellaneous_Natural Gas_Pool Heater_E10 | F3 | Commercial | Retail (WA) | Existing | Miscellaneous | Natural Gas | Pool Heater | E10 | System - kBTUs of Consumption | 0 | 0 | 0 | 0 | 0 | 0 | 0 | 0 | 0 | 0 | 0 | 0 | 0 | 0 | 0 | 0 | 0 | 0 | 0 | 0 | 0 | 0 | 0 | 0 | 0 | 0 | 0
F4_Commercial_Retail (WA)_Existing_Miscellaneous_Natural Gas_Pool Heater_E1 | F4 | Commercial | Retail (WA) | Existing | Miscellaneous | Natural Gas | Pool Heater | E1 | Utility - Cost of Equipment | 0.0026828 | 0.0026828 | 0.0026828 | 0.0026828 | 0.0026828 | 0.0026828 | 0.0026828 | 0.0026828 | 0.0026828 | 0.0026828 | 0.0026828 | 0.0026828 | 0.0026828 | 0.0026828 | 0.0026828 | 0.0026828 | 0.0026828 | 0.0026828 | 0.0026828 | 0.0026828 | 0.0026828 | 0.0026828 | 0.0026828 | 0.0026828 | 0.0026828 | 0.0026828 | 0.0026828
F4_Commercial_Retail (WA)_Existing_Miscellaneous_Natural Gas_Pool Heater_E2 | F4 | Commercial | Retail (WA) | Existing | Miscellaneous | Natural Gas | Pool Heater | E2 | Utility - Cost of Equipment | 0.0043927 | 0.0043927 | 0.0043927 | 0.0043927 | 0.0043927 | 0.0043927 | 0.0043927 | 0.0043927 | 0.0043927 | 0.0043927 | 0.0043927 | 0.0043927 | 0.0043927 | 0.0043927 | 0.0043927 | 0.0043927 | 0.0043927 | 0.0043927 | 0.0043927 | 0.0043927 | 0.0043927 | 0.0043927 | 0.0043927 | 0.0043927 | 0.0043927 | 0.0043927 | 0.0043927
F4_Commercial_Retail (WA)_Existing_Miscellaneous_Natural Gas_Pool Heater_E3 | F4 | Commercial | Retail (WA) | Existing | Miscellaneous | Natural Gas | Pool Heater | E3 | Utility - Cost of Equipment | 0 | 0 | 0 | 0 | 0 | 0 | 0 | 0 | 0 | 0 | 0 | 0 | 0 | 0 | 0 | 0 | 0 | 0 | 0 | 0 | 0 | 0 | 0 | 0 | 0 | 0 | 0
F4_Commercial_Retail (WA)_Existing_Miscellaneous_Natural Gas_Pool Heater_E4 | F4 | Commercial | Retail (WA) | Existing | Miscellaneous | Natural Gas | Pool Heater | E4 | Utility - Cost of Equipment | 0 | 0 | 0 | 0 | 0 | 0 | 0 | 0 | 0 | 0 | 0 | 0 | 0 | 0 | 0 | 0 | 0 | 0 | 0 | 0 | 0 | 0 | 0 | 0 | 0 | 0 | 0
F4_Commercial_Retail (WA)_Existing_Miscellaneous_Natural Gas_Pool Heater_E5 | F4 | Commercial | Retail (WA) | Existing | Miscellaneous | Natural Gas | Pool Heater | E5 | Utility - Cost of Equipment | 0 | 0 | 0 | 0 | 0 | 0 | 0 | 0 | 0 | 0 | 0 | 0 | 0 | 0 | 0 | 0 | 0 | 0 | 0 | 0 | 0 | 0 | 0 | 0 | 0 | 0 | 0
F4_Commercial_Retail (WA)_Existing_Miscellaneous_Natural Gas_Pool Heater_E6 | F4 | Commercial | Retail (WA) | Existing | Miscellaneous | Natural Gas | Pool Heater | E6 | Utility - Cost of Equipment | 0 | 0 | 0 | 0 | 0 | 0 | 0 | 0 | 0 | 0 | 0 | 0 | 0 | 0 | 0 | 0 | 0 | 0 | 0 | 0 | 0 | 0 | 0 | 0 | 0 | 0 | 0
F4_Commercial_Retail (WA)_Existing_Miscellaneous_Natural Gas_Pool Heater_E7 | F4 | Commercial | Retail (WA) | Existing | Miscellaneous | Natural Gas | Pool Heater | E7 | Utility - Cost of Equipment | 0 | 0 | 0 | 0 | 0 | 0 | 0 | 0 | 0 | 0 | 0 | 0 | 0 | 0 | 0 | 0 | 0 | 0 | 0 | 0 | 0 | 0 | 0 | 0 | 0 | 0 | 0
F4_Commercial_Retail (WA)_Existing_Miscellaneous_Natural Gas_Pool Heater_E8 | F4 | Commercial | Retail (WA) | Existing | Miscellaneous | Natural Gas | Pool Heater | E8 | Utility - Cost of Equipment | 0 | 0 | 0 | 0 | 0 | 0 | 0 | 0 | 0 | 0 | 0 | 0 | 0 | 0 | 0 | 0 | 0 | 0 | 0 | 0 | 0 | 0 | 0 | 0 | 0 | 0 | 0
F4_Commercial_Retail (WA)_Existing_Miscellaneous_Natural Gas_Pool Heater_E9 | F4 | Commercial | Retail (WA) | Existing | Miscellaneous | Natural Gas | Pool Heater | E9 | Utility - Cost of Equipment | 0 | 0 | 0 | 0 | 0 | 0 | 0 | 0 | 0 | 0 | 0 | 0 | 0 | 0 | 0 | 0 | 0 | 0 | 0 | 0 | 0 | 0 | 0 | 0 | 0 | 0 | 0
F4_Commercial_Retail (WA)_Existing_Miscellaneous_Natural Gas_Pool Heater_E10 | F4 | Commercial | Retail (WA) | Existing | Miscellaneous | Natural Gas | Pool Heater | E10 | Utility - Cost of Equipment | 0 | 0 | 0 | 0 | 0 | 0 | 0 | 0 | 0 | 0 | 0 | 0 | 0 | 0 | 0 | 0 | 0 | 0 | 0 | 0 | 0 | 0 | 0 | 0 | 0 | 0 | 0
F5_Commercial_Retail (WA)_Existing_Miscellaneous_Natural Gas_Pool Heater_E1 | F5 | Commercial | Retail (WA) | Existing | Miscellaneous | Natural Gas | Pool Heater | E1 | Utility - Cost of Operation | 0.0033594 | 0.0033849 | 0.0034397 | 0.0035283 | 0.0036504 | 0.0038279 | 0.0040225 | 0.0042176 | 0.0044066 | 0.0046086 | 0.0047611 | 0.0049042 | 0.0050659 | 0.005222 | 0.0053527 | 0.00547 | 0.0055659 | 0.0056578 | 0.0057594 | 0.005855 | 0.0059539 | 0.0060585 | 0.0061636 | 0.0062731 | 0.0063845 | 0.0064979 | 0.0066134
F5_Commercial_Retail (WA)_Existing_Miscellaneous_Natural Gas_Pool Heater_E2 | F5 | Commercial | Retail (WA) | Existing | Miscellaneous | Natural Gas | Pool Heater | E2 | Utility - Cost of Operation | 0.0028555 | 0.0028771 | 0.0029237 | 0.002999 | 0.0031029 | 0.0032537 | 0.0034191 | 0.003585 | 0.0037456 | 0.0039173 | 0.0040469 | 0.0041685 | 0.004306 | 0.0044387 | 0.0045498 | 0.0046495 | 0.004731 | 0.0048091 | 0.0048955 | 0.0049767 | 0.0050608 | 0.0051497 | 0.005239 | 0.0053321 | 0.0054268 | 0.0055232 | 0.0056214
F5_Commercial_Retail (WA)_Existing_Miscellaneous_Natural Gas_Pool Heater_E3 | F5 | Commercial | Retail (WA) | Existing | Miscellaneous | Natural Gas | Pool Heater | E3 | Utility - Cost of Operation | 0 | 0 | 0 | 0 | 0 | 0 | 0 | 0 | 0 | 0 | 0 | 0 | 0 | 0 | 0 | 0 | 0 | 0 | 0 | 0 | 0 | 0 | 0 | 0 | 0 | 0 | 0
F5_Commercial_Retail (WA)_Existing_Miscellaneous_Natural Gas_Pool Heater_E4 | F5 | Commercial | Retail (WA) | Existing | Miscellaneous | Natural Gas | Pool Heater | E4 | Utility - Cost of Operation | 0 | 0 | 0 | 0 | 0 | 0 | 0 | 0 | 0 | 0 | 0 | 0 | 0 | 0 | 0 | 0 | 0 | 0 | 0 | 0 | 0 | 0 | 0 | 0 | 0 | 0 | 0
F5_Commercial_Retail (WA)_Existing_Miscellaneous_Natural Gas_Pool Heater_E5 | F5 | Commercial | Retail (WA) | Existing | Miscellaneous | Natural Gas | Pool Heater | E5 | Utility - Cost of Operation | 0 | 0 | 0 | 0 | 0 | 0 | 0 | 0 | 0 | 0 | 0 | 0 | 0 | 0 | 0 | 0 | 0 | 0 | 0 | 0 | 0 | 0 | 0 | 0 | 0 | 0 | 0
F5_Commercial_Retail (WA)_Existing_Miscellaneous_Natural Gas_Pool Heater_E6 | F5 | Commercial | Retail (WA) | Existing | Miscellaneous | Natural Gas | Pool Heater | E6 | Utility - Cost of Operation | 0 | 0 | 0 | 0 | 0 | 0 | 0 | 0 | 0 | 0 | 0 | 0 | 0 | 0 | 0 | 0 | 0 | 0 | 0 | 0 | 0 | 0 | 0 | 0 | 0 | 0 | 0
F5_Commercial_Retail (WA)_Existing_Miscellaneous_Natural Gas_Pool Heater_E7 | F5 | Commercial | Retail (WA) | Existing | Miscellaneous | Natural Gas | Pool Heater | E7 | Utility - Cost of Operation | 0 | 0 | 0 | 0 | 0 | 0 | 0 | 0 | 0 | 0 | 0 | 0 | 0 | 0 | 0 | 0 | 0 | 0 | 0 | 0 | 0 | 0 | 0 | 0 | 0 | 0 | 0
F5_Commercial_Retail (WA)_Existing_Miscellaneous_Natural Gas_Pool Heater_E8 | F5 | Commercial | Retail (WA) | Existing | Miscellaneous | Natural Gas | Pool Heater | E8 | Utility - Cost of Operation | 0 | 0 | 0 | 0 | 0 | 0 | 0 | 0 | 0 | 0 | 0 | 0 | 0 | 0 | 0 | 0 | 0 | 0 | 0 | 0 | 0 | 0 | 0 | 0 | 0 | 0 | 0
F5_Commercial_Retail (WA)_Existing_Miscellaneous_Natural Gas_Pool Heater_E9 | F5 | Commercial | Retail (WA) | Existing | Miscellaneous | Natural Gas | Pool Heater | E9 | Utility - Cost of Operation | 0 | 0 | 0 | 0 | 0 | 0 | 0 | 0 | 0 | 0 | 0 | 0 | 0 | 0 | 0 | 0 | 0 | 0 | 0 | 0 | 0 | 0 | 0 | 0 | 0 | 0 | 0
F5_Commercial_Retail (WA)_Existing_Miscellaneous_Natural Gas_Pool Heater_E10 | F5 | Commercial | Retail (WA) | Existing | Miscellaneous | Natural Gas | Pool Heater | E10 | Utility - Cost of Operation | 0 | 0 | 0 | 0 | 0 | 0 | 0 | 0 | 0 | 0 | 0 | 0 | 0 | 0 | 0 | 0 | 0 | 0 | 0 | 0 | 0 | 0 | 0 | 0 | 0 | 0 | 0
F6_Commercial_Retail (WA)_Existing_Miscellaneous_Natural Gas_Pool Heater_E1 | F6 | Commercial | Retail (WA) | Existing | Miscellaneous | Natural Gas | Pool Heater | E1 | Utility - Value of Sales | 0.0040313 | 0.0040618 | 0.0041171 | 0.0042004 | 0.0043098 | 0.0044691 | 0.0046299 | 0.0047841 | 0.0049232 | 0.0050695 | 0.0052372 | 0.0053946 | 0.0055725 | 0.0057371 | 0.0058657 | 0.0059701 | 0.0060403 | 0.0060938 | 0.006154 | 0.0062033 | 0.0062516 | 0.0063614 | 0.0064717 | 0.0065867 | 0.0067037 | 0.0068228 | 0.006944
F6_Commercial_Retail (WA)_Existing_Miscellaneous_Natural Gas_Pool Heater_E2 | F6 | Commercial | Retail (WA) | Existing | Miscellaneous | Natural Gas | Pool Heater | E2 | Utility - Value of Sales | 0.0034266 | 0.0034526 | 0.0034995 | 0.0035703 | 0.0036633 | 0.0037987 | 0.0039354 | 0.0040665 | 0.0041847 | 0.0043091 | 0.0044516 | 0.0045854 | 0.0047366 | 0.0048765 | 0.0049858 | 0.0050746 | 0.0051343 | 0.0051797 | 0.0052309 | 0.0052728 | 0.0053139 | 0.0054072 | 0.005501 | 0.0055987 | 0.0056982 | 0.0057994 | 0.0059024
F6_Commercial_Retail (WA)_Existing_Miscellaneous_Natural Gas_Pool Heater_E3 | F6 | Commercial | Retail (WA) | Existing | Miscellaneous | Natural Gas | Pool Heater | E3 | Utility - Value of Sales | 0 | 0 | 0 | 0 | 0 | 0 | 0 | 0 | 0 | 0 | 0 | 0 | 0 | 0 | 0 | 0 | 0 | 0 | 0 | 0 | 0 | 0 | 0 | 0 | 0 | 0 | 0
F6_Commercial_Retail (WA)_Existing_Miscellaneous_Natural Gas_Pool Heater_E4 | F6 | Commercial | Retail (WA) | Existing | Miscellaneous | Natural Gas | Pool Heater | E4 | Utility - Value of Sales | 0 | 0 | 0 | 0 | 0 | 0 | 0 | 0 | 0 | 0 | 0 | 0 | 0 | 0 | 0 | 0 | 0 | 0 | 0 | 0 | 0 | 0 | 0 | 0 | 0 | 0 | 0
F6_Commercial_Retail (WA)_Existing_Miscellaneous_Natural Gas_Pool Heater_E5 | F6 | Commercial | Retail (WA) | Existing | Miscellaneous | Natural Gas | Pool Heater | E5 | Utility - Value of Sales | 0 | 0 | 0 | 0 | 0 | 0 | 0 | 0 | 0 | 0 | 0 | 0 | 0 | 0 | 0 | 0 | 0 | 0 | 0 | 0 | 0 | 0 | 0 | 0 | 0 | 0 | 0
F6_Commercial_Retail (WA)_Existing_Miscellaneous_Natural Gas_Pool Heater_E6 | F6 | Commercial | Retail (WA) | Existing | Miscellaneous | Natural Gas | Pool Heater | E6 | Utility - Value of Sales | 0 | 0 | 0 | 0 | 0 | 0 | 0 | 0 | 0 | 0 | 0 | 0 | 0 | 0 | 0 | 0 | 0 | 0 | 0 | 0 | 0 | 0 | 0 | 0 | 0 | 0 | 0
F6_Commercial_Retail (WA)_Existing_Miscellaneous_Natural Gas_Pool Heater_E7 | F6 | Commercial | Retail (WA) | Existing | Miscellaneous | Natural Gas | Pool Heater | E7 | Utility - Value of Sales | 0 | 0 | 0 | 0 | 0 | 0 | 0 | 0 | 0 | 0 | 0 | 0 | 0 | 0 | 0 | 0 | 0 | 0 | 0 | 0 | 0 | 0 | 0 | 0 | 0 | 0 | 0
F6_Commercial_Retail (WA)_Existing_Miscellaneous_Natural Gas_Pool Heater_E8 | F6 | Commercial | Retail (WA) | Existing | Miscellaneous | Natural Gas | Pool Heater | E8 | Utility - Value of Sales | 0 | 0 | 0 | 0 | 0 | 0 | 0 | 0 | 0 | 0 | 0 | 0 | 0 | 0 | 0 | 0 | 0 | 0 | 0 | 0 | 0 | 0 | 0 | 0 | 0 | 0 | 0
F6_Commercial_Retail (WA)_Existing_Miscellaneous_Natural Gas_Pool Heater_E9 | F6 | Commercial | Retail (WA) | Existing | Miscellaneous | Natural Gas | Pool Heater | E9 | Utility - Value of Sales | 0 | 0 | 0 | 0 | 0 | 0 | 0 | 0 | 0 | 0 | 0 | 0 | 0 | 0 | 0 | 0 | 0 | 0 | 0 | 0 | 0 | 0 | 0 | 0 | 0 | 0 | 0
F6_Commercial_Retail (WA)_Existing_Miscellaneous_Natural Gas_Pool Heater_E10 | F6 | Commercial | Retail (WA) | Existing | Miscellaneous | Natural Gas | Pool Heater | E10 | Utility - Value of Sales | 0 | 0 | 0 | 0 | 0 | 0 | 0 | 0 | 0 | 0 | 0 | 0 | 0 | 0 | 0 | 0 | 0 | 0 | 0 | 0 | 0 | 0 | 0 | 0 | 0 | 0 | 0
F1_Commercial_Retail (WA)_Existing_Miscellaneous_Natural Gas_Miscellaneous_E1 | F1 | Commercial | Retail (WA) | Existing | Miscellaneous | Natural Gas | Miscellaneous | E1 | RVT - Cost of Equipment | 0.0066898 | 0.0066898 | 0.0066898 | 0.0066898 | 0.0066898 | 0.0066898 | 0.0066898 | 0.0066898 | 0.0066898 | 0.0066898 | 0.0066898 | 0.0066898 | 0.0066898 | 0.0066898 | 0.0066898 | 0.0066898 | 0.0066898 | 0.0066898 | 0.0066898 | 0.0066898 | 0.0066898 | 0.0066898 | 0.0066898 | 0.0066898 | 0.0066898 | 0.0066898 | 0.0066898
F1_Commercial_Retail (WA)_Existing_Miscellaneous_Natural Gas_Miscellaneous_E2 | F1 | Commercial | Retail (WA) | Existing | Miscellaneous | Natural Gas | Miscellaneous | E2 | RVT - Cost of Equipment | 0 | 0 | 0 | 0 | 0 | 0 | 0 | 0 | 0 | 0 | 0 | 0 | 0 | 0 | 0 | 0 | 0 | 0 | 0 | 0 | 0 | 0 | 0 | 0 | 0 | 0 | 0
F1_Commercial_Retail (WA)_Existing_Miscellaneous_Natural Gas_Miscellaneous_E3 | F1 | Commercial | Retail (WA) | Existing | Miscellaneous | Natural Gas | Miscellaneous | E3 | RVT - Cost of Equipment | 0 | 0 | 0 | 0 | 0 | 0 | 0 | 0 | 0 | 0 | 0 | 0 | 0 | 0 | 0 | 0 | 0 | 0 | 0 | 0 | 0 | 0 | 0 | 0 | 0 | 0 | 0
F1_Commercial_Retail (WA)_Existing_Miscellaneous_Natural Gas_Miscellaneous_E4 | F1 | Commercial | Retail (WA) | Existing | Miscellaneous | Natural Gas | Miscellaneous | E4 | RVT - Cost of Equipment | 0 | 0 | 0 | 0 | 0 | 0 | 0 | 0 | 0 | 0 | 0 | 0 | 0 | 0 | 0 | 0 | 0 | 0 | 0 | 0 | 0 | 0 | 0 | 0 | 0 | 0 | 0
F1_Commercial_Retail (WA)_Existing_Miscellaneous_Natural Gas_Miscellaneous_E5 | F1 | Commercial | Retail (WA) | Existing | Miscellaneous | Natural Gas | Miscellaneous | E5 | RVT - Cost of Equipment | 0 | 0 | 0 | 0 | 0 | 0 | 0 | 0 | 0 | 0 | 0 | 0 | 0 | 0 | 0 | 0 | 0 | 0 | 0 | 0 | 0 | 0 | 0 | 0 | 0 | 0 | 0
F1_Commercial_Retail (WA)_Existing_Miscellaneous_Natural Gas_Miscellaneous_E6 | F1 | Commercial | Retail (WA) | Existing | Miscellaneous | Natural Gas | Miscellaneous | E6 | RVT - Cost of Equipment | 0 | 0 | 0 | 0 | 0 | 0 | 0 | 0 | 0 | 0 | 0 | 0 | 0 | 0 | 0 | 0 | 0 | 0 | 0 | 0 | 0 | 0 | 0 | 0 | 0 | 0 | 0
F1_Commercial_Retail (WA)_Existing_Miscellaneous_Natural Gas_Miscellaneous_E7 | F1 | Commercial | Retail (WA) | Existing | Miscellaneous | Natural Gas | Miscellaneous | E7 | RVT - Cost of Equipment | 0 | 0 | 0 | 0 | 0 | 0 | 0 | 0 | 0 | 0 | 0 | 0 | 0 | 0 | 0 | 0 | 0 | 0 | 0 | 0 | 0 | 0 | 0 | 0 | 0 | 0 | 0
F1_Commercial_Retail (WA)_Existing_Miscellaneous_Natural Gas_Miscellaneous_E8 | F1 | Commercial | Retail (WA) | Existing | Miscellaneous | Natural Gas | Miscellaneous | E8 | RVT - Cost of Equipment | 0 | 0 | 0 | 0 | 0 | 0 | 0 | 0 | 0 | 0 | 0 | 0 | 0 | 0 | 0 | 0 | 0 | 0 | 0 | 0 | 0 | 0 | 0 | 0 | 0 | 0 | 0
F1_Commercial_Retail (WA)_Existing_Miscellaneous_Natural Gas_Miscellaneous_E9 | F1 | Commercial | Retail (WA) | Existing | Miscellaneous | Natural Gas | Miscellaneous | E9 | RVT - Cost of Equipment | 0 | 0 | 0 | 0 | 0 | 0 | 0 | 0 | 0 | 0 | 0 | 0 | 0 | 0 | 0 | 0 | 0 | 0 | 0 | 0 | 0 | 0 | 0 | 0 | 0 | 0 | 0
F1_Commercial_Retail (WA)_Existing_Miscellaneous_Natural Gas_Miscellaneous_E10 | F1 | Commercial | Retail (WA) | Existing | Miscellaneous | Natural Gas | Miscellaneous | E10 | RVT - Cost of Equipment | 0 | 0 | 0 | 0 | 0 | 0 | 0 | 0 | 0 | 0 | 0 | 0 | 0 | 0 | 0 | 0 | 0 | 0 | 0 | 0 | 0 | 0 | 0 | 0 | 0 | 0 | 0
F2_Commercial_Retail (WA)_Existing_Miscellaneous_Natural Gas_Miscellaneous_E1 | F2 | Commercial | Retail (WA) | Existing | Miscellaneous | Natural Gas | Miscellaneous | E1 | RVT - Cost of Operation | 0.010581 | 0.010649 | 0.010762 | 0.010937 | 0.011197 | 0.011624 | 0.012063 | 0.012473 | 0.012832 | 0.013204 | 0.01363 | 0.014031 | 0.014509 | 0.014965 | 0.015329 | 0.015625 | 0.015823 | 0.015982 | 0.016142 | 0.016244 | 0.016342 | 0.016628 | 0.016915 | 0.017216 | 0.017522 | 0.017833 | 0.01815
F2_Commercial_Retail (WA)_Existing_Miscellaneous_Natural Gas_Miscellaneous_E2 | F2 | Commercial | Retail (WA) | Existing | Miscellaneous | Natural Gas | Miscellaneous | E2 | RVT - Cost of Operation | 0 | 0 | 0 | 0 | 0 | 0 | 0 | 0 | 0 | 0 | 0 | 0 | 0 | 0 | 0 | 0 | 0 | 0 | 0 | 0 | 0 | 0 | 0 | 0 | 0 | 0 | 0
F2_Commercial_Retail (WA)_Existing_Miscellaneous_Natural Gas_Miscellaneous_E3 | F2 | Commercial | Retail (WA) | Existing | Miscellaneous | Natural Gas | Miscellaneous | E3 | RVT - Cost of Operation | 0 | 0 | 0 | 0 | 0 | 0 | 0 | 0 | 0 | 0 | 0 | 0 | 0 | 0 | 0 | 0 | 0 | 0 | 0 | 0 | 0 | 0 | 0 | 0 | 0 | 0 | 0
F2_Commercial_Retail (WA)_Existing_Miscellaneous_Natural Gas_Miscellaneous_E4 | F2 | Commercial | Retail (WA) | Existing | Miscellaneous | Natural Gas | Miscellaneous | E4 | RVT - Cost of Operation | 0 | 0 | 0 | 0 | 0 | 0 | 0 | 0 | 0 | 0 | 0 | 0 | 0 | 0 | 0 | 0 | 0 | 0 | 0 | 0 | 0 | 0 | 0 | 0 | 0 | 0 | 0
F2_Commercial_Retail (WA)_Existing_Miscellaneous_Natural Gas_Miscellaneous_E5 | F2 | Commercial | Retail (WA) | Existing | Miscellaneous | Natural Gas | Miscellaneous | E5 | RVT - Cost of Operation | 0 | 0 | 0 | 0 | 0 | 0 | 0 | 0 | 0 | 0 | 0 | 0 | 0 | 0 | 0 | 0 | 0 | 0 | 0 | 0 | 0 | 0 | 0 | 0 | 0 | 0 | 0
F2_Commercial_Retail (WA)_Existing_Miscellaneous_Natural Gas_Miscellaneous_E6 | F2 | Commercial | Retail (WA) | Existing | Miscellaneous | Natural Gas | Miscellaneous | E6 | RVT - Cost of Operation | 0 | 0 | 0 | 0 | 0 | 0 | 0 | 0 | 0 | 0 | 0 | 0 | 0 | 0 | 0 | 0 | 0 | 0 | 0 | 0 | 0 | 0 | 0 | 0 | 0 | 0 | 0
F2_Commercial_Retail (WA)_Existing_Miscellaneous_Natural Gas_Miscellaneous_E7 | F2 | Commercial | Retail (WA) | Existing | Miscellaneous | Natural Gas | Miscellaneous | E7 | RVT - Cost of Operation | 0 | 0 | 0 | 0 | 0 | 0 | 0 | 0 | 0 | 0 | 0 | 0 | 0 | 0 | 0 | 0 | 0 | 0 | 0 | 0 | 0 | 0 | 0 | 0 | 0 | 0 | 0
F2_Commercial_Retail (WA)_Existing_Miscellaneous_Natural Gas_Miscellaneous_E8 | F2 | Commercial | Retail (WA) | Existing | Miscellaneous | Natural Gas | Miscellaneous | E8 | RVT - Cost of Operation | 0 | 0 | 0 | 0 | 0 | 0 | 0 | 0 | 0 | 0 | 0 | 0 | 0 | 0 | 0 | 0 | 0 | 0 | 0 | 0 | 0 | 0 | 0 | 0 | 0 | 0 | 0
F2_Commercial_Retail (WA)_Existing_Miscellaneous_Natural Gas_Miscellaneous_E9 | F2 | Commercial | Retail (WA) | Existing | Miscellaneous | Natural Gas | Miscellaneous | E9 | RVT - Cost of Operation | 0 | 0 | 0 | 0 | 0 | 0 | 0 | 0 | 0 | 0 | 0 | 0 | 0 | 0 | 0 | 0 | 0 | 0 | 0 | 0 | 0 | 0 | 0 | 0 | 0 | 0 | 0
F2_Commercial_Retail (WA)_Existing_Miscellaneous_Natural Gas_Miscellaneous_E10 | F2 | Commercial | Retail (WA) | Existing | Miscellaneous | Natural Gas | Miscellaneous | E10 | RVT - Cost of Operation | 0 | 0 | 0 | 0 | 0 | 0 | 0 | 0 | 0 | 0 | 0 | 0 | 0 | 0 | 0 | 0 | 0 | 0 | 0 | 0 | 0 | 0 | 0 | 0 | 0 | 0 | 0
F3_Commercial_Retail (WA)_Existing_Miscellaneous_Natural Gas_Miscellaneous_E1 | F3 | Commercial | Retail (WA) | Existing | Miscellaneous | Natural Gas | Miscellaneous | E1 | System - kBTUs of Consumption | 2.7026 | 2.7026 | 2.7026 | 2.7026 | 2.7026 | 2.7026 | 2.7026 | 2.7026 | 2.7026 | 2.7026 | 2.7026 | 2.7026 | 2.7026 | 2.7026 | 2.7026 | 2.7026 | 2.7026 | 2.7026 | 2.7026 | 2.7026 | 2.7026 | 2.7026 | 2.7026 | 2.7026 | 2.7026 | 2.7026 | 2.7026
F3_Commercial_Retail (WA)_Existing_Miscellaneous_Natural Gas_Miscellaneous_E2 | F3 | Commercial | Retail (WA) | Existing | Miscellaneous | Natural Gas | Miscellaneous | E2 | System - kBTUs of Consumption | 0 | 0 | 0 | 0 | 0 | 0 | 0 | 0 | 0 | 0 | 0 | 0 | 0 | 0 | 0 | 0 | 0 | 0 | 0 | 0 | 0 | 0 | 0 | 0 | 0 | 0 | 0
F3_Commercial_Retail (WA)_Existing_Miscellaneous_Natural Gas_Miscellaneous_E3 | F3 | Commercial | Retail (WA) | Existing | Miscellaneous | Natural Gas | Miscellaneous | E3 | System - kBTUs of Consumption | 0 | 0 | 0 | 0 | 0 | 0 | 0 | 0 | 0 | 0 | 0 | 0 | 0 | 0 | 0 | 0 | 0 | 0 | 0 | 0 | 0 | 0 | 0 | 0 | 0 | 0 | 0
F3_Commercial_Retail (WA)_Existing_Miscellaneous_Natural Gas_Miscellaneous_E4 | F3 | Commercial | Retail (WA) | Existing | Miscellaneous | Natural Gas | Miscellaneous | E4 | System - kBTUs of Consumption | 0 | 0 | 0 | 0 | 0 | 0 | 0 | 0 | 0 | 0 | 0 | 0 | 0 | 0 | 0 | 0 | 0 | 0 | 0 | 0 | 0 | 0 | 0 | 0 | 0 | 0 | 0
F3_Commercial_Retail (WA)_Existing_Miscellaneous_Natural Gas_Miscellaneous_E5 | F3 | Commercial | Retail (WA) | Existing | Miscellaneous | Natural Gas | Miscellaneous | E5 | System - kBTUs of Consumption | 0 | 0 | 0 | 0 | 0 | 0 | 0 | 0 | 0 | 0 | 0 | 0 | 0 | 0 | 0 | 0 | 0 | 0 | 0 | 0 | 0 | 0 | 0 | 0 | 0 | 0 | 0
F3_Commercial_Retail (WA)_Existing_Miscellaneous_Natural Gas_Miscellaneous_E6 | F3 | Commercial | Retail (WA) | Existing | Miscellaneous | Natural Gas | Miscellaneous | E6 | System - kBTUs of Consumption | 0 | 0 | 0 | 0 | 0 | 0 | 0 | 0 | 0 | 0 | 0 | 0 | 0 | 0 | 0 | 0 | 0 | 0 | 0 | 0 | 0 | 0 | 0 | 0 | 0 | 0 | 0
F3_Commercial_Retail (WA)_Existing_Miscellaneous_Natural Gas_Miscellaneous_E7 | F3 | Commercial | Retail (WA) | Existing | Miscellaneous | Natural Gas | Miscellaneous | E7 | System - kBTUs of Consumption | 0 | 0 | 0 | 0 | 0 | 0 | 0 | 0 | 0 | 0 | 0 | 0 | 0 | 0 | 0 | 0 | 0 | 0 | 0 | 0 | 0 | 0 | 0 | 0 | 0 | 0 | 0
F3_Commercial_Retail (WA)_Existing_Miscellaneous_Natural Gas_Miscellaneous_E8 | F3 | Commercial | Retail (WA) | Existing | Miscellaneous | Natural Gas | Miscellaneous | E8 | System - kBTUs of Consumption | 0 | 0 | 0 | 0 | 0 | 0 | 0 | 0 | 0 | 0 | 0 | 0 | 0 | 0 | 0 | 0 | 0 | 0 | 0 | 0 | 0 | 0 | 0 | 0 | 0 | 0 | 0
F3_Commercial_Retail (WA)_Existing_Miscellaneous_Natural Gas_Miscellaneous_E9 | F3 | Commercial | Retail (WA) | Existing | Miscellaneous | Natural Gas | Miscellaneous | E9 | System - kBTUs of Consumption | 0 | 0 | 0 | 0 | 0 | 0 | 0 | 0 | 0 | 0 | 0 | 0 | 0 | 0 | 0 | 0 | 0 | 0 | 0 | 0 | 0 | 0 | 0 | 0 | 0 | 0 | 0
F3_Commercial_Retail (WA)_Existing_Miscellaneous_Natural Gas_Miscellaneous_E10 | F3 | Commercial | Retail (WA) | Existing | Miscellaneous | Natural Gas | Miscellaneous | E10 | System - kBTUs of Consumption | 0 | 0 | 0 | 0 | 0 | 0 | 0 | 0 | 0 | 0 | 0 | 0 | 0 | 0 | 0 | 0 | 0 | 0 | 0 | 0 | 0 | 0 | 0 | 0 | 0 | 0 | 0
F4_Commercial_Retail (WA)_Existing_Miscellaneous_Natural Gas_Miscellaneous_E1 | F4 | Commercial | Retail (WA) | Existing | Miscellaneous | Natural Gas | Miscellaneous | E1 | Utility - Cost of Equipment | 0.0066898 | 0.0066898 | 0.0066898 | 0.0066898 | 0.0066898 | 0.0066898 | 0.0066898 | 0.0066898 | 0.0066898 | 0.0066898 | 0.0066898 | 0.0066898 | 0.0066898 | 0.0066898 | 0.0066898 | 0.0066898 | 0.0066898 | 0.0066898 | 0.0066898 | 0.0066898 | 0.0066898 | 0.0066898 | 0.0066898 | 0.0066898 | 0.0066898 | 0.0066898 | 0.0066898
F4_Commercial_Retail (WA)_Existing_Miscellaneous_Natural Gas_Miscellaneous_E2 | F4 | Commercial | Retail (WA) | Existing | Miscellaneous | Natural Gas | Miscellaneous | E2 | Utility - Cost of Equipment | 0 | 0 | 0 | 0 | 0 | 0 | 0 | 0 | 0 | 0 | 0 | 0 | 0 | 0 | 0 | 0 | 0 | 0 | 0 | 0 | 0 | 0 | 0 | 0 | 0 | 0 | 0
F4_Commercial_Retail (WA)_Existing_Miscellaneous_Natural Gas_Miscellaneous_E3 | F4 | Commercial | Retail (WA) | Existing | Miscellaneous | Natural Gas | Miscellaneous | E3 | Utility - Cost of Equipment | 0 | 0 | 0 | 0 | 0 | 0 | 0 | 0 | 0 | 0 | 0 | 0 | 0 | 0 | 0 | 0 | 0 | 0 | 0 | 0 | 0 | 0 | 0 | 0 | 0 | 0 | 0
F4_Commercial_Retail (WA)_Existing_Miscellaneous_Natural Gas_Miscellaneous_E4 | F4 | Commercial | Retail (WA) | Existing | Miscellaneous | Natural Gas | Miscellaneous | E4 | Utility - Cost of Equipment | 0 | 0 | 0 | 0 | 0 | 0 | 0 | 0 | 0 | 0 | 0 | 0 | 0 | 0 | 0 | 0 | 0 | 0 | 0 | 0 | 0 | 0 | 0 | 0 | 0 | 0 | 0
F4_Commercial_Retail (WA)_Existing_Miscellaneous_Natural Gas_Miscellaneous_E5 | F4 | Commercial | Retail (WA) | Existing | Miscellaneous | Natural Gas | Miscellaneous | E5 | Utility - Cost of Equipment | 0 | 0 | 0 | 0 | 0 | 0 | 0 | 0 | 0 | 0 | 0 | 0 | 0 | 0 | 0 | 0 | 0 | 0 | 0 | 0 | 0 | 0 | 0 | 0 | 0 | 0 | 0
F4_Commercial_Retail (WA)_Existing_Miscellaneous_Natural Gas_Miscellaneous_E6 | F4 | Commercial | Retail (WA) | Existing | Miscellaneous | Natural Gas | Miscellaneous | E6 | Utility - Cost of Equipment | 0 | 0 | 0 | 0 | 0 | 0 | 0 | 0 | 0 | 0 | 0 | 0 | 0 | 0 | 0 | 0 | 0 | 0 | 0 | 0 | 0 | 0 | 0 | 0 | 0 | 0 | 0
F4_Commercial_Retail (WA)_Existing_Miscellaneous_Natural Gas_Miscellaneous_E7 | F4 | Commercial | Retail (WA) | Existing | Miscellaneous | Natural Gas | Miscellaneous | E7 | Utility - Cost of Equipment | 0 | 0 | 0 | 0 | 0 | 0 | 0 | 0 | 0 | 0 | 0 | 0 | 0 | 0 | 0 | 0 | 0 | 0 | 0 | 0 | 0 | 0 | 0 | 0 | 0 | 0 | 0
F4_Commercial_Retail (WA)_Existing_Miscellaneous_Natural Gas_Miscellaneous_E8 | F4 | Commercial | Retail (WA) | Existing | Miscellaneous | Natural Gas | Miscellaneous | E8 | Utility - Cost of Equipment | 0 | 0 | 0 | 0 | 0 | 0 | 0 | 0 | 0 | 0 | 0 | 0 | 0 | 0 | 0 | 0 | 0 | 0 | 0 | 0 | 0 | 0 | 0 | 0 | 0 | 0 | 0
F4_Commercial_Retail (WA)_Existing_Miscellaneous_Natural Gas_Miscellaneous_E9 | F4 | Commercial | Retail (WA) | Existing | Miscellaneous | Natural Gas | Miscellaneous | E9 | Utility - Cost of Equipment | 0 | 0 | 0 | 0 | 0 | 0 | 0 | 0 | 0 | 0 | 0 | 0 | 0 | 0 | 0 | 0 | 0 | 0 | 0 | 0 | 0 | 0 | 0 | 0 | 0 | 0 | 0
F4_Commercial_Retail (WA)_Existing_Miscellaneous_Natural Gas_Miscellaneous_E10 | F4 | Commercial | Retail (WA) | Existing | Miscellaneous | Natural Gas | Miscellaneous | E10 | Utility - Cost of Equipment | 0 | 0 | 0 | 0 | 0 | 0 | 0 | 0 | 0 | 0 | 0 | 0 | 0 | 0 | 0 | 0 | 0 | 0 | 0 | 0 | 0 | 0 | 0 | 0 | 0 | 0 | 0
F5_Commercial_Retail (WA)_Existing_Miscellaneous_Natural Gas_Miscellaneous_E1 | F5 | Commercial | Retail (WA) | Existing | Miscellaneous | Natural Gas | Miscellaneous | E1 | Utility - Cost of Operation | 0.0088175 | 0.0088738 | 0.0089875 | 0.0091763 | 0.0094609 | 0.0099157 | 0.010416 | 0.010932 | 0.011452 | 0.012004 | 0.012391 | 0.012756 | 0.01319 | 0.013619 | 0.013981 | 0.014298 | 0.01455 | 0.01479 | 0.015059 | 0.015307 | 0.015564 | 0.015837 | 0.01611 | 0.016396 | 0.016687 | 0.016984 | 0.017286
F5_Commercial_Retail (WA)_Existing_Miscellaneous_Natural Gas_Miscellaneous_E2 | F5 | Commercial | Retail (WA) | Existing | Miscellaneous | Natural Gas | Miscellaneous | E2 | Utility - Cost of Operation | 0 | 0 | 0 | 0 | 0 | 0 | 0 | 0 | 0 | 0 | 0 | 0 | 0 | 0 | 0 | 0 | 0 | 0 | 0 | 0 | 0 | 0 | 0 | 0 | 0 | 0 | 0
F5_Commercial_Retail (WA)_Existing_Miscellaneous_Natural Gas_Miscellaneous_E3 | F5 | Commercial | Retail (WA) | Existing | Miscellaneous | Natural Gas | Miscellaneous | E3 | Utility - Cost of Operation | 0 | 0 | 0 | 0 | 0 | 0 | 0 | 0 | 0 | 0 | 0 | 0 | 0 | 0 | 0 | 0 | 0 | 0 | 0 | 0 | 0 | 0 | 0 | 0 | 0 | 0 | 0
F5_Commercial_Retail (WA)_Existing_Miscellaneous_Natural Gas_Miscellaneous_E4 | F5 | Commercial | Retail (WA) | Existing | Miscellaneous | Natural Gas | Miscellaneous | E4 | Utility - Cost of Operation | 0 | 0 | 0 | 0 | 0 | 0 | 0 | 0 | 0 | 0 | 0 | 0 | 0 | 0 | 0 | 0 | 0 | 0 | 0 | 0 | 0 | 0 | 0 | 0 | 0 | 0 | 0
F5_Commercial_Retail (WA)_Existing_Miscellaneous_Natural Gas_Miscellaneous_E5 | F5 | Commercial | Retail (WA) | Existing | Miscellaneous | Natural Gas | Miscellaneous | E5 | Utility - Cost of Operation | 0 | 0 | 0 | 0 | 0 | 0 | 0 | 0 | 0 | 0 | 0 | 0 | 0 | 0 | 0 | 0 | 0 | 0 | 0 | 0 | 0 | 0 | 0 | 0 | 0 | 0 | 0
F5_Commercial_Retail (WA)_Existing_Miscellaneous_Natural Gas_Miscellaneous_E6 | F5 | Commercial | Retail (WA) | Existing | Miscellaneous | Natural Gas | Miscellaneous | E6 | Utility - Cost of Operation | 0 | 0 | 0 | 0 | 0 | 0 | 0 | 0 | 0 | 0 | 0 | 0 | 0 | 0 | 0 | 0 | 0 | 0 | 0 | 0 | 0 | 0 | 0 | 0 | 0 | 0 | 0
F5_Commercial_Retail (WA)_Existing_Miscellaneous_Natural Gas_Miscellaneous_E7 | F5 | Commercial | Retail (WA) | Existing | Miscellaneous | Natural Gas | Miscellaneous | E7 | Utility - Cost of Operation | 0 | 0 | 0 | 0 | 0 | 0 | 0 | 0 | 0 | 0 | 0 | 0 | 0 | 0 | 0 | 0 | 0 | 0 | 0 | 0 | 0 | 0 | 0 | 0 | 0 | 0 | 0
F5_Commercial_Retail (WA)_Existing_Miscellaneous_Natural Gas_Miscellaneous_E8 | F5 | Commercial | Retail (WA) | Existing | Miscellaneous | Natural Gas | Miscellaneous | E8 | Utility - Cost of Operation | 0 | 0 | 0 | 0 | 0 | 0 | 0 | 0 | 0 | 0 | 0 | 0 | 0 | 0 | 0 | 0 | 0 | 0 | 0 | 0 | 0 | 0 | 0 | 0 | 0 | 0 | 0
F5_Commercial_Retail (WA)_Existing_Miscellaneous_Natural Gas_Miscellaneous_E9 | F5 | Commercial | Retail (WA) | Existing | Miscellaneous | Natural Gas | Miscellaneous | E9 | Utility - Cost of Operation | 0 | 0 | 0 | 0 | 0 | 0 | 0 | 0 | 0 | 0 | 0 | 0 | 0 | 0 | 0 | 0 | 0 | 0 | 0 | 0 | 0 | 0 | 0 | 0 | 0 | 0 | 0
F5_Commercial_Retail (WA)_Existing_Miscellaneous_Natural Gas_Miscellaneous_E10 | F5 | Commercial | Retail (WA) | Existing | Miscellaneous | Natural Gas | Miscellaneous | E10 | Utility - Cost of Operation | 0 | 0 | 0 | 0 | 0 | 0 | 0 | 0 | 0 | 0 | 0 | 0 | 0 | 0 | 0 | 0 | 0 | 0 | 0 | 0 | 0 | 0 | 0 | 0 | 0 | 0 | 0
F6_Commercial_Retail (WA)_Existing_Miscellaneous_Natural Gas_Miscellaneous_E1 | F6 | Commercial | Retail (WA) | Existing | Miscellaneous | Natural Gas | Miscellaneous | E1 | Utility - Value of Sales | 0.010581 | 0.010649 | 0.010762 | 0.010937 | 0.011197 | 0.011624 | 0.012063 | 0.012473 | 0.012832 | 0.013204 | 0.01363 | 0.014031 | 0.014509 | 0.014965 | 0.015329 | 0.015625 | 0.015823 | 0.015982 | 0.016142 | 0.016244 | 0.016342 | 0.016628 | 0.016915 | 0.017216 | 0.017522 | 0.017833 | 0.01815
F6_Commercial_Retail (WA)_Existing_Miscellaneous_Natural Gas_Miscellaneous_E2 | F6 | Commercial | Retail (WA) | Existing | Miscellaneous | Natural Gas | Miscellaneous | E2 | Utility - Value of Sales | 0 | 0 | 0 | 0 | 0 | 0 | 0 | 0 | 0 | 0 | 0 | 0 | 0 | 0 | 0 | 0 | 0 | 0 | 0 | 0 | 0 | 0 | 0 | 0 | 0 | 0 | 0
F6_Commercial_Retail (WA)_Existing_Miscellaneous_Natural Gas_Miscellaneous_E3 | F6 | Commercial | Retail (WA) | Existing | Miscellaneous | Natural Gas | Miscellaneous | E3 | Utility - Value of Sales | 0 | 0 | 0 | 0 | 0 | 0 | 0 | 0 | 0 | 0 | 0 | 0 | 0 | 0 | 0 | 0 | 0 | 0 | 0 | 0 | 0 | 0 | 0 | 0 | 0 | 0 | 0
F6_Commercial_Retail (WA)_Existing_Miscellaneous_Natural Gas_Miscellaneous_E4 | F6 | Commercial | Retail (WA) | Existing | Miscellaneous | Natural Gas | Miscellaneous | E4 | Utility - Value of Sales | 0 | 0 | 0 | 0 | 0 | 0 | 0 | 0 | 0 | 0 | 0 | 0 | 0 | 0 | 0 | 0 | 0 | 0 | 0 | 0 | 0 | 0 | 0 | 0 | 0 | 0 | 0
F6_Commercial_Retail (WA)_Existing_Miscellaneous_Natural Gas_Miscellaneous_E5 | F6 | Commercial | Retail (WA) | Existing | Miscellaneous | Natural Gas | Miscellaneous | E5 | Utility - Value of Sales | 0 | 0 | 0 | 0 | 0 | 0 | 0 | 0 | 0 | 0 | 0 | 0 | 0 | 0 | 0 | 0 | 0 | 0 | 0 | 0 | 0 | 0 | 0 | 0 | 0 | 0 | 0
F6_Commercial_Retail (WA)_Existing_Miscellaneous_Natural Gas_Miscellaneous_E6 | F6 | Commercial | Retail (WA) | Existing | Miscellaneous | Natural Gas | Miscellaneous | E6 | Utility - Value of Sales | 0 | 0 | 0 | 0 | 0 | 0 | 0 | 0 | 0 | 0 | 0 | 0 | 0 | 0 | 0 | 0 | 0 | 0 | 0 | 0 | 0 | 0 | 0 | 0 | 0 | 0 | 0
F6_Commercial_Retail (WA)_Existing_Miscellaneous_Natural Gas_Miscellaneous_E7 | F6 | Commercial | Retail (WA) | Existing | Miscellaneous | Natural Gas | Miscellaneous | E7 | Utility - Value of Sales | 0 | 0 | 0 | 0 | 0 | 0 | 0 | 0 | 0 | 0 | 0 | 0 | 0 | 0 | 0 | 0 | 0 | 0 | 0 | 0 | 0 | 0 | 0 | 0 | 0 | 0 | 0
F6_Commercial_Retail (WA)_Existing_Miscellaneous_Natural Gas_Miscellaneous_E8 | F6 | Commercial | Retail (WA) | Existing | Miscellaneous | Natural Gas | Miscellaneous | E8 | Utility - Value of Sales | 0 | 0 | 0 | 0 | 0 | 0 | 0 | 0 | 0 | 0 | 0 | 0 | 0 | 0 | 0 | 0 | 0 | 0 | 0 | 0 | 0 | 0 | 0 | 0 | 0 | 0 | 0
F6_Commercial_Retail (WA)_Existing_Miscellaneous_Natural Gas_Miscellaneous_E9 | F6 | Commercial | Retail (WA) | Existing | Miscellaneous | Natural Gas | Miscellaneous | E9 | Utility - Value of Sales | 0 | 0 | 0 | 0 | 0 | 0 | 0 | 0 | 0 | 0 | 0 | 0 | 0 | 0 | 0 | 0 | 0 | 0 | 0 | 0 | 0 | 0 | 0 | 0 | 0 | 0 | 0
F6_Commercial_Retail (WA)_Existing_Miscellaneous_Natural Gas_Miscellaneous_E10 | F6 | Commercial | Retail (WA) | Existing | Miscellaneous | Natural Gas | Miscellaneous | E10 | Utility - Value of Sales | 0 | 0 | 0 | 0 | 0 | 0 | 0 | 0 | 0 | 0 | 0 | 0 | 0 | 0 | 0 | 0 | 0 | 0 | 0 | 0 | 0 | 0 | 0 | 0 | 0 | 0 | 0
F1_Commercial_Retail (WA)_New_Space Heating_Natural Gas_Furnace_E1 | F1 | Commercial | Retail (WA) | New | Space Heating | Natural Gas | Furnace | E1 | RVT - Cost of Equipment | 0.090135 | 0.090135 | 0.090135 | 0.090135 | 0.090135 | 0.090135 | 0.090135 | 0.090135 | 0.090135 | 0.090135 | 0.090135 | 0.090135 | 0.090135 | 0.090135 | 0.090135 | 0.090135 | 0.090135 | 0.090135 | 0.090135 | 0.090135 | 0.090135 | 0.090135 | 0.090135 | 0.090135 | 0.090135 | 0.090135 | 0.090135
F1_Commercial_Retail (WA)_New_Space Heating_Natural Gas_Furnace_E2 | F1 | Commercial | Retail (WA) | New | Space Heating | Natural Gas | Furnace | E2 | RVT - Cost of Equipment | 0.18219 | 0.18219 | 0.18219 | 0.18219 | 0.18219 | 0.18219 | 0.18219 | 0.18219 | 0.18219 | 0.18219 | 0.18219 | 0.18219 | 0.18219 | 0.18219 | 0.18219 | 0.18219 | 0.18219 | 0.18219 | 0.18219 | 0.18219 | 0.18219 | 0.18219 | 0.18219 | 0.18219 | 0.18219 | 0.18219 | 0.18219
F1_Commercial_Retail (WA)_New_Space Heating_Natural Gas_Furnace_E3 | F1 | Commercial | Retail (WA) | New | Space Heating | Natural Gas | Furnace | E3 | RVT - Cost of Equipment | 0.11075 | 0.11075 | 0.11075 | 0.11075 | 0.11075 | 0.11075 | 0.11075 | 0.11075 | 0.11075 | 0.11075 | 0.11075 | 0.11075 | 0.11075 | 0.11075 | 0.11075 | 0.11075 | 0.11075 | 0.11075 | 0.11075 | 0.11075 | 0.11075 | 0.11075 | 0.11075 | 0.11075 | 0.11075 | 0.11075 | 0.11075
F1_Commercial_Retail (WA)_New_Space Heating_Natural Gas_Furnace_E4 | F1 | Commercial | Retail (WA) | New | Space Heating | Natural Gas | Furnace | E4 | RVT - Cost of Equipment | 0 | 0 | 0 | 0 | 0 | 0 | 0 | 0 | 0 | 0 | 0 | 0 | 0 | 0 | 0 | 0 | 0 | 0 | 0 | 0 | 0 | 0 | 0 | 0 | 0 | 0 | 0
F1_Commercial_Retail (WA)_New_Space Heating_Natural Gas_Furnace_E5 | F1 | Commercial | Retail (WA) | New | Space Heating | Natural Gas | Furnace | E5 | RVT - Cost of Equipment | 0 | 0 | 0 | 0 | 0 | 0 | 0 | 0 | 0 | 0 | 0 | 0 | 0 | 0 | 0 | 0 | 0 | 0 | 0 | 0 | 0 | 0 | 0 | 0 | 0 | 0 | 0
F1_Commercial_Retail (WA)_New_Space Heating_Natural Gas_Furnace_E6 | F1 | Commercial | Retail (WA) | New | Space Heating | Natural Gas | Furnace | E6 | RVT - Cost of Equipment | 0 | 0 | 0 | 0 | 0 | 0 | 0 | 0 | 0 | 0 | 0 | 0 | 0 | 0 | 0 | 0 | 0 | 0 | 0 | 0 | 0 | 0 | 0 | 0 | 0 | 0 | 0
F1_Commercial_Retail (WA)_New_Space Heating_Natural Gas_Furnace_E7 | F1 | Commercial | Retail (WA) | New | Space Heating | Natural Gas | Furnace | E7 | RVT - Cost of Equipment | 0 | 0 | 0 | 0 | 0 | 0 | 0 | 0 | 0 | 0 | 0 | 0 | 0 | 0 | 0 | 0 | 0 | 0 | 0 | 0 | 0 | 0 | 0 | 0 | 0 | 0 | 0
F1_Commercial_Retail (WA)_New_Space Heating_Natural Gas_Furnace_E8 | F1 | Commercial | Retail (WA) | New | Space Heating | Natural Gas | Furnace | E8 | RVT - Cost of Equipment | 0 | 0 | 0 | 0 | 0 | 0 | 0 | 0 | 0 | 0 | 0 | 0 | 0 | 0 | 0 | 0 | 0 | 0 | 0 | 0 | 0 | 0 | 0 | 0 | 0 | 0 | 0
F1_Commercial_Retail (WA)_New_Space Heating_Natural Gas_Furnace_E9 | F1 | Commercial | Retail (WA) | New | Space Heating | Natural Gas | Furnace | E9 | RVT - Cost of Equipment | 0 | 0 | 0 | 0 | 0 | 0 | 0 | 0 | 0 | 0 | 0 | 0 | 0 | 0 | 0 | 0 | 0 | 0 | 0 | 0 | 0 | 0 | 0 | 0 | 0 | 0 | 0
F1_Commercial_Retail (WA)_New_Space Heating_Natural Gas_Furnace_E10 | F1 | Commercial | Retail (WA) | New | Space Heating | Natural Gas | Furnace | E10 | RVT - Cost of Equipment | 0 | 0 | 0 | 0 | 0 | 0 | 0 | 0 | 0 | 0 | 0 | 0 | 0 | 0 | 0 | 0 | 0 | 0 | 0 | 0 | 0 | 0 | 0 | 0 | 0 | 0 | 0
F2_Commercial_Retail (WA)_New_Space Heating_Natural Gas_Furnace_E1 | F2 | Commercial | Retail (WA) | New | Space Heating | Natural Gas | Furnace | E1 | RVT - Cost of Operation | 0.18571 | 0.18725 | 0.18982 | 0.19279 | 0.19619 | 0.20173 | 0.20722 | 0.21297 | 0.21801 | 0.22291 | 0.22845 | 0.2333 | 0.23869 | 0.24425 | 0.2492 | 0.25394 | 0.25812 | 0.26239 | 0.26682 | 0.2713 | 0.27578 | 0.2818 | 0.28893 | 0.29506 | 0.30132 | 0.30772 | 0.31425
F2_Commercial_Retail (WA)_New_Space Heating_Natural Gas_Furnace_E2 | F2 | Commercial | Retail (WA) | New | Space Heating | Natural Gas | Furnace | E2 | RVT - Cost of Operation | 0.16514 | 0.16651 | 0.16879 | 0.17143 | 0.17446 | 0.17938 | 0.18427 | 0.18938 | 0.19386 | 0.19821 | 0.20314 | 0.20745 | 0.21225 | 0.21719 | 0.22159 | 0.22581 | 0.22953 | 0.23332 | 0.23726 | 0.24124 | 0.24523 | 0.25058 | 0.25692 | 0.26237 | 0.26794 | 0.27363 | 0.27943
F2_Commercial_Retail (WA)_New_Space Heating_Natural Gas_Furnace_E3 | F2 | Commercial | Retail (WA) | New | Space Heating | Natural Gas | Furnace | E3 | RVT - Cost of Operation | 0.15481 | 0.1561 | 0.15824 | 0.16071 | 0.16355 | 0.16816 | 0.17274 | 0.17754 | 0.18174 | 0.18582 | 0.19044 | 0.19448 | 0.19898 | 0.20361 | 0.20773 | 0.21169 | 0.21518 | 0.21873 | 0.22242 | 0.22616 | 0.2299 | 0.23491 | 0.24085 | 0.24597 | 0.25119 | 0.25652 | 0.26196
F2_Commercial_Retail (WA)_New_Space Heating_Natural Gas_Furnace_E4 | F2 | Commercial | Retail (WA) | New | Space Heating | Natural Gas | Furnace | E4 | RVT - Cost of Operation | 0 | 0 | 0 | 0 | 0 | 0 | 0 | 0 | 0 | 0 | 0 | 0 | 0 | 0 | 0 | 0 | 0 | 0 | 0 | 0 | 0 | 0 | 0 | 0 | 0 | 0 | 0
F2_Commercial_Retail (WA)_New_Space Heating_Natural Gas_Furnace_E5 | F2 | Commercial | Retail (WA) | New | Space Heating | Natural Gas | Furnace | E5 | RVT - Cost of Operation | 0 | 0 | 0 | 0 | 0 | 0 | 0 | 0 | 0 | 0 | 0 | 0 | 0 | 0 | 0 | 0 | 0 | 0 | 0 | 0 | 0 | 0 | 0 | 0 | 0 | 0 | 0
F2_Commercial_Retail (WA)_New_Space Heating_Natural Gas_Furnace_E6 | F2 | Commercial | Retail (WA) | New | Space Heating | Natural Gas | Furnace | E6 | RVT - Cost of Operation | 0 | 0 | 0 | 0 | 0 | 0 | 0 | 0 | 0 | 0 | 0 | 0 | 0 | 0 | 0 | 0 | 0 | 0 | 0 | 0 | 0 | 0 | 0 | 0 | 0 | 0 | 0
F2_Commercial_Retail (WA)_New_Space Heating_Natural Gas_Furnace_E7 | F2 | Commercial | Retail (WA) | New | Space Heating | Natural Gas | Furnace | E7 | RVT - Cost of Operation | 0 | 0 | 0 | 0 | 0 | 0 | 0 | 0 | 0 | 0 | 0 | 0 | 0 | 0 | 0 | 0 | 0 | 0 | 0 | 0 | 0 | 0 | 0 | 0 | 0 | 0 | 0
F2_Commercial_Retail (WA)_New_Space Heating_Natural Gas_Furnace_E8 | F2 | Commercial | Retail (WA) | New | Space Heating | Natural Gas | Furnace | E8 | RVT - Cost of Operation | 0 | 0 | 0 | 0 | 0 | 0 | 0 | 0 | 0 | 0 | 0 | 0 | 0 | 0 | 0 | 0 | 0 | 0 | 0 | 0 | 0 | 0 | 0 | 0 | 0 | 0 | 0
F2_Commercial_Retail (WA)_New_Space Heating_Natural Gas_Furnace_E9 | F2 | Commercial | Retail (WA) | New | Space Heating | Natural Gas | Furnace | E9 | RVT - Cost of Operation | 0 | 0 | 0 | 0 | 0 | 0 | 0 | 0 | 0 | 0 | 0 | 0 | 0 | 0 | 0 | 0 | 0 | 0 | 0 | 0 | 0 | 0 | 0 | 0 | 0 | 0 | 0
F2_Commercial_Retail (WA)_New_Space Heating_Natural Gas_Furnace_E10 | F2 | Commercial | Retail (WA) | New | Space Heating | Natural Gas | Furnace | E10 | RVT - Cost of Operation | 0 | 0 | 0 | 0 | 0 | 0 | 0 | 0 | 0 | 0 | 0 | 0 | 0 | 0 | 0 | 0 | 0 | 0 | 0 | 0 | 0 | 0 | 0 | 0 | 0 | 0 | 0
F3_Commercial_Retail (WA)_New_Space Heating_Natural Gas_Furnace_E1 | F3 | Commercial | Retail (WA) | New | Space Heating | Natural Gas | Furnace | E1 | System - kBTUs of Consumption | 40.8681 | 40.7655 | 40.7655 | 40.7655 | 40.7655 | 40.7655 | 40.7655 | 40.7655 | 40.7655 | 40.7655 | 40.7655 | 40.7655 | 40.7655 | 40.7655 | 40.7655 | 40.7655 | 40.7655 | 40.7655 | 40.7655 | 40.7655 | 40.7655 | 40.7655 | 40.7655 | 40.7655 | 40.7655 | 40.7655 | 40.7655
F3_Commercial_Retail (WA)_New_Space Heating_Natural Gas_Furnace_E2 | F3 | Commercial | Retail (WA) | New | Space Heating | Natural Gas | Furnace | E2 | System - kBTUs of Consumption | 36.3404 | 36.2491 | 36.2491 | 36.2491 | 36.2491 | 36.2491 | 36.2491 | 36.2491 | 36.2491 | 36.2491 | 36.2491 | 36.2491 | 36.2491 | 36.2491 | 36.2491 | 36.2491 | 36.2491 | 36.2491 | 36.2491 | 36.2491 | 36.2491 | 36.2491 | 36.2491 | 36.2491 | 36.2491 | 36.2491 | 36.2491
F3_Commercial_Retail (WA)_New_Space Heating_Natural Gas_Furnace_E3 | F3 | Commercial | Retail (WA) | New | Space Heating | Natural Gas | Furnace | E3 | System - kBTUs of Consumption | 34.068 | 33.9825 | 33.9825 | 33.9825 | 33.9825 | 33.9825 | 33.9825 | 33.9825 | 33.9825 | 33.9825 | 33.9825 | 33.9825 | 33.9825 | 33.9825 | 33.9825 | 33.9825 | 33.9825 | 33.9825 | 33.9825 | 33.9825 | 33.9825 | 33.9825 | 33.9825 | 33.9825 | 33.9825 | 33.9825 | 33.9825
F3_Commercial_Retail (WA)_New_Space Heating_Natural Gas_Furnace_E4 | F3 | Commercial | Retail (WA) | New | Space Heating | Natural Gas | Furnace | E4 | System - kBTUs of Consumption | 0 | 0 | 0 | 0 | 0 | 0 | 0 | 0 | 0 | 0 | 0 | 0 | 0 | 0 | 0 | 0 | 0 | 0 | 0 | 0 | 0 | 0 | 0 | 0 | 0 | 0 | 0
F3_Commercial_Retail (WA)_New_Space Heating_Natural Gas_Furnace_E5 | F3 | Commercial | Retail (WA) | New | Space Heating | Natural Gas | Furnace | E5 | System - kBTUs of Consumption | 0 | 0 | 0 | 0 | 0 | 0 | 0 | 0 | 0 | 0 | 0 | 0 | 0 | 0 | 0 | 0 | 0 | 0 | 0 | 0 | 0 | 0 | 0 | 0 | 0 | 0 | 0
F3_Commercial_Retail (WA)_New_Space Heating_Natural Gas_Furnace_E6 | F3 | Commercial | Retail (WA) | New | Space Heating | Natural Gas | Furnace | E6 | System - kBTUs of Consumption | 0 | 0 | 0 | 0 | 0 | 0 | 0 | 0 | 0 | 0 | 0 | 0 | 0 | 0 | 0 | 0 | 0 | 0 | 0 | 0 | 0 | 0 | 0 | 0 | 0 | 0 | 0
F3_Commercial_Retail (WA)_New_Space Heating_Natural Gas_Furnace_E7 | F3 | Commercial | Retail (WA) | New | Space Heating | Natural Gas | Furnace | E7 | System - kBTUs of Consumption | 0 | 0 | 0 | 0 | 0 | 0 | 0 | 0 | 0 | 0 | 0 | 0 | 0 | 0 | 0 | 0 | 0 | 0 | 0 | 0 | 0 | 0 | 0 | 0 | 0 | 0 | 0
F3_Commercial_Retail (WA)_New_Space Heating_Natural Gas_Furnace_E8 | F3 | Commercial | Retail (WA) | New | Space Heating | Natural Gas | Furnace | E8 | System - kBTUs of Consumption | 0 | 0 | 0 | 0 | 0 | 0 | 0 | 0 | 0 | 0 | 0 | 0 | 0 | 0 | 0 | 0 | 0 | 0 | 0 | 0 | 0 | 0 | 0 | 0 | 0 | 0 | 0
F3_Commercial_Retail (WA)_New_Space Heating_Natural Gas_Furnace_E9 | F3 | Commercial | Retail (WA) | New | Space Heating | Natural Gas | Furnace | E9 | System - kBTUs of Consumption | 0 | 0 | 0 | 0 | 0 | 0 | 0 | 0 | 0 | 0 | 0 | 0 | 0 | 0 | 0 | 0 | 0 | 0 | 0 | 0 | 0 | 0 | 0 | 0 | 0 | 0 | 0
F3_Commercial_Retail (WA)_New_Space Heating_Natural Gas_Furnace_E10 | F3 | Commercial | Retail (WA) | New | Space Heating | Natural Gas | Furnace | E10 | System - kBTUs of Consumption | 0 | 0 | 0 | 0 | 0 | 0 | 0 | 0 | 0 | 0 | 0 | 0 | 0 | 0 | 0 | 0 | 0 | 0 | 0 | 0 | 0 | 0 | 0 | 0 | 0 | 0 | 0
F4_Commercial_Retail (WA)_New_Space Heating_Natural Gas_Furnace_E1 | F4 | Commercial | Retail (WA) | New | Space Heating | Natural Gas | Furnace | E1 | Utility - Cost of Equipment | 0.090135 | 0.090135 | 0.090135 | 0.090135 | 0.090135 | 0.090135 | 0.090135 | 0.090135 | 0.090135 | 0.090135 | 0.090135 | 0.090135 | 0.090135 | 0.090135 | 0.090135 | 0.090135 | 0.090135 | 0.090135 | 0.090135 | 0.090135 | 0.090135 | 0.090135 | 0.090135 | 0.090135 | 0.090135 | 0.090135 | 0.090135
F4_Commercial_Retail (WA)_New_Space Heating_Natural Gas_Furnace_E2 | F4 | Commercial | Retail (WA) | New | Space Heating | Natural Gas | Furnace | E2 | Utility - Cost of Equipment | 0.18219 | 0.18219 | 0.18219 | 0.18219 | 0.18219 | 0.18219 | 0.18219 | 0.18219 | 0.18219 | 0.18219 | 0.18219 | 0.18219 | 0.18219 | 0.18219 | 0.18219 | 0.18219 | 0.18219 | 0.18219 | 0.18219 | 0.18219 | 0.18219 | 0.18219 | 0.18219 | 0.18219 | 0.18219 | 0.18219 | 0.18219
F4_Commercial_Retail (WA)_New_Space Heating_Natural Gas_Furnace_E3 | F4 | Commercial | Retail (WA) | New | Space Heating | Natural Gas | Furnace | E3 | Utility - Cost of Equipment | 0.11075 | 0.11075 | 0.11075 | 0.11075 | 0.11075 | 0.11075 | 0.11075 | 0.11075 | 0.11075 | 0.11075 | 0.11075 | 0.11075 | 0.11075 | 0.11075 | 0.11075 | 0.11075 | 0.11075 | 0.11075 | 0.11075 | 0.11075 | 0.11075 | 0.11075 | 0.11075 | 0.11075 | 0.11075 | 0.11075 | 0.11075
F4_Commercial_Retail (WA)_New_Space Heating_Natural Gas_Furnace_E4 | F4 | Commercial | Retail (WA) | New | Space Heating | Natural Gas | Furnace | E4 | Utility - Cost of Equipment | 0 | 0 | 0 | 0 | 0 | 0 | 0 | 0 | 0 | 0 | 0 | 0 | 0 | 0 | 0 | 0 | 0 | 0 | 0 | 0 | 0 | 0 | 0 | 0 | 0 | 0 | 0
F4_Commercial_Retail (WA)_New_Space Heating_Natural Gas_Furnace_E5 | F4 | Commercial | Retail (WA) | New | Space Heating | Natural Gas | Furnace | E5 | Utility - Cost of Equipment | 0 | 0 | 0 | 0 | 0 | 0 | 0 | 0 | 0 | 0 | 0 | 0 | 0 | 0 | 0 | 0 | 0 | 0 | 0 | 0 | 0 | 0 | 0 | 0 | 0 | 0 | 0
F4_Commercial_Retail (WA)_New_Space Heating_Natural Gas_Furnace_E6 | F4 | Commercial | Retail (WA) | New | Space Heating | Natural Gas | Furnace | E6 | Utility - Cost of Equipment | 0 | 0 | 0 | 0 | 0 | 0 | 0 | 0 | 0 | 0 | 0 | 0 | 0 | 0 | 0 | 0 | 0 | 0 | 0 | 0 | 0 | 0 | 0 | 0 | 0 | 0 | 0
F4_Commercial_Retail (WA)_New_Space Heating_Natural Gas_Furnace_E7 | F4 | Commercial | Retail (WA) | New | Space Heating | Natural Gas | Furnace | E7 | Utility - Cost of Equipment | 0 | 0 | 0 | 0 | 0 | 0 | 0 | 0 | 0 | 0 | 0 | 0 | 0 | 0 | 0 | 0 | 0 | 0 | 0 | 0 | 0 | 0 | 0 | 0 | 0 | 0 | 0
F4_Commercial_Retail (WA)_New_Space Heating_Natural Gas_Furnace_E8 | F4 | Commercial | Retail (WA) | New | Space Heating | Natural Gas | Furnace | E8 | Utility - Cost of Equipment | 0 | 0 | 0 | 0 | 0 | 0 | 0 | 0 | 0 | 0 | 0 | 0 | 0 | 0 | 0 | 0 | 0 | 0 | 0 | 0 | 0 | 0 | 0 | 0 | 0 | 0 | 0
F4_Commercial_Retail (WA)_New_Space Heating_Natural Gas_Furnace_E9 | F4 | Commercial | Retail (WA) | New | Space Heating | Natural Gas | Furnace | E9 | Utility - Cost of Equipment | 0 | 0 | 0 | 0 | 0 | 0 | 0 | 0 | 0 | 0 | 0 | 0 | 0 | 0 | 0 | 0 | 0 | 0 | 0 | 0 | 0 | 0 | 0 | 0 | 0 | 0 | 0
F4_Commercial_Retail (WA)_New_Space Heating_Natural Gas_Furnace_E10 | F4 | Commercial | Retail (WA) | New | Space Heating | Natural Gas | Furnace | E10 | Utility - Cost of Equipment | 0 | 0 | 0 | 0 | 0 | 0 | 0 | 0 | 0 | 0 | 0 | 0 | 0 | 0 | 0 | 0 | 0 | 0 | 0 | 0 | 0 | 0 | 0 | 0 | 0 | 0 | 0
F5_Commercial_Retail (WA)_New_Space Heating_Natural Gas_Furnace_E1 | F5 | Commercial | Retail (WA) | New | Space Heating | Natural Gas | Furnace | E1 | Utility - Cost of Operation | 0.1591 | 0.16141 | 0.16469 | 0.16843 | 0.17268 | 0.17885 | 0.18516 | 0.19185 | 0.19815 | 0.20453 | 0.21012 | 0.21517 | 0.22077 | 0.22659 | 0.23191 | 0.23712 | 0.24189 | 0.24682 | 0.25197 | 0.25726 | 0.26265 | 0.26838 | 0.27517 | 0.28101 | 0.28697 | 0.29307 | 0.29929
F5_Commercial_Retail (WA)_New_Space Heating_Natural Gas_Furnace_E2 | F5 | Commercial | Retail (WA) | New | Space Heating | Natural Gas | Furnace | E2 | Utility - Cost of Operation | 0.14147 | 0.14353 | 0.14645 | 0.14977 | 0.15355 | 0.15904 | 0.16464 | 0.17059 | 0.17619 | 0.18187 | 0.18684 | 0.19133 | 0.19631 | 0.20148 | 0.20622 | 0.21085 | 0.21509 | 0.21947 | 0.22405 | 0.22876 | 0.23355 | 0.23864 | 0.24468 | 0.24988 | 0.25518 | 0.2606 | 0.26613
F5_Commercial_Retail (WA)_New_Space Heating_Natural Gas_Furnace_E3 | F5 | Commercial | Retail (WA) | New | Space Heating | Natural Gas | Furnace | E3 | Utility - Cost of Operation | 0.13263 | 0.13456 | 0.13729 | 0.14041 | 0.14395 | 0.14909 | 0.15435 | 0.15993 | 0.16518 | 0.1705 | 0.17516 | 0.17937 | 0.18404 | 0.18889 | 0.19332 | 0.19766 | 0.20164 | 0.20575 | 0.21004 | 0.21445 | 0.21895 | 0.22372 | 0.22938 | 0.23425 | 0.23922 | 0.2443 | 0.24949
F5_Commercial_Retail (WA)_New_Space Heating_Natural Gas_Furnace_E4 | F5 | Commercial | Retail (WA) | New | Space Heating | Natural Gas | Furnace | E4 | Utility - Cost of Operation | 0 | 0 | 0 | 0 | 0 | 0 | 0 | 0 | 0 | 0 | 0 | 0 | 0 | 0 | 0 | 0 | 0 | 0 | 0 | 0 | 0 | 0 | 0 | 0 | 0 | 0 | 0
F5_Commercial_Retail (WA)_New_Space Heating_Natural Gas_Furnace_E5 | F5 | Commercial | Retail (WA) | New | Space Heating | Natural Gas | Furnace | E5 | Utility - Cost of Operation | 0 | 0 | 0 | 0 | 0 | 0 | 0 | 0 | 0 | 0 | 0 | 0 | 0 | 0 | 0 | 0 | 0 | 0 | 0 | 0 | 0 | 0 | 0 | 0 | 0 | 0 | 0
F5_Commercial_Retail (WA)_New_Space Heating_Natural Gas_Furnace_E6 | F5 | Commercial | Retail (WA) | New | Space Heating | Natural Gas | Furnace | E6 | Utility - Cost of Operation | 0 | 0 | 0 | 0 | 0 | 0 | 0 | 0 | 0 | 0 | 0 | 0 | 0 | 0 | 0 | 0 | 0 | 0 | 0 | 0 | 0 | 0 | 0 | 0 | 0 | 0 | 0
F5_Commercial_Retail (WA)_New_Space Heating_Natural Gas_Furnace_E7 | F5 | Commercial | Retail (WA) | New | Space Heating | Natural Gas | Furnace | E7 | Utility - Cost of Operation | 0 | 0 | 0 | 0 | 0 | 0 | 0 | 0 | 0 | 0 | 0 | 0 | 0 | 0 | 0 | 0 | 0 | 0 | 0 | 0 | 0 | 0 | 0 | 0 | 0 | 0 | 0
F5_Commercial_Retail (WA)_New_Space Heating_Natural Gas_Furnace_E8 | F5 | Commercial | Retail (WA) | New | Space Heating | Natural Gas | Furnace | E8 | Utility - Cost of Operation | 0 | 0 | 0 | 0 | 0 | 0 | 0 | 0 | 0 | 0 | 0 | 0 | 0 | 0 | 0 | 0 | 0 | 0 | 0 | 0 | 0 | 0 | 0 | 0 | 0 | 0 | 0
F5_Commercial_Retail (WA)_New_Space Heating_Natural Gas_Furnace_E9 | F5 | Commercial | Retail (WA) | New | Space Heating | Natural Gas | Furnace | E9 | Utility - Cost of Operation | 0 | 0 | 0 | 0 | 0 | 0 | 0 | 0 | 0 | 0 | 0 | 0 | 0 | 0 | 0 | 0 | 0 | 0 | 0 | 0 | 0 | 0 | 0 | 0 | 0 | 0 | 0
F5_Commercial_Retail (WA)_New_Space Heating_Natural Gas_Furnace_E10 | F5 | Commercial | Retail (WA) | New | Space Heating | Natural Gas | Furnace | E10 | Utility - Cost of Operation | 0 | 0 | 0 | 0 | 0 | 0 | 0 | 0 | 0 | 0 | 0 | 0 | 0 | 0 | 0 | 0 | 0 | 0 | 0 | 0 | 0 | 0 | 0 | 0 | 0 | 0 | 0
F6_Commercial_Retail (WA)_New_Space Heating_Natural Gas_Furnace_E1 | F6 | Commercial | Retail (WA) | New | Space Heating | Natural Gas | Furnace | E1 | Utility - Value of Sales | 0.18571 | 0.18725 | 0.18982 | 0.19279 | 0.19619 | 0.20173 | 0.20722 | 0.21297 | 0.21801 | 0.22291 | 0.22845 | 0.2333 | 0.23869 | 0.24425 | 0.2492 | 0.25394 | 0.25812 | 0.26239 | 0.26682 | 0.2713 | 0.27578 | 0.2818 | 0.28893 | 0.29506 | 0.30132 | 0.30772 | 0.31425
F6_Commercial_Retail (WA)_New_Space Heating_Natural Gas_Furnace_E2 | F6 | Commercial | Retail (WA) | New | Space Heating | Natural Gas | Furnace | E2 | Utility - Value of Sales | 0.16514 | 0.16651 | 0.16879 | 0.17143 | 0.17446 | 0.17938 | 0.18427 | 0.18938 | 0.19386 | 0.19821 | 0.20314 | 0.20745 | 0.21225 | 0.21719 | 0.22159 | 0.22581 | 0.22953 | 0.23332 | 0.23726 | 0.24124 | 0.24523 | 0.25058 | 0.25692 | 0.26237 | 0.26794 | 0.27363 | 0.27943
F6_Commercial_Retail (WA)_New_Space Heating_Natural Gas_Furnace_E3 | F6 | Commercial | Retail (WA) | New | Space Heating | Natural Gas | Furnace | E3 | Utility - Value of Sales | 0.15481 | 0.1561 | 0.15824 | 0.16071 | 0.16355 | 0.16816 | 0.17274 | 0.17754 | 0.18174 | 0.18582 | 0.19044 | 0.19448 | 0.19898 | 0.20361 | 0.20773 | 0.21169 | 0.21518 | 0.21873 | 0.22242 | 0.22616 | 0.2299 | 0.23491 | 0.24085 | 0.24597 | 0.25119 | 0.25652 | 0.26196
F6_Commercial_Retail (WA)_New_Space Heating_Natural Gas_Furnace_E4 | F6 | Commercial | Retail (WA) | New | Space Heating | Natural Gas | Furnace | E4 | Utility - Value of Sales | 0 | 0 | 0 | 0 | 0 | 0 | 0 | 0 | 0 | 0 | 0 | 0 | 0 | 0 | 0 | 0 | 0 | 0 | 0 | 0 | 0 | 0 | 0 | 0 | 0 | 0 | 0
F6_Commercial_Retail (WA)_New_Space Heating_Natural Gas_Furnace_E5 | F6 | Commercial | Retail (WA) | New | Space Heating | Natural Gas | Furnace | E5 | Utility - Value of Sales | 0 | 0 | 0 | 0 | 0 | 0 | 0 | 0 | 0 | 0 | 0 | 0 | 0 | 0 | 0 | 0 | 0 | 0 | 0 | 0 | 0 | 0 | 0 | 0 | 0 | 0 | 0
F6_Commercial_Retail (WA)_New_Space Heating_Natural Gas_Furnace_E6 | F6 | Commercial | Retail (WA) | New | Space Heating | Natural Gas | Furnace | E6 | Utility - Value of Sales | 0 | 0 | 0 | 0 | 0 | 0 | 0 | 0 | 0 | 0 | 0 | 0 | 0 | 0 | 0 | 0 | 0 | 0 | 0 | 0 | 0 | 0 | 0 | 0 | 0 | 0 | 0
F6_Commercial_Retail (WA)_New_Space Heating_Natural Gas_Furnace_E7 | F6 | Commercial | Retail (WA) | New | Space Heating | Natural Gas | Furnace | E7 | Utility - Value of Sales | 0 | 0 | 0 | 0 | 0 | 0 | 0 | 0 | 0 | 0 | 0 | 0 | 0 | 0 | 0 | 0 | 0 | 0 | 0 | 0 | 0 | 0 | 0 | 0 | 0 | 0 | 0
F6_Commercial_Retail (WA)_New_Space Heating_Natural Gas_Furnace_E8 | F6 | Commercial | Retail (WA) | New | Space Heating | Natural Gas | Furnace | E8 | Utility - Value of Sales | 0 | 0 | 0 | 0 | 0 | 0 | 0 | 0 | 0 | 0 | 0 | 0 | 0 | 0 | 0 | 0 | 0 | 0 | 0 | 0 | 0 | 0 | 0 | 0 | 0 | 0 | 0
F6_Commercial_Retail (WA)_New_Space Heating_Natural Gas_Furnace_E9 | F6 | Commercial | Retail (WA) | New | Space Heating | Natural Gas | Furnace | E9 | Utility - Value of Sales | 0 | 0 | 0 | 0 | 0 | 0 | 0 | 0 | 0 | 0 | 0 | 0 | 0 | 0 | 0 | 0 | 0 | 0 | 0 | 0 | 0 | 0 | 0 | 0 | 0 | 0 | 0
F6_Commercial_Retail (WA)_New_Space Heating_Natural Gas_Furnace_E10 | F6 | Commercial | Retail (WA) | New | Space Heating | Natural Gas | Furnace | E10 | Utility - Value of Sales | 0 | 0 | 0 | 0 | 0 | 0 | 0 | 0 | 0 | 0 | 0 | 0 | 0 | 0 | 0 | 0 | 0 | 0 | 0 | 0 | 0 | 0 | 0 | 0 | 0 | 0 | 0
F1_Commercial_Retail (WA)_New_Space Heating_Natural Gas_Boiler_E1 | F1 | Commercial | Retail (WA) | New | Space Heating | Natural Gas | Boiler | E1 | RVT - Cost of Equipment | 0.16911 | 0.16911 | 0.16911 | 0.16911 | 0.16911 | 0.16911 | 0.16911 | 0.16911 | 0.16911 | 0.16911 | 0.16911 | 0.16911 | 0.16911 | 0.16911 | 0.16911 | 0.16911 | 0.16911 | 0.16911 | 0.16911 | 0.16911 | 0.16911 | 0.16911 | 0.16911 | 0.16911 | 0.16911 | 0.16911 | 0.16911
F1_Commercial_Retail (WA)_New_Space Heating_Natural Gas_Boiler_E2 | F1 | Commercial | Retail (WA) | New | Space Heating | Natural Gas | Boiler | E2 | RVT - Cost of Equipment | 0.1762 | 0.1762 | 0.1762 | 0.1762 | 0.1762 | 0.1762 | 0.1762 | 0.1762 | 0.1762 | 0.1762 | 0.1762 | 0.1762 | 0.1762 | 0.1762 | 0.1762 | 0.1762 | 0.1762 | 0.1762 | 0.1762 | 0.1762 | 0.1762 | 0.1762 | 0.1762 | 0.1762 | 0.1762 | 0.1762 | 0.1762
F1_Commercial_Retail (WA)_New_Space Heating_Natural Gas_Boiler_E3 | F1 | Commercial | Retail (WA) | New | Space Heating | Natural Gas | Boiler | E3 | RVT - Cost of Equipment | 0.16449 | 0.16449 | 0.16449 | 0.16449 | 0.16449 | 0.16449 | 0.16449 | 0.16449 | 0.16449 | 0.16449 | 0.16449 | 0.16449 | 0.16449 | 0.16449 | 0.16449 | 0.16449 | 0.16449 | 0.16449 | 0.16449 | 0.16449 | 0.16449 | 0.16449 | 0.16449 | 0.16449 | 0.16449 | 0.16449 | 0.16449
F1_Commercial_Retail (WA)_New_Space Heating_Natural Gas_Boiler_E4 | F1 | Commercial | Retail (WA) | New | Space Heating | Natural Gas | Boiler | E4 | RVT - Cost of Equipment | 1.3565 | 1.3565 | 1.3565 | 1.3565 | 1.3565 | 1.3565 | 1.3565 | 1.3565 | 1.3565 | 1.3565 | 1.3565 | 1.3565 | 1.3565 | 1.3565 | 1.3565 | 1.3565 | 1.3565 | 1.3565 | 1.3565 | 1.3565 | 1.3565 | 1.3565 | 1.3565 | 1.3565 | 1.3565 | 1.3565 | 1.3565
F1_Commercial_Retail (WA)_New_Space Heating_Natural Gas_Boiler_E5 | F1 | Commercial | Retail (WA) | New | Space Heating | Natural Gas | Boiler | E5 | RVT - Cost of Equipment | 0 | 0 | 0 | 0 | 0 | 0 | 0 | 0 | 0 | 0 | 0 | 0 | 0 | 0 | 0 | 0 | 0 | 0 | 0 | 0 | 0 | 0 | 0 | 0 | 0 | 0 | 0
F1_Commercial_Retail (WA)_New_Space Heating_Natural Gas_Boiler_E6 | F1 | Commercial | Retail (WA) | New | Space Heating | Natural Gas | Boiler | E6 | RVT - Cost of Equipment | 0 | 0 | 0 | 0 | 0 | 0 | 0 | 0 | 0 | 0 | 0 | 0 | 0 | 0 | 0 | 0 | 0 | 0 | 0 | 0 | 0 | 0 | 0 | 0 | 0 | 0 | 0
F1_Commercial_Retail (WA)_New_Space Heating_Natural Gas_Boiler_E7 | F1 | Commercial | Retail (WA) | New | Space Heating | Natural Gas | Boiler | E7 | RVT - Cost of Equipment | 0 | 0 | 0 | 0 | 0 | 0 | 0 | 0 | 0 | 0 | 0 | 0 | 0 | 0 | 0 | 0 | 0 | 0 | 0 | 0 | 0 | 0 | 0 | 0 | 0 | 0 | 0
F1_Commercial_Retail (WA)_New_Space Heating_Natural Gas_Boiler_E8 | F1 | Commercial | Retail (WA) | New | Space Heating | Natural Gas | Boiler | E8 | RVT - Cost of Equipment | 0 | 0 | 0 | 0 | 0 | 0 | 0 | 0 | 0 | 0 | 0 | 0 | 0 | 0 | 0 | 0 | 0 | 0 | 0 | 0 | 0 | 0 | 0 | 0 | 0 | 0 | 0
F1_Commercial_Retail (WA)_New_Space Heating_Natural Gas_Boiler_E9 | F1 | Commercial | Retail (WA) | New | Space Heating | Natural Gas | Boiler | E9 | RVT - Cost of Equipment | 0 | 0 | 0 | 0 | 0 | 0 | 0 | 0 | 0 | 0 | 0 | 0 | 0 | 0 | 0 | 0 | 0 | 0 | 0 | 0 | 0 | 0 | 0 | 0 | 0 | 0 | 0
F1_Commercial_Retail (WA)_New_Space Heating_Natural Gas_Boiler_E10 | F1 | Commercial | Retail (WA) | New | Space Heating | Natural Gas | Boiler | E10 | RVT - Cost of Equipment | 0 | 0 | 0 | 0 | 0 | 0 | 0 | 0 | 0 | 0 | 0 | 0 | 0 | 0 | 0 | 0 | 0 | 0 | 0 | 0 | 0 | 0 | 0 | 0 | 0 | 0 | 0
F2_Commercial_Retail (WA)_New_Space Heating_Natural Gas_Boiler_E1 | F2 | Commercial | Retail (WA) | New | Space Heating | Natural Gas | Boiler | E1 | RVT - Cost of Operation | 0.71122 | 0.71979 | 0.73111 | 0.74346 | 0.75693 | 0.77596 | 0.795 | 0.81491 | 0.83326 | 0.85148 | 0.87162 | 0.89025 | 0.91042 | 0.93099 | 0.95014 | 0.96892 | 0.98641 | 1.0043 | 1.0226 | 1.0413 | 1.0602 | 1.083 | 1.1086 | 1.1317 | 1.1549 | 1.1727 | 1.1887
F2_Commercial_Retail (WA)_New_Space Heating_Natural Gas_Boiler_E2 | F2 | Commercial | Retail (WA) | New | Space Heating | Natural Gas | Boiler | E2 | RVT - Cost of Operation | 0.66939 | 0.67746 | 0.68811 | 0.69974 | 0.71242 | 0.73032 | 0.74825 | 0.76699 | 0.78426 | 0.8014 | 0.82036 | 0.8379 | 0.85687 | 0.87624 | 0.89426 | 0.91194 | 0.92839 | 0.94519 | 0.96251 | 0.98009 | 0.99782 | 1.0193 | 1.0434 | 1.0651 | 1.087 | 1.1038 | 1.1188
F2_Commercial_Retail (WA)_New_Space Heating_Natural Gas_Boiler_E3 | F2 | Commercial | Retail (WA) | New | Space Heating | Natural Gas | Boiler | E3 | RVT - Cost of Operation | 0.58659 | 0.59365 | 0.60299 | 0.61318 | 0.62429 | 0.63998 | 0.65568 | 0.67211 | 0.68724 | 0.70226 | 0.71888 | 0.73424 | 0.75087 | 0.76784 | 0.78364 | 0.79913 | 0.81355 | 0.82827 | 0.84344 | 0.85885 | 0.87439 | 0.89319 | 0.91434 | 0.93334 | 0.95254 | 0.96721 | 0.98041
F2_Commercial_Retail (WA)_New_Space Heating_Natural Gas_Boiler_E4 | F2 | Commercial | Retail (WA) | New | Space Heating | Natural Gas | Boiler | E4 | RVT - Cost of Operation | 0.37058 | 0.37366 | 0.37878 | 0.38471 | 0.39149 | 0.40255 | 0.41351 | 0.42498 | 0.43504 | 0.44481 | 0.45588 | 0.46554 | 0.47631 | 0.48739 | 0.49726 | 0.50673 | 0.51508 | 0.5236 | 0.53243 | 0.54137 | 0.55032 | 0.56232 | 0.57655 | 0.58878 | 0.60128 | 0.61404 | 0.62708
F2_Commercial_Retail (WA)_New_Space Heating_Natural Gas_Boiler_E5 | F2 | Commercial | Retail (WA) | New | Space Heating | Natural Gas | Boiler | E5 | RVT - Cost of Operation | 0 | 0 | 0 | 0 | 0 | 0 | 0 | 0 | 0 | 0 | 0 | 0 | 0 | 0 | 0 | 0 | 0 | 0 | 0 | 0 | 0 | 0 | 0 | 0 | 0 | 0 | 0
F2_Commercial_Retail (WA)_New_Space Heating_Natural Gas_Boiler_E6 | F2 | Commercial | Retail (WA) | New | Space Heating | Natural Gas | Boiler | E6 | RVT - Cost of Operation | 0 | 0 | 0 | 0 | 0 | 0 | 0 | 0 | 0 | 0 | 0 | 0 | 0 | 0 | 0 | 0 | 0 | 0 | 0 | 0 | 0 | 0 | 0 | 0 | 0 | 0 | 0
F2_Commercial_Retail (WA)_New_Space Heating_Natural Gas_Boiler_E7 | F2 | Commercial | Retail (WA) | New | Space Heating | Natural Gas | Boiler | E7 | RVT - Cost of Operation | 0 | 0 | 0 | 0 | 0 | 0 | 0 | 0 | 0 | 0 | 0 | 0 | 0 | 0 | 0 | 0 | 0 | 0 | 0 | 0 | 0 | 0 | 0 | 0 | 0 | 0 | 0
F2_Commercial_Retail (WA)_New_Space Heating_Natural Gas_Boiler_E8 | F2 | Commercial | Retail (WA) | New | Space Heating | Natural Gas | Boiler | E8 | RVT - Cost of Operation | 0 | 0 | 0 | 0 | 0 | 0 | 0 | 0 | 0 | 0 | 0 | 0 | 0 | 0 | 0 | 0 | 0 | 0 | 0 | 0 | 0 | 0 | 0 | 0 | 0 | 0 | 0
F2_Commercial_Retail (WA)_New_Space Heating_Natural Gas_Boiler_E9 | F2 | Commercial | Retail (WA) | New | Space Heating | Natural Gas | Boiler | E9 | RVT - Cost of Operation | 0 | 0 | 0 | 0 | 0 | 0 | 0 | 0 | 0 | 0 | 0 | 0 | 0 | 0 | 0 | 0 | 0 | 0 | 0 | 0 | 0 | 0 | 0 | 0 | 0 | 0 | 0
F2_Commercial_Retail (WA)_New_Space Heating_Natural Gas_Boiler_E10 | F2 | Commercial | Retail (WA) | New | Space Heating | Natural Gas | Boiler | E10 | RVT - Cost of Operation | 0 | 0 | 0 | 0 | 0 | 0 | 0 | 0 | 0 | 0 | 0 | 0 | 0 | 0 | 0 | 0 | 0 | 0 | 0 | 0 | 0 | 0 | 0 | 0 | 0 | 0 | 0
F3_Commercial_Retail (WA)_New_Space Heating_Natural Gas_Boiler_E1 | F3 | Commercial | Retail (WA) | New | Space Heating | Natural Gas | Boiler | E1 | System - kBTUs of Consumption | 139.947 | 139.7678 | 139.7678 | 139.7678 | 139.7678 | 139.7678 | 139.7678 | 139.7678 | 139.7678 | 139.7678 | 139.7678 | 139.7678 | 139.7678 | 139.7678 | 139.7678 | 139.7678 | 139.7678 | 139.7678 | 139.7678 | 139.7678 | 139.7678 | 139.7678 | 139.7678 | 139.7678 | 139.7678 | 138.0423 | 135.8854
F3_Commercial_Retail (WA)_New_Space Heating_Natural Gas_Boiler_E2 | F3 | Commercial | Retail (WA) | New | Space Heating | Natural Gas | Boiler | E2 | System - kBTUs of Consumption | 131.7165 | 131.5479 | 131.5479 | 131.5479 | 131.5479 | 131.5479 | 131.5479 | 131.5479 | 131.5479 | 131.5479 | 131.5479 | 131.5479 | 131.5479 | 131.5479 | 131.5479 | 131.5479 | 131.5479 | 131.5479 | 131.5479 | 131.5479 | 131.5479 | 131.5479 | 131.5479 | 131.5479 | 131.5479 | 129.9238 | 127.8938
F3_Commercial_Retail (WA)_New_Space Heating_Natural Gas_Boiler_E3 | F3 | Commercial | Retail (WA) | New | Space Heating | Natural Gas | Boiler | E3 | System - kBTUs of Consumption | 115.4225 | 115.2747 | 115.2747 | 115.2747 | 115.2747 | 115.2747 | 115.2747 | 115.2747 | 115.2747 | 115.2747 | 115.2747 | 115.2747 | 115.2747 | 115.2747 | 115.2747 | 115.2747 | 115.2747 | 115.2747 | 115.2747 | 115.2747 | 115.2747 | 115.2747 | 115.2747 | 115.2747 | 115.2747 | 113.8516 | 112.0727
F3_Commercial_Retail (WA)_New_Space Heating_Natural Gas_Boiler_E4 | F3 | Commercial | Retail (WA) | New | Space Heating | Natural Gas | Boiler | E4 | System - kBTUs of Consumption | 81.5511 | 81.3463 | 81.3463 | 81.3463 | 81.3463 | 81.3463 | 81.3463 | 81.3463 | 81.3463 | 81.3463 | 81.3463 | 81.3463 | 81.3463 | 81.3463 | 81.3463 | 81.3463 | 81.3463 | 81.3463 | 81.3463 | 81.3463 | 81.3463 | 81.3463 | 81.3463 | 81.3463 | 81.3463 | 81.3463 | 81.3463
F3_Commercial_Retail (WA)_New_Space Heating_Natural Gas_Boiler_E5 | F3 | Commercial | Retail (WA) | New | Space Heating | Natural Gas | Boiler | E5 | System - kBTUs of Consumption | 0 | 0 | 0 | 0 | 0 | 0 | 0 | 0 | 0 | 0 | 0 | 0 | 0 | 0 | 0 | 0 | 0 | 0 | 0 | 0 | 0 | 0 | 0 | 0 | 0 | 0 | 0
F3_Commercial_Retail (WA)_New_Space Heating_Natural Gas_Boiler_E6 | F3 | Commercial | Retail (WA) | New | Space Heating | Natural Gas | Boiler | E6 | System - kBTUs of Consumption | 0 | 0 | 0 | 0 | 0 | 0 | 0 | 0 | 0 | 0 | 0 | 0 | 0 | 0 | 0 | 0 | 0 | 0 | 0 | 0 | 0 | 0 | 0 | 0 | 0 | 0 | 0
F3_Commercial_Retail (WA)_New_Space Heating_Natural Gas_Boiler_E7 | F3 | Commercial | Retail (WA) | New | Space Heating | Natural Gas | Boiler | E7 | System - kBTUs of Consumption | 0 | 0 | 0 | 0 | 0 | 0 | 0 | 0 | 0 | 0 | 0 | 0 | 0 | 0 | 0 | 0 | 0 | 0 | 0 | 0 | 0 | 0 | 0 | 0 | 0 | 0 | 0
F3_Commercial_Retail (WA)_New_Space Heating_Natural Gas_Boiler_E8 | F3 | Commercial | Retail (WA) | New | Space Heating | Natural Gas | Boiler | E8 | System - kBTUs of Consumption | 0 | 0 | 0 | 0 | 0 | 0 | 0 | 0 | 0 | 0 | 0 | 0 | 0 | 0 | 0 | 0 | 0 | 0 | 0 | 0 | 0 | 0 | 0 | 0 | 0 | 0 | 0
F3_Commercial_Retail (WA)_New_Space Heating_Natural Gas_Boiler_E9 | F3 | Commercial | Retail (WA) | New | Space Heating | Natural Gas | Boiler | E9 | System - kBTUs of Consumption | 0 | 0 | 0 | 0 | 0 | 0 | 0 | 0 | 0 | 0 | 0 | 0 | 0 | 0 | 0 | 0 | 0 | 0 | 0 | 0 | 0 | 0 | 0 | 0 | 0 | 0 | 0
F3_Commercial_Retail (WA)_New_Space Heating_Natural Gas_Boiler_E10 | F3 | Commercial | Retail (WA) | New | Space Heating | Natural Gas | Boiler | E10 | System - kBTUs of Consumption | 0 | 0 | 0 | 0 | 0 | 0 | 0 | 0 | 0 | 0 | 0 | 0 | 0 | 0 | 0 | 0 | 0 | 0 | 0 | 0 | 0 | 0 | 0 | 0 | 0 | 0 | 0
F4_Commercial_Retail (WA)_New_Space Heating_Natural Gas_Boiler_E1 | F4 | Commercial | Retail (WA) | New | Space Heating | Natural Gas | Boiler | E1 | Utility - Cost of Equipment | 0.16911 | 0.16911 | 0.16911 | 0.16911 | 0.16911 | 0.16911 | 0.16911 | 0.16911 | 0.16911 | 0.16911 | 0.16911 | 0.16911 | 0.16911 | 0.16911 | 0.16911 | 0.16911 | 0.16911 | 0.16911 | 0.16911 | 0.16911 | 0.16911 | 0.16911 | 0.16911 | 0.16911 | 0.16911 | 0.16911 | 0.16911
F4_Commercial_Retail (WA)_New_Space Heating_Natural Gas_Boiler_E2 | F4 | Commercial | Retail (WA) | New | Space Heating | Natural Gas | Boiler | E2 | Utility - Cost of Equipment | 0.1762 | 0.1762 | 0.1762 | 0.1762 | 0.1762 | 0.1762 | 0.1762 | 0.1762 | 0.1762 | 0.1762 | 0.1762 | 0.1762 | 0.1762 | 0.1762 | 0.1762 | 0.1762 | 0.1762 | 0.1762 | 0.1762 | 0.1762 | 0.1762 | 0.1762 | 0.1762 | 0.1762 | 0.1762 | 0.1762 | 0.1762
F4_Commercial_Retail (WA)_New_Space Heating_Natural Gas_Boiler_E3 | F4 | Commercial | Retail (WA) | New | Space Heating | Natural Gas | Boiler | E3 | Utility - Cost of Equipment | 0.16449 | 0.16449 | 0.16449 | 0.16449 | 0.16449 | 0.16449 | 0.16449 | 0.16449 | 0.16449 | 0.16449 | 0.16449 | 0.16449 | 0.16449 | 0.16449 | 0.16449 | 0.16449 | 0.16449 | 0.16449 | 0.16449 | 0.16449 | 0.16449 | 0.16449 | 0.16449 | 0.16449 | 0.16449 | 0.16449 | 0.16449
F4_Commercial_Retail (WA)_New_Space Heating_Natural Gas_Boiler_E4 | F4 | Commercial | Retail (WA) | New | Space Heating | Natural Gas | Boiler | E4 | Utility - Cost of Equipment | 1.3565 | 1.3565 | 1.3565 | 1.3565 | 1.3565 | 1.3565 | 1.3565 | 1.3565 | 1.3565 | 1.3565 | 1.3565 | 1.3565 | 1.3565 | 1.3565 | 1.3565 | 1.3565 | 1.3565 | 1.3565 | 1.3565 | 1.3565 | 1.3565 | 1.3565 | 1.3565 | 1.3565 | 1.3565 | 1.3565 | 1.3565
F4_Commercial_Retail (WA)_New_Space Heating_Natural Gas_Boiler_E5 | F4 | Commercial | Retail (WA) | New | Space Heating | Natural Gas | Boiler | E5 | Utility - Cost of Equipment | 0 | 0 | 0 | 0 | 0 | 0 | 0 | 0 | 0 | 0 | 0 | 0 | 0 | 0 | 0 | 0 | 0 | 0 | 0 | 0 | 0 | 0 | 0 | 0 | 0 | 0 | 0
F4_Commercial_Retail (WA)_New_Space Heating_Natural Gas_Boiler_E6 | F4 | Commercial | Retail (WA) | New | Space Heating | Natural Gas | Boiler | E6 | Utility - Cost of Equipment | 0 | 0 | 0 | 0 | 0 | 0 | 0 | 0 | 0 | 0 | 0 | 0 | 0 | 0 | 0 | 0 | 0 | 0 | 0 | 0 | 0 | 0 | 0 | 0 | 0 | 0 | 0
F4_Commercial_Retail (WA)_New_Space Heating_Natural Gas_Boiler_E7 | F4 | Commercial | Retail (WA) | New | Space Heating | Natural Gas | Boiler | E7 | Utility - Cost of Equipment | 0 | 0 | 0 | 0 | 0 | 0 | 0 | 0 | 0 | 0 | 0 | 0 | 0 | 0 | 0 | 0 | 0 | 0 | 0 | 0 | 0 | 0 | 0 | 0 | 0 | 0 | 0
F4_Commercial_Retail (WA)_New_Space Heating_Natural Gas_Boiler_E8 | F4 | Commercial | Retail (WA) | New | Space Heating | Natural Gas | Boiler | E8 | Utility - Cost of Equipment | 0 | 0 | 0 | 0 | 0 | 0 | 0 | 0 | 0 | 0 | 0 | 0 | 0 | 0 | 0 | 0 | 0 | 0 | 0 | 0 | 0 | 0 | 0 | 0 | 0 | 0 | 0
F4_Commercial_Retail (WA)_New_Space Heating_Natural Gas_Boiler_E9 | F4 | Commercial | Retail (WA) | New | Space Heating | Natural Gas | Boiler | E9 | Utility - Cost of Equipment | 0 | 0 | 0 | 0 | 0 | 0 | 0 | 0 | 0 | 0 | 0 | 0 | 0 | 0 | 0 | 0 | 0 | 0 | 0 | 0 | 0 | 0 | 0 | 0 | 0 | 0 | 0
F4_Commercial_Retail (WA)_New_Space Heating_Natural Gas_Boiler_E10 | F4 | Commercial | Retail (WA) | New | Space Heating | Natural Gas | Boiler | E10 | Utility - Cost of Equipment | 0 | 0 | 0 | 0 | 0 | 0 | 0 | 0 | 0 | 0 | 0 | 0 | 0 | 0 | 0 | 0 | 0 | 0 | 0 | 0 | 0 | 0 | 0 | 0 | 0 | 0 | 0
F5_Commercial_Retail (WA)_New_Space Heating_Natural Gas_Boiler_E1 | F5 | Commercial | Retail (WA) | New | Space Heating | Natural Gas | Boiler | E1 | Utility - Cost of Operation | 0.62737 | 0.63831 | 0.65184 | 0.66654 | 0.68252 | 0.70347 | 0.72483 | 0.74733 | 0.76897 | 0.79096 | 0.81106 | 0.82992 | 0.85032 | 0.87125 | 0.89106 | 0.9107 | 0.92936 | 0.94855 | 0.96847 | 0.98888 | 1.0097 | 1.0314 | 1.0558 | 1.0778 | 1.0999 | 1.1169 | 1.1321
F5_Commercial_Retail (WA)_New_Space Heating_Natural Gas_Boiler_E2 | F5 | Commercial | Retail (WA) | New | Space Heating | Natural Gas | Boiler | E2 | Utility - Cost of Operation | 0.59047 | 0.60077 | 0.6135 | 0.62734 | 0.64238 | 0.6621 | 0.68221 | 0.70338 | 0.72375 | 0.74445 | 0.76336 | 0.78111 | 0.80031 | 0.82001 | 0.83865 | 0.85714 | 0.8747 | 0.89277 | 0.91151 | 0.93072 | 0.95031 | 0.97074 | 0.99372 | 1.0144 | 1.0352 | 1.0512 | 1.0655
F5_Commercial_Retail (WA)_New_Space Heating_Natural Gas_Boiler_E3 | F5 | Commercial | Retail (WA) | New | Space Heating | Natural Gas | Boiler | E3 | Utility - Cost of Operation | 0.51742 | 0.52645 | 0.53761 | 0.54974 | 0.56291 | 0.5802 | 0.59781 | 0.61637 | 0.63421 | 0.65235 | 0.66893 | 0.68449 | 0.70131 | 0.71857 | 0.73491 | 0.75111 | 0.7665 | 0.78233 | 0.79875 | 0.81559 | 0.83275 | 0.85065 | 0.8708 | 0.8889 | 0.90718 | 0.92115 | 0.93373
F5_Commercial_Retail (WA)_New_Space Heating_Natural Gas_Boiler_E4 | F5 | Commercial | Retail (WA) | New | Space Heating | Natural Gas | Boiler | E4 | Utility - Cost of Operation | 0.31748 | 0.32209 | 0.32864 | 0.3361 | 0.34457 | 0.3569 | 0.36948 | 0.38283 | 0.39539 | 0.40813 | 0.41928 | 0.42936 | 0.44055 | 0.45215 | 0.46277 | 0.47316 | 0.48268 | 0.49251 | 0.5028 | 0.51335 | 0.52411 | 0.53554 | 0.54909 | 0.56075 | 0.57265 | 0.5848 | 0.59722
F5_Commercial_Retail (WA)_New_Space Heating_Natural Gas_Boiler_E5 | F5 | Commercial | Retail (WA) | New | Space Heating | Natural Gas | Boiler | E5 | Utility - Cost of Operation | 0 | 0 | 0 | 0 | 0 | 0 | 0 | 0 | 0 | 0 | 0 | 0 | 0 | 0 | 0 | 0 | 0 | 0 | 0 | 0 | 0 | 0 | 0 | 0 | 0 | 0 | 0
F5_Commercial_Retail (WA)_New_Space Heating_Natural Gas_Boiler_E6 | F5 | Commercial | Retail (WA) | New | Space Heating | Natural Gas | Boiler | E6 | Utility - Cost of Operation | 0 | 0 | 0 | 0 | 0 | 0 | 0 | 0 | 0 | 0 | 0 | 0 | 0 | 0 | 0 | 0 | 0 | 0 | 0 | 0 | 0 | 0 | 0 | 0 | 0 | 0 | 0
F5_Commercial_Retail (WA)_New_Space Heating_Natural Gas_Boiler_E7 | F5 | Commercial | Retail (WA) | New | Space Heating | Natural Gas | Boiler | E7 | Utility - Cost of Operation | 0 | 0 | 0 | 0 | 0 | 0 | 0 | 0 | 0 | 0 | 0 | 0 | 0 | 0 | 0 | 0 | 0 | 0 | 0 | 0 | 0 | 0 | 0 | 0 | 0 | 0 | 0
F5_Commercial_Retail (WA)_New_Space Heating_Natural Gas_Boiler_E8 | F5 | Commercial | Retail (WA) | New | Space Heating | Natural Gas | Boiler | E8 | Utility - Cost of Operation | 0 | 0 | 0 | 0 | 0 | 0 | 0 | 0 | 0 | 0 | 0 | 0 | 0 | 0 | 0 | 0 | 0 | 0 | 0 | 0 | 0 | 0 | 0 | 0 | 0 | 0 | 0
F5_Commercial_Retail (WA)_New_Space Heating_Natural Gas_Boiler_E9 | F5 | Commercial | Retail (WA) | New | Space Heating | Natural Gas | Boiler | E9 | Utility - Cost of Operation | 0 | 0 | 0 | 0 | 0 | 0 | 0 | 0 | 0 | 0 | 0 | 0 | 0 | 0 | 0 | 0 | 0 | 0 | 0 | 0 | 0 | 0 | 0 | 0 | 0 | 0 | 0
F5_Commercial_Retail (WA)_New_Space Heating_Natural Gas_Boiler_E10 | F5 | Commercial | Retail (WA) | New | Space Heating | Natural Gas | Boiler | E10 | Utility - Cost of Operation | 0 | 0 | 0 | 0 | 0 | 0 | 0 | 0 | 0 | 0 | 0 | 0 | 0 | 0 | 0 | 0 | 0 | 0 | 0 | 0 | 0 | 0 | 0 | 0 | 0 | 0 | 0
F6_Commercial_Retail (WA)_New_Space Heating_Natural Gas_Boiler_E1 | F6 | Commercial | Retail (WA) | New | Space Heating | Natural Gas | Boiler | E1 | Utility - Value of Sales | 0.71122 | 0.71979 | 0.73111 | 0.74346 | 0.75693 | 0.77596 | 0.795 | 0.81491 | 0.83326 | 0.85148 | 0.87162 | 0.89025 | 0.91042 | 0.93099 | 0.95014 | 0.96892 | 0.98641 | 1.0043 | 1.0226 | 1.0413 | 1.0602 | 1.083 | 1.1086 | 1.1317 | 1.1549 | 1.1727 | 1.1887
F6_Commercial_Retail (WA)_New_Space Heating_Natural Gas_Boiler_E2 | F6 | Commercial | Retail (WA) | New | Space Heating | Natural Gas | Boiler | E2 | Utility - Value of Sales | 0.66939 | 0.67746 | 0.68811 | 0.69974 | 0.71242 | 0.73032 | 0.74825 | 0.76699 | 0.78426 | 0.8014 | 0.82036 | 0.8379 | 0.85687 | 0.87624 | 0.89426 | 0.91194 | 0.92839 | 0.94519 | 0.96251 | 0.98009 | 0.99782 | 1.0193 | 1.0434 | 1.0651 | 1.087 | 1.1038 | 1.1188
F6_Commercial_Retail (WA)_New_Space Heating_Natural Gas_Boiler_E3 | F6 | Commercial | Retail (WA) | New | Space Heating | Natural Gas | Boiler | E3 | Utility - Value of Sales | 0.58659 | 0.59365 | 0.60299 | 0.61318 | 0.62429 | 0.63998 | 0.65568 | 0.67211 | 0.68724 | 0.70226 | 0.71888 | 0.73424 | 0.75087 | 0.76784 | 0.78364 | 0.79913 | 0.81355 | 0.82827 | 0.84344 | 0.85885 | 0.87439 | 0.89319 | 0.91434 | 0.93334 | 0.95254 | 0.96721 | 0.98041
F6_Commercial_Retail (WA)_New_Space Heating_Natural Gas_Boiler_E4 | F6 | Commercial | Retail (WA) | New | Space Heating | Natural Gas | Boiler | E4 | Utility - Value of Sales | 0.37058 | 0.37366 | 0.37878 | 0.38471 | 0.39149 | 0.40255 | 0.41351 | 0.42498 | 0.43504 | 0.44481 | 0.45588 | 0.46554 | 0.47631 | 0.48739 | 0.49726 | 0.50673 | 0.51508 | 0.5236 | 0.53243 | 0.54137 | 0.55032 | 0.56232 | 0.57655 | 0.58878 | 0.60128 | 0.61404 | 0.62708
F6_Commercial_Retail (WA)_New_Space Heating_Natural Gas_Boiler_E5 | F6 | Commercial | Retail (WA) | New | Space Heating | Natural Gas | Boiler | E5 | Utility - Value of Sales | 0 | 0 | 0 | 0 | 0 | 0 | 0 | 0 | 0 | 0 | 0 | 0 | 0 | 0 | 0 | 0 | 0 | 0 | 0 | 0 | 0 | 0 | 0 | 0 | 0 | 0 | 0
F6_Commercial_Retail (WA)_New_Space Heating_Natural Gas_Boiler_E6 | F6 | Commercial | Retail (WA) | New | Space Heating | Natural Gas | Boiler | E6 | Utility - Value of Sales | 0 | 0 | 0 | 0 | 0 | 0 | 0 | 0 | 0 | 0 | 0 | 0 | 0 | 0 | 0 | 0 | 0 | 0 | 0 | 0 | 0 | 0 | 0 | 0 | 0 | 0 | 0
F6_Commercial_Retail (WA)_New_Space Heating_Natural Gas_Boiler_E7 | F6 | Commercial | Retail (WA) | New | Space Heating | Natural Gas | Boiler | E7 | Utility - Value of Sales | 0 | 0 | 0 | 0 | 0 | 0 | 0 | 0 | 0 | 0 | 0 | 0 | 0 | 0 | 0 | 0 | 0 | 0 | 0 | 0 | 0 | 0 | 0 | 0 | 0 | 0 | 0
F6_Commercial_Retail (WA)_New_Space Heating_Natural Gas_Boiler_E8 | F6 | Commercial | Retail (WA) | New | Space Heating | Natural Gas | Boiler | E8 | Utility - Value of Sales | 0 | 0 | 0 | 0 | 0 | 0 | 0 | 0 | 0 | 0 | 0 | 0 | 0 | 0 | 0 | 0 | 0 | 0 | 0 | 0 | 0 | 0 | 0 | 0 | 0 | 0 | 0
F6_Commercial_Retail (WA)_New_Space Heating_Natural Gas_Boiler_E9 | F6 | Commercial | Retail (WA) | New | Space Heating | Natural Gas | Boiler | E9 | Utility - Value of Sales | 0 | 0 | 0 | 0 | 0 | 0 | 0 | 0 | 0 | 0 | 0 | 0 | 0 | 0 | 0 | 0 | 0 | 0 | 0 | 0 | 0 | 0 | 0 | 0 | 0 | 0 | 0
F6_Commercial_Retail (WA)_New_Space Heating_Natural Gas_Boiler_E10 | F6 | Commercial | Retail (WA) | New | Space Heating | Natural Gas | Boiler | E10 | Utility - Value of Sales | 0 | 0 | 0 | 0 | 0 | 0 | 0 | 0 | 0 | 0 | 0 | 0 | 0 | 0 | 0 | 0 | 0 | 0 | 0 | 0 | 0 | 0 | 0 | 0 | 0 | 0 | 0
F1_Commercial_Retail (WA)_New_Space Heating_Natural Gas_Unit Heater_E1 | F1 | Commercial | Retail (WA) | New | Space Heating | Natural Gas | Unit Heater | E1 | RVT - Cost of Equipment | 0.0009015 | 0.0009015 | 0.0009015 | 0.0009015 | 0.0009015 | 0.0009015 | 0.0009015 | 0.0009015 | 0.0009015 | 0.0009015 | 0.0009015 | 0.0009015 | 0.0009015 | 0.0009015 | 0.0009015 | 0.0009015 | 0.0009015 | 0.0009015 | 0.0009015 | 0.0009015 | 0.0009015 | 0.0009015 | 0.0009015 | 0.0009015 | 0.0009015 | 0.0009015 | 0.0009015
F1_Commercial_Retail (WA)_New_Space Heating_Natural Gas_Unit Heater_E2 | F1 | Commercial | Retail (WA) | New | Space Heating | Natural Gas | Unit Heater | E2 | RVT - Cost of Equipment | 0.0019771 | 0.0019771 | 0.0019771 | 0.0019771 | 0.0019771 | 0.0019771 | 0.0019771 | 0.0019771 | 0.0019771 | 0.0019771 | 0.0019771 | 0.0019771 | 0.0019771 | 0.0019771 | 0.0019771 | 0.0019771 | 0.0019771 | 0.0019771 | 0.0019771 | 0.0019771 | 0.0019771 | 0.0019771 | 0.0019771 | 0.0019771 | 0.0019771 | 0.0019771 | 0.0019771
F1_Commercial_Retail (WA)_New_Space Heating_Natural Gas_Unit Heater_E3 | F1 | Commercial | Retail (WA) | New | Space Heating | Natural Gas | Unit Heater | E3 | RVT - Cost of Equipment | 0.0012538 | 0.0012538 | 0.0012538 | 0.0012538 | 0.0012538 | 0.0012538 | 0.0012538 | 0.0012538 | 0.0012538 | 0.0012538 | 0.0012538 | 0.0012538 | 0.0012538 | 0.0012538 | 0.0012538 | 0.0012538 | 0.0012538 | 0.0012538 | 0.0012538 | 0.0012538 | 0.0012538 | 0.0012538 | 0.0012538 | 0.0012538 | 0.0012538 | 0.0012538 | 0.0012538
F1_Commercial_Retail (WA)_New_Space Heating_Natural Gas_Unit Heater_E4 | F1 | Commercial | Retail (WA) | New | Space Heating | Natural Gas | Unit Heater | E4 | RVT - Cost of Equipment | 0 | 0 | 0 | 0 | 0 | 0 | 0 | 0 | 0 | 0 | 0 | 0 | 0 | 0 | 0 | 0 | 0 | 0 | 0 | 0 | 0 | 0 | 0 | 0 | 0 | 0 | 0
F1_Commercial_Retail (WA)_New_Space Heating_Natural Gas_Unit Heater_E5 | F1 | Commercial | Retail (WA) | New | Space Heating | Natural Gas | Unit Heater | E5 | RVT - Cost of Equipment | 0 | 0 | 0 | 0 | 0 | 0 | 0 | 0 | 0 | 0 | 0 | 0 | 0 | 0 | 0 | 0 | 0 | 0 | 0 | 0 | 0 | 0 | 0 | 0 | 0 | 0 | 0
F1_Commercial_Retail (WA)_New_Space Heating_Natural Gas_Unit Heater_E6 | F1 | Commercial | Retail (WA) | New | Space Heating | Natural Gas | Unit Heater | E6 | RVT - Cost of Equipment | 0 | 0 | 0 | 0 | 0 | 0 | 0 | 0 | 0 | 0 | 0 | 0 | 0 | 0 | 0 | 0 | 0 | 0 | 0 | 0 | 0 | 0 | 0 | 0 | 0 | 0 | 0
F1_Commercial_Retail (WA)_New_Space Heating_Natural Gas_Unit Heater_E7 | F1 | Commercial | Retail (WA) | New | Space Heating | Natural Gas | Unit Heater | E7 | RVT - Cost of Equipment | 0 | 0 | 0 | 0 | 0 | 0 | 0 | 0 | 0 | 0 | 0 | 0 | 0 | 0 | 0 | 0 | 0 | 0 | 0 | 0 | 0 | 0 | 0 | 0 | 0 | 0 | 0
F1_Commercial_Retail (WA)_New_Space Heating_Natural Gas_Unit Heater_E8 | F1 | Commercial | Retail (WA) | New | Space Heating | Natural Gas | Unit Heater | E8 | RVT - Cost of Equipment | 0 | 0 | 0 | 0 | 0 | 0 | 0 | 0 | 0 | 0 | 0 | 0 | 0 | 0 | 0 | 0 | 0 | 0 | 0 | 0 | 0 | 0 | 0 | 0 | 0 | 0 | 0
F1_Commercial_Retail (WA)_New_Space Heating_Natural Gas_Unit Heater_E9 | F1 | Commercial | Retail (WA) | New | Space Heating | Natural Gas | Unit Heater | E9 | RVT - Cost of Equipment | 0 | 0 | 0 | 0 | 0 | 0 | 0 | 0 | 0 | 0 | 0 | 0 | 0 | 0 | 0 | 0 | 0 | 0 | 0 | 0 | 0 | 0 | 0 | 0 | 0 | 0 | 0
F1_Commercial_Retail (WA)_New_Space Heating_Natural Gas_Unit Heater_E10 | F1 | Commercial | Retail (WA) | New | Space Heating | Natural Gas | Unit Heater | E10 | RVT - Cost of Equipment | 0 | 0 | 0 | 0 | 0 | 0 | 0 | 0 | 0 | 0 | 0 | 0 | 0 | 0 | 0 | 0 | 0 | 0 | 0 | 0 | 0 | 0 | 0 | 0 | 0 | 0 | 0
F2_Commercial_Retail (WA)_New_Space Heating_Natural Gas_Unit Heater_E1 | F2 | Commercial | Retail (WA) | New | Space Heating | Natural Gas | Unit Heater | E1 | RVT - Cost of Operation | 0.11049 | 0.11166 | 0.11332 | 0.11516 | 0.11718 | 0.12024 | 0.12327 | 0.12645 | 0.12933 | 0.13218 | 0.13538 | 0.13828 | 0.14146 | 0.1447 | 0.14766 | 0.15053 | 0.15313 | 0.15578 | 0.15853 | 0.16131 | 0.16411 | 0.16767 | 0.1718 | 0.17544 | 0.17917 | 0.18297 | 0.18685
F2_Commercial_Retail (WA)_New_Space Heating_Natural Gas_Unit Heater_E2 | F2 | Commercial | Retail (WA) | New | Space Heating | Natural Gas | Unit Heater | E2 | RVT - Cost of Operation | 0.098277 | 0.099311 | 0.10079 | 0.10243 | 0.10422 | 0.10694 | 0.10964 | 0.11246 | 0.11503 | 0.11756 | 0.12041 | 0.12299 | 0.12582 | 0.1287 | 0.13133 | 0.13388 | 0.1362 | 0.13856 | 0.141 | 0.14348 | 0.14596 | 0.14913 | 0.1528 | 0.15604 | 0.15936 | 0.16274 | 0.16619
F2_Commercial_Retail (WA)_New_Space Heating_Natural Gas_Unit Heater_E3 | F2 | Commercial | Retail (WA) | New | Space Heating | Natural Gas | Unit Heater | E3 | RVT - Cost of Operation | 0.0939 | 0.09468 | 0.095978 | 0.097479 | 0.099199 | 0.102 | 0.10478 | 0.10768 | 0.11023 | 0.11271 | 0.11551 | 0.11796 | 0.12069 | 0.1235 | 0.126 | 0.1284 | 0.13051 | 0.13267 | 0.13491 | 0.13718 | 0.13944 | 0.14248 | 0.14609 | 0.14919 | 0.15236 | 0.15559 | 0.15889
F2_Commercial_Retail (WA)_New_Space Heating_Natural Gas_Unit Heater_E4 | F2 | Commercial | Retail (WA) | New | Space Heating | Natural Gas | Unit Heater | E4 | RVT - Cost of Operation | 0 | 0 | 0 | 0 | 0 | 0 | 0 | 0 | 0 | 0 | 0 | 0 | 0 | 0 | 0 | 0 | 0 | 0 | 0 | 0 | 0 | 0 | 0 | 0 | 0 | 0 | 0
F2_Commercial_Retail (WA)_New_Space Heating_Natural Gas_Unit Heater_E5 | F2 | Commercial | Retail (WA) | New | Space Heating | Natural Gas | Unit Heater | E5 | RVT - Cost of Operation | 0 | 0 | 0 | 0 | 0 | 0 | 0 | 0 | 0 | 0 | 0 | 0 | 0 | 0 | 0 | 0 | 0 | 0 | 0 | 0 | 0 | 0 | 0 | 0 | 0 | 0 | 0
F2_Commercial_Retail (WA)_New_Space Heating_Natural Gas_Unit Heater_E6 | F2 | Commercial | Retail (WA) | New | Space Heating | Natural Gas | Unit Heater | E6 | RVT - Cost of Operation | 0 | 0 | 0 | 0 | 0 | 0 | 0 | 0 | 0 | 0 | 0 | 0 | 0 | 0 | 0 | 0 | 0 | 0 | 0 | 0 | 0 | 0 | 0 | 0 | 0 | 0 | 0
F2_Commercial_Retail (WA)_New_Space Heating_Natural Gas_Unit Heater_E7 | F2 | Commercial | Retail (WA) | New | Space Heating | Natural Gas | Unit Heater | E7 | RVT - Cost of Operation | 0 | 0 | 0 | 0 | 0 | 0 | 0 | 0 | 0 | 0 | 0 | 0 | 0 | 0 | 0 | 0 | 0 | 0 | 0 | 0 | 0 | 0 | 0 | 0 | 0 | 0 | 0
F2_Commercial_Retail (WA)_New_Space Heating_Natural Gas_Unit Heater_E8 | F2 | Commercial | Retail (WA) | New | Space Heating | Natural Gas | Unit Heater | E8 | RVT - Cost of Operation | 0 | 0 | 0 | 0 | 0 | 0 | 0 | 0 | 0 | 0 | 0 | 0 | 0 | 0 | 0 | 0 | 0 | 0 | 0 | 0 | 0 | 0 | 0 | 0 | 0 | 0 | 0
F2_Commercial_Retail (WA)_New_Space Heating_Natural Gas_Unit Heater_E9 | F2 | Commercial | Retail (WA) | New | Space Heating | Natural Gas | Unit Heater | E9 | RVT - Cost of Operation | 0 | 0 | 0 | 0 | 0 | 0 | 0 | 0 | 0 | 0 | 0 | 0 | 0 | 0 | 0 | 0 | 0 | 0 | 0 | 0 | 0 | 0 | 0 | 0 | 0 | 0 | 0
F2_Commercial_Retail (WA)_New_Space Heating_Natural Gas_Unit Heater_E10 | F2 | Commercial | Retail (WA) | New | Space Heating | Natural Gas | Unit Heater | E10 | RVT - Cost of Operation | 0 | 0 | 0 | 0 | 0 | 0 | 0 | 0 | 0 | 0 | 0 | 0 | 0 | 0 | 0 | 0 | 0 | 0 | 0 | 0 | 0 | 0 | 0 | 0 | 0 | 0 | 0
F3_Commercial_Retail (WA)_New_Space Heating_Natural Gas_Unit Heater_E1 | F3 | Commercial | Retail (WA) | New | Space Heating | Natural Gas | Unit Heater | E1 | System - kBTUs of Consumption | 23.3446 | 23.3006 | 23.3006 | 23.3006 | 23.3006 | 23.3006 | 23.3006 | 23.3006 | 23.3006 | 23.3006 | 23.3006 | 23.3006 | 23.3006 | 23.3006 | 23.3006 | 23.3006 | 23.3006 | 23.3006 | 23.3006 | 23.3006 | 23.3006 | 23.3006 | 23.3006 | 23.3006 | 23.3006 | 23.3006 | 23.3006
F3_Commercial_Retail (WA)_New_Space Heating_Natural Gas_Unit Heater_E2 | F3 | Commercial | Retail (WA) | New | Space Heating | Natural Gas | Unit Heater | E2 | System - kBTUs of Consumption | 20.7632 | 20.7241 | 20.7241 | 20.7241 | 20.7241 | 20.7241 | 20.7241 | 20.7241 | 20.7241 | 20.7241 | 20.7241 | 20.7241 | 20.7241 | 20.7241 | 20.7241 | 20.7241 | 20.7241 | 20.7241 | 20.7241 | 20.7241 | 20.7241 | 20.7241 | 20.7241 | 20.7241 | 20.7241 | 20.7241 | 20.7241
F3_Commercial_Retail (WA)_New_Space Heating_Natural Gas_Unit Heater_E3 | F3 | Commercial | Retail (WA) | New | Space Heating | Natural Gas | Unit Heater | E3 | System - kBTUs of Consumption | 20.6639 | 20.6121 | 20.6121 | 20.6121 | 20.6121 | 20.6121 | 20.6121 | 20.6121 | 20.6121 | 20.6121 | 20.6121 | 20.6121 | 20.6121 | 20.6121 | 20.6121 | 20.6121 | 20.6121 | 20.6121 | 20.6121 | 20.6121 | 20.6121 | 20.6121 | 20.6121 | 20.6121 | 20.6121 | 20.6121 | 20.6121
F3_Commercial_Retail (WA)_New_Space Heating_Natural Gas_Unit Heater_E4 | F3 | Commercial | Retail (WA) | New | Space Heating | Natural Gas | Unit Heater | E4 | System - kBTUs of Consumption | 0 | 0 | 0 | 0 | 0 | 0 | 0 | 0 | 0 | 0 | 0 | 0 | 0 | 0 | 0 | 0 | 0 | 0 | 0 | 0 | 0 | 0 | 0 | 0 | 0 | 0 | 0
F3_Commercial_Retail (WA)_New_Space Heating_Natural Gas_Unit Heater_E5 | F3 | Commercial | Retail (WA) | New | Space Heating | Natural Gas | Unit Heater | E5 | System - kBTUs of Consumption | 0 | 0 | 0 | 0 | 0 | 0 | 0 | 0 | 0 | 0 | 0 | 0 | 0 | 0 | 0 | 0 | 0 | 0 | 0 | 0 | 0 | 0 | 0 | 0 | 0 | 0 | 0
F3_Commercial_Retail (WA)_New_Space Heating_Natural Gas_Unit Heater_E6 | F3 | Commercial | Retail (WA) | New | Space Heating | Natural Gas | Unit Heater | E6 | System - kBTUs of Consumption | 0 | 0 | 0 | 0 | 0 | 0 | 0 | 0 | 0 | 0 | 0 | 0 | 0 | 0 | 0 | 0 | 0 | 0 | 0 | 0 | 0 | 0 | 0 | 0 | 0 | 0 | 0
F3_Commercial_Retail (WA)_New_Space Heating_Natural Gas_Unit Heater_E7 | F3 | Commercial | Retail (WA) | New | Space Heating | Natural Gas | Unit Heater | E7 | System - kBTUs of Consumption | 0 | 0 | 0 | 0 | 0 | 0 | 0 | 0 | 0 | 0 | 0 | 0 | 0 | 0 | 0 | 0 | 0 | 0 | 0 | 0 | 0 | 0 | 0 | 0 | 0 | 0 | 0
F3_Commercial_Retail (WA)_New_Space Heating_Natural Gas_Unit Heater_E8 | F3 | Commercial | Retail (WA) | New | Space Heating | Natural Gas | Unit Heater | E8 | System - kBTUs of Consumption | 0 | 0 | 0 | 0 | 0 | 0 | 0 | 0 | 0 | 0 | 0 | 0 | 0 | 0 | 0 | 0 | 0 | 0 | 0 | 0 | 0 | 0 | 0 | 0 | 0 | 0 | 0
F3_Commercial_Retail (WA)_New_Space Heating_Natural Gas_Unit Heater_E9 | F3 | Commercial | Retail (WA) | New | Space Heating | Natural Gas | Unit Heater | E9 | System - kBTUs of Consumption | 0 | 0 | 0 | 0 | 0 | 0 | 0 | 0 | 0 | 0 | 0 | 0 | 0 | 0 | 0 | 0 | 0 | 0 | 0 | 0 | 0 | 0 | 0 | 0 | 0 | 0 | 0
F3_Commercial_Retail (WA)_New_Space Heating_Natural Gas_Unit Heater_E10 | F3 | Commercial | Retail (WA) | New | Space Heating | Natural Gas | Unit Heater | E10 | System - kBTUs of Consumption | 0 | 0 | 0 | 0 | 0 | 0 | 0 | 0 | 0 | 0 | 0 | 0 | 0 | 0 | 0 | 0 | 0 | 0 | 0 | 0 | 0 | 0 | 0 | 0 | 0 | 0 | 0
F4_Commercial_Retail (WA)_New_Space Heating_Natural Gas_Unit Heater_E1 | F4 | Commercial | Retail (WA) | New | Space Heating | Natural Gas | Unit Heater | E1 | Utility - Cost of Equipment | 0.0009015 | 0.0009015 | 0.0009015 | 0.0009015 | 0.0009015 | 0.0009015 | 0.0009015 | 0.0009015 | 0.0009015 | 0.0009015 | 0.0009015 | 0.0009015 | 0.0009015 | 0.0009015 | 0.0009015 | 0.0009015 | 0.0009015 | 0.0009015 | 0.0009015 | 0.0009015 | 0.0009015 | 0.0009015 | 0.0009015 | 0.0009015 | 0.0009015 | 0.0009015 | 0.0009015
F4_Commercial_Retail (WA)_New_Space Heating_Natural Gas_Unit Heater_E2 | F4 | Commercial | Retail (WA) | New | Space Heating | Natural Gas | Unit Heater | E2 | Utility - Cost of Equipment | 0.0019771 | 0.0019771 | 0.0019771 | 0.0019771 | 0.0019771 | 0.0019771 | 0.0019771 | 0.0019771 | 0.0019771 | 0.0019771 | 0.0019771 | 0.0019771 | 0.0019771 | 0.0019771 | 0.0019771 | 0.0019771 | 0.0019771 | 0.0019771 | 0.0019771 | 0.0019771 | 0.0019771 | 0.0019771 | 0.0019771 | 0.0019771 | 0.0019771 | 0.0019771 | 0.0019771
F4_Commercial_Retail (WA)_New_Space Heating_Natural Gas_Unit Heater_E3 | F4 | Commercial | Retail (WA) | New | Space Heating | Natural Gas | Unit Heater | E3 | Utility - Cost of Equipment | 0.0012538 | 0.0012538 | 0.0012538 | 0.0012538 | 0.0012538 | 0.0012538 | 0.0012538 | 0.0012538 | 0.0012538 | 0.0012538 | 0.0012538 | 0.0012538 | 0.0012538 | 0.0012538 | 0.0012538 | 0.0012538 | 0.0012538 | 0.0012538 | 0.0012538 | 0.0012538 | 0.0012538 | 0.0012538 | 0.0012538 | 0.0012538 | 0.0012538 | 0.0012538 | 0.0012538
F4_Commercial_Retail (WA)_New_Space Heating_Natural Gas_Unit Heater_E4 | F4 | Commercial | Retail (WA) | New | Space Heating | Natural Gas | Unit Heater | E4 | Utility - Cost of Equipment | 0 | 0 | 0 | 0 | 0 | 0 | 0 | 0 | 0 | 0 | 0 | 0 | 0 | 0 | 0 | 0 | 0 | 0 | 0 | 0 | 0 | 0 | 0 | 0 | 0 | 0 | 0
F4_Commercial_Retail (WA)_New_Space Heating_Natural Gas_Unit Heater_E5 | F4 | Commercial | Retail (WA) | New | Space Heating | Natural Gas | Unit Heater | E5 | Utility - Cost of Equipment | 0 | 0 | 0 | 0 | 0 | 0 | 0 | 0 | 0 | 0 | 0 | 0 | 0 | 0 | 0 | 0 | 0 | 0 | 0 | 0 | 0 | 0 | 0 | 0 | 0 | 0 | 0
F4_Commercial_Retail (WA)_New_Space Heating_Natural Gas_Unit Heater_E6 | F4 | Commercial | Retail (WA) | New | Space Heating | Natural Gas | Unit Heater | E6 | Utility - Cost of Equipment | 0 | 0 | 0 | 0 | 0 | 0 | 0 | 0 | 0 | 0 | 0 | 0 | 0 | 0 | 0 | 0 | 0 | 0 | 0 | 0 | 0 | 0 | 0 | 0 | 0 | 0 | 0
F4_Commercial_Retail (WA)_New_Space Heating_Natural Gas_Unit Heater_E7 | F4 | Commercial | Retail (WA) | New | Space Heating | Natural Gas | Unit Heater | E7 | Utility - Cost of Equipment | 0 | 0 | 0 | 0 | 0 | 0 | 0 | 0 | 0 | 0 | 0 | 0 | 0 | 0 | 0 | 0 | 0 | 0 | 0 | 0 | 0 | 0 | 0 | 0 | 0 | 0 | 0
F4_Commercial_Retail (WA)_New_Space Heating_Natural Gas_Unit Heater_E8 | F4 | Commercial | Retail (WA) | New | Space Heating | Natural Gas | Unit Heater | E8 | Utility - Cost of Equipment | 0 | 0 | 0 | 0 | 0 | 0 | 0 | 0 | 0 | 0 | 0 | 0 | 0 | 0 | 0 | 0 | 0 | 0 | 0 | 0 | 0 | 0 | 0 | 0 | 0 | 0 | 0
F4_Commercial_Retail (WA)_New_Space Heating_Natural Gas_Unit Heater_E9 | F4 | Commercial | Retail (WA) | New | Space Heating | Natural Gas | Unit Heater | E9 | Utility - Cost of Equipment | 0 | 0 | 0 | 0 | 0 | 0 | 0 | 0 | 0 | 0 | 0 | 0 | 0 | 0 | 0 | 0 | 0 | 0 | 0 | 0 | 0 | 0 | 0 | 0 | 0 | 0 | 0
F4_Commercial_Retail (WA)_New_Space Heating_Natural Gas_Unit Heater_E10 | F4 | Commercial | Retail (WA) | New | Space Heating | Natural Gas | Unit Heater | E10 | Utility - Cost of Equipment | 0 | 0 | 0 | 0 | 0 | 0 | 0 | 0 | 0 | 0 | 0 | 0 | 0 | 0 | 0 | 0 | 0 | 0 | 0 | 0 | 0 | 0 | 0 | 0 | 0 | 0 | 0
F5_Commercial_Retail (WA)_New_Space Heating_Natural Gas_Unit Heater_E1 | F5 | Commercial | Retail (WA) | New | Space Heating | Natural Gas | Unit Heater | E1 | Utility - Cost of Operation | 0.095855 | 0.09743 | 0.099486 | 0.10175 | 0.10425 | 0.10769 | 0.11119 | 0.1149 | 0.11845 | 0.12205 | 0.12528 | 0.12825 | 0.13151 | 0.13485 | 0.13797 | 0.14104 | 0.1439 | 0.14685 | 0.14993 | 0.15308 | 0.1563 | 0.15969 | 0.16362 | 0.16709 | 0.17064 | 0.17426 | 0.17796
F5_Commercial_Retail (WA)_New_Space Heating_Natural Gas_Unit Heater_E2 | F5 | Commercial | Retail (WA) | New | Space Heating | Natural Gas | Unit Heater | E2 | Utility - Cost of Operation | 0.085255 | 0.086657 | 0.088485 | 0.090501 | 0.092721 | 0.095779 | 0.098894 | 0.10219 | 0.10535 | 0.10855 | 0.11142 | 0.11407 | 0.11697 | 0.11994 | 0.12271 | 0.12544 | 0.12799 | 0.13061 | 0.13335 | 0.13615 | 0.13901 | 0.14203 | 0.14552 | 0.14861 | 0.15177 | 0.15499 | 0.15828
F5_Commercial_Retail (WA)_New_Space Heating_Natural Gas_Unit Heater_E3 | F5 | Commercial | Retail (WA) | New | Space Heating | Natural Gas | Unit Heater | E3 | Utility - Cost of Operation | 0.080445 | 0.081614 | 0.083272 | 0.085164 | 0.08731 | 0.090433 | 0.09362 | 0.097003 | 0.10019 | 0.10342 | 0.10624 | 0.10879 | 0.11163 | 0.11457 | 0.11726 | 0.11989 | 0.12231 | 0.1248 | 0.1274 | 0.13008 | 0.1328 | 0.1357 | 0.13913 | 0.14209 | 0.1451 | 0.14818 | 0.15133
F5_Commercial_Retail (WA)_New_Space Heating_Natural Gas_Unit Heater_E4 | F5 | Commercial | Retail (WA) | New | Space Heating | Natural Gas | Unit Heater | E4 | Utility - Cost of Operation | 0 | 0 | 0 | 0 | 0 | 0 | 0 | 0 | 0 | 0 | 0 | 0 | 0 | 0 | 0 | 0 | 0 | 0 | 0 | 0 | 0 | 0 | 0 | 0 | 0 | 0 | 0
F5_Commercial_Retail (WA)_New_Space Heating_Natural Gas_Unit Heater_E5 | F5 | Commercial | Retail (WA) | New | Space Heating | Natural Gas | Unit Heater | E5 | Utility - Cost of Operation | 0 | 0 | 0 | 0 | 0 | 0 | 0 | 0 | 0 | 0 | 0 | 0 | 0 | 0 | 0 | 0 | 0 | 0 | 0 | 0 | 0 | 0 | 0 | 0 | 0 | 0 | 0
F5_Commercial_Retail (WA)_New_Space Heating_Natural Gas_Unit Heater_E6 | F5 | Commercial | Retail (WA) | New | Space Heating | Natural Gas | Unit Heater | E6 | Utility - Cost of Operation | 0 | 0 | 0 | 0 | 0 | 0 | 0 | 0 | 0 | 0 | 0 | 0 | 0 | 0 | 0 | 0 | 0 | 0 | 0 | 0 | 0 | 0 | 0 | 0 | 0 | 0 | 0
F5_Commercial_Retail (WA)_New_Space Heating_Natural Gas_Unit Heater_E7 | F5 | Commercial | Retail (WA) | New | Space Heating | Natural Gas | Unit Heater | E7 | Utility - Cost of Operation | 0 | 0 | 0 | 0 | 0 | 0 | 0 | 0 | 0 | 0 | 0 | 0 | 0 | 0 | 0 | 0 | 0 | 0 | 0 | 0 | 0 | 0 | 0 | 0 | 0 | 0 | 0
F5_Commercial_Retail (WA)_New_Space Heating_Natural Gas_Unit Heater_E8 | F5 | Commercial | Retail (WA) | New | Space Heating | Natural Gas | Unit Heater | E8 | Utility - Cost of Operation | 0 | 0 | 0 | 0 | 0 | 0 | 0 | 0 | 0 | 0 | 0 | 0 | 0 | 0 | 0 | 0 | 0 | 0 | 0 | 0 | 0 | 0 | 0 | 0 | 0 | 0 | 0
F5_Commercial_Retail (WA)_New_Space Heating_Natural Gas_Unit Heater_E9 | F5 | Commercial | Retail (WA) | New | Space Heating | Natural Gas | Unit Heater | E9 | Utility - Cost of Operation | 0 | 0 | 0 | 0 | 0 | 0 | 0 | 0 | 0 | 0 | 0 | 0 | 0 | 0 | 0 | 0 | 0 | 0 | 0 | 0 | 0 | 0 | 0 | 0 | 0 | 0 | 0
F5_Commercial_Retail (WA)_New_Space Heating_Natural Gas_Unit Heater_E10 | F5 | Commercial | Retail (WA) | New | Space Heating | Natural Gas | Unit Heater | E10 | Utility - Cost of Operation | 0 | 0 | 0 | 0 | 0 | 0 | 0 | 0 | 0 | 0 | 0 | 0 | 0 | 0 | 0 | 0 | 0 | 0 | 0 | 0 | 0 | 0 | 0 | 0 | 0 | 0 | 0
F6_Commercial_Retail (WA)_New_Space Heating_Natural Gas_Unit Heater_E1 | F6 | Commercial | Retail (WA) | New | Space Heating | Natural Gas | Unit Heater | E1 | Utility - Value of Sales | 0.11049 | 0.11166 | 0.11332 | 0.11516 | 0.11718 | 0.12024 | 0.12327 | 0.12645 | 0.12933 | 0.13218 | 0.13538 | 0.13828 | 0.14146 | 0.1447 | 0.14766 | 0.15053 | 0.15313 | 0.15578 | 0.15853 | 0.16131 | 0.16411 | 0.16767 | 0.1718 | 0.17544 | 0.17917 | 0.18297 | 0.18685
F6_Commercial_Retail (WA)_New_Space Heating_Natural Gas_Unit Heater_E2 | F6 | Commercial | Retail (WA) | New | Space Heating | Natural Gas | Unit Heater | E2 | Utility - Value of Sales | 0.098277 | 0.099311 | 0.10079 | 0.10243 | 0.10422 | 0.10694 | 0.10964 | 0.11246 | 0.11503 | 0.11756 | 0.12041 | 0.12299 | 0.12582 | 0.1287 | 0.13133 | 0.13388 | 0.1362 | 0.13856 | 0.141 | 0.14348 | 0.14596 | 0.14913 | 0.1528 | 0.15604 | 0.15936 | 0.16274 | 0.16619
F6_Commercial_Retail (WA)_New_Space Heating_Natural Gas_Unit Heater_E3 | F6 | Commercial | Retail (WA) | New | Space Heating | Natural Gas | Unit Heater | E3 | Utility - Value of Sales | 0.0939 | 0.09468 | 0.095978 | 0.097479 | 0.099199 | 0.102 | 0.10478 | 0.10768 | 0.11023 | 0.11271 | 0.11551 | 0.11796 | 0.12069 | 0.1235 | 0.126 | 0.1284 | 0.13051 | 0.13267 | 0.13491 | 0.13718 | 0.13944 | 0.14248 | 0.14609 | 0.14919 | 0.15236 | 0.15559 | 0.15889
F6_Commercial_Retail (WA)_New_Space Heating_Natural Gas_Unit Heater_E4 | F6 | Commercial | Retail (WA) | New | Space Heating | Natural Gas | Unit Heater | E4 | Utility - Value of Sales | 0 | 0 | 0 | 0 | 0 | 0 | 0 | 0 | 0 | 0 | 0 | 0 | 0 | 0 | 0 | 0 | 0 | 0 | 0 | 0 | 0 | 0 | 0 | 0 | 0 | 0 | 0
F6_Commercial_Retail (WA)_New_Space Heating_Natural Gas_Unit Heater_E5 | F6 | Commercial | Retail (WA) | New | Space Heating | Natural Gas | Unit Heater | E5 | Utility - Value of Sales | 0 | 0 | 0 | 0 | 0 | 0 | 0 | 0 | 0 | 0 | 0 | 0 | 0 | 0 | 0 | 0 | 0 | 0 | 0 | 0 | 0 | 0 | 0 | 0 | 0 | 0 | 0
F6_Commercial_Retail (WA)_New_Space Heating_Natural Gas_Unit Heater_E6 | F6 | Commercial | Retail (WA) | New | Space Heating | Natural Gas | Unit Heater | E6 | Utility - Value of Sales | 0 | 0 | 0 | 0 | 0 | 0 | 0 | 0 | 0 | 0 | 0 | 0 | 0 | 0 | 0 | 0 | 0 | 0 | 0 | 0 | 0 | 0 | 0 | 0 | 0 | 0 | 0
F6_Commercial_Retail (WA)_New_Space Heating_Natural Gas_Unit Heater_E7 | F6 | Commercial | Retail (WA) | New | Space Heating | Natural Gas | Unit Heater | E7 | Utility - Value of Sales | 0 | 0 | 0 | 0 | 0 | 0 | 0 | 0 | 0 | 0 | 0 | 0 | 0 | 0 | 0 | 0 | 0 | 0 | 0 | 0 | 0 | 0 | 0 | 0 | 0 | 0 | 0
F6_Commercial_Retail (WA)_New_Space Heating_Natural Gas_Unit Heater_E8 | F6 | Commercial | Retail (WA) | New | Space Heating | Natural Gas | Unit Heater | E8 | Utility - Value of Sales | 0 | 0 | 0 | 0 | 0 | 0 | 0 | 0 | 0 | 0 | 0 | 0 | 0 | 0 | 0 | 0 | 0 | 0 | 0 | 0 | 0 | 0 | 0 | 0 | 0 | 0 | 0
F6_Commercial_Retail (WA)_New_Space Heating_Natural Gas_Unit Heater_E9 | F6 | Commercial | Retail (WA) | New | Space Heating | Natural Gas | Unit Heater | E9 | Utility - Value of Sales | 0 | 0 | 0 | 0 | 0 | 0 | 0 | 0 | 0 | 0 | 0 | 0 | 0 | 0 | 0 | 0 | 0 | 0 | 0 | 0 | 0 | 0 | 0 | 0 | 0 | 0 | 0
F6_Commercial_Retail (WA)_New_Space Heating_Natural Gas_Unit Heater_E10 | F6 | Commercial | Retail (WA) | New | Space Heating | Natural Gas | Unit Heater | E10 | Utility - Value of Sales | 0 | 0 | 0 | 0 | 0 | 0 | 0 | 0 | 0 | 0 | 0 | 0 | 0 | 0 | 0 | 0 | 0 | 0 | 0 | 0 | 0 | 0 | 0 | 0 | 0 | 0 | 0
F1_Commercial_Retail (WA)_New_Water Heating_Natural Gas_Water Heater_E1 | F1 | Commercial | Retail (WA) | New | Water Heating | Natural Gas | Water Heater | E1 | RVT - Cost of Equipment | 0.010713 | 0.010713 | 0.010713 | 0.010713 | 0.010713 | 0.010713 | 0.010713 | 0.010713 | 0.010713 | 0.010713 | 0.010713 | 0.010713 | 0.010713 | 0.010713 | 0.010713 | 0.010713 | 0.010713 | 0.010713 | 0.010713 | 0.010713 | 0.010713 | 0.010713 | 0.010713 | 0.010713 | 0.010713 | 0.010713 | 0.010713
F1_Commercial_Retail (WA)_New_Water Heating_Natural Gas_Water Heater_E2 | F1 | Commercial | Retail (WA) | New | Water Heating | Natural Gas | Water Heater | E2 | RVT - Cost of Equipment | 0.012855 | 0.012855 | 0.012855 | 0.012855 | 0.012855 | 0.012855 | 0.012855 | 0.012855 | 0.012855 | 0.012855 | 0.012855 | 0.012855 | 0.012855 | 0.012855 | 0.012855 | 0.012855 | 0.012855 | 0.012855 | 0.012855 | 0.012855 | 0.012855 | 0.012855 | 0.012855 | 0.012855 | 0.012855 | 0.012855 | 0.012855
F1_Commercial_Retail (WA)_New_Water Heating_Natural Gas_Water Heater_E3 | F1 | Commercial | Retail (WA) | New | Water Heating | Natural Gas | Water Heater | E3 | RVT - Cost of Equipment | 0.015802 | 0.015802 | 0.015802 | 0.015802 | 0.015802 | 0.015802 | 0.015802 | 0.015802 | 0.015802 | 0.015802 | 0.015802 | 0.015802 | 0.015802 | 0.015802 | 0.015802 | 0.015802 | 0.015802 | 0.015802 | 0.015802 | 0.015802 | 0.015802 | 0.015802 | 0.015802 | 0.015802 | 0.015802 | 0.015802 | 0.015802
F1_Commercial_Retail (WA)_New_Water Heating_Natural Gas_Water Heater_E4 | F1 | Commercial | Retail (WA) | New | Water Heating | Natural Gas | Water Heater | E4 | RVT - Cost of Equipment | 0.015927 | 0.015927 | 0.015927 | 0.015927 | 0.015927 | 0.015927 | 0.015927 | 0.015927 | 0.015927 | 0.015927 | 0.015927 | 0.015927 | 0.015927 | 0.015927 | 0.015927 | 0.015927 | 0.015927 | 0.015927 | 0.015927 | 0.015927 | 0.015927 | 0.015927 | 0.015927 | 0.015927 | 0.015927 | 0.015927 | 0.015927
F1_Commercial_Retail (WA)_New_Water Heating_Natural Gas_Water Heater_E5 | F1 | Commercial | Retail (WA) | New | Water Heating | Natural Gas | Water Heater | E5 | RVT - Cost of Equipment | 0.034381 | 0.034381 | 0.034381 | 0.034381 | 0.034381 | 0.034381 | 0.034381 | 0.034381 | 0.034381 | 0.034381 | 0.034381 | 0.034381 | 0.034381 | 0.034381 | 0.034381 | 0.034381 | 0.034381 | 0.034381 | 0.034381 | 0.034381 | 0.034381 | 0.034381 | 0.034381 | 0.034381 | 0.034381 | 0.034381 | 0.034381
F1_Commercial_Retail (WA)_New_Water Heating_Natural Gas_Water Heater_E6 | F1 | Commercial | Retail (WA) | New | Water Heating | Natural Gas | Water Heater | E6 | RVT - Cost of Equipment | 0 | 0 | 0 | 0 | 0 | 0 | 0 | 0 | 0 | 0 | 0 | 0 | 0 | 0 | 0 | 0 | 0 | 0 | 0 | 0 | 0 | 0 | 0 | 0 | 0 | 0 | 0
F1_Commercial_Retail (WA)_New_Water Heating_Natural Gas_Water Heater_E7 | F1 | Commercial | Retail (WA) | New | Water Heating | Natural Gas | Water Heater | E7 | RVT - Cost of Equipment | 0 | 0 | 0 | 0 | 0 | 0 | 0 | 0 | 0 | 0 | 0 | 0 | 0 | 0 | 0 | 0 | 0 | 0 | 0 | 0 | 0 | 0 | 0 | 0 | 0 | 0 | 0
F1_Commercial_Retail (WA)_New_Water Heating_Natural Gas_Water Heater_E8 | F1 | Commercial | Retail (WA) | New | Water Heating | Natural Gas | Water Heater | E8 | RVT - Cost of Equipment | 0 | 0 | 0 | 0 | 0 | 0 | 0 | 0 | 0 | 0 | 0 | 0 | 0 | 0 | 0 | 0 | 0 | 0 | 0 | 0 | 0 | 0 | 0 | 0 | 0 | 0 | 0
F1_Commercial_Retail (WA)_New_Water Heating_Natural Gas_Water Heater_E9 | F1 | Commercial | Retail (WA) | New | Water Heating | Natural Gas | Water Heater | E9 | RVT - Cost of Equipment | 0 | 0 | 0 | 0 | 0 | 0 | 0 | 0 | 0 | 0 | 0 | 0 | 0 | 0 | 0 | 0 | 0 | 0 | 0 | 0 | 0 | 0 | 0 | 0 | 0 | 0 | 0
F1_Commercial_Retail (WA)_New_Water Heating_Natural Gas_Water Heater_E10 | F1 | Commercial | Retail (WA) | New | Water Heating | Natural Gas | Water Heater | E10 | RVT - Cost of Equipment | 0 | 0 | 0 | 0 | 0 | 0 | 0 | 0 | 0 | 0 | 0 | 0 | 0 | 0 | 0 | 0 | 0 | 0 | 0 | 0 | 0 | 0 | 0 | 0 | 0 | 0 | 0
F2_Commercial_Retail (WA)_New_Water Heating_Natural Gas_Water Heater_E1 | F2 | Commercial | Retail (WA) | New | Water Heating | Natural Gas | Water Heater | E1 | RVT - Cost of Operation | 0.10372 | 0.1058 | 0.10815 | 0.11078 | 0.11372 | 0.11727 | 0.1208 | 0.12413 | 0.12715 | 0.13009 | 0.13314 | 0.13594 | 0.13892 | 0.14181 | 0.14435 | 0.14669 | 0.14873 | 0.1507 | 0.15278 | 0.15476 | 0.15674 | 0.15951 | 0.16231 | 0.1652 | 0.16813 | 0.17112 | 0.17416
F2_Commercial_Retail (WA)_New_Water Heating_Natural Gas_Water Heater_E2 | F2 | Commercial | Retail (WA) | New | Water Heating | Natural Gas | Water Heater | E2 | RVT - Cost of Operation | 0.092194 | 0.094047 | 0.096133 | 0.098475 | 0.10109 | 0.10424 | 0.10738 | 0.11034 | 0.11302 | 0.11564 | 0.11835 | 0.12083 | 0.12348 | 0.12605 | 0.12832 | 0.13039 | 0.13221 | 0.13396 | 0.13581 | 0.13756 | 0.13933 | 0.14179 | 0.14428 | 0.14684 | 0.14945 | 0.15211 | 0.15481
F2_Commercial_Retail (WA)_New_Water Heating_Natural Gas_Water Heater_E3 | F2 | Commercial | Retail (WA) | New | Water Heating | Natural Gas | Water Heater | E3 | RVT - Cost of Operation | 0.088271 | 0.090045 | 0.092042 | 0.094285 | 0.096785 | 0.099808 | 0.10281 | 0.10564 | 0.10821 | 0.11072 | 0.11331 | 0.11569 | 0.11823 | 0.12069 | 0.12285 | 0.12484 | 0.12658 | 0.12826 | 0.13003 | 0.13171 | 0.1334 | 0.13576 | 0.13814 | 0.14059 | 0.14309 | 0.14563 | 0.14822
F2_Commercial_Retail (WA)_New_Water Heating_Natural Gas_Water Heater_E4 | F2 | Commercial | Retail (WA) | New | Water Heating | Natural Gas | Water Heater | E4 | RVT - Cost of Operation | 0.092543 | 0.094404 | 0.096434 | 0.098643 | 0.10105 | 0.10388 | 0.10668 | 0.10935 | 0.11182 | 0.11426 | 0.1168 | 0.11918 | 0.12171 | 0.12419 | 0.12641 | 0.12849 | 0.13036 | 0.13219 | 0.1341 | 0.13594 | 0.1378 | 0.14023 | 0.1427 | 0.14524 | 0.14782 | 0.15044 | 0.15311
F2_Commercial_Retail (WA)_New_Water Heating_Natural Gas_Water Heater_E5 | F2 | Commercial | Retail (WA) | New | Water Heating | Natural Gas | Water Heater | E5 | RVT - Cost of Operation | 0.054414 | 0.055483 | 0.056722 | 0.058157 | 0.059796 | 0.061794 | 0.063775 | 0.065637 | 0.067308 | 0.068925 | 0.07059 | 0.072094 | 0.073706 | 0.075263 | 0.076613 | 0.077842 | 0.078896 | 0.079908 | 0.08098 | 0.081988 | 0.083001 | 0.084466 | 0.085947 | 0.087474 | 0.089028 | 0.09061 | 0.09222
F2_Commercial_Retail (WA)_New_Water Heating_Natural Gas_Water Heater_E6 | F2 | Commercial | Retail (WA) | New | Water Heating | Natural Gas | Water Heater | E6 | RVT - Cost of Operation | 0 | 0 | 0 | 0 | 0 | 0 | 0 | 0 | 0 | 0 | 0 | 0 | 0 | 0 | 0 | 0 | 0 | 0 | 0 | 0 | 0 | 0 | 0 | 0 | 0 | 0 | 0
F2_Commercial_Retail (WA)_New_Water Heating_Natural Gas_Water Heater_E7 | F2 | Commercial | Retail (WA) | New | Water Heating | Natural Gas | Water Heater | E7 | RVT - Cost of Operation | 0 | 0 | 0 | 0 | 0 | 0 | 0 | 0 | 0 | 0 | 0 | 0 | 0 | 0 | 0 | 0 | 0 | 0 | 0 | 0 | 0 | 0 | 0 | 0 | 0 | 0 | 0
F2_Commercial_Retail (WA)_New_Water Heating_Natural Gas_Water Heater_E8 | F2 | Commercial | Retail (WA) | New | Water Heating | Natural Gas | Water Heater | E8 | RVT - Cost of Operation | 0 | 0 | 0 | 0 | 0 | 0 | 0 | 0 | 0 | 0 | 0 | 0 | 0 | 0 | 0 | 0 | 0 | 0 | 0 | 0 | 0 | 0 | 0 | 0 | 0 | 0 | 0
F2_Commercial_Retail (WA)_New_Water Heating_Natural Gas_Water Heater_E9 | F2 | Commercial | Retail (WA) | New | Water Heating | Natural Gas | Water Heater | E9 | RVT - Cost of Operation | 0 | 0 | 0 | 0 | 0 | 0 | 0 | 0 | 0 | 0 | 0 | 0 | 0 | 0 | 0 | 0 | 0 | 0 | 0 | 0 | 0 | 0 | 0 | 0 | 0 | 0 | 0
F2_Commercial_Retail (WA)_New_Water Heating_Natural Gas_Water Heater_E10 | F2 | Commercial | Retail (WA) | New | Water Heating | Natural Gas | Water Heater | E10 | RVT - Cost of Operation | 0 | 0 | 0 | 0 | 0 | 0 | 0 | 0 | 0 | 0 | 0 | 0 | 0 | 0 | 0 | 0 | 0 | 0 | 0 | 0 | 0 | 0 | 0 | 0 | 0 | 0 | 0
F3_Commercial_Retail (WA)_New_Water Heating_Natural Gas_Water Heater_E1 | F3 | Commercial | Retail (WA) | New | Water Heating | Natural Gas | Water Heater | E1 | System - kBTUs of Consumption | 23.9967 | 23.9967 | 23.9967 | 23.9967 | 23.9967 | 23.9967 | 23.9967 | 23.9967 | 23.9967 | 23.9967 | 23.9967 | 23.9967 | 23.9967 | 23.9967 | 23.9967 | 23.9967 | 23.9967 | 23.9967 | 23.9967 | 23.9967 | 23.9967 | 23.9967 | 23.9967 | 23.9967 | 23.9967 | 23.9967 | 23.9967
F3_Commercial_Retail (WA)_New_Water Heating_Natural Gas_Water Heater_E2 | F3 | Commercial | Retail (WA) | New | Water Heating | Natural Gas | Water Heater | E2 | System - kBTUs of Consumption | 21.3304 | 21.3304 | 21.3304 | 21.3304 | 21.3304 | 21.3304 | 21.3304 | 21.3304 | 21.3304 | 21.3304 | 21.3304 | 21.3304 | 21.3304 | 21.3304 | 21.3304 | 21.3304 | 21.3304 | 21.3304 | 21.3304 | 21.3304 | 21.3304 | 21.3304 | 21.3304 | 21.3304 | 21.3304 | 21.3304 | 21.3304
F3_Commercial_Retail (WA)_New_Water Heating_Natural Gas_Water Heater_E3 | F3 | Commercial | Retail (WA) | New | Water Heating | Natural Gas | Water Heater | E3 | System - kBTUs of Consumption | 20.4227 | 20.4227 | 20.4227 | 20.4227 | 20.4227 | 20.4227 | 20.4227 | 20.4227 | 20.4227 | 20.4227 | 20.4227 | 20.4227 | 20.4227 | 20.4227 | 20.4227 | 20.4227 | 20.4227 | 20.4227 | 20.4227 | 20.4227 | 20.4227 | 20.4227 | 20.4227 | 20.4227 | 20.4227 | 20.4227 | 20.4227
F3_Commercial_Retail (WA)_New_Water Heating_Natural Gas_Water Heater_E4 | F3 | Commercial | Retail (WA) | New | Water Heating | Natural Gas | Water Heater | E4 | System - kBTUs of Consumption | 20.401 | 20.401 | 20.401 | 20.401 | 20.401 | 20.401 | 20.401 | 20.401 | 20.401 | 20.401 | 20.401 | 20.401 | 20.401 | 20.401 | 20.401 | 20.401 | 20.401 | 20.401 | 20.401 | 20.401 | 20.401 | 20.401 | 20.401 | 20.401 | 20.401 | 20.401 | 20.401
F3_Commercial_Retail (WA)_New_Water Heating_Natural Gas_Water Heater_E5 | F3 | Commercial | Retail (WA) | New | Water Heating | Natural Gas | Water Heater | E5 | System - kBTUs of Consumption | 12.7983 | 12.7983 | 12.7983 | 12.7983 | 12.7983 | 12.7983 | 12.7983 | 12.7983 | 12.7983 | 12.7983 | 12.7983 | 12.7983 | 12.7983 | 12.7983 | 12.7983 | 12.7983 | 12.7983 | 12.7983 | 12.7983 | 12.7983 | 12.7983 | 12.7983 | 12.7983 | 12.7983 | 12.7983 | 12.7983 | 12.7983
F3_Commercial_Retail (WA)_New_Water Heating_Natural Gas_Water Heater_E6 | F3 | Commercial | Retail (WA) | New | Water Heating | Natural Gas | Water Heater | E6 | System - kBTUs of Consumption | 0 | 0 | 0 | 0 | 0 | 0 | 0 | 0 | 0 | 0 | 0 | 0 | 0 | 0 | 0 | 0 | 0 | 0 | 0 | 0 | 0 | 0 | 0 | 0 | 0 | 0 | 0
F3_Commercial_Retail (WA)_New_Water Heating_Natural Gas_Water Heater_E7 | F3 | Commercial | Retail (WA) | New | Water Heating | Natural Gas | Water Heater | E7 | System - kBTUs of Consumption | 0 | 0 | 0 | 0 | 0 | 0 | 0 | 0 | 0 | 0 | 0 | 0 | 0 | 0 | 0 | 0 | 0 | 0 | 0 | 0 | 0 | 0 | 0 | 0 | 0 | 0 | 0
F3_Commercial_Retail (WA)_New_Water Heating_Natural Gas_Water Heater_E8 | F3 | Commercial | Retail (WA) | New | Water Heating | Natural Gas | Water Heater | E8 | System - kBTUs of Consumption | 0 | 0 | 0 | 0 | 0 | 0 | 0 | 0 | 0 | 0 | 0 | 0 | 0 | 0 | 0 | 0 | 0 | 0 | 0 | 0 | 0 | 0 | 0 | 0 | 0 | 0 | 0
F3_Commercial_Retail (WA)_New_Water Heating_Natural Gas_Water Heater_E9 | F3 | Commercial | Retail (WA) | New | Water Heating | Natural Gas | Water Heater | E9 | System - kBTUs of Consumption | 0 | 0 | 0 | 0 | 0 | 0 | 0 | 0 | 0 | 0 | 0 | 0 | 0 | 0 | 0 | 0 | 0 | 0 | 0 | 0 | 0 | 0 | 0 | 0 | 0 | 0 | 0
F3_Commercial_Retail (WA)_New_Water Heating_Natural Gas_Water Heater_E10 | F3 | Commercial | Retail (WA) | New | Water Heating | Natural Gas | Water Heater | E10 | System - kBTUs of Consumption | 0 | 0 | 0 | 0 | 0 | 0 | 0 | 0 | 0 | 0 | 0 | 0 | 0 | 0 | 0 | 0 | 0 | 0 | 0 | 0 | 0 | 0 | 0 | 0 | 0 | 0 | 0
F4_Commercial_Retail (WA)_New_Water Heating_Natural Gas_Water Heater_E1 | F4 | Commercial | Retail (WA) | New | Water Heating | Natural Gas | Water Heater | E1 | Utility - Cost of Equipment | 0.010713 | 0.010713 | 0.010713 | 0.010713 | 0.010713 | 0.010713 | 0.010713 | 0.010713 | 0.010713 | 0.010713 | 0.010713 | 0.010713 | 0.010713 | 0.010713 | 0.010713 | 0.010713 | 0.010713 | 0.010713 | 0.010713 | 0.010713 | 0.010713 | 0.010713 | 0.010713 | 0.010713 | 0.010713 | 0.010713 | 0.010713
F4_Commercial_Retail (WA)_New_Water Heating_Natural Gas_Water Heater_E2 | F4 | Commercial | Retail (WA) | New | Water Heating | Natural Gas | Water Heater | E2 | Utility - Cost of Equipment | 0.012855 | 0.012855 | 0.012855 | 0.012855 | 0.012855 | 0.012855 | 0.012855 | 0.012855 | 0.012855 | 0.012855 | 0.012855 | 0.012855 | 0.012855 | 0.012855 | 0.012855 | 0.012855 | 0.012855 | 0.012855 | 0.012855 | 0.012855 | 0.012855 | 0.012855 | 0.012855 | 0.012855 | 0.012855 | 0.012855 | 0.012855
F4_Commercial_Retail (WA)_New_Water Heating_Natural Gas_Water Heater_E3 | F4 | Commercial | Retail (WA) | New | Water Heating | Natural Gas | Water Heater | E3 | Utility - Cost of Equipment | 0.015802 | 0.015802 | 0.015802 | 0.015802 | 0.015802 | 0.015802 | 0.015802 | 0.015802 | 0.015802 | 0.015802 | 0.015802 | 0.015802 | 0.015802 | 0.015802 | 0.015802 | 0.015802 | 0.015802 | 0.015802 | 0.015802 | 0.015802 | 0.015802 | 0.015802 | 0.015802 | 0.015802 | 0.015802 | 0.015802 | 0.015802
F4_Commercial_Retail (WA)_New_Water Heating_Natural Gas_Water Heater_E4 | F4 | Commercial | Retail (WA) | New | Water Heating | Natural Gas | Water Heater | E4 | Utility - Cost of Equipment | 0.015927 | 0.015927 | 0.015927 | 0.015927 | 0.015927 | 0.015927 | 0.015927 | 0.015927 | 0.015927 | 0.015927 | 0.015927 | 0.015927 | 0.015927 | 0.015927 | 0.015927 | 0.015927 | 0.015927 | 0.015927 | 0.015927 | 0.015927 | 0.015927 | 0.015927 | 0.015927 | 0.015927 | 0.015927 | 0.015927 | 0.015927
F4_Commercial_Retail (WA)_New_Water Heating_Natural Gas_Water Heater_E5 | F4 | Commercial | Retail (WA) | New | Water Heating | Natural Gas | Water Heater | E5 | Utility - Cost of Equipment | 0.034381 | 0.034381 | 0.034381 | 0.034381 | 0.034381 | 0.034381 | 0.034381 | 0.034381 | 0.034381 | 0.034381 | 0.034381 | 0.034381 | 0.034381 | 0.034381 | 0.034381 | 0.034381 | 0.034381 | 0.034381 | 0.034381 | 0.034381 | 0.034381 | 0.034381 | 0.034381 | 0.034381 | 0.034381 | 0.034381 | 0.034381
F4_Commercial_Retail (WA)_New_Water Heating_Natural Gas_Water Heater_E6 | F4 | Commercial | Retail (WA) | New | Water Heating | Natural Gas | Water Heater | E6 | Utility - Cost of Equipment | 0 | 0 | 0 | 0 | 0 | 0 | 0 | 0 | 0 | 0 | 0 | 0 | 0 | 0 | 0 | 0 | 0 | 0 | 0 | 0 | 0 | 0 | 0 | 0 | 0 | 0 | 0
F4_Commercial_Retail (WA)_New_Water Heating_Natural Gas_Water Heater_E7 | F4 | Commercial | Retail (WA) | New | Water Heating | Natural Gas | Water Heater | E7 | Utility - Cost of Equipment | 0 | 0 | 0 | 0 | 0 | 0 | 0 | 0 | 0 | 0 | 0 | 0 | 0 | 0 | 0 | 0 | 0 | 0 | 0 | 0 | 0 | 0 | 0 | 0 | 0 | 0 | 0
F4_Commercial_Retail (WA)_New_Water Heating_Natural Gas_Water Heater_E8 | F4 | Commercial | Retail (WA) | New | Water Heating | Natural Gas | Water Heater | E8 | Utility - Cost of Equipment | 0 | 0 | 0 | 0 | 0 | 0 | 0 | 0 | 0 | 0 | 0 | 0 | 0 | 0 | 0 | 0 | 0 | 0 | 0 | 0 | 0 | 0 | 0 | 0 | 0 | 0 | 0
F4_Commercial_Retail (WA)_New_Water Heating_Natural Gas_Water Heater_E9 | F4 | Commercial | Retail (WA) | New | Water Heating | Natural Gas | Water Heater | E9 | Utility - Cost of Equipment | 0 | 0 | 0 | 0 | 0 | 0 | 0 | 0 | 0 | 0 | 0 | 0 | 0 | 0 | 0 | 0 | 0 | 0 | 0 | 0 | 0 | 0 | 0 | 0 | 0 | 0 | 0
F4_Commercial_Retail (WA)_New_Water Heating_Natural Gas_Water Heater_E10 | F4 | Commercial | Retail (WA) | New | Water Heating | Natural Gas | Water Heater | E10 | Utility - Cost of Equipment | 0 | 0 | 0 | 0 | 0 | 0 | 0 | 0 | 0 | 0 | 0 | 0 | 0 | 0 | 0 | 0 | 0 | 0 | 0 | 0 | 0 | 0 | 0 | 0 | 0 | 0 | 0
F5_Commercial_Retail (WA)_New_Water Heating_Natural Gas_Water Heater_E1 | F5 | Commercial | Retail (WA) | New | Water Heating | Natural Gas | Water Heater | E1 | Utility - Cost of Operation | 0.088972 | 0.091309 | 0.093932 | 0.09687 | 0.10014 | 0.10401 | 0.10795 | 0.11184 | 0.11557 | 0.11936 | 0.12244 | 0.12536 | 0.12847 | 0.13153 | 0.13431 | 0.13695 | 0.13935 | 0.14173 | 0.14426 | 0.14674 | 0.14928 | 0.15192 | 0.15458 | 0.15733 | 0.16013 | 0.16297 | 0.16587
F5_Commercial_Retail (WA)_New_Water Heating_Natural Gas_Water Heater_E2 | F5 | Commercial | Retail (WA) | New | Water Heating | Natural Gas | Water Heater | E2 | Utility - Cost of Operation | 0.079086 | 0.081163 | 0.083495 | 0.086106 | 0.089014 | 0.092455 | 0.095958 | 0.09941 | 0.10273 | 0.1061 | 0.10884 | 0.11143 | 0.11419 | 0.11692 | 0.11939 | 0.12173 | 0.12386 | 0.12598 | 0.12823 | 0.13043 | 0.13269 | 0.13504 | 0.13741 | 0.13985 | 0.14233 | 0.14486 | 0.14744
F5_Commercial_Retail (WA)_New_Water Heating_Natural Gas_Water Heater_E3 | F5 | Commercial | Retail (WA) | New | Water Heating | Natural Gas | Water Heater | E3 | Utility - Cost of Operation | 0.075721 | 0.077709 | 0.079942 | 0.082442 | 0.085227 | 0.08852 | 0.091875 | 0.09518 | 0.098358 | 0.10158 | 0.10421 | 0.10669 | 0.10934 | 0.11194 | 0.11431 | 0.11655 | 0.11859 | 0.12062 | 0.12277 | 0.12488 | 0.12705 | 0.12929 | 0.13156 | 0.1339 | 0.13628 | 0.1387 | 0.14116
F5_Commercial_Retail (WA)_New_Water Heating_Natural Gas_Water Heater_E4 | F5 | Commercial | Retail (WA) | New | Water Heating | Natural Gas | Water Heater | E4 | Utility - Cost of Operation | 0.080403 | 0.082479 | 0.084749 | 0.087226 | 0.089927 | 0.093054 | 0.096227 | 0.099364 | 0.1024 | 0.10548 | 0.10805 | 0.11051 | 0.11312 | 0.1157 | 0.11808 | 0.12035 | 0.12247 | 0.12458 | 0.1268 | 0.12899 | 0.13124 | 0.13356 | 0.13591 | 0.13832 | 0.14078 | 0.14328 | 0.14582
F5_Commercial_Retail (WA)_New_Water Heating_Natural Gas_Water Heater_E5 | F5 | Commercial | Retail (WA) | New | Water Heating | Natural Gas | Water Heater | E5 | Utility - Cost of Operation | 0.046374 | 0.047594 | 0.048985 | 0.050572 | 0.052364 | 0.05451 | 0.0567 | 0.058854 | 0.060918 | 0.063013 | 0.064695 | 0.066273 | 0.067966 | 0.069628 | 0.071123 | 0.072529 | 0.0738 | 0.075057 | 0.076395 | 0.077704 | 0.079048 | 0.080444 | 0.081855 | 0.083309 | 0.084789 | 0.086295 | 0.087828
F5_Commercial_Retail (WA)_New_Water Heating_Natural Gas_Water Heater_E6 | F5 | Commercial | Retail (WA) | New | Water Heating | Natural Gas | Water Heater | E6 | Utility - Cost of Operation | 0 | 0 | 0 | 0 | 0 | 0 | 0 | 0 | 0 | 0 | 0 | 0 | 0 | 0 | 0 | 0 | 0 | 0 | 0 | 0 | 0 | 0 | 0 | 0 | 0 | 0 | 0
F5_Commercial_Retail (WA)_New_Water Heating_Natural Gas_Water Heater_E7 | F5 | Commercial | Retail (WA) | New | Water Heating | Natural Gas | Water Heater | E7 | Utility - Cost of Operation | 0 | 0 | 0 | 0 | 0 | 0 | 0 | 0 | 0 | 0 | 0 | 0 | 0 | 0 | 0 | 0 | 0 | 0 | 0 | 0 | 0 | 0 | 0 | 0 | 0 | 0 | 0
F5_Commercial_Retail (WA)_New_Water Heating_Natural Gas_Water Heater_E8 | F5 | Commercial | Retail (WA) | New | Water Heating | Natural Gas | Water Heater | E8 | Utility - Cost of Operation | 0 | 0 | 0 | 0 | 0 | 0 | 0 | 0 | 0 | 0 | 0 | 0 | 0 | 0 | 0 | 0 | 0 | 0 | 0 | 0 | 0 | 0 | 0 | 0 | 0 | 0 | 0
F5_Commercial_Retail (WA)_New_Water Heating_Natural Gas_Water Heater_E9 | F5 | Commercial | Retail (WA) | New | Water Heating | Natural Gas | Water Heater | E9 | Utility - Cost of Operation | 0 | 0 | 0 | 0 | 0 | 0 | 0 | 0 | 0 | 0 | 0 | 0 | 0 | 0 | 0 | 0 | 0 | 0 | 0 | 0 | 0 | 0 | 0 | 0 | 0 | 0 | 0
F5_Commercial_Retail (WA)_New_Water Heating_Natural Gas_Water Heater_E10 | F5 | Commercial | Retail (WA) | New | Water Heating | Natural Gas | Water Heater | E10 | Utility - Cost of Operation | 0 | 0 | 0 | 0 | 0 | 0 | 0 | 0 | 0 | 0 | 0 | 0 | 0 | 0 | 0 | 0 | 0 | 0 | 0 | 0 | 0 | 0 | 0 | 0 | 0 | 0 | 0
F6_Commercial_Retail (WA)_New_Water Heating_Natural Gas_Water Heater_E1 | F6 | Commercial | Retail (WA) | New | Water Heating | Natural Gas | Water Heater | E1 | Utility - Value of Sales | 0.10372 | 0.1058 | 0.10815 | 0.11078 | 0.11372 | 0.11727 | 0.1208 | 0.12413 | 0.12715 | 0.13009 | 0.13314 | 0.13594 | 0.13892 | 0.14181 | 0.14435 | 0.14669 | 0.14873 | 0.1507 | 0.15278 | 0.15476 | 0.15674 | 0.15951 | 0.16231 | 0.1652 | 0.16813 | 0.17112 | 0.17416
F6_Commercial_Retail (WA)_New_Water Heating_Natural Gas_Water Heater_E2 | F6 | Commercial | Retail (WA) | New | Water Heating | Natural Gas | Water Heater | E2 | Utility - Value of Sales | 0.092194 | 0.094047 | 0.096133 | 0.098475 | 0.10109 | 0.10424 | 0.10738 | 0.11034 | 0.11302 | 0.11564 | 0.11835 | 0.12083 | 0.12348 | 0.12605 | 0.12832 | 0.13039 | 0.13221 | 0.13396 | 0.13581 | 0.13756 | 0.13933 | 0.14179 | 0.14428 | 0.14684 | 0.14945 | 0.15211 | 0.15481
F6_Commercial_Retail (WA)_New_Water Heating_Natural Gas_Water Heater_E3 | F6 | Commercial | Retail (WA) | New | Water Heating | Natural Gas | Water Heater | E3 | Utility - Value of Sales | 0.088271 | 0.090045 | 0.092042 | 0.094285 | 0.096785 | 0.099808 | 0.10281 | 0.10564 | 0.10821 | 0.11072 | 0.11331 | 0.11569 | 0.11823 | 0.12069 | 0.12285 | 0.12484 | 0.12658 | 0.12826 | 0.13003 | 0.13171 | 0.1334 | 0.13576 | 0.13814 | 0.14059 | 0.14309 | 0.14563 | 0.14822
F6_Commercial_Retail (WA)_New_Water Heating_Natural Gas_Water Heater_E4 | F6 | Commercial | Retail (WA) | New | Water Heating | Natural Gas | Water Heater | E4 | Utility - Value of Sales | 0.092543 | 0.094404 | 0.096434 | 0.098643 | 0.10105 | 0.10388 | 0.10668 | 0.10935 | 0.11182 | 0.11426 | 0.1168 | 0.11918 | 0.12171 | 0.12419 | 0.12641 | 0.12849 | 0.13036 | 0.13219 | 0.1341 | 0.13594 | 0.1378 | 0.14023 | 0.1427 | 0.14524 | 0.14782 | 0.15044 | 0.15311
F6_Commercial_Retail (WA)_New_Water Heating_Natural Gas_Water Heater_E5 | F6 | Commercial | Retail (WA) | New | Water Heating | Natural Gas | Water Heater | E5 | Utility - Value of Sales | 0.054414 | 0.055483 | 0.056722 | 0.058157 | 0.059796 | 0.061794 | 0.063775 | 0.065637 | 0.067308 | 0.068925 | 0.07059 | 0.072094 | 0.073706 | 0.075263 | 0.076613 | 0.077842 | 0.078896 | 0.079908 | 0.08098 | 0.081988 | 0.083001 | 0.084466 | 0.085947 | 0.087474 | 0.089028 | 0.09061 | 0.09222
F6_Commercial_Retail (WA)_New_Water Heating_Natural Gas_Water Heater_E6 | F6 | Commercial | Retail (WA) | New | Water Heating | Natural Gas | Water Heater | E6 | Utility - Value of Sales | 0 | 0 | 0 | 0 | 0 | 0 | 0 | 0 | 0 | 0 | 0 | 0 | 0 | 0 | 0 | 0 | 0 | 0 | 0 | 0 | 0 | 0 | 0 | 0 | 0 | 0 | 0
F6_Commercial_Retail (WA)_New_Water Heating_Natural Gas_Water Heater_E7 | F6 | Commercial | Retail (WA) | New | Water Heating | Natural Gas | Water Heater | E7 | Utility - Value of Sales | 0 | 0 | 0 | 0 | 0 | 0 | 0 | 0 | 0 | 0 | 0 | 0 | 0 | 0 | 0 | 0 | 0 | 0 | 0 | 0 | 0 | 0 | 0 | 0 | 0 | 0 | 0
F6_Commercial_Retail (WA)_New_Water Heating_Natural Gas_Water Heater_E8 | F6 | Commercial | Retail (WA) | New | Water Heating | Natural Gas | Water Heater | E8 | Utility - Value of Sales | 0 | 0 | 0 | 0 | 0 | 0 | 0 | 0 | 0 | 0 | 0 | 0 | 0 | 0 | 0 | 0 | 0 | 0 | 0 | 0 | 0 | 0 | 0 | 0 | 0 | 0 | 0
F6_Commercial_Retail (WA)_New_Water Heating_Natural Gas_Water Heater_E9 | F6 | Commercial | Retail (WA) | New | Water Heating | Natural Gas | Water Heater | E9 | Utility - Value of Sales | 0 | 0 | 0 | 0 | 0 | 0 | 0 | 0 | 0 | 0 | 0 | 0 | 0 | 0 | 0 | 0 | 0 | 0 | 0 | 0 | 0 | 0 | 0 | 0 | 0 | 0 | 0
F6_Commercial_Retail (WA)_New_Water Heating_Natural Gas_Water Heater_E10 | F6 | Commercial | Retail (WA) | New | Water Heating | Natural Gas | Water Heater | E10 | Utility - Value of Sales | 0 | 0 | 0 | 0 | 0 | 0 | 0 | 0 | 0 | 0 | 0 | 0 | 0 | 0 | 0 | 0 | 0 | 0 | 0 | 0 | 0 | 0 | 0 | 0 | 0 | 0 | 0
F1_Commercial_Retail (WA)_New_Food Preparation_Natural Gas_Oven_E1 | F1 | Commercial | Retail (WA) | New | Food Preparation | Natural Gas | Oven | E1 | RVT - Cost of Equipment | 0.0021735 | 0.0021735 | 0.0021735 | 0.0021735 | 0.0021735 | 0.0021735 | 0.0021735 | 0.0021735 | 0.0021735 | 0.0021735 | 0.0021735 | 0.0021735 | 0.0021735 | 0.0021735 | 0.0021735 | 0.0021735 | 0.0021735 | 0.0021735 | 0.0021735 | 0.0021735 | 0.0021735 | 0.0021735 | 0.0021735 | 0.0021735 | 0.0021735 | 0.0021735 | 0.0021735
F1_Commercial_Retail (WA)_New_Food Preparation_Natural Gas_Oven_E2 | F1 | Commercial | Retail (WA) | New | Food Preparation | Natural Gas | Oven | E2 | RVT - Cost of Equipment | 0.0029616 | 0.0029616 | 0.0029616 | 0.0029616 | 0.0029616 | 0.0029616 | 0.0029616 | 0.0029616 | 0.0029616 | 0.0029616 | 0.0029616 | 0.0029616 | 0.0029616 | 0.0029616 | 0.0029616 | 0.0029616 | 0.0029616 | 0.0029616 | 0.0029616 | 0.0029616 | 0.0029616 | 0.0029616 | 0.0029616 | 0.0029616 | 0.0029616 | 0.0029616 | 0.0029616
F1_Commercial_Retail (WA)_New_Food Preparation_Natural Gas_Oven_E3 | F1 | Commercial | Retail (WA) | New | Food Preparation | Natural Gas | Oven | E3 | RVT - Cost of Equipment | 0 | 0 | 0 | 0 | 0 | 0 | 0 | 0 | 0 | 0 | 0 | 0 | 0 | 0 | 0 | 0 | 0 | 0 | 0 | 0 | 0 | 0 | 0 | 0 | 0 | 0 | 0
F1_Commercial_Retail (WA)_New_Food Preparation_Natural Gas_Oven_E4 | F1 | Commercial | Retail (WA) | New | Food Preparation | Natural Gas | Oven | E4 | RVT - Cost of Equipment | 0 | 0 | 0 | 0 | 0 | 0 | 0 | 0 | 0 | 0 | 0 | 0 | 0 | 0 | 0 | 0 | 0 | 0 | 0 | 0 | 0 | 0 | 0 | 0 | 0 | 0 | 0
F1_Commercial_Retail (WA)_New_Food Preparation_Natural Gas_Oven_E5 | F1 | Commercial | Retail (WA) | New | Food Preparation | Natural Gas | Oven | E5 | RVT - Cost of Equipment | 0 | 0 | 0 | 0 | 0 | 0 | 0 | 0 | 0 | 0 | 0 | 0 | 0 | 0 | 0 | 0 | 0 | 0 | 0 | 0 | 0 | 0 | 0 | 0 | 0 | 0 | 0
F1_Commercial_Retail (WA)_New_Food Preparation_Natural Gas_Oven_E6 | F1 | Commercial | Retail (WA) | New | Food Preparation | Natural Gas | Oven | E6 | RVT - Cost of Equipment | 0 | 0 | 0 | 0 | 0 | 0 | 0 | 0 | 0 | 0 | 0 | 0 | 0 | 0 | 0 | 0 | 0 | 0 | 0 | 0 | 0 | 0 | 0 | 0 | 0 | 0 | 0
F1_Commercial_Retail (WA)_New_Food Preparation_Natural Gas_Oven_E7 | F1 | Commercial | Retail (WA) | New | Food Preparation | Natural Gas | Oven | E7 | RVT - Cost of Equipment | 0 | 0 | 0 | 0 | 0 | 0 | 0 | 0 | 0 | 0 | 0 | 0 | 0 | 0 | 0 | 0 | 0 | 0 | 0 | 0 | 0 | 0 | 0 | 0 | 0 | 0 | 0
F1_Commercial_Retail (WA)_New_Food Preparation_Natural Gas_Oven_E8 | F1 | Commercial | Retail (WA) | New | Food Preparation | Natural Gas | Oven | E8 | RVT - Cost of Equipment | 0 | 0 | 0 | 0 | 0 | 0 | 0 | 0 | 0 | 0 | 0 | 0 | 0 | 0 | 0 | 0 | 0 | 0 | 0 | 0 | 0 | 0 | 0 | 0 | 0 | 0 | 0
F1_Commercial_Retail (WA)_New_Food Preparation_Natural Gas_Oven_E9 | F1 | Commercial | Retail (WA) | New | Food Preparation | Natural Gas | Oven | E9 | RVT - Cost of Equipment | 0 | 0 | 0 | 0 | 0 | 0 | 0 | 0 | 0 | 0 | 0 | 0 | 0 | 0 | 0 | 0 | 0 | 0 | 0 | 0 | 0 | 0 | 0 | 0 | 0 | 0 | 0
F1_Commercial_Retail (WA)_New_Food Preparation_Natural Gas_Oven_E10 | F1 | Commercial | Retail (WA) | New | Food Preparation | Natural Gas | Oven | E10 | RVT - Cost of Equipment | 0 | 0 | 0 | 0 | 0 | 0 | 0 | 0 | 0 | 0 | 0 | 0 | 0 | 0 | 0 | 0 | 0 | 0 | 0 | 0 | 0 | 0 | 0 | 0 | 0 | 0 | 0
F2_Commercial_Retail (WA)_New_Food Preparation_Natural Gas_Oven_E1 | F2 | Commercial | Retail (WA) | New | Food Preparation | Natural Gas | Oven | E1 | RVT - Cost of Operation | 0.77666 | 0.78958 | 0.80534 | 0.82449 | 0.84727 | 0.87738 | 0.90826 | 0.93814 | 0.96564 | 0.99206 | 1.0192 | 1.0434 | 1.0687 | 1.0921 | 1.1117 | 1.1292 | 1.1435 | 1.157 | 1.1714 | 1.1847 | 1.198 | 1.2191 | 1.2404 | 1.2624 | 1.2849 | 1.3077 | 1.3309
F2_Commercial_Retail (WA)_New_Food Preparation_Natural Gas_Oven_E2 | F2 | Commercial | Retail (WA) | New | Food Preparation | Natural Gas | Oven | E2 | RVT - Cost of Operation | 0.5515 | 0.56068 | 0.57187 | 0.58546 | 0.60164 | 0.62302 | 0.64495 | 0.66617 | 0.6857 | 0.70446 | 0.72372 | 0.74093 | 0.75888 | 0.77547 | 0.78945 | 0.80183 | 0.81199 | 0.82156 | 0.83183 | 0.84125 | 0.85067 | 0.86567 | 0.88081 | 0.89646 | 0.91238 | 0.92859 | 0.94509
F2_Commercial_Retail (WA)_New_Food Preparation_Natural Gas_Oven_E3 | F2 | Commercial | Retail (WA) | New | Food Preparation | Natural Gas | Oven | E3 | RVT - Cost of Operation | 0 | 0 | 0 | 0 | 0 | 0 | 0 | 0 | 0 | 0 | 0 | 0 | 0 | 0 | 0 | 0 | 0 | 0 | 0 | 0 | 0 | 0 | 0 | 0 | 0 | 0 | 0
F2_Commercial_Retail (WA)_New_Food Preparation_Natural Gas_Oven_E4 | F2 | Commercial | Retail (WA) | New | Food Preparation | Natural Gas | Oven | E4 | RVT - Cost of Operation | 0 | 0 | 0 | 0 | 0 | 0 | 0 | 0 | 0 | 0 | 0 | 0 | 0 | 0 | 0 | 0 | 0 | 0 | 0 | 0 | 0 | 0 | 0 | 0 | 0 | 0 | 0
F2_Commercial_Retail (WA)_New_Food Preparation_Natural Gas_Oven_E5 | F2 | Commercial | Retail (WA) | New | Food Preparation | Natural Gas | Oven | E5 | RVT - Cost of Operation | 0 | 0 | 0 | 0 | 0 | 0 | 0 | 0 | 0 | 0 | 0 | 0 | 0 | 0 | 0 | 0 | 0 | 0 | 0 | 0 | 0 | 0 | 0 | 0 | 0 | 0 | 0
F2_Commercial_Retail (WA)_New_Food Preparation_Natural Gas_Oven_E6 | F2 | Commercial | Retail (WA) | New | Food Preparation | Natural Gas | Oven | E6 | RVT - Cost of Operation | 0 | 0 | 0 | 0 | 0 | 0 | 0 | 0 | 0 | 0 | 0 | 0 | 0 | 0 | 0 | 0 | 0 | 0 | 0 | 0 | 0 | 0 | 0 | 0 | 0 | 0 | 0
F2_Commercial_Retail (WA)_New_Food Preparation_Natural Gas_Oven_E7 | F2 | Commercial | Retail (WA) | New | Food Preparation | Natural Gas | Oven | E7 | RVT - Cost of Operation | 0 | 0 | 0 | 0 | 0 | 0 | 0 | 0 | 0 | 0 | 0 | 0 | 0 | 0 | 0 | 0 | 0 | 0 | 0 | 0 | 0 | 0 | 0 | 0 | 0 | 0 | 0
F2_Commercial_Retail (WA)_New_Food Preparation_Natural Gas_Oven_E8 | F2 | Commercial | Retail (WA) | New | Food Preparation | Natural Gas | Oven | E8 | RVT - Cost of Operation | 0 | 0 | 0 | 0 | 0 | 0 | 0 | 0 | 0 | 0 | 0 | 0 | 0 | 0 | 0 | 0 | 0 | 0 | 0 | 0 | 0 | 0 | 0 | 0 | 0 | 0 | 0
F2_Commercial_Retail (WA)_New_Food Preparation_Natural Gas_Oven_E9 | F2 | Commercial | Retail (WA) | New | Food Preparation | Natural Gas | Oven | E9 | RVT - Cost of Operation | 0 | 0 | 0 | 0 | 0 | 0 | 0 | 0 | 0 | 0 | 0 | 0 | 0 | 0 | 0 | 0 | 0 | 0 | 0 | 0 | 0 | 0 | 0 | 0 | 0 | 0 | 0
F2_Commercial_Retail (WA)_New_Food Preparation_Natural Gas_Oven_E10 | F2 | Commercial | Retail (WA) | New | Food Preparation | Natural Gas | Oven | E10 | RVT - Cost of Operation | 0 | 0 | 0 | 0 | 0 | 0 | 0 | 0 | 0 | 0 | 0 | 0 | 0 | 0 | 0 | 0 | 0 | 0 | 0 | 0 | 0 | 0 | 0 | 0 | 0 | 0 | 0
F3_Commercial_Retail (WA)_New_Food Preparation_Natural Gas_Oven_E1 | F3 | Commercial | Retail (WA) | New | Food Preparation | Natural Gas | Oven | E1 | System - kBTUs of Consumption | 188.254 | 188.254 | 188.254 | 188.254 | 188.254 | 188.254 | 188.254 | 188.254 | 188.254 | 188.254 | 188.254 | 188.254 | 188.254 | 188.254 | 188.254 | 188.254 | 188.254 | 188.254 | 188.254 | 188.254 | 188.254 | 188.254 | 188.254 | 188.254 | 188.254 | 188.254 | 188.254
F3_Commercial_Retail (WA)_New_Food Preparation_Natural Gas_Oven_E2 | F3 | Commercial | Retail (WA) | New | Food Preparation | Natural Gas | Oven | E2 | System - kBTUs of Consumption | 133.6784 | 133.6784 | 133.6784 | 133.6784 | 133.6784 | 133.6784 | 133.6784 | 133.6784 | 133.6784 | 133.6784 | 133.6784 | 133.6784 | 133.6784 | 133.6784 | 133.6784 | 133.6784 | 133.6784 | 133.6784 | 133.6784 | 133.6784 | 133.6784 | 133.6784 | 133.6784 | 133.6784 | 133.6784 | 133.6784 | 133.6784
F3_Commercial_Retail (WA)_New_Food Preparation_Natural Gas_Oven_E3 | F3 | Commercial | Retail (WA) | New | Food Preparation | Natural Gas | Oven | E3 | System - kBTUs of Consumption | 0 | 0 | 0 | 0 | 0 | 0 | 0 | 0 | 0 | 0 | 0 | 0 | 0 | 0 | 0 | 0 | 0 | 0 | 0 | 0 | 0 | 0 | 0 | 0 | 0 | 0 | 0
F3_Commercial_Retail (WA)_New_Food Preparation_Natural Gas_Oven_E4 | F3 | Commercial | Retail (WA) | New | Food Preparation | Natural Gas | Oven | E4 | System - kBTUs of Consumption | 0 | 0 | 0 | 0 | 0 | 0 | 0 | 0 | 0 | 0 | 0 | 0 | 0 | 0 | 0 | 0 | 0 | 0 | 0 | 0 | 0 | 0 | 0 | 0 | 0 | 0 | 0
F3_Commercial_Retail (WA)_New_Food Preparation_Natural Gas_Oven_E5 | F3 | Commercial | Retail (WA) | New | Food Preparation | Natural Gas | Oven | E5 | System - kBTUs of Consumption | 0 | 0 | 0 | 0 | 0 | 0 | 0 | 0 | 0 | 0 | 0 | 0 | 0 | 0 | 0 | 0 | 0 | 0 | 0 | 0 | 0 | 0 | 0 | 0 | 0 | 0 | 0
F3_Commercial_Retail (WA)_New_Food Preparation_Natural Gas_Oven_E6 | F3 | Commercial | Retail (WA) | New | Food Preparation | Natural Gas | Oven | E6 | System - kBTUs of Consumption | 0 | 0 | 0 | 0 | 0 | 0 | 0 | 0 | 0 | 0 | 0 | 0 | 0 | 0 | 0 | 0 | 0 | 0 | 0 | 0 | 0 | 0 | 0 | 0 | 0 | 0 | 0
F3_Commercial_Retail (WA)_New_Food Preparation_Natural Gas_Oven_E7 | F3 | Commercial | Retail (WA) | New | Food Preparation | Natural Gas | Oven | E7 | System - kBTUs of Consumption | 0 | 0 | 0 | 0 | 0 | 0 | 0 | 0 | 0 | 0 | 0 | 0 | 0 | 0 | 0 | 0 | 0 | 0 | 0 | 0 | 0 | 0 | 0 | 0 | 0 | 0 | 0
F3_Commercial_Retail (WA)_New_Food Preparation_Natural Gas_Oven_E8 | F3 | Commercial | Retail (WA) | New | Food Preparation | Natural Gas | Oven | E8 | System - kBTUs of Consumption | 0 | 0 | 0 | 0 | 0 | 0 | 0 | 0 | 0 | 0 | 0 | 0 | 0 | 0 | 0 | 0 | 0 | 0 | 0 | 0 | 0 | 0 | 0 | 0 | 0 | 0 | 0
F3_Commercial_Retail (WA)_New_Food Preparation_Natural Gas_Oven_E9 | F3 | Commercial | Retail (WA) | New | Food Preparation | Natural Gas | Oven | E9 | System - kBTUs of Consumption | 0 | 0 | 0 | 0 | 0 | 0 | 0 | 0 | 0 | 0 | 0 | 0 | 0 | 0 | 0 | 0 | 0 | 0 | 0 | 0 | 0 | 0 | 0 | 0 | 0 | 0 | 0
F3_Commercial_Retail (WA)_New_Food Preparation_Natural Gas_Oven_E10 | F3 | Commercial | Retail (WA) | New | Food Preparation | Natural Gas | Oven | E10 | System - kBTUs of Consumption | 0 | 0 | 0 | 0 | 0 | 0 | 0 | 0 | 0 | 0 | 0 | 0 | 0 | 0 | 0 | 0 | 0 | 0 | 0 | 0 | 0 | 0 | 0 | 0 | 0 | 0 | 0